## Legend
LoadMAPTM Equipment File - Description of Tabs
Category | Tab Label | Description | Notes | Font Color Key - within tabs
Controls, Viewers & Notes | Control Panel | Controls for LoadMAP runs, and a viewer for select run results |  | User input, common | Red Font | User inputs that are often modified
| Market Profiles | Viewer for detailed market profiles by segment and fuel type |  | User input, uncommon | Blue Font | User inputs that have been preset by AEG and should rarely, if ever, be changed
| Notes | A space for user or analyst notes during project development and runs |  | Standard | Black Font | Text labels or calculated values; no input required
| System Log | Used by LoadMAP for system messages to document run times, errors, etc
| Forecast Summary | Pivot table and chart showing high-level results for equipment runs only
Equipment Inputs | Variables | Global variables used in the analysis, such as the forecast start & stop years and economic discount rates
| Market Size | The projected population over the length of the study, by segment and vintage. This is in LoadMAP units, which vary by customer sector (e.g. Households for Residential, or Square Feet for commercial).
| Saturations | The projected saturation of each technology, expressed as a percentage of the LoadMAP market units for which the technology applies.
| UECs & EUIs | Gives the average Unit Energy Consumption (UEC) or Energy Use Index (EUI) for each technology, including the Existing market, expected average Replacement for existing market customers, and the expected value for a New Construction customer. | This tab also includes the Peak Factors that translate Energy into instantaneous demand at the hour of summer and/or winter system peak; the minimum and maximum lifetimes for already existing (or "Vintage") units; and some other LoadMAP parameter control flags.
| Vintage Data | Contains the distribution of the existing market units from New to the Max Vintage Age, expressed as a percentage of the existing market, and holds the calculated UECs for these aged units as calculated in the Calibration step | Any units older than the Max Vintage Age will be turned over into more efficient units in the first year of the study. Vintage expiration is a major driver of most early-year potential savings. If we do an EV vintage distribution, it should be front-loaded as newer than 1/lifetime as well. Do we bucket vintage data at all or is it just a flat 1/lifetime distribution?
| Avoided Costs | Holds annual values of avoided cost of energy and capacity; as well as retail rates if needed, line loss factors, and indicator of whether system peak is summer or winter.
| Utilization | Contains a set of exogenous variable datastreams that can be used to vary or normalize the forecast, such as weather degree days, household income, or average home size. | Each technology is assigned its own elasticity value that describes the sensitivity to each exogenous variable. For example, lighting consupmtion may have a -20% elasticity with respect to retail rate, so if the price increases by 100%, lighting usage would go down by 20%.
| Tech Data | Holds the relative efficiency of all technology efficiency options, as well as material and O&M costs, lifetimes for each efficiency option, and on- and off-market years to support standards changes. | Additional information including the conversion between LoadMAP units (e.g. per sq ft) and other units (e.g. per ton of cooling capacity) is also available in the right side of this tab for transparency, although this information is not used by LoadMAP
| Purchase Shares | This tab allocates all purchase decisions for a technology category among the various efficiency options available in any given year. This is a part of each year's equipment stock turnover, and is done for each potential case. Shares of a given technology for any single year should always sum to 100% | Only the Baseline Forecast is required as an input, the other potential cases are calculated by the Tech Economics engine.
| Potential Factors | The assumed portion of an eligible population in a given year that will move from their purchase decision in the baseline case to the unit identified as the economic or efficient option. LoadMAP has the ability to model two such cases, dubbed the "Maximum Achievable Potential" (or MAP) and "Realistic Achievable Potential" (or RAP) cases, respectively. | The percentage given is relative to both the baseline purchase share and the Economic or Technical limit. Eg, if one has a base purchase share of 5%, a technical limit of 30%, and a potential factor of 40%, the final achievable purchase share would be: 5% + (30%-5%) x 40% = 15%
| Program Costs | Defines Incentive and Program Administrative costs for each technology as a percentage of the incremental measure cost. Used for cost-effectiveness tests and the economic screen.
Forecast Engine | Calibration | Creates distribution of annual energy consumption for the various equipment options based on the vintage/age of existing equipment. This information lays the foundation for energy consupmtion in future years as equipment stock turns over. | This is a two step process: 1) Newest unit's UEC must equal the Replacement UEC defined in the market profile while the weighted average UEC must equal the Existing Unit UEC. 2) The weighted average UEC across new efficiency options (weighted by the base year purchase shares) must be equal to the New Unit UEC defined in the market profile.
| Tech Economics | Calculates the costs of operation and material/installation for all technology efficiency options, then performs the cost-benefit analysis and determines the purchase shares for each scenario.
| Tech Forecast | Steps through each year of the study, using a stock accounting model to calculate total energy consumption (and peak demand, if applicable) for each technology in each year.
| Savings | Compares the Baseline and scenario forecasts for each technology, calculating savings as the delta between them.
Cache | Technology Cache | An index of row numbers for internal, runtime lookups of the inputs and outputs of each technology | This index organizes and expedites LoadMAP's runs, and should generally not be edited by the user.
Forecast Results | Technology Costs | Costs of operation and equipment from both the Utility and Program Participant perspectives, as calculated by the Tech Economics tab. Also includes consumption in kBTU terms, for use by the optional System model if it is active (see below).
| Technology Economics | Provides the option that was selected by the Economic screen for each year in each technology set. Also provides the Levelized Cost of Conserved Energy (CCE) and the calculated Benefit/Cost ratios from each of the 4 tests - TRC, PACT, PCT, and RIM | Levelized CCE is provided from the perspective of total resource costs (TRC)
| Equipment Results | The main results by technology, including total annual consumption, peak demand, number of units, and average replacement use. | If Systems are active, these results will include any System switching
| Equipment Purchases | Stores the total number of units newly purchased each year, broken out by each technology efficiency option. | If Systems are active, these results will include any System switching
| Equipment Stock | Shows the total stock existing in each year by efficiency option, including Vintage units and the effects of lifetime decay. | If Systems are active, these results will include any System switching
| Equipment Savings | Stores the results of the Savings calculation tab for each technology. | If Systems are active, these results will include any System switching
| LoadMAPTM System Module (Optional) |  | These tabs are hidden if the system module is not in use. Can be used for fuel switching or technology switching.
Category | Tab Label | Description | Notes
System Inputs | Building Systems | Lists each grouping of interrelated technologies under friendly labels, and defines several high level values for each, including starting saturation, annual growth, costs to switch (above and beyond component material costs, such as needing to install ducting if installing a central system for the first time), and control flags to enforce directionality (ie, preventing customers from backsliding into Room ACs even if they are cheaper)
| System Data | Defines the component technologies of each System using exact LoadMAP terminology, and defines the end uses necessary for any two systems to be considered a match for evaluation
| Sys Program Costs | As in Equipment Program Costs, factors to determine Incentive and Administrative costs, expressed as a percentage of Incremental material costs
| System Purchase Shares | Similar to Equipment purchase shares, the potion of customers who will opt fo each related system in each year
| System Potential Factors | The fraction of the eligible market that will make the transition from their baseline choice to the economic or technical option if incentivized.
Systems Engine | Sys Costs | Calculates the aggregate costs and kBTU consumption of each system, calculated from their component technologies
| Sys Economics | Calculates System Purchase Shares by comparing related systems
| Sys Forecast | Calculates a stock-accounting forecast of the system units only to determine any switching
| System Results | Applies the System forecast as a modification to the original forecast, adjusting unit counts and consumption to reach the final forecast
Cache | System Cache | An index of row numbers for the inputs and outputs of each system
Forecast Results | System Costs | The stored results of the Sys Costs calculation tab
| System Stock | The number of system units existing in each year | The system stock will not necessarily include all of the total units from their component technologies, as not all LoadMAP units are considered within the switching-eligible universe.
| Raw Equipment Results | As Equipment Results above, but will not include any subsequent System switching
| Raw Equipment Purchases | As Equipment Purchases above, but will not include any subsequent System switching
| Raw Equipment Stock | As Equipment Stock above, but will not include any subsequent System switching
| Raw Equipment Savings | As Equipment Savings above, but will not include any subsequent System switching

## Variables
Name | Value | Description | Affects
Equipment File Name | TBD | The filename of the Equipment module. | Measures
Measures File Name | TBD | The filename of the Measures module. | Measures
Results File Name | TBD | The file name for the Results file. | Final Results
Base Year | 2019 | The base year of the study. | Calibration, Tech Economics, Sys Economics
Forecast Start Year | 2024 | The first year potentials differ from the baseline. | Tech Economics, SysEconomics
Forecast End Year | 2049 | The last year of the forecast. | Tech Economics, Sys Economics
Max Systems | 5 | The maximum number of systems to compare at once | Sys Economics, Sys Forecast
Equipment Levels | 10 | The maximum number of options for equipment | Calibration, Tech Economics, Sys Economics
Equipment Components | 5 | The maximum number of components for systems | Tech Economics, Sys Economics
Max Vintage Age | 35 | The maximum age of vintaged equipment | Calibration
Max Equipment Age | 30 | The maximum age of modeled equipment | Tech Economics, Sys Economics
Economic Test | PACT | The economic test to use (TRC, PAC, PC, RIM, or LCOE) | Tech Economics
Economic Criteria | Max Savings | Whether the economic screen should optimize for "Max NPV" or "Max Savings" | Tech Economics
Discount Rate | 5.06% | The utility's internal discount rate for economic analysis. | Tech Economics
Owner Discount Rate (Existing) | 5.06% | Discount rate used for Replacement scenario in economic analysis | Tech Economics, Sys Costs
Builder Discount Rate (New Construction) | 5.06% | Discount rate used for New Construction scenario in economic analysis | Tech Economics, Sys Costs
Minimum BC Ratio | 0.9 | The minimum BC ratio required for a measure to pass. | Tech Economics
Electric kBTUs | 3.412 | The amount of kBTUs contained in one unit of electricity. | Tech Economics
Natural Gas kBTUs | 100 | The amount of kBTUs contained in one unit of natural gas. | Tech Economics
Run Systems | FALSE | Determines whether or not the System Forecast is run. | Sys Forecast
Run Codes & Standards Forecast | TRUE | Determines whether or not the Codes and Standards Forecast is run. | Tech Economics, Sys Economics
Run Realistic Achievable Potential | FALSE | Determines whether or not the Realistic Achievable Potential is run. | Tech Economics, Sys Economics
Run Maximum Achievable Potential | FALSE | Determines whether or not the Maximum Achievable Potential is run. | Tech Economics, Sys Economics
Run Economic Potential | FALSE | Determines whether or not the Economic Potential is run. | Tech Economics, Sys Economics
Run Technical Potential | FALSE | Determines whether or not the Technical Potential is run. | Tech Economics, Sys Economics
Base Case | Baseline Forecast | The study's base case potential. Typically the Baseline, though possibly Codes & Standards. | Savings
Achievable Case | Economic Potential | Whether the study should use the Economic Potential or the Technical Potential to determine Achievable Potential | Savings
Force Creation | FALSE | Whether or not the system should create entries for keys it cannot find. | Setup
Residential Setup | Households;HH;UEC | Labels for the sector market units used by the Market Profile tab | Setup
Commercial Setup | Square Feet ;SqFt.;EUI | Labels for the sector market units used by the Market Profile tab | Setup
Industrial Setup | Employees;Emp;EUI | Labels for the sector market units used by the Market Profile tab | Setup
Electric Setup | kWh;MWh;GWh;KW;MW;GW | Labels for the fuel units used by the Market Profile tab | Setup
Natural Gas Setup | Thrm;mThrm;mmThrm;N/A;N/A;N/A | Labels for the fuel units used by the Market Profile tab | Setup
Sheets Should Hide | FALSE | If TRUE, hides the engine and cache worksheets when the file is opened. | Setup
Uses Measures | TRUE | Whether or not the Measures module is included in the study. | Final Results
Font Color Key
User input, common | Red Font | User inputs that are often modified
User input, uncommon | Blue Font | User inputs that have been preset by EnerNOC and should rarely, if ever, be changed
Standard | Black Font | Text labels or calculated values; no input required
5750

## Market Size
Key | Sector | Segment | Vintage | 2019 | 2020 | 2021 | 2022 | 2023 | 2024 | 2025 | 2026 | 2027 | 2028 | 2029 | 2030 | 2031 | 2032 | 2033 | 2034 | 2035 | 2036 | 2037 | 2038 | 2039 | 2040 | 2041 | 2042 | 2043 | 2044 | 2045 | 2046 | 2047 | 2048 | 2049 | 2050
Commercial_Office_Existing | Commercial | Office | Existing | 44999450.7251 | 44099461.7106 | 43217472.4764 | 42353123.0269 | 41506060.5663 | 40675939.355 | 39862420.5679 | 39065172.1565 | 38283868.7134 | 37518191.3391 | 36767827.5124 | 36032470.9621 | 35311821.5429 | 34605585.112 | 33913473.4098 | 33235203.9416 | 32570499.8627 | 31919089.8655 | 31280708.0682 | 30655093.9068 | 30041992.0287 | 29441152.1881 | 28852329.1443 | 28275282.5615 | 27709776.9102 | 27155581.372 | 26612469.7446 | 26080220.3497 | 25558615.9427 | 25047443.6238 | 24546494.7514 | 24055564.8563
Commercial_Office_New | Commercial | Office | New | 0 | 2212635.606 | 4445561.7008 | 6812832.568 | 8112121.8373 | 9170657.4005 | 10213714.9955 | 11241632.4429 | 12254740.9527 | 13253365.2574 | 14237823.7423 | 15208428.5732 | 16165485.8216 | 17109295.5871 | 18040152.1183 | 18958343.9297 | 19864153.9181 | 20757859.4751 | 21639732.5982 | 22510039.9998 | 23369043.2132 | 24216998.6974 | 25054157.9392 | 25880767.5537 | 26697069.3823 | 27503300.5893 | 28299693.7558 | 29086476.973 | 29863873.932 | 30632104.0134 | 31391382.3736 | 32141920.0312
Commercial_Retail_Existing | Commercial | Retail | Existing | 40273546.5008 | 39468075.5708 | 38678714.0593 | 37905139.7782 | 37147036.9826 | 36404096.2429 | 35676014.3181 | 34962494.0317 | 34263244.1511 | 33577979.2681 | 32906419.6827 | 32248291.2891 | 31603325.4633 | 30971258.954 | 30351833.7749 | 29744797.0994 | 29149901.1574 | 28566903.1343 | 27995565.0716 | 27435653.7702 | 26886940.6948 | 26349201.8809 | 25822217.8433 | 25305773.4864 | 24799658.0167 | 24303664.8563 | 23817591.5592 | 23341239.728 | 22874414.9335 | 22416926.6348 | 21968588.1021 | 21529216.3401
Commercial_Retail_New | Commercial | Retail | New | 0 | 1980261.5706 | 3978682.6948 | 6097339.5187 | 7260175.6415 | 8207542.3436 | 9141056.5949 | 10061020.7378 | 10967731.198 | 11861478.6044 | 12742547.9048 | 13611218.4811 | 14467764.2605 | 15312453.826 | 16145550.5236 | 16967312.5678 | 17777993.145 | 18577840.5148 | 19367098.1093 | 20146004.6302 | 20914794.1444 | 21673696.177 | 22422935.8035 | 23162733.7391 | 23893306.4266 | 24614866.123 | 25327620.9836 | 26031775.1448 | 26727528.8057 | 27415078.3069 | 28094616.2092 | 28766331.3694
Commercial_Restaurant_Existing | Commercial | Restaurant | Existing | 5343137.1922 | 5236274.4483 | 5131548.9594 | 5028917.9802 | 4928339.6206 | 4829772.8282 | 4733177.3716 | 4638513.8242 | 4545743.5477 | 4454828.6767 | 4365732.1032 | 4278417.4611 | 4192849.1119 | 4108992.1297 | 4026812.2871 | 3946276.0413 | 3867350.5205 | 3790003.5101 | 3714203.4399 | 3639919.3711 | 3567120.9837 | 3495778.564 | 3425862.9927 | 3357345.7329 | 3290198.8182 | 3224394.8418 | 3159906.945 | 3096708.8061 | 3034774.63 | 2974079.1374 | 2914597.5546 | 2856305.6035
Commercial_Restaurant_New | Commercial | Restaurant | New | 0 | 262723.5535 | 527856.3556 | 808940.9646 | 963215.7548 | 1088903.972 | 1212754.3689 | 1334807.0574 | 1455101.3648 | 1573675.8491 | 1690568.3147 | 1805815.8274 | 1919454.7296 | 2031520.6544 | 2142048.5402 | 2251072.6447 | 2358626.5583 | 2464743.2181 | 2569454.9203 | 2672793.3337 | 2774789.5124 | 2875473.9077 | 2974876.3806 | 3073026.2137 | 3169952.1225 | 3265682.2676 | 3360244.2652 | 3453665.1981 | 3545971.6272 | 3637189.601 | 3727344.6669 | 3816461.8807
Commercial_Grocery_Existing | Commercial | Grocery | Existing | 2934877.3195 | 2876179.7731 | 2818656.1777 | 2762283.0541 | 2707037.393 | 2652896.6452 | 2599838.7123 | 2547841.938 | 2496885.0993 | 2446947.3973 | 2398008.4493 | 2350048.2803 | 2303047.3147 | 2256986.3684 | 2211846.6411 | 2167609.7083 | 2124257.5141 | 2081772.3638 | 2040136.9165 | 1999334.1782 | 1959347.4946 | 1920160.5447 | 1881757.3338 | 1844122.1872 | 1807239.7434 | 1771094.9486 | 1735673.0496 | 1700959.5886 | 1666940.3968 | 1633601.5889 | 1600929.5571 | 1568910.966
Commercial_Grocery_New | Commercial | Grocery | New | 0 | 144308.7405 | 289940.8326 | 444334.9299 | 529074.9556 | 598112.9542 | 666141.4752 | 733182.5513 | 799257.7842 | 864388.3531 | 928595.023 | 991898.1536 | 1054317.7068 | 1115873.2554 | 1176583.9902 | 1236468.7284 | 1295545.9204 | 1353833.6578 | 1411349.6805 | 1468111.3834 | 1524135.8239 | 1579439.7282 | 1634039.4985 | 1687951.219 | 1741190.6627 | 1793773.2975 | 1845714.2924 | 1897028.5236 | 1947730.5803 | 1997834.7706 | 2047355.1271 | 2096305.4123
Commercial_Education_Existing | Commercial | Education | Existing | 44136576.7287 | 43253845.1942 | 42388768.2903 | 41540992.9245 | 40710173.066 | 39895969.6047 | 39098050.2126 | 38316089.2083 | 37549767.4242 | 36798772.0757 | 36062796.6342 | 35341540.7015 | 34634709.8874 | 33942015.6897 | 33263175.3759 | 32597911.8684 | 31945953.631 | 31307034.5584 | 30680893.8672 | 30067275.9899 | 29465930.4701 | 28876611.8607 | 28299079.6235 | 27733098.031 | 27178436.0704 | 26634867.349 | 26102170.002 | 25580126.602 | 25068524.0699 | 24567153.5885 | 24075810.5167 | 23594294.3064
Commercial_Education_New | Commercial | Education | New | 0 | 2170207.8497 | 4360317.1138 | 6682195.0608 | 7956570.1833 | 8994808.103 | 10017864.8477 | 11026071.7603 | 12019753.6999 | 12999229.1721 | 13964810.4572 | 14916803.7349 | 15855509.2079 | 16781221.2213 | 17694228.3814 | 18594813.6704 | 19483254.5605 | 20359823.1241 | 21224786.1434 | 22078405.2163 | 22920936.8611 | 23752632.6194 | 24573739.1555 | 25384498.3556 | 26185147.4238 | 26975918.9766 | 27757041.1356 | 28528737.6179 | 29291227.8257 | 30044726.9325 | 30789445.9695 | 31525591.9085
Commercial_Healthcare_Existing | Commercial | Healthcare | Existing | 3577654.1729 | 3506101.0895 | 3435979.0677 | 3367259.4863 | 3299914.2966 | 3233916.0107 | 3169237.6905 | 3105852.9366 | 3043735.8779 | 2982861.1604 | 2923203.9371 | 2864739.8584 | 2807445.0612 | 2751296.16 | 2696270.2368 | 2642344.8321 | 2589497.9354 | 2537707.9767 | 2486953.8172 | 2437214.7408 | 2388470.446 | 2340701.0371 | 2293887.0164 | 2248009.276 | 2203049.0905 | 2158988.1087 | 2115808.3465 | 2073492.1796 | 2032022.336 | 1991381.8893 | 1951554.2515 | 1912523.1665
Commercial_Healthcare_New | Commercial | Healthcare | New | 0 | 175914.2585 | 353441.7001 | 541650.1418 | 644949.351 | 729107.5822 | 812035.2468 | 893759.2031 | 974305.7838 | 1053700.8064 | 1131969.5842 | 1209136.9355 | 1285227.1944 | 1360264.2203 | 1434271.407 | 1507271.6929 | 1579287.5693 | 1650341.0903 | 1720453.8807 | 1789647.1455 | 1857941.6775 | 1925357.8666 | 1991915.7069 | 2057634.8054 | 2122534.3897 | 2186633.3152 | 2249950.0733 | 2312502.7982 | 2374309.2742 | 2435386.9432 | 2495752.9111 | 2555423.9546
Commercial_Lodging_Existing | Commercial | Lodging | Existing | 3701701.1636 | 3627667.1403 | 3555113.7975 | 3484011.5216 | 3414331.2911 | 3346044.6653 | 3279123.772 | 3213541.2966 | 3149270.4706 | 3086285.0612 | 3024559.36 | 2964068.1728 | 2904786.8093 | 2846691.0731 | 2789757.2517 | 2733962.1067 | 2679282.8645 | 2625697.2072 | 2573183.2631 | 2521719.5978 | 2471285.2059 | 2421859.5017 | 2373422.3117 | 2325953.8655 | 2279434.7882 | 2233846.0924 | 2189169.1706 | 2145385.7871 | 2102478.0714 | 2060428.51 | 2019219.9398 | 1978835.541
Commercial_Lodging_New | Commercial | Lodging | New | 0 | 182013.6838 | 365696.4842 | 560430.6239 | 667311.4974 | 754387.723 | 840190.7151 | 924748.263 | 1008087.6125 | 1090235.4763 | 1171218.0452 | 1251060.9983 | 1329789.5132 | 1407428.2766 | 1484001.4936 | 1559532.8977 | 1634045.7603 | 1707562.8999 | 1780106.6913 | 1851699.0745 | 1922361.5635 | 1992115.255 | 2060980.8365 | 2128978.5947 | 2196128.4239 | 2262449.8333 | 2327961.9555 | 2392683.5533 | 2456633.0278 | 2519828.4255 | 2582287.4454 | 2644027.4462
Commercial_Warehouse_Existing | Commercial | Warehouse | Existing | 22610857.035 | 22158639.8943 | 21715467.0964 | 21281157.7545 | 20855534.5994 | 20438423.9074 | 20029655.4293 | 19629062.3207 | 19236481.0743 | 18851751.4528 | 18474716.4237 | 18105222.0953 | 17743117.6534 | 17388255.3003 | 17040490.1943 | 16699680.3904 | 16365686.7826 | 16038373.0469 | 15717605.586 | 15403253.4743 | 15095188.4048 | 14793284.6367 | 14497418.944 | 14207470.5651 | 13923321.1538 | 13644854.7307 | 13371957.6361 | 13104518.4834 | 12842428.1137 | 12585579.5514 | 12333867.9604 | 12087190.6012
Commercial_Warehouse_New | Commercial | Warehouse | New | 0 | 1111782.1785 | 2233759.7112 | 3423241.4111 | 4076094.8002 | 4607976.7655 | 5132081.5219 | 5648578.814 | 6157635.0648 | 6659413.4426 | 7154073.9262 | 7641773.3696 | 8122665.5642 | 8596901.3012 | 9064628.4313 | 9525991.9245 | 9981133.9278 | 10430193.822 | 10873308.2776 | 11310611.3094 | 11742234.3301 | 12168306.2024 | 12588953.2909 | 13004299.5122 | 13414466.3842 | 13819573.0747 | 14219736.4487 | 14615071.1151 | 15005689.4719 | 15391701.7512 | 15773216.0625 | 16150338.4362
Commercial_Miscellaneous_Existing | Commercial | Miscellaneous | Existing | 29106512.1061 | 28524381.8639 | 27953894.2267 | 27394816.3421 | 26846920.0153 | 26309981.615 | 25783781.9827 | 25268106.343 | 24762744.2162 | 24267489.3318 | 23782139.5452 | 23306496.7543 | 22840366.8192 | 22383559.4828 | 21935888.2932 | 21497170.5273 | 21067227.1168 | 20645882.5744 | 20232964.9229 | 19828305.6245 | 19431739.512 | 19043104.7217 | 18662242.6273 | 18288997.7748 | 17923217.8193 | 17564753.4629 | 17213458.3936 | 16869189.2258 | 16531805.4412 | 16201169.3324 | 15877145.9458 | 15559603.0269
Commercial_Miscellaneous_New | Commercial | Miscellaneous | New | 0 | 1431175.3591 | 2875474.9975 | 4406671.4242 | 5247076.7678 | 5931757.9737 | 6606427.7313 | 7271304.5497 | 7926602.6617 | 8572532.1108 | 9209298.8346 | 9837104.7479 | 10456147.8237 | 11066622.1722 | 11668718.1191 | 12262622.2812 | 12848517.6414 | 13426583.6221 | 13996996.1565 | 14559927.7592 | 15115547.5952 | 15664021.5469 | 16205512.281 | 16740179.3128 | 17268179.07 | 17789664.955 | 18304787.4058 | 18813693.9561 | 19316529.2938 | 19813435.3182 | 20304551.197 | 20790013.4207

## Saturations
Key | Sector | Segment | Vintage | End Use | Fuel | Technology | 2019 | 2020 | 2021 | 2022 | 2023 | 2024 | 2025 | 2026 | 2027 | 2028 | 2029 | 2030 | 2031 | 2032 | 2033 | 2034 | 2035 | 2036 | 2037 | 2038 | 2039 | 2040 | 2041 | 2042 | 2043 | 2044 | 2045 | 2046 | 2047 | 2048
Commercial_Office_Existing_Space Heating_Natural Gas_Furnace | Commercial | Office | Existing | Space Heating | Natural Gas | Furnace | 76.04% | 76.04% | 76.04% | 76.04% | 76.04% | 76.04% | 76.04% | 76.04% | 76.04% | 76.04% | 76.04% | 76.04% | 76.04% | 76.04% | 76.04% | 76.04% | 76.04% | 76.04% | 76.04% | 76.04% | 76.04% | 76.04% | 76.04% | 76.04% | 76.04% | 76.04% | 76.04% | 76.04% | 76.04% | 76.04% | 0.76035 | 0.76035
Commercial_Office_Existing_Space Heating_Natural Gas_Boiler | Commercial | Office | Existing | Space Heating | Natural Gas | Boiler | 22.55% | 22.55% | 22.55% | 22.55% | 22.55% | 22.55% | 22.55% | 22.55% | 22.55% | 22.55% | 22.55% | 22.55% | 22.55% | 22.55% | 22.55% | 22.55% | 22.55% | 22.55% | 22.55% | 22.55% | 22.55% | 22.55% | 22.55% | 22.55% | 22.55% | 22.55% | 22.55% | 22.55% | 22.55% | 22.55% | 0.22547 | 0.22547
Commercial_Office_Existing_Space Heating_Natural Gas_Unit Heater | Commercial | Office | Existing | Space Heating | Natural Gas | Unit Heater | 15.45% | 15.45% | 15.45% | 15.45% | 15.45% | 15.45% | 15.45% | 15.45% | 15.45% | 15.45% | 15.45% | 15.45% | 15.45% | 15.45% | 15.45% | 15.45% | 15.45% | 15.45% | 15.45% | 15.45% | 15.45% | 15.45% | 15.45% | 15.45% | 15.45% | 15.45% | 15.45% | 15.45% | 15.45% | 15.45% | 0.15446 | 0.15446
Commercial_Office_Existing_Water Heating_Natural Gas_Water Heater | Commercial | Office | Existing | Water Heating | Natural Gas | Water Heater | 47.74% | 47.74% | 47.74% | 47.74% | 47.74% | 47.74% | 47.74% | 47.74% | 47.74% | 47.74% | 47.74% | 47.74% | 47.74% | 47.74% | 47.74% | 47.74% | 47.74% | 47.74% | 47.74% | 47.74% | 47.74% | 47.74% | 47.74% | 47.74% | 47.74% | 47.74% | 47.74% | 47.74% | 47.74% | 47.74% | 0.4774 | 0.4774
Commercial_Office_Existing_Food Preparation_Natural Gas_Oven | Commercial | Office | Existing | Food Preparation | Natural Gas | Oven | 0.8882% | 0.8882% | 0.8882% | 0.8882% | 0.8882% | 0.8882% | 0.8882% | 0.8882% | 0.8882% | 0.8882% | 0.8882% | 0.8882% | 0.8882% | 0.8882% | 0.8882% | 0.8882% | 0.8882% | 0.8882% | 0.8882% | 0.8882% | 0.8882% | 0.8882% | 0.8882% | 0.8882% | 0.8882% | 0.8882% | 0.8882% | 0.8882% | 0.8882% | 0.8882% | 0.0088818 | 0.0088818
Commercial_Office_Existing_Food Preparation_Natural Gas_Conveyor Oven | Commercial | Office | Existing | Food Preparation | Natural Gas | Conveyor Oven | 0.4441% | 0.4441% | 0.4441% | 0.4441% | 0.4441% | 0.4441% | 0.4441% | 0.4441% | 0.4441% | 0.4441% | 0.4441% | 0.4441% | 0.4441% | 0.4441% | 0.4441% | 0.4441% | 0.4441% | 0.4441% | 0.4441% | 0.4441% | 0.4441% | 0.4441% | 0.4441% | 0.4441% | 0.4441% | 0.4441% | 0.4441% | 0.4441% | 0.4441% | 0.4441% | 0.0044409 | 0.0044409
Commercial_Office_Existing_Food Preparation_Natural Gas_Double Rack Oven | Commercial | Office | Existing | Food Preparation | Natural Gas | Double Rack Oven | 0.4441% | 0.4441% | 0.4441% | 0.4441% | 0.4441% | 0.4441% | 0.4441% | 0.4441% | 0.4441% | 0.4441% | 0.4441% | 0.4441% | 0.4441% | 0.4441% | 0.4441% | 0.4441% | 0.4441% | 0.4441% | 0.4441% | 0.4441% | 0.4441% | 0.4441% | 0.4441% | 0.4441% | 0.4441% | 0.4441% | 0.4441% | 0.4441% | 0.4441% | 0.4441% | 0.0044409 | 0.0044409
Commercial_Office_Existing_Food Preparation_Natural Gas_Fryer | Commercial | Office | Existing | Food Preparation | Natural Gas | Fryer | 1.843% | 1.843% | 1.843% | 1.843% | 1.843% | 1.843% | 1.843% | 1.843% | 1.843% | 1.843% | 1.843% | 1.843% | 1.843% | 1.843% | 1.843% | 1.843% | 1.843% | 1.843% | 1.843% | 1.843% | 1.843% | 1.843% | 1.843% | 1.843% | 1.843% | 1.843% | 1.843% | 1.843% | 1.843% | 1.843% | 0.018427 | 0.018427
Commercial_Office_Existing_Food Preparation_Natural Gas_Broiler | Commercial | Office | Existing | Food Preparation | Natural Gas | Broiler | 0.3781% | 0.3781% | 0.3781% | 0.3781% | 0.3781% | 0.3781% | 0.3781% | 0.3781% | 0.3781% | 0.3781% | 0.3781% | 0.3781% | 0.3781% | 0.3781% | 0.3781% | 0.3781% | 0.3781% | 0.3781% | 0.3781% | 0.3781% | 0.3781% | 0.3781% | 0.3781% | 0.3781% | 0.3781% | 0.3781% | 0.3781% | 0.3781% | 0.3781% | 0.3781% | 0.0037806 | 0.0037806
Commercial_Office_Existing_Food Preparation_Natural Gas_Griddle | Commercial | Office | Existing | Food Preparation | Natural Gas | Griddle | 0.9933% | 0.9933% | 0.9933% | 0.9933% | 0.9933% | 0.9933% | 0.9933% | 0.9933% | 0.9933% | 0.9933% | 0.9933% | 0.9933% | 0.9933% | 0.9933% | 0.9933% | 0.9933% | 0.9933% | 0.9933% | 0.9933% | 0.9933% | 0.9933% | 0.9933% | 0.9933% | 0.9933% | 0.9933% | 0.9933% | 0.9933% | 0.9933% | 0.9933% | 0.9933% | 0.009933 | 0.009933
Commercial_Office_Existing_Food Preparation_Natural Gas_Range | Commercial | Office | Existing | Food Preparation | Natural Gas | Range | 5.306% | 5.306% | 5.306% | 5.306% | 5.306% | 5.306% | 5.306% | 5.306% | 5.306% | 5.306% | 5.306% | 5.306% | 5.306% | 5.306% | 5.306% | 5.306% | 5.306% | 5.306% | 5.306% | 5.306% | 5.306% | 5.306% | 5.306% | 5.306% | 5.306% | 5.306% | 5.306% | 5.306% | 5.306% | 5.306% | 0.053059 | 0.053059
Commercial_Office_Existing_Food Preparation_Natural Gas_Steamer | Commercial | Office | Existing | Food Preparation | Natural Gas | Steamer | 0.3609% | 0.3609% | 0.3609% | 0.3609% | 0.3609% | 0.3609% | 0.3609% | 0.3609% | 0.3609% | 0.3609% | 0.3609% | 0.3609% | 0.3609% | 0.3609% | 0.3609% | 0.3609% | 0.3609% | 0.3609% | 0.3609% | 0.3609% | 0.3609% | 0.3609% | 0.3609% | 0.3609% | 0.3609% | 0.3609% | 0.3609% | 0.3609% | 0.3609% | 0.3609% | 0.0036092 | 0.0036092
Commercial_Office_Existing_Food Preparation_Natural Gas_Food Prep Other | Commercial | Office | Existing | Food Preparation | Natural Gas | Food Prep Other | 0.7923% | 0.7923% | 0.7923% | 0.7923% | 0.7923% | 0.7923% | 0.7923% | 0.7923% | 0.7923% | 0.7923% | 0.7923% | 0.7923% | 0.7923% | 0.7923% | 0.7923% | 0.7923% | 0.7923% | 0.7923% | 0.7923% | 0.7923% | 0.7923% | 0.7923% | 0.7923% | 0.7923% | 0.7923% | 0.7923% | 0.7923% | 0.7923% | 0.7923% | 0.7923% | 0.0079233 | 0.0079233
Commercial_Office_Existing_Miscellaneous_Natural Gas_Pool Heater | Commercial | Office | Existing | Miscellaneous | Natural Gas | Pool Heater | 0.9658% | 0.9658% | 0.9658% | 0.9658% | 0.9658% | 0.9658% | 0.9658% | 0.9658% | 0.9658% | 0.9658% | 0.9658% | 0.9658% | 0.9658% | 0.9658% | 0.9658% | 0.9658% | 0.9658% | 0.9658% | 0.9658% | 0.9658% | 0.9658% | 0.9658% | 0.9658% | 0.9658% | 0.9658% | 0.9658% | 0.9658% | 0.9658% | 0.9658% | 0.9658% | 0.009658 | 0.009658
Commercial_Office_Existing_Miscellaneous_Natural Gas_Miscellaneous | Commercial | Office | Existing | Miscellaneous | Natural Gas | Miscellaneous | 100% | 100% | 100% | 100% | 100% | 100% | 100% | 100% | 100% | 100% | 100% | 100% | 100% | 100% | 100% | 100% | 100% | 100% | 100% | 100% | 100% | 100% | 100% | 100% | 100% | 100% | 100% | 100% | 100% | 100% | 1 | 1
Commercial_Office_New_Space Heating_Natural Gas_Furnace | Commercial | Office | New | Space Heating | Natural Gas | Furnace | [30 empty] | 0 | 0 | bar: 2019 to 2048
Commercial_Office_New_Space Heating_Natural Gas_Boiler | Commercial | Office | New | Space Heating | Natural Gas | Boiler | [30 empty] | 0 | 0 | bar: 2019 to 2048
Commercial_Office_New_Space Heating_Natural Gas_Unit Heater | Commercial | Office | New | Space Heating | Natural Gas | Unit Heater | 3.089% | 3.089% | 3.089% | 3.089% | 3.089% | 3.089% | 3.089% | 3.089% | 3.089% | 3.089% | 3.089% | 3.089% | 3.089% | 3.089% | 3.089% | 3.089% | 3.089% | 3.089% | 3.089% | 3.089% | 3.089% | 3.089% | 3.089% | 3.089% | 3.089% | 3.089% | 3.089% | 3.089% | 3.089% | 3.089% | 0.030892 | 0.030892
Commercial_Office_New_Water Heating_Natural Gas_Water Heater | Commercial | Office | New | Water Heating | Natural Gas | Water Heater | [30 empty] | 0 | 0 | bar: 2019 to 2048
Commercial_Office_New_Food Preparation_Natural Gas_Oven | Commercial | Office | New | Food Preparation | Natural Gas | Oven | 0.4441% | 0.4441% | 0.4441% | 0.4441% | 0.4441% | 0.4441% | 0.4441% | 0.4441% | 0.4441% | 0.4441% | 0.4441% | 0.4441% | 0.4441% | 0.4441% | 0.4441% | 0.4441% | 0.4441% | 0.4441% | 0.4441% | 0.4441% | 0.4441% | 0.4441% | 0.4441% | 0.4441% | 0.4441% | 0.4441% | 0.4441% | 0.4441% | 0.4441% | 0.4441% | 0.0044409 | 0.0044409
Commercial_Office_New_Food Preparation_Natural Gas_Conveyor Oven | Commercial | Office | New | Food Preparation | Natural Gas | Conveyor Oven | 0.222% | 0.222% | 0.222% | 0.222% | 0.222% | 0.222% | 0.222% | 0.222% | 0.222% | 0.222% | 0.222% | 0.222% | 0.222% | 0.222% | 0.222% | 0.222% | 0.222% | 0.222% | 0.222% | 0.222% | 0.222% | 0.222% | 0.222% | 0.222% | 0.222% | 0.222% | 0.222% | 0.222% | 0.222% | 0.222% | 0.0022205 | 0.0022205
Commercial_Office_New_Food Preparation_Natural Gas_Double Rack Oven | Commercial | Office | New | Food Preparation | Natural Gas | Double Rack Oven | 0.222% | 0.222% | 0.222% | 0.222% | 0.222% | 0.222% | 0.222% | 0.222% | 0.222% | 0.222% | 0.222% | 0.222% | 0.222% | 0.222% | 0.222% | 0.222% | 0.222% | 0.222% | 0.222% | 0.222% | 0.222% | 0.222% | 0.222% | 0.222% | 0.222% | 0.222% | 0.222% | 0.222% | 0.222% | 0.222% | 0.0022205 | 0.0022205
Commercial_Office_New_Food Preparation_Natural Gas_Fryer | Commercial | Office | New | Food Preparation | Natural Gas | Fryer | 0.9214% | 0.9214% | 0.9214% | 0.9214% | 0.9214% | 0.9214% | 0.9214% | 0.9214% | 0.9214% | 0.9214% | 0.9214% | 0.9214% | 0.9214% | 0.9214% | 0.9214% | 0.9214% | 0.9214% | 0.9214% | 0.9214% | 0.9214% | 0.9214% | 0.9214% | 0.9214% | 0.9214% | 0.9214% | 0.9214% | 0.9214% | 0.9214% | 0.9214% | 0.9214% | 0.0092136 | 0.0092136
Commercial_Office_New_Food Preparation_Natural Gas_Broiler | Commercial | Office | New | Food Preparation | Natural Gas | Broiler | 0.189% | 0.189% | 0.189% | 0.189% | 0.189% | 0.189% | 0.189% | 0.189% | 0.189% | 0.189% | 0.189% | 0.189% | 0.189% | 0.189% | 0.189% | 0.189% | 0.189% | 0.189% | 0.189% | 0.189% | 0.189% | 0.189% | 0.189% | 0.189% | 0.189% | 0.189% | 0.189% | 0.189% | 0.189% | 0.189% | 0.0018903 | 0.0018903
Commercial_Office_New_Food Preparation_Natural Gas_Griddle | Commercial | Office | New | Food Preparation | Natural Gas | Griddle | 0.4967% | 0.4967% | 0.4967% | 0.4967% | 0.4967% | 0.4967% | 0.4967% | 0.4967% | 0.4967% | 0.4967% | 0.4967% | 0.4967% | 0.4967% | 0.4967% | 0.4967% | 0.4967% | 0.4967% | 0.4967% | 0.4967% | 0.4967% | 0.4967% | 0.4967% | 0.4967% | 0.4967% | 0.4967% | 0.4967% | 0.4967% | 0.4967% | 0.4967% | 0.4967% | 0.0049665 | 0.0049665
Commercial_Office_New_Food Preparation_Natural Gas_Range | Commercial | Office | New | Food Preparation | Natural Gas | Range | 2.653% | 2.653% | 2.653% | 2.653% | 2.653% | 2.653% | 2.653% | 2.653% | 2.653% | 2.653% | 2.653% | 2.653% | 2.653% | 2.653% | 2.653% | 2.653% | 2.653% | 2.653% | 2.653% | 2.653% | 2.653% | 2.653% | 2.653% | 2.653% | 2.653% | 2.653% | 2.653% | 2.653% | 2.653% | 2.653% | 0.02653 | 0.02653
Commercial_Office_New_Food Preparation_Natural Gas_Steamer | Commercial | Office | New | Food Preparation | Natural Gas | Steamer | 0.1805% | 0.1805% | 0.1805% | 0.1805% | 0.1805% | 0.1805% | 0.1805% | 0.1805% | 0.1805% | 0.1805% | 0.1805% | 0.1805% | 0.1805% | 0.1805% | 0.1805% | 0.1805% | 0.1805% | 0.1805% | 0.1805% | 0.1805% | 0.1805% | 0.1805% | 0.1805% | 0.1805% | 0.1805% | 0.1805% | 0.1805% | 0.1805% | 0.1805% | 0.1805% | 0.0018046 | 0.0018046
Commercial_Office_New_Food Preparation_Natural Gas_Food Prep Other | Commercial | Office | New | Food Preparation | Natural Gas | Food Prep Other | 0.3962% | 0.3962% | 0.3962% | 0.3962% | 0.3962% | 0.3962% | 0.3962% | 0.3962% | 0.3962% | 0.3962% | 0.3962% | 0.3962% | 0.3962% | 0.3962% | 0.3962% | 0.3962% | 0.3962% | 0.3962% | 0.3962% | 0.3962% | 0.3962% | 0.3962% | 0.3962% | 0.3962% | 0.3962% | 0.3962% | 0.3962% | 0.3962% | 0.3962% | 0.3962% | 0.0039616 | 0.0039616
Commercial_Office_New_Miscellaneous_Natural Gas_Pool Heater | Commercial | Office | New | Miscellaneous | Natural Gas | Pool Heater | 0.4829% | 0.4829% | 0.4829% | 0.4829% | 0.4829% | 0.4829% | 0.4829% | 0.4829% | 0.4829% | 0.4829% | 0.4829% | 0.4829% | 0.4829% | 0.4829% | 0.4829% | 0.4829% | 0.4829% | 0.4829% | 0.4829% | 0.4829% | 0.4829% | 0.4829% | 0.4829% | 0.4829% | 0.4829% | 0.4829% | 0.4829% | 0.4829% | 0.4829% | 0.4829% | 0.004829 | 0.004829
Commercial_Office_New_Miscellaneous_Natural Gas_Miscellaneous | Commercial | Office | New | Miscellaneous | Natural Gas | Miscellaneous | 100% | 100% | 100% | 100% | 100% | 100% | 100% | 100% | 100% | 100% | 100% | 100% | 100% | 100% | 100% | 100% | 100% | 100% | 100% | 100% | 100% | 100% | 100% | 100% | 100% | 100% | 100% | 100% | 100% | 100% | 1 | 1
Commercial_Retail_Existing_Space Heating_Natural Gas_Furnace | Commercial | Retail | Existing | Space Heating | Natural Gas | Furnace | 83.01% | 83.01% | 83.01% | 83.01% | 83.01% | 83.01% | 83.01% | 83.01% | 83.01% | 83.01% | 83.01% | 83.01% | 83.01% | 83.01% | 83.01% | 83.01% | 83.01% | 83.01% | 83.01% | 83.01% | 83.01% | 83.01% | 83.01% | 83.01% | 83.01% | 83.01% | 83.01% | 83.01% | 83.01% | 83.01% | 0.83006 | 0.83006
Commercial_Retail_Existing_Space Heating_Natural Gas_Boiler | Commercial | Retail | Existing | Space Heating | Natural Gas | Boiler | 5.996% | 5.996% | 5.996% | 5.996% | 5.996% | 5.996% | 5.996% | 5.996% | 5.996% | 5.996% | 5.996% | 5.996% | 5.996% | 5.996% | 5.996% | 5.996% | 5.996% | 5.996% | 5.996% | 5.996% | 5.996% | 5.996% | 5.996% | 5.996% | 5.996% | 5.996% | 5.996% | 5.996% | 5.996% | 5.996% | 0.05996 | 0.05996
Commercial_Retail_Existing_Space Heating_Natural Gas_Unit Heater | Commercial | Retail | Existing | Space Heating | Natural Gas | Unit Heater | 34.56% | 34.56% | 34.56% | 34.56% | 34.56% | 34.56% | 34.56% | 34.56% | 34.56% | 34.56% | 34.56% | 34.56% | 34.56% | 34.56% | 34.56% | 34.56% | 34.56% | 34.56% | 34.56% | 34.56% | 34.56% | 34.56% | 34.56% | 34.56% | 34.56% | 34.56% | 34.56% | 34.56% | 34.56% | 34.56% | 0.34561 | 0.34561
Commercial_Retail_Existing_Water Heating_Natural Gas_Water Heater | Commercial | Retail | Existing | Water Heating | Natural Gas | Water Heater | 30.18% | 30.18% | 30.18% | 30.18% | 30.18% | 30.18% | 30.18% | 30.18% | 30.18% | 30.18% | 30.18% | 30.18% | 30.18% | 30.18% | 30.18% | 30.18% | 30.18% | 30.18% | 30.18% | 30.18% | 30.18% | 30.18% | 30.18% | 30.18% | 30.18% | 30.18% | 30.18% | 30.18% | 30.18% | 30.18% | 0.30177 | 0.30177
Commercial_Retail_Existing_Food Preparation_Natural Gas_Oven | Commercial | Retail | Existing | Food Preparation | Natural Gas | Oven | 3.751% | 3.751% | 3.751% | 3.751% | 3.751% | 3.751% | 3.751% | 3.751% | 3.751% | 3.751% | 3.751% | 3.751% | 3.751% | 3.751% | 3.751% | 3.751% | 3.751% | 3.751% | 3.751% | 3.751% | 3.751% | 3.751% | 3.751% | 3.751% | 3.751% | 3.751% | 3.751% | 3.751% | 3.751% | 3.751% | 0.037512 | 0.037512
Commercial_Retail_Existing_Food Preparation_Natural Gas_Conveyor Oven | Commercial | Retail | Existing | Food Preparation | Natural Gas | Conveyor Oven | 1.876% | 1.876% | 1.876% | 1.876% | 1.876% | 1.876% | 1.876% | 1.876% | 1.876% | 1.876% | 1.876% | 1.876% | 1.876% | 1.876% | 1.876% | 1.876% | 1.876% | 1.876% | 1.876% | 1.876% | 1.876% | 1.876% | 1.876% | 1.876% | 1.876% | 1.876% | 1.876% | 1.876% | 1.876% | 1.876% | 0.018756 | 0.018756
Commercial_Retail_Existing_Food Preparation_Natural Gas_Double Rack Oven | Commercial | Retail | Existing | Food Preparation | Natural Gas | Double Rack Oven | 1.876% | 1.876% | 1.876% | 1.876% | 1.876% | 1.876% | 1.876% | 1.876% | 1.876% | 1.876% | 1.876% | 1.876% | 1.876% | 1.876% | 1.876% | 1.876% | 1.876% | 1.876% | 1.876% | 1.876% | 1.876% | 1.876% | 1.876% | 1.876% | 1.876% | 1.876% | 1.876% | 1.876% | 1.876% | 1.876% | 0.018756 | 0.018756
Commercial_Retail_Existing_Food Preparation_Natural Gas_Fryer | Commercial | Retail | Existing | Food Preparation | Natural Gas | Fryer | 6.587% | 6.587% | 6.587% | 6.587% | 6.587% | 6.587% | 6.587% | 6.587% | 6.587% | 6.587% | 6.587% | 6.587% | 6.587% | 6.587% | 6.587% | 6.587% | 6.587% | 6.587% | 6.587% | 6.587% | 6.587% | 6.587% | 6.587% | 6.587% | 6.587% | 6.587% | 6.587% | 6.587% | 6.587% | 6.587% | 0.065866 | 0.065866
Commercial_Retail_Existing_Food Preparation_Natural Gas_Broiler | Commercial | Retail | Existing | Food Preparation | Natural Gas | Broiler | 1.218% | 1.218% | 1.218% | 1.218% | 1.218% | 1.218% | 1.218% | 1.218% | 1.218% | 1.218% | 1.218% | 1.218% | 1.218% | 1.218% | 1.218% | 1.218% | 1.218% | 1.218% | 1.218% | 1.218% | 1.218% | 1.218% | 1.218% | 1.218% | 1.218% | 1.218% | 1.218% | 1.218% | 1.218% | 1.218% | 0.012184 | 0.012184
Commercial_Retail_Existing_Food Preparation_Natural Gas_Griddle | Commercial | Retail | Existing | Food Preparation | Natural Gas | Griddle | 4.259% | 4.259% | 4.259% | 4.259% | 4.259% | 4.259% | 4.259% | 4.259% | 4.259% | 4.259% | 4.259% | 4.259% | 4.259% | 4.259% | 4.259% | 4.259% | 4.259% | 4.259% | 4.259% | 4.259% | 4.259% | 4.259% | 4.259% | 4.259% | 4.259% | 4.259% | 4.259% | 4.259% | 4.259% | 4.259% | 0.042592 | 0.042592
Commercial_Retail_Existing_Food Preparation_Natural Gas_Range | Commercial | Retail | Existing | Food Preparation | Natural Gas | Range | 5.849% | 5.849% | 5.849% | 5.849% | 5.849% | 5.849% | 5.849% | 5.849% | 5.849% | 5.849% | 5.849% | 5.849% | 5.849% | 5.849% | 5.849% | 5.849% | 5.849% | 5.849% | 5.849% | 5.849% | 5.849% | 5.849% | 5.849% | 5.849% | 5.849% | 5.849% | 5.849% | 5.849% | 5.849% | 5.849% | 0.058492 | 0.058492
Commercial_Retail_Existing_Food Preparation_Natural Gas_Steamer | Commercial | Retail | Existing | Food Preparation | Natural Gas | Steamer | 1.114% | 1.114% | 1.114% | 1.114% | 1.114% | 1.114% | 1.114% | 1.114% | 1.114% | 1.114% | 1.114% | 1.114% | 1.114% | 1.114% | 1.114% | 1.114% | 1.114% | 1.114% | 1.114% | 1.114% | 1.114% | 1.114% | 1.114% | 1.114% | 1.114% | 1.114% | 1.114% | 1.114% | 1.114% | 1.114% | 0.011141 | 0.011141
Commercial_Retail_Existing_Food Preparation_Natural Gas_Food Prep Other | Commercial | Retail | Existing | Food Preparation | Natural Gas | Food Prep Other | 1.114% | 1.114% | 1.114% | 1.114% | 1.114% | 1.114% | 1.114% | 1.114% | 1.114% | 1.114% | 1.114% | 1.114% | 1.114% | 1.114% | 1.114% | 1.114% | 1.114% | 1.114% | 1.114% | 1.114% | 1.114% | 1.114% | 1.114% | 1.114% | 1.114% | 1.114% | 1.114% | 1.114% | 1.114% | 1.114% | 0.011141 | 0.011141
Commercial_Retail_Existing_Miscellaneous_Natural Gas_Pool Heater | Commercial | Retail | Existing | Miscellaneous | Natural Gas | Pool Heater | 0.257% | 0.257% | 0.257% | 0.257% | 0.257% | 0.257% | 0.257% | 0.257% | 0.257% | 0.257% | 0.257% | 0.257% | 0.257% | 0.257% | 0.257% | 0.257% | 0.257% | 0.257% | 0.257% | 0.257% | 0.257% | 0.257% | 0.257% | 0.257% | 0.257% | 0.257% | 0.257% | 0.257% | 0.257% | 0.257% | 0.0025703 | 0.0025703
Commercial_Retail_Existing_Miscellaneous_Natural Gas_Miscellaneous | Commercial | Retail | Existing | Miscellaneous | Natural Gas | Miscellaneous | 100% | 100% | 100% | 100% | 100% | 100% | 100% | 100% | 100% | 100% | 100% | 100% | 100% | 100% | 100% | 100% | 100% | 100% | 100% | 100% | 100% | 100% | 100% | 100% | 100% | 100% | 100% | 100% | 100% | 100% | 1 | 1
Commercial_Retail_New_Space Heating_Natural Gas_Furnace | Commercial | Retail | New | Space Heating | Natural Gas | Furnace | [30 empty] | 0 | 0 | bar: 2019 to 2048
Commercial_Retail_New_Space Heating_Natural Gas_Boiler | Commercial | Retail | New | Space Heating | Natural Gas | Boiler | [30 empty] | 0 | 0 | bar: 2019 to 2048
Commercial_Retail_New_Space Heating_Natural Gas_Unit Heater | Commercial | Retail | New | Space Heating | Natural Gas | Unit Heater | 6.912% | 6.912% | 6.912% | 6.912% | 6.912% | 6.912% | 6.912% | 6.912% | 6.912% | 6.912% | 6.912% | 6.912% | 6.912% | 6.912% | 6.912% | 6.912% | 6.912% | 6.912% | 6.912% | 6.912% | 6.912% | 6.912% | 6.912% | 6.912% | 6.912% | 6.912% | 6.912% | 6.912% | 6.912% | 6.912% | 0.069122 | 0.069122
Commercial_Retail_New_Water Heating_Natural Gas_Water Heater | Commercial | Retail | New | Water Heating | Natural Gas | Water Heater | [30 empty] | 0 | 0 | bar: 2019 to 2048
Commercial_Retail_New_Food Preparation_Natural Gas_Oven | Commercial | Retail | New | Food Preparation | Natural Gas | Oven | 1.876% | 1.876% | 1.876% | 1.876% | 1.876% | 1.876% | 1.876% | 1.876% | 1.876% | 1.876% | 1.876% | 1.876% | 1.876% | 1.876% | 1.876% | 1.876% | 1.876% | 1.876% | 1.876% | 1.876% | 1.876% | 1.876% | 1.876% | 1.876% | 1.876% | 1.876% | 1.876% | 1.876% | 1.876% | 1.876% | 0.018756 | 0.018756
Commercial_Retail_New_Food Preparation_Natural Gas_Conveyor Oven | Commercial | Retail | New | Food Preparation | Natural Gas | Conveyor Oven | 0.9378% | 0.9378% | 0.9378% | 0.9378% | 0.9378% | 0.9378% | 0.9378% | 0.9378% | 0.9378% | 0.9378% | 0.9378% | 0.9378% | 0.9378% | 0.9378% | 0.9378% | 0.9378% | 0.9378% | 0.9378% | 0.9378% | 0.9378% | 0.9378% | 0.9378% | 0.9378% | 0.9378% | 0.9378% | 0.9378% | 0.9378% | 0.9378% | 0.9378% | 0.9378% | 0.009378 | 0.009378
Commercial_Retail_New_Food Preparation_Natural Gas_Double Rack Oven | Commercial | Retail | New | Food Preparation | Natural Gas | Double Rack Oven | 0.9378% | 0.9378% | 0.9378% | 0.9378% | 0.9378% | 0.9378% | 0.9378% | 0.9378% | 0.9378% | 0.9378% | 0.9378% | 0.9378% | 0.9378% | 0.9378% | 0.9378% | 0.9378% | 0.9378% | 0.9378% | 0.9378% | 0.9378% | 0.9378% | 0.9378% | 0.9378% | 0.9378% | 0.9378% | 0.9378% | 0.9378% | 0.9378% | 0.9378% | 0.9378% | 0.009378 | 0.009378
Commercial_Retail_New_Food Preparation_Natural Gas_Fryer | Commercial | Retail | New | Food Preparation | Natural Gas | Fryer | 3.293% | 3.293% | 3.293% | 3.293% | 3.293% | 3.293% | 3.293% | 3.293% | 3.293% | 3.293% | 3.293% | 3.293% | 3.293% | 3.293% | 3.293% | 3.293% | 3.293% | 3.293% | 3.293% | 3.293% | 3.293% | 3.293% | 3.293% | 3.293% | 3.293% | 3.293% | 3.293% | 3.293% | 3.293% | 3.293% | 0.032933 | 0.032933
Commercial_Retail_New_Food Preparation_Natural Gas_Broiler | Commercial | Retail | New | Food Preparation | Natural Gas | Broiler | 0.6092% | 0.6092% | 0.6092% | 0.6092% | 0.6092% | 0.6092% | 0.6092% | 0.6092% | 0.6092% | 0.6092% | 0.6092% | 0.6092% | 0.6092% | 0.6092% | 0.6092% | 0.6092% | 0.6092% | 0.6092% | 0.6092% | 0.6092% | 0.6092% | 0.6092% | 0.6092% | 0.6092% | 0.6092% | 0.6092% | 0.6092% | 0.6092% | 0.6092% | 0.6092% | 0.0060918 | 0.0060918
Commercial_Retail_New_Food Preparation_Natural Gas_Griddle | Commercial | Retail | New | Food Preparation | Natural Gas | Griddle | 2.13% | 2.13% | 2.13% | 2.13% | 2.13% | 2.13% | 2.13% | 2.13% | 2.13% | 2.13% | 2.13% | 2.13% | 2.13% | 2.13% | 2.13% | 2.13% | 2.13% | 2.13% | 2.13% | 2.13% | 2.13% | 2.13% | 2.13% | 2.13% | 2.13% | 2.13% | 2.13% | 2.13% | 2.13% | 2.13% | 0.021296 | 0.021296
Commercial_Retail_New_Food Preparation_Natural Gas_Range | Commercial | Retail | New | Food Preparation | Natural Gas | Range | 2.925% | 2.925% | 2.925% | 2.925% | 2.925% | 2.925% | 2.925% | 2.925% | 2.925% | 2.925% | 2.925% | 2.925% | 2.925% | 2.925% | 2.925% | 2.925% | 2.925% | 2.925% | 2.925% | 2.925% | 2.925% | 2.925% | 2.925% | 2.925% | 2.925% | 2.925% | 2.925% | 2.925% | 2.925% | 2.925% | 0.029246 | 0.029246
Commercial_Retail_New_Food Preparation_Natural Gas_Steamer | Commercial | Retail | New | Food Preparation | Natural Gas | Steamer | 0.5571% | 0.5571% | 0.5571% | 0.5571% | 0.5571% | 0.5571% | 0.5571% | 0.5571% | 0.5571% | 0.5571% | 0.5571% | 0.5571% | 0.5571% | 0.5571% | 0.5571% | 0.5571% | 0.5571% | 0.5571% | 0.5571% | 0.5571% | 0.5571% | 0.5571% | 0.5571% | 0.5571% | 0.5571% | 0.5571% | 0.5571% | 0.5571% | 0.5571% | 0.5571% | 0.0055705 | 0.0055705
Commercial_Retail_New_Food Preparation_Natural Gas_Food Prep Other | Commercial | Retail | New | Food Preparation | Natural Gas | Food Prep Other | 0.5571% | 0.5571% | 0.5571% | 0.5571% | 0.5571% | 0.5571% | 0.5571% | 0.5571% | 0.5571% | 0.5571% | 0.5571% | 0.5571% | 0.5571% | 0.5571% | 0.5571% | 0.5571% | 0.5571% | 0.5571% | 0.5571% | 0.5571% | 0.5571% | 0.5571% | 0.5571% | 0.5571% | 0.5571% | 0.5571% | 0.5571% | 0.5571% | 0.5571% | 0.5571% | 0.0055705 | 0.0055705
Commercial_Retail_New_Miscellaneous_Natural Gas_Pool Heater | Commercial | Retail | New | Miscellaneous | Natural Gas | Pool Heater | 0.1285% | 0.1285% | 0.1285% | 0.1285% | 0.1285% | 0.1285% | 0.1285% | 0.1285% | 0.1285% | 0.1285% | 0.1285% | 0.1285% | 0.1285% | 0.1285% | 0.1285% | 0.1285% | 0.1285% | 0.1285% | 0.1285% | 0.1285% | 0.1285% | 0.1285% | 0.1285% | 0.1285% | 0.1285% | 0.1285% | 0.1285% | 0.1285% | 0.1285% | 0.1285% | 0.0012852 | 0.0012852
Commercial_Retail_New_Miscellaneous_Natural Gas_Miscellaneous | Commercial | Retail | New | Miscellaneous | Natural Gas | Miscellaneous | 100% | 100% | 100% | 100% | 100% | 100% | 100% | 100% | 100% | 100% | 100% | 100% | 100% | 100% | 100% | 100% | 100% | 100% | 100% | 100% | 100% | 100% | 100% | 100% | 100% | 100% | 100% | 100% | 100% | 100% | 1 | 1
Commercial_Restaurant_Existing_Space Heating_Natural Gas_Furnace | Commercial | Restaurant | Existing | Space Heating | Natural Gas | Furnace | 78.16% | 78.16% | 78.16% | 78.16% | 78.16% | 78.16% | 78.16% | 78.16% | 78.16% | 78.16% | 78.16% | 78.16% | 78.16% | 78.16% | 78.16% | 78.16% | 78.16% | 78.16% | 78.16% | 78.16% | 78.16% | 78.16% | 78.16% | 78.16% | 78.16% | 78.16% | 78.16% | 78.16% | 78.16% | 78.16% | 0.7816 | 0.7816
Commercial_Restaurant_Existing_Space Heating_Natural Gas_Boiler | Commercial | Restaurant | Existing | Space Heating | Natural Gas | Boiler | 3.323% | 3.323% | 3.323% | 3.323% | 3.323% | 3.323% | 3.323% | 3.323% | 3.323% | 3.323% | 3.323% | 3.323% | 3.323% | 3.323% | 3.323% | 3.323% | 3.323% | 3.323% | 3.323% | 3.323% | 3.323% | 3.323% | 3.323% | 3.323% | 3.323% | 3.323% | 3.323% | 3.323% | 3.323% | 3.323% | 0.033232 | 0.033232
Commercial_Restaurant_Existing_Space Heating_Natural Gas_Unit Heater | Commercial | Restaurant | Existing | Space Heating | Natural Gas | Unit Heater | 12.54% | 12.54% | 12.54% | 12.54% | 12.54% | 12.54% | 12.54% | 12.54% | 12.54% | 12.54% | 12.54% | 12.54% | 12.54% | 12.54% | 12.54% | 12.54% | 12.54% | 12.54% | 12.54% | 12.54% | 12.54% | 12.54% | 12.54% | 12.54% | 12.54% | 12.54% | 12.54% | 12.54% | 12.54% | 12.54% | 0.12541 | 0.12541
Commercial_Restaurant_Existing_Water Heating_Natural Gas_Water Heater | Commercial | Restaurant | Existing | Water Heating | Natural Gas | Water Heater | 71.04% | 71.04% | 71.04% | 71.04% | 71.04% | 71.04% | 71.04% | 71.04% | 71.04% | 71.04% | 71.04% | 71.04% | 71.04% | 71.04% | 71.04% | 71.04% | 71.04% | 71.04% | 71.04% | 71.04% | 71.04% | 71.04% | 71.04% | 71.04% | 71.04% | 71.04% | 71.04% | 71.04% | 71.04% | 71.04% | 0.71044 | 0.71044
Commercial_Restaurant_Existing_Food Preparation_Natural Gas_Oven | Commercial | Restaurant | Existing | Food Preparation | Natural Gas | Oven | 14.56% | 14.56% | 14.56% | 14.56% | 14.56% | 14.56% | 14.56% | 14.56% | 14.56% | 14.56% | 14.56% | 14.56% | 14.56% | 14.56% | 14.56% | 14.56% | 14.56% | 14.56% | 14.56% | 14.56% | 14.56% | 14.56% | 14.56% | 14.56% | 14.56% | 14.56% | 14.56% | 14.56% | 14.56% | 14.56% | 0.14564 | 0.14564
Commercial_Restaurant_Existing_Food Preparation_Natural Gas_Conveyor Oven | Commercial | Restaurant | Existing | Food Preparation | Natural Gas | Conveyor Oven | 7.282% | 7.282% | 7.282% | 7.282% | 7.282% | 7.282% | 7.282% | 7.282% | 7.282% | 7.282% | 7.282% | 7.282% | 7.282% | 7.282% | 7.282% | 7.282% | 7.282% | 7.282% | 7.282% | 7.282% | 7.282% | 7.282% | 7.282% | 7.282% | 7.282% | 7.282% | 7.282% | 7.282% | 7.282% | 7.282% | 0.072822 | 0.072822
Commercial_Restaurant_Existing_Food Preparation_Natural Gas_Double Rack Oven | Commercial | Restaurant | Existing | Food Preparation | Natural Gas | Double Rack Oven | 7.282% | 7.282% | 7.282% | 7.282% | 7.282% | 7.282% | 7.282% | 7.282% | 7.282% | 7.282% | 7.282% | 7.282% | 7.282% | 7.282% | 7.282% | 7.282% | 7.282% | 7.282% | 7.282% | 7.282% | 7.282% | 7.282% | 7.282% | 7.282% | 7.282% | 7.282% | 7.282% | 7.282% | 7.282% | 7.282% | 0.072822 | 0.072822
Commercial_Restaurant_Existing_Food Preparation_Natural Gas_Fryer | Commercial | Restaurant | Existing | Food Preparation | Natural Gas | Fryer | 58.38% | 58.38% | 58.38% | 58.38% | 58.38% | 58.38% | 58.38% | 58.38% | 58.38% | 58.38% | 58.38% | 58.38% | 58.38% | 58.38% | 58.38% | 58.38% | 58.38% | 58.38% | 58.38% | 58.38% | 58.38% | 58.38% | 58.38% | 58.38% | 58.38% | 58.38% | 58.38% | 58.38% | 58.38% | 58.38% | 0.58383 | 0.58383
Commercial_Restaurant_Existing_Food Preparation_Natural Gas_Broiler | Commercial | Restaurant | Existing | Food Preparation | Natural Gas | Broiler | 23.11% | 23.11% | 23.11% | 23.11% | 23.11% | 23.11% | 23.11% | 23.11% | 23.11% | 23.11% | 23.11% | 23.11% | 23.11% | 23.11% | 23.11% | 23.11% | 23.11% | 23.11% | 23.11% | 23.11% | 23.11% | 23.11% | 23.11% | 23.11% | 23.11% | 23.11% | 23.11% | 23.11% | 23.11% | 23.11% | 0.23114 | 0.23114
Commercial_Restaurant_Existing_Food Preparation_Natural Gas_Griddle | Commercial | Restaurant | Existing | Food Preparation | Natural Gas | Griddle | 33.66% | 33.66% | 33.66% | 33.66% | 33.66% | 33.66% | 33.66% | 33.66% | 33.66% | 33.66% | 33.66% | 33.66% | 33.66% | 33.66% | 33.66% | 33.66% | 33.66% | 33.66% | 33.66% | 33.66% | 33.66% | 33.66% | 33.66% | 33.66% | 33.66% | 33.66% | 33.66% | 33.66% | 33.66% | 33.66% | 0.33657 | 0.33657
Commercial_Restaurant_Existing_Food Preparation_Natural Gas_Range | Commercial | Restaurant | Existing | Food Preparation | Natural Gas | Range | 51.55% | 51.55% | 51.55% | 51.55% | 51.55% | 51.55% | 51.55% | 51.55% | 51.55% | 51.55% | 51.55% | 51.55% | 51.55% | 51.55% | 51.55% | 51.55% | 51.55% | 51.55% | 51.55% | 51.55% | 51.55% | 51.55% | 51.55% | 51.55% | 51.55% | 51.55% | 51.55% | 51.55% | 51.55% | 51.55% | 0.51547 | 0.51547
Commercial_Restaurant_Existing_Food Preparation_Natural Gas_Steamer | Commercial | Restaurant | Existing | Food Preparation | Natural Gas | Steamer | 6.7% | 6.7% | 6.7% | 6.7% | 6.7% | 6.7% | 6.7% | 6.7% | 6.7% | 6.7% | 6.7% | 6.7% | 6.7% | 6.7% | 6.7% | 6.7% | 6.7% | 6.7% | 6.7% | 6.7% | 6.7% | 6.7% | 6.7% | 6.7% | 6.7% | 6.7% | 6.7% | 6.7% | 6.7% | 6.7% | 0.066999 | 0.066999
Commercial_Restaurant_Existing_Food Preparation_Natural Gas_Food Prep Other | Commercial | Restaurant | Existing | Food Preparation | Natural Gas | Food Prep Other | 6.7% | 6.7% | 6.7% | 6.7% | 6.7% | 6.7% | 6.7% | 6.7% | 6.7% | 6.7% | 6.7% | 6.7% | 6.7% | 6.7% | 6.7% | 6.7% | 6.7% | 6.7% | 6.7% | 6.7% | 6.7% | 6.7% | 6.7% | 6.7% | 6.7% | 6.7% | 6.7% | 6.7% | 6.7% | 6.7% | 0.066999 | 0.066999
Commercial_Restaurant_Existing_Miscellaneous_Natural Gas_Pool Heater | Commercial | Restaurant | Existing | Miscellaneous | Natural Gas | Pool Heater | 0.6131% | 0.6131% | 0.6131% | 0.6131% | 0.6131% | 0.6131% | 0.6131% | 0.6131% | 0.6131% | 0.6131% | 0.6131% | 0.6131% | 0.6131% | 0.6131% | 0.6131% | 0.6131% | 0.6131% | 0.6131% | 0.6131% | 0.6131% | 0.6131% | 0.6131% | 0.6131% | 0.6131% | 0.6131% | 0.6131% | 0.6131% | 0.6131% | 0.6131% | 0.6131% | 0.0061309 | 0.0061309
Commercial_Restaurant_Existing_Miscellaneous_Natural Gas_Miscellaneous | Commercial | Restaurant | Existing | Miscellaneous | Natural Gas | Miscellaneous | 100% | 100% | 100% | 100% | 100% | 100% | 100% | 100% | 100% | 100% | 100% | 100% | 100% | 100% | 100% | 100% | 100% | 100% | 100% | 100% | 100% | 100% | 100% | 100% | 100% | 100% | 100% | 100% | 100% | 100% | 1 | 1
Commercial_Restaurant_New_Space Heating_Natural Gas_Furnace | Commercial | Restaurant | New | Space Heating | Natural Gas | Furnace | [30 empty] | 0 | 0 | bar: 2019 to 2048
Commercial_Restaurant_New_Space Heating_Natural Gas_Boiler | Commercial | Restaurant | New | Space Heating | Natural Gas | Boiler | [30 empty] | 0 | 0 | bar: 2019 to 2048
Commercial_Restaurant_New_Space Heating_Natural Gas_Unit Heater | Commercial | Restaurant | New | Space Heating | Natural Gas | Unit Heater | 2.508% | 2.508% | 2.508% | 2.508% | 2.508% | 2.508% | 2.508% | 2.508% | 2.508% | 2.508% | 2.508% | 2.508% | 2.508% | 2.508% | 2.508% | 2.508% | 2.508% | 2.508% | 2.508% | 2.508% | 2.508% | 2.508% | 2.508% | 2.508% | 2.508% | 2.508% | 2.508% | 2.508% | 2.508% | 2.508% | 0.025081 | 0.025081
Commercial_Restaurant_New_Water Heating_Natural Gas_Water Heater | Commercial | Restaurant | New | Water Heating | Natural Gas | Water Heater | 14.21% | 14.21% | 14.21% | 14.21% | 14.21% | 14.21% | 14.21% | 14.21% | 14.21% | 14.21% | 14.21% | 14.21% | 14.21% | 14.21% | 14.21% | 14.21% | 14.21% | 14.21% | 14.21% | 14.21% | 14.21% | 14.21% | 14.21% | 14.21% | 14.21% | 14.21% | 14.21% | 14.21% | 14.21% | 14.21% | 0.14209 | 0.14209
Commercial_Restaurant_New_Food Preparation_Natural Gas_Oven | Commercial | Restaurant | New | Food Preparation | Natural Gas | Oven | 7.282% | 7.282% | 7.282% | 7.282% | 7.282% | 7.282% | 7.282% | 7.282% | 7.282% | 7.282% | 7.282% | 7.282% | 7.282% | 7.282% | 7.282% | 7.282% | 7.282% | 7.282% | 7.282% | 7.282% | 7.282% | 7.282% | 7.282% | 7.282% | 7.282% | 7.282% | 7.282% | 7.282% | 7.282% | 7.282% | 0.072822 | 0.072822
Commercial_Restaurant_New_Food Preparation_Natural Gas_Conveyor Oven | Commercial | Restaurant | New | Food Preparation | Natural Gas | Conveyor Oven | 3.641% | 3.641% | 3.641% | 3.641% | 3.641% | 3.641% | 3.641% | 3.641% | 3.641% | 3.641% | 3.641% | 3.641% | 3.641% | 3.641% | 3.641% | 3.641% | 3.641% | 3.641% | 3.641% | 3.641% | 3.641% | 3.641% | 3.641% | 3.641% | 3.641% | 3.641% | 3.641% | 3.641% | 3.641% | 3.641% | 0.036411 | 0.036411
Commercial_Restaurant_New_Food Preparation_Natural Gas_Double Rack Oven | Commercial | Restaurant | New | Food Preparation | Natural Gas | Double Rack Oven | 3.641% | 3.641% | 3.641% | 3.641% | 3.641% | 3.641% | 3.641% | 3.641% | 3.641% | 3.641% | 3.641% | 3.641% | 3.641% | 3.641% | 3.641% | 3.641% | 3.641% | 3.641% | 3.641% | 3.641% | 3.641% | 3.641% | 3.641% | 3.641% | 3.641% | 3.641% | 3.641% | 3.641% | 3.641% | 3.641% | 0.036411 | 0.036411
Commercial_Restaurant_New_Food Preparation_Natural Gas_Fryer | Commercial | Restaurant | New | Food Preparation | Natural Gas | Fryer | 29.19% | 29.19% | 29.19% | 29.19% | 29.19% | 29.19% | 29.19% | 29.19% | 29.19% | 29.19% | 29.19% | 29.19% | 29.19% | 29.19% | 29.19% | 29.19% | 29.19% | 29.19% | 29.19% | 29.19% | 29.19% | 29.19% | 29.19% | 29.19% | 29.19% | 29.19% | 29.19% | 29.19% | 29.19% | 29.19% | 0.29191 | 0.29191
Commercial_Restaurant_New_Food Preparation_Natural Gas_Broiler | Commercial | Restaurant | New | Food Preparation | Natural Gas | Broiler | 11.56% | 11.56% | 11.56% | 11.56% | 11.56% | 11.56% | 11.56% | 11.56% | 11.56% | 11.56% | 11.56% | 11.56% | 11.56% | 11.56% | 11.56% | 11.56% | 11.56% | 11.56% | 11.56% | 11.56% | 11.56% | 11.56% | 11.56% | 11.56% | 11.56% | 11.56% | 11.56% | 11.56% | 11.56% | 11.56% | 0.11557 | 0.11557
Commercial_Restaurant_New_Food Preparation_Natural Gas_Griddle | Commercial | Restaurant | New | Food Preparation | Natural Gas | Griddle | 16.83% | 16.83% | 16.83% | 16.83% | 16.83% | 16.83% | 16.83% | 16.83% | 16.83% | 16.83% | 16.83% | 16.83% | 16.83% | 16.83% | 16.83% | 16.83% | 16.83% | 16.83% | 16.83% | 16.83% | 16.83% | 16.83% | 16.83% | 16.83% | 16.83% | 16.83% | 16.83% | 16.83% | 16.83% | 16.83% | 0.16828 | 0.16828
Commercial_Restaurant_New_Food Preparation_Natural Gas_Range | Commercial | Restaurant | New | Food Preparation | Natural Gas | Range | 25.77% | 25.77% | 25.77% | 25.77% | 25.77% | 25.77% | 25.77% | 25.77% | 25.77% | 25.77% | 25.77% | 25.77% | 25.77% | 25.77% | 25.77% | 25.77% | 25.77% | 25.77% | 25.77% | 25.77% | 25.77% | 25.77% | 25.77% | 25.77% | 25.77% | 25.77% | 25.77% | 25.77% | 25.77% | 25.77% | 0.25773 | 0.25773
Commercial_Restaurant_New_Food Preparation_Natural Gas_Steamer | Commercial | Restaurant | New | Food Preparation | Natural Gas | Steamer | 3.35% | 3.35% | 3.35% | 3.35% | 3.35% | 3.35% | 3.35% | 3.35% | 3.35% | 3.35% | 3.35% | 3.35% | 3.35% | 3.35% | 3.35% | 3.35% | 3.35% | 3.35% | 3.35% | 3.35% | 3.35% | 3.35% | 3.35% | 3.35% | 3.35% | 3.35% | 3.35% | 3.35% | 3.35% | 3.35% | 0.0335 | 0.0335
Commercial_Restaurant_New_Food Preparation_Natural Gas_Food Prep Other | Commercial | Restaurant | New | Food Preparation | Natural Gas | Food Prep Other | 3.35% | 3.35% | 3.35% | 3.35% | 3.35% | 3.35% | 3.35% | 3.35% | 3.35% | 3.35% | 3.35% | 3.35% | 3.35% | 3.35% | 3.35% | 3.35% | 3.35% | 3.35% | 3.35% | 3.35% | 3.35% | 3.35% | 3.35% | 3.35% | 3.35% | 3.35% | 3.35% | 3.35% | 3.35% | 3.35% | 0.0335 | 0.0335
Commercial_Restaurant_New_Miscellaneous_Natural Gas_Pool Heater | Commercial | Restaurant | New | Miscellaneous | Natural Gas | Pool Heater | 0.3065% | 0.3065% | 0.3065% | 0.3065% | 0.3065% | 0.3065% | 0.3065% | 0.3065% | 0.3065% | 0.3065% | 0.3065% | 0.3065% | 0.3065% | 0.3065% | 0.3065% | 0.3065% | 0.3065% | 0.3065% | 0.3065% | 0.3065% | 0.3065% | 0.3065% | 0.3065% | 0.3065% | 0.3065% | 0.3065% | 0.3065% | 0.3065% | 0.3065% | 0.3065% | 0.0030655 | 0.0030655
Commercial_Restaurant_New_Miscellaneous_Natural Gas_Miscellaneous | Commercial | Restaurant | New | Miscellaneous | Natural Gas | Miscellaneous | 100% | 100% | 100% | 100% | 100% | 100% | 100% | 100% | 100% | 100% | 100% | 100% | 100% | 100% | 100% | 100% | 100% | 100% | 100% | 100% | 100% | 100% | 100% | 100% | 100% | 100% | 100% | 100% | 100% | 100% | 1 | 1
Commercial_Grocery_Existing_Space Heating_Natural Gas_Furnace | Commercial | Grocery | Existing | Space Heating | Natural Gas | Furnace | 83.57% | 83.57% | 83.57% | 83.57% | 83.57% | 83.57% | 83.57% | 83.57% | 83.57% | 83.57% | 83.57% | 83.57% | 83.57% | 83.57% | 83.57% | 83.57% | 83.57% | 83.57% | 83.57% | 83.57% | 83.57% | 83.57% | 83.57% | 83.57% | 83.57% | 83.57% | 83.57% | 83.57% | 83.57% | 83.57% | 0.83571 | 0.83571
Commercial_Grocery_Existing_Space Heating_Natural Gas_Boiler | Commercial | Grocery | Existing | Space Heating | Natural Gas | Boiler | 8.575% | 8.575% | 8.575% | 8.575% | 8.575% | 8.575% | 8.575% | 8.575% | 8.575% | 8.575% | 8.575% | 8.575% | 8.575% | 8.575% | 8.575% | 8.575% | 8.575% | 8.575% | 8.575% | 8.575% | 8.575% | 8.575% | 8.575% | 8.575% | 8.575% | 8.575% | 8.575% | 8.575% | 8.575% | 8.575% | 0.085751 | 0.085751
Commercial_Grocery_Existing_Space Heating_Natural Gas_Unit Heater | Commercial | Grocery | Existing | Space Heating | Natural Gas | Unit Heater | 43.8% | 43.8% | 43.8% | 43.8% | 43.8% | 43.8% | 43.8% | 43.8% | 43.8% | 43.8% | 43.8% | 43.8% | 43.8% | 43.8% | 43.8% | 43.8% | 43.8% | 43.8% | 43.8% | 43.8% | 43.8% | 43.8% | 43.8% | 43.8% | 43.8% | 43.8% | 43.8% | 43.8% | 43.8% | 43.8% | 0.43797 | 0.43797
Commercial_Grocery_Existing_Water Heating_Natural Gas_Water Heater | Commercial | Grocery | Existing | Water Heating | Natural Gas | Water Heater | 70.67% | 70.67% | 70.67% | 70.67% | 70.67% | 70.67% | 70.67% | 70.67% | 70.67% | 70.67% | 70.67% | 70.67% | 70.67% | 70.67% | 70.67% | 70.67% | 70.67% | 70.67% | 70.67% | 70.67% | 70.67% | 70.67% | 70.67% | 70.67% | 70.67% | 70.67% | 70.67% | 70.67% | 70.67% | 70.67% | 0.70666 | 0.70666
Commercial_Grocery_Existing_Food Preparation_Natural Gas_Oven | Commercial | Grocery | Existing | Food Preparation | Natural Gas | Oven | 24.29% | 24.29% | 24.29% | 24.29% | 24.29% | 24.29% | 24.29% | 24.29% | 24.29% | 24.29% | 24.29% | 24.29% | 24.29% | 24.29% | 24.29% | 24.29% | 24.29% | 24.29% | 24.29% | 24.29% | 24.29% | 24.29% | 24.29% | 24.29% | 24.29% | 24.29% | 24.29% | 24.29% | 24.29% | 24.29% | 0.24287 | 0.24287
Commercial_Grocery_Existing_Food Preparation_Natural Gas_Conveyor Oven | Commercial | Grocery | Existing | Food Preparation | Natural Gas | Conveyor Oven | 12.14% | 12.14% | 12.14% | 12.14% | 12.14% | 12.14% | 12.14% | 12.14% | 12.14% | 12.14% | 12.14% | 12.14% | 12.14% | 12.14% | 12.14% | 12.14% | 12.14% | 12.14% | 12.14% | 12.14% | 12.14% | 12.14% | 12.14% | 12.14% | 12.14% | 12.14% | 12.14% | 12.14% | 12.14% | 12.14% | 0.12144 | 0.12144
Commercial_Grocery_Existing_Food Preparation_Natural Gas_Double Rack Oven | Commercial | Grocery | Existing | Food Preparation | Natural Gas | Double Rack Oven | 12.14% | 12.14% | 12.14% | 12.14% | 12.14% | 12.14% | 12.14% | 12.14% | 12.14% | 12.14% | 12.14% | 12.14% | 12.14% | 12.14% | 12.14% | 12.14% | 12.14% | 12.14% | 12.14% | 12.14% | 12.14% | 12.14% | 12.14% | 12.14% | 12.14% | 12.14% | 12.14% | 12.14% | 12.14% | 12.14% | 0.12144 | 0.12144
Commercial_Grocery_Existing_Food Preparation_Natural Gas_Fryer | Commercial | Grocery | Existing | Food Preparation | Natural Gas | Fryer | 51.7% | 51.7% | 51.7% | 51.7% | 51.7% | 51.7% | 51.7% | 51.7% | 51.7% | 51.7% | 51.7% | 51.7% | 51.7% | 51.7% | 51.7% | 51.7% | 51.7% | 51.7% | 51.7% | 51.7% | 51.7% | 51.7% | 51.7% | 51.7% | 51.7% | 51.7% | 51.7% | 51.7% | 51.7% | 51.7% | 0.51703 | 0.51703
Commercial_Grocery_Existing_Food Preparation_Natural Gas_Broiler | Commercial | Grocery | Existing | Food Preparation | Natural Gas | Broiler | 2.875% | 2.875% | 2.875% | 2.875% | 2.875% | 2.875% | 2.875% | 2.875% | 2.875% | 2.875% | 2.875% | 2.875% | 2.875% | 2.875% | 2.875% | 2.875% | 2.875% | 2.875% | 2.875% | 2.875% | 2.875% | 2.875% | 2.875% | 2.875% | 2.875% | 2.875% | 2.875% | 2.875% | 2.875% | 2.875% | 0.028752 | 0.028752
Commercial_Grocery_Existing_Food Preparation_Natural Gas_Griddle | Commercial | Grocery | Existing | Food Preparation | Natural Gas | Griddle | 6.409% | 6.409% | 6.409% | 6.409% | 6.409% | 6.409% | 6.409% | 6.409% | 6.409% | 6.409% | 6.409% | 6.409% | 6.409% | 6.409% | 6.409% | 6.409% | 6.409% | 6.409% | 6.409% | 6.409% | 6.409% | 6.409% | 6.409% | 6.409% | 6.409% | 6.409% | 6.409% | 6.409% | 6.409% | 6.409% | 0.064086 | 0.064086
Commercial_Grocery_Existing_Food Preparation_Natural Gas_Range | Commercial | Grocery | Existing | Food Preparation | Natural Gas | Range | 26.81% | 26.81% | 26.81% | 26.81% | 26.81% | 26.81% | 26.81% | 26.81% | 26.81% | 26.81% | 26.81% | 26.81% | 26.81% | 26.81% | 26.81% | 26.81% | 26.81% | 26.81% | 26.81% | 26.81% | 26.81% | 26.81% | 26.81% | 26.81% | 26.81% | 26.81% | 26.81% | 26.81% | 26.81% | 26.81% | 0.26807 | 0.26807
Commercial_Grocery_Existing_Food Preparation_Natural Gas_Steamer | Commercial | Grocery | Existing | Food Preparation | Natural Gas | Steamer | 1.966% | 1.966% | 1.966% | 1.966% | 1.966% | 1.966% | 1.966% | 1.966% | 1.966% | 1.966% | 1.966% | 1.966% | 1.966% | 1.966% | 1.966% | 1.966% | 1.966% | 1.966% | 1.966% | 1.966% | 1.966% | 1.966% | 1.966% | 1.966% | 1.966% | 1.966% | 1.966% | 1.966% | 1.966% | 1.966% | 0.01966 | 0.01966
Commercial_Grocery_Existing_Food Preparation_Natural Gas_Food Prep Other | Commercial | Grocery | Existing | Food Preparation | Natural Gas | Food Prep Other | 1.966% | 1.966% | 1.966% | 1.966% | 1.966% | 1.966% | 1.966% | 1.966% | 1.966% | 1.966% | 1.966% | 1.966% | 1.966% | 1.966% | 1.966% | 1.966% | 1.966% | 1.966% | 1.966% | 1.966% | 1.966% | 1.966% | 1.966% | 1.966% | 1.966% | 1.966% | 1.966% | 1.966% | 1.966% | 1.966% | 0.01966 | 0.01966
Commercial_Grocery_Existing_Miscellaneous_Natural Gas_Pool Heater | Commercial | Grocery | Existing | Miscellaneous | Natural Gas | Pool Heater | 0.1893% | 0.1893% | 0.1893% | 0.1893% | 0.1893% | 0.1893% | 0.1893% | 0.1893% | 0.1893% | 0.1893% | 0.1893% | 0.1893% | 0.1893% | 0.1893% | 0.1893% | 0.1893% | 0.1893% | 0.1893% | 0.1893% | 0.1893% | 0.1893% | 0.1893% | 0.1893% | 0.1893% | 0.1893% | 0.1893% | 0.1893% | 0.1893% | 0.1893% | 0.1893% | 0.0018931 | 0.0018931
Commercial_Grocery_Existing_Miscellaneous_Natural Gas_Miscellaneous | Commercial | Grocery | Existing | Miscellaneous | Natural Gas | Miscellaneous | 100% | 100% | 100% | 100% | 100% | 100% | 100% | 100% | 100% | 100% | 100% | 100% | 100% | 100% | 100% | 100% | 100% | 100% | 100% | 100% | 100% | 100% | 100% | 100% | 100% | 100% | 100% | 100% | 100% | 100% | 1 | 1
Commercial_Grocery_New_Space Heating_Natural Gas_Furnace | Commercial | Grocery | New | Space Heating | Natural Gas | Furnace | [30 empty] | 0 | 0 | bar: 2019 to 2048
Commercial_Grocery_New_Space Heating_Natural Gas_Boiler | Commercial | Grocery | New | Space Heating | Natural Gas | Boiler | [30 empty] | 0 | 0 | bar: 2019 to 2048
Commercial_Grocery_New_Space Heating_Natural Gas_Unit Heater | Commercial | Grocery | New | Space Heating | Natural Gas | Unit Heater | 8.759% | 8.759% | 8.759% | 8.759% | 8.759% | 8.759% | 8.759% | 8.759% | 8.759% | 8.759% | 8.759% | 8.759% | 8.759% | 8.759% | 8.759% | 8.759% | 8.759% | 8.759% | 8.759% | 8.759% | 8.759% | 8.759% | 8.759% | 8.759% | 8.759% | 8.759% | 8.759% | 8.759% | 8.759% | 8.759% | 0.087594 | 0.087594
Commercial_Grocery_New_Water Heating_Natural Gas_Water Heater | Commercial | Grocery | New | Water Heating | Natural Gas | Water Heater | [30 empty] | 0 | 0 | bar: 2019 to 2048
Commercial_Grocery_New_Food Preparation_Natural Gas_Oven | Commercial | Grocery | New | Food Preparation | Natural Gas | Oven | 12.14% | 12.14% | 12.14% | 12.14% | 12.14% | 12.14% | 12.14% | 12.14% | 12.14% | 12.14% | 12.14% | 12.14% | 12.14% | 12.14% | 12.14% | 12.14% | 12.14% | 12.14% | 12.14% | 12.14% | 12.14% | 12.14% | 12.14% | 12.14% | 12.14% | 12.14% | 12.14% | 12.14% | 12.14% | 12.14% | 0.12144 | 0.12144
Commercial_Grocery_New_Food Preparation_Natural Gas_Conveyor Oven | Commercial | Grocery | New | Food Preparation | Natural Gas | Conveyor Oven | 6.072% | 6.072% | 6.072% | 6.072% | 6.072% | 6.072% | 6.072% | 6.072% | 6.072% | 6.072% | 6.072% | 6.072% | 6.072% | 6.072% | 6.072% | 6.072% | 6.072% | 6.072% | 6.072% | 6.072% | 6.072% | 6.072% | 6.072% | 6.072% | 6.072% | 6.072% | 6.072% | 6.072% | 6.072% | 6.072% | 0.060719 | 0.060719
Commercial_Grocery_New_Food Preparation_Natural Gas_Double Rack Oven | Commercial | Grocery | New | Food Preparation | Natural Gas | Double Rack Oven | 6.072% | 6.072% | 6.072% | 6.072% | 6.072% | 6.072% | 6.072% | 6.072% | 6.072% | 6.072% | 6.072% | 6.072% | 6.072% | 6.072% | 6.072% | 6.072% | 6.072% | 6.072% | 6.072% | 6.072% | 6.072% | 6.072% | 6.072% | 6.072% | 6.072% | 6.072% | 6.072% | 6.072% | 6.072% | 6.072% | 0.060719 | 0.060719
Commercial_Grocery_New_Food Preparation_Natural Gas_Fryer | Commercial | Grocery | New | Food Preparation | Natural Gas | Fryer | 25.85% | 25.85% | 25.85% | 25.85% | 25.85% | 25.85% | 25.85% | 25.85% | 25.85% | 25.85% | 25.85% | 25.85% | 25.85% | 25.85% | 25.85% | 25.85% | 25.85% | 25.85% | 25.85% | 25.85% | 25.85% | 25.85% | 25.85% | 25.85% | 25.85% | 25.85% | 25.85% | 25.85% | 25.85% | 25.85% | 0.25851 | 0.25851
Commercial_Grocery_New_Food Preparation_Natural Gas_Broiler | Commercial | Grocery | New | Food Preparation | Natural Gas | Broiler | 1.438% | 1.438% | 1.438% | 1.438% | 1.438% | 1.438% | 1.438% | 1.438% | 1.438% | 1.438% | 1.438% | 1.438% | 1.438% | 1.438% | 1.438% | 1.438% | 1.438% | 1.438% | 1.438% | 1.438% | 1.438% | 1.438% | 1.438% | 1.438% | 1.438% | 1.438% | 1.438% | 1.438% | 1.438% | 1.438% | 0.014376 | 0.014376
Commercial_Grocery_New_Food Preparation_Natural Gas_Griddle | Commercial | Grocery | New | Food Preparation | Natural Gas | Griddle | 3.204% | 3.204% | 3.204% | 3.204% | 3.204% | 3.204% | 3.204% | 3.204% | 3.204% | 3.204% | 3.204% | 3.204% | 3.204% | 3.204% | 3.204% | 3.204% | 3.204% | 3.204% | 3.204% | 3.204% | 3.204% | 3.204% | 3.204% | 3.204% | 3.204% | 3.204% | 3.204% | 3.204% | 3.204% | 3.204% | 0.032043 | 0.032043
Commercial_Grocery_New_Food Preparation_Natural Gas_Range | Commercial | Grocery | New | Food Preparation | Natural Gas | Range | 13.4% | 13.4% | 13.4% | 13.4% | 13.4% | 13.4% | 13.4% | 13.4% | 13.4% | 13.4% | 13.4% | 13.4% | 13.4% | 13.4% | 13.4% | 13.4% | 13.4% | 13.4% | 13.4% | 13.4% | 13.4% | 13.4% | 13.4% | 13.4% | 13.4% | 13.4% | 13.4% | 13.4% | 13.4% | 13.4% | 0.13404 | 0.13404
Commercial_Grocery_New_Food Preparation_Natural Gas_Steamer | Commercial | Grocery | New | Food Preparation | Natural Gas | Steamer | 0.983% | 0.983% | 0.983% | 0.983% | 0.983% | 0.983% | 0.983% | 0.983% | 0.983% | 0.983% | 0.983% | 0.983% | 0.983% | 0.983% | 0.983% | 0.983% | 0.983% | 0.983% | 0.983% | 0.983% | 0.983% | 0.983% | 0.983% | 0.983% | 0.983% | 0.983% | 0.983% | 0.983% | 0.983% | 0.983% | 0.0098302 | 0.0098302
Commercial_Grocery_New_Food Preparation_Natural Gas_Food Prep Other | Commercial | Grocery | New | Food Preparation | Natural Gas | Food Prep Other | 0.983% | 0.983% | 0.983% | 0.983% | 0.983% | 0.983% | 0.983% | 0.983% | 0.983% | 0.983% | 0.983% | 0.983% | 0.983% | 0.983% | 0.983% | 0.983% | 0.983% | 0.983% | 0.983% | 0.983% | 0.983% | 0.983% | 0.983% | 0.983% | 0.983% | 0.983% | 0.983% | 0.983% | 0.983% | 0.983% | 0.0098302 | 0.0098302
Commercial_Grocery_New_Miscellaneous_Natural Gas_Pool Heater | Commercial | Grocery | New | Miscellaneous | Natural Gas | Pool Heater | 0.09465% | 0.09465% | 0.09465% | 0.09465% | 0.09465% | 0.09465% | 0.09465% | 0.09465% | 0.09465% | 0.09465% | 0.09465% | 0.09465% | 0.09465% | 0.09465% | 0.09465% | 0.09465% | 0.09465% | 0.09465% | 0.09465% | 0.09465% | 0.09465% | 0.09465% | 0.09465% | 0.09465% | 0.09465% | 0.09465% | 0.09465% | 0.09465% | 0.09465% | 0.09465% | 0.00094654 | 0.00094654
Commercial_Grocery_New_Miscellaneous_Natural Gas_Miscellaneous | Commercial | Grocery | New | Miscellaneous | Natural Gas | Miscellaneous | 100% | 100% | 100% | 100% | 100% | 100% | 100% | 100% | 100% | 100% | 100% | 100% | 100% | 100% | 100% | 100% | 100% | 100% | 100% | 100% | 100% | 100% | 100% | 100% | 100% | 100% | 100% | 100% | 100% | 100% | 1 | 1
Commercial_Education_Existing_Space Heating_Natural Gas_Furnace | Commercial | Education | Existing | Space Heating | Natural Gas | Furnace | 55.78% | 55.78% | 55.78% | 55.78% | 55.78% | 55.78% | 55.78% | 55.78% | 55.78% | 55.78% | 55.78% | 55.78% | 55.78% | 55.78% | 55.78% | 55.78% | 55.78% | 55.78% | 55.78% | 55.78% | 55.78% | 55.78% | 55.78% | 55.78% | 55.78% | 55.78% | 55.78% | 55.78% | 55.78% | 55.78% | 0.55779 | 0.55779
Commercial_Education_Existing_Space Heating_Natural Gas_Boiler | Commercial | Education | Existing | Space Heating | Natural Gas | Boiler | 53.34% | 53.34% | 53.34% | 53.34% | 53.34% | 53.34% | 53.34% | 53.34% | 53.34% | 53.34% | 53.34% | 53.34% | 53.34% | 53.34% | 53.34% | 53.34% | 53.34% | 53.34% | 53.34% | 53.34% | 53.34% | 53.34% | 53.34% | 53.34% | 53.34% | 53.34% | 53.34% | 53.34% | 53.34% | 53.34% | 0.53335 | 0.53335
Commercial_Education_Existing_Space Heating_Natural Gas_Unit Heater | Commercial | Education | Existing | Space Heating | Natural Gas | Unit Heater | 14.92% | 14.92% | 14.92% | 14.92% | 14.92% | 14.92% | 14.92% | 14.92% | 14.92% | 14.92% | 14.92% | 14.92% | 14.92% | 14.92% | 14.92% | 14.92% | 14.92% | 14.92% | 14.92% | 14.92% | 14.92% | 14.92% | 14.92% | 14.92% | 14.92% | 14.92% | 14.92% | 14.92% | 14.92% | 14.92% | 0.14918 | 0.14918
Commercial_Education_Existing_Water Heating_Natural Gas_Water Heater | Commercial | Education | Existing | Water Heating | Natural Gas | Water Heater | 72.26% | 72.26% | 72.26% | 72.26% | 72.26% | 72.26% | 72.26% | 72.26% | 72.26% | 72.26% | 72.26% | 72.26% | 72.26% | 72.26% | 72.26% | 72.26% | 72.26% | 72.26% | 72.26% | 72.26% | 72.26% | 72.26% | 72.26% | 72.26% | 72.26% | 72.26% | 72.26% | 72.26% | 72.26% | 72.26% | 0.7226 | 0.7226
Commercial_Education_Existing_Food Preparation_Natural Gas_Oven | Commercial | Education | Existing | Food Preparation | Natural Gas | Oven | 6.042% | 6.042% | 6.042% | 6.042% | 6.042% | 6.042% | 6.042% | 6.042% | 6.042% | 6.042% | 6.042% | 6.042% | 6.042% | 6.042% | 6.042% | 6.042% | 6.042% | 6.042% | 6.042% | 6.042% | 6.042% | 6.042% | 6.042% | 6.042% | 6.042% | 6.042% | 6.042% | 6.042% | 6.042% | 6.042% | 0.06042 | 0.06042
Commercial_Education_Existing_Food Preparation_Natural Gas_Conveyor Oven | Commercial | Education | Existing | Food Preparation | Natural Gas | Conveyor Oven | 3.021% | 3.021% | 3.021% | 3.021% | 3.021% | 3.021% | 3.021% | 3.021% | 3.021% | 3.021% | 3.021% | 3.021% | 3.021% | 3.021% | 3.021% | 3.021% | 3.021% | 3.021% | 3.021% | 3.021% | 3.021% | 3.021% | 3.021% | 3.021% | 3.021% | 3.021% | 3.021% | 3.021% | 3.021% | 3.021% | 0.03021 | 0.03021
Commercial_Education_Existing_Food Preparation_Natural Gas_Double Rack Oven | Commercial | Education | Existing | Food Preparation | Natural Gas | Double Rack Oven | 3.021% | 3.021% | 3.021% | 3.021% | 3.021% | 3.021% | 3.021% | 3.021% | 3.021% | 3.021% | 3.021% | 3.021% | 3.021% | 3.021% | 3.021% | 3.021% | 3.021% | 3.021% | 3.021% | 3.021% | 3.021% | 3.021% | 3.021% | 3.021% | 3.021% | 3.021% | 3.021% | 3.021% | 3.021% | 3.021% | 0.03021 | 0.03021
Commercial_Education_Existing_Food Preparation_Natural Gas_Fryer | Commercial | Education | Existing | Food Preparation | Natural Gas | Fryer | 6.737% | 6.737% | 6.737% | 6.737% | 6.737% | 6.737% | 6.737% | 6.737% | 6.737% | 6.737% | 6.737% | 6.737% | 6.737% | 6.737% | 6.737% | 6.737% | 6.737% | 6.737% | 6.737% | 6.737% | 6.737% | 6.737% | 6.737% | 6.737% | 6.737% | 6.737% | 6.737% | 6.737% | 6.737% | 6.737% | 0.067366 | 0.067366
Commercial_Education_Existing_Food Preparation_Natural Gas_Broiler | Commercial | Education | Existing | Food Preparation | Natural Gas | Broiler | 2.582% | 2.582% | 2.582% | 2.582% | 2.582% | 2.582% | 2.582% | 2.582% | 2.582% | 2.582% | 2.582% | 2.582% | 2.582% | 2.582% | 2.582% | 2.582% | 2.582% | 2.582% | 2.582% | 2.582% | 2.582% | 2.582% | 2.582% | 2.582% | 2.582% | 2.582% | 2.582% | 2.582% | 2.582% | 2.582% | 0.025825 | 0.025825
Commercial_Education_Existing_Food Preparation_Natural Gas_Griddle | Commercial | Education | Existing | Food Preparation | Natural Gas | Griddle | 3.08% | 3.08% | 3.08% | 3.08% | 3.08% | 3.08% | 3.08% | 3.08% | 3.08% | 3.08% | 3.08% | 3.08% | 3.08% | 3.08% | 3.08% | 3.08% | 3.08% | 3.08% | 3.08% | 3.08% | 3.08% | 3.08% | 3.08% | 3.08% | 3.08% | 3.08% | 3.08% | 3.08% | 3.08% | 3.08% | 0.0308 | 0.0308
Commercial_Education_Existing_Food Preparation_Natural Gas_Range | Commercial | Education | Existing | Food Preparation | Natural Gas | Range | 15.88% | 15.88% | 15.88% | 15.88% | 15.88% | 15.88% | 15.88% | 15.88% | 15.88% | 15.88% | 15.88% | 15.88% | 15.88% | 15.88% | 15.88% | 15.88% | 15.88% | 15.88% | 15.88% | 15.88% | 15.88% | 15.88% | 15.88% | 15.88% | 15.88% | 15.88% | 15.88% | 15.88% | 15.88% | 15.88% | 0.15883 | 0.15883
Commercial_Education_Existing_Food Preparation_Natural Gas_Steamer | Commercial | Education | Existing | Food Preparation | Natural Gas | Steamer | 4.747% | 4.747% | 4.747% | 4.747% | 4.747% | 4.747% | 4.747% | 4.747% | 4.747% | 4.747% | 4.747% | 4.747% | 4.747% | 4.747% | 4.747% | 4.747% | 4.747% | 4.747% | 4.747% | 4.747% | 4.747% | 4.747% | 4.747% | 4.747% | 4.747% | 4.747% | 4.747% | 4.747% | 4.747% | 4.747% | 0.047472 | 0.047472
Commercial_Education_Existing_Food Preparation_Natural Gas_Food Prep Other | Commercial | Education | Existing | Food Preparation | Natural Gas | Food Prep Other | 4.747% | 4.747% | 4.747% | 4.747% | 4.747% | 4.747% | 4.747% | 4.747% | 4.747% | 4.747% | 4.747% | 4.747% | 4.747% | 4.747% | 4.747% | 4.747% | 4.747% | 4.747% | 4.747% | 4.747% | 4.747% | 4.747% | 4.747% | 4.747% | 4.747% | 4.747% | 4.747% | 4.747% | 4.747% | 4.747% | 0.047472 | 0.047472
Commercial_Education_Existing_Miscellaneous_Natural Gas_Pool Heater | Commercial | Education | Existing | Miscellaneous | Natural Gas | Pool Heater | 1.217% | 1.217% | 1.217% | 1.217% | 1.217% | 1.217% | 1.217% | 1.217% | 1.217% | 1.217% | 1.217% | 1.217% | 1.217% | 1.217% | 1.217% | 1.217% | 1.217% | 1.217% | 1.217% | 1.217% | 1.217% | 1.217% | 1.217% | 1.217% | 1.217% | 1.217% | 1.217% | 1.217% | 1.217% | 1.217% | 0.012174 | 0.012174
Commercial_Education_Existing_Miscellaneous_Natural Gas_Miscellaneous | Commercial | Education | Existing | Miscellaneous | Natural Gas | Miscellaneous | 100% | 100% | 100% | 100% | 100% | 100% | 100% | 100% | 100% | 100% | 100% | 100% | 100% | 100% | 100% | 100% | 100% | 100% | 100% | 100% | 100% | 100% | 100% | 100% | 100% | 100% | 100% | 100% | 100% | 100% | 1 | 1
Commercial_Education_New_Space Heating_Natural Gas_Furnace | Commercial | Education | New | Space Heating | Natural Gas | Furnace | [30 empty] | 0 | 0 | bar: 2019 to 2048
Commercial_Education_New_Space Heating_Natural Gas_Boiler | Commercial | Education | New | Space Heating | Natural Gas | Boiler | [30 empty] | 0 | 0 | bar: 2019 to 2048
Commercial_Education_New_Space Heating_Natural Gas_Unit Heater | Commercial | Education | New | Space Heating | Natural Gas | Unit Heater | 2.984% | 2.984% | 2.984% | 2.984% | 2.984% | 2.984% | 2.984% | 2.984% | 2.984% | 2.984% | 2.984% | 2.984% | 2.984% | 2.984% | 2.984% | 2.984% | 2.984% | 2.984% | 2.984% | 2.984% | 2.984% | 2.984% | 2.984% | 2.984% | 2.984% | 2.984% | 2.984% | 2.984% | 2.984% | 2.984% | 0.029837 | 0.029837
Commercial_Education_New_Water Heating_Natural Gas_Water Heater | Commercial | Education | New | Water Heating | Natural Gas | Water Heater | [30 empty] | 0 | 0 | bar: 2019 to 2048
Commercial_Education_New_Food Preparation_Natural Gas_Oven | Commercial | Education | New | Food Preparation | Natural Gas | Oven | 3.021% | 3.021% | 3.021% | 3.021% | 3.021% | 3.021% | 3.021% | 3.021% | 3.021% | 3.021% | 3.021% | 3.021% | 3.021% | 3.021% | 3.021% | 3.021% | 3.021% | 3.021% | 3.021% | 3.021% | 3.021% | 3.021% | 3.021% | 3.021% | 3.021% | 3.021% | 3.021% | 3.021% | 3.021% | 3.021% | 0.03021 | 0.03021
Commercial_Education_New_Food Preparation_Natural Gas_Conveyor Oven | Commercial | Education | New | Food Preparation | Natural Gas | Conveyor Oven | 1.511% | 1.511% | 1.511% | 1.511% | 1.511% | 1.511% | 1.511% | 1.511% | 1.511% | 1.511% | 1.511% | 1.511% | 1.511% | 1.511% | 1.511% | 1.511% | 1.511% | 1.511% | 1.511% | 1.511% | 1.511% | 1.511% | 1.511% | 1.511% | 1.511% | 1.511% | 1.511% | 1.511% | 1.511% | 1.511% | 0.015105 | 0.015105
Commercial_Education_New_Food Preparation_Natural Gas_Double Rack Oven | Commercial | Education | New | Food Preparation | Natural Gas | Double Rack Oven | 1.511% | 1.511% | 1.511% | 1.511% | 1.511% | 1.511% | 1.511% | 1.511% | 1.511% | 1.511% | 1.511% | 1.511% | 1.511% | 1.511% | 1.511% | 1.511% | 1.511% | 1.511% | 1.511% | 1.511% | 1.511% | 1.511% | 1.511% | 1.511% | 1.511% | 1.511% | 1.511% | 1.511% | 1.511% | 1.511% | 0.015105 | 0.015105
Commercial_Education_New_Food Preparation_Natural Gas_Fryer | Commercial | Education | New | Food Preparation | Natural Gas | Fryer | 3.368% | 3.368% | 3.368% | 3.368% | 3.368% | 3.368% | 3.368% | 3.368% | 3.368% | 3.368% | 3.368% | 3.368% | 3.368% | 3.368% | 3.368% | 3.368% | 3.368% | 3.368% | 3.368% | 3.368% | 3.368% | 3.368% | 3.368% | 3.368% | 3.368% | 3.368% | 3.368% | 3.368% | 3.368% | 3.368% | 0.033683 | 0.033683
Commercial_Education_New_Food Preparation_Natural Gas_Broiler | Commercial | Education | New | Food Preparation | Natural Gas | Broiler | 1.291% | 1.291% | 1.291% | 1.291% | 1.291% | 1.291% | 1.291% | 1.291% | 1.291% | 1.291% | 1.291% | 1.291% | 1.291% | 1.291% | 1.291% | 1.291% | 1.291% | 1.291% | 1.291% | 1.291% | 1.291% | 1.291% | 1.291% | 1.291% | 1.291% | 1.291% | 1.291% | 1.291% | 1.291% | 1.291% | 0.012912 | 0.012912
Commercial_Education_New_Food Preparation_Natural Gas_Griddle | Commercial | Education | New | Food Preparation | Natural Gas | Griddle | 1.54% | 1.54% | 1.54% | 1.54% | 1.54% | 1.54% | 1.54% | 1.54% | 1.54% | 1.54% | 1.54% | 1.54% | 1.54% | 1.54% | 1.54% | 1.54% | 1.54% | 1.54% | 1.54% | 1.54% | 1.54% | 1.54% | 1.54% | 1.54% | 1.54% | 1.54% | 1.54% | 1.54% | 1.54% | 1.54% | 0.0154 | 0.0154
Commercial_Education_New_Food Preparation_Natural Gas_Range | Commercial | Education | New | Food Preparation | Natural Gas | Range | 7.942% | 7.942% | 7.942% | 7.942% | 7.942% | 7.942% | 7.942% | 7.942% | 7.942% | 7.942% | 7.942% | 7.942% | 7.942% | 7.942% | 7.942% | 7.942% | 7.942% | 7.942% | 7.942% | 7.942% | 7.942% | 7.942% | 7.942% | 7.942% | 7.942% | 7.942% | 7.942% | 7.942% | 7.942% | 7.942% | 0.079417 | 0.079417
Commercial_Education_New_Food Preparation_Natural Gas_Steamer | Commercial | Education | New | Food Preparation | Natural Gas | Steamer | 2.374% | 2.374% | 2.374% | 2.374% | 2.374% | 2.374% | 2.374% | 2.374% | 2.374% | 2.374% | 2.374% | 2.374% | 2.374% | 2.374% | 2.374% | 2.374% | 2.374% | 2.374% | 2.374% | 2.374% | 2.374% | 2.374% | 2.374% | 2.374% | 2.374% | 2.374% | 2.374% | 2.374% | 2.374% | 2.374% | 0.023736 | 0.023736
Commercial_Education_New_Food Preparation_Natural Gas_Food Prep Other | Commercial | Education | New | Food Preparation | Natural Gas | Food Prep Other | 2.374% | 2.374% | 2.374% | 2.374% | 2.374% | 2.374% | 2.374% | 2.374% | 2.374% | 2.374% | 2.374% | 2.374% | 2.374% | 2.374% | 2.374% | 2.374% | 2.374% | 2.374% | 2.374% | 2.374% | 2.374% | 2.374% | 2.374% | 2.374% | 2.374% | 2.374% | 2.374% | 2.374% | 2.374% | 2.374% | 0.023736 | 0.023736
Commercial_Education_New_Miscellaneous_Natural Gas_Pool Heater | Commercial | Education | New | Miscellaneous | Natural Gas | Pool Heater | 0.6087% | 0.6087% | 0.6087% | 0.6087% | 0.6087% | 0.6087% | 0.6087% | 0.6087% | 0.6087% | 0.6087% | 0.6087% | 0.6087% | 0.6087% | 0.6087% | 0.6087% | 0.6087% | 0.6087% | 0.6087% | 0.6087% | 0.6087% | 0.6087% | 0.6087% | 0.6087% | 0.6087% | 0.6087% | 0.6087% | 0.6087% | 0.6087% | 0.6087% | 0.6087% | 0.0060872 | 0.0060872
Commercial_Education_New_Miscellaneous_Natural Gas_Miscellaneous | Commercial | Education | New | Miscellaneous | Natural Gas | Miscellaneous | 100% | 100% | 100% | 100% | 100% | 100% | 100% | 100% | 100% | 100% | 100% | 100% | 100% | 100% | 100% | 100% | 100% | 100% | 100% | 100% | 100% | 100% | 100% | 100% | 100% | 100% | 100% | 100% | 100% | 100% | 1 | 1
Commercial_Healthcare_Existing_Space Heating_Natural Gas_Furnace | Commercial | Healthcare | Existing | Space Heating | Natural Gas | Furnace | 72.46% | 72.46% | 72.46% | 72.46% | 72.46% | 72.46% | 72.46% | 72.46% | 72.46% | 72.46% | 72.46% | 72.46% | 72.46% | 72.46% | 72.46% | 72.46% | 72.46% | 72.46% | 72.46% | 72.46% | 72.46% | 72.46% | 72.46% | 72.46% | 72.46% | 72.46% | 72.46% | 72.46% | 72.46% | 72.46% | 0.72464 | 0.72464
Commercial_Healthcare_Existing_Space Heating_Natural Gas_Boiler | Commercial | Healthcare | Existing | Space Heating | Natural Gas | Boiler | 35.16% | 35.16% | 35.16% | 35.16% | 35.16% | 35.16% | 35.16% | 35.16% | 35.16% | 35.16% | 35.16% | 35.16% | 35.16% | 35.16% | 35.16% | 35.16% | 35.16% | 35.16% | 35.16% | 35.16% | 35.16% | 35.16% | 35.16% | 35.16% | 35.16% | 35.16% | 35.16% | 35.16% | 35.16% | 35.16% | 0.35156 | 0.35156
Commercial_Healthcare_Existing_Space Heating_Natural Gas_Unit Heater | Commercial | Healthcare | Existing | Space Heating | Natural Gas | Unit Heater | 10.63% | 10.63% | 10.63% | 10.63% | 10.63% | 10.63% | 10.63% | 10.63% | 10.63% | 10.63% | 10.63% | 10.63% | 10.63% | 10.63% | 10.63% | 10.63% | 10.63% | 10.63% | 10.63% | 10.63% | 10.63% | 10.63% | 10.63% | 10.63% | 10.63% | 10.63% | 10.63% | 10.63% | 10.63% | 10.63% | 0.10628 | 0.10628
Commercial_Healthcare_Existing_Water Heating_Natural Gas_Water Heater | Commercial | Healthcare | Existing | Water Heating | Natural Gas | Water Heater | 66.2% | 66.2% | 66.2% | 66.2% | 66.2% | 66.2% | 66.2% | 66.2% | 66.2% | 66.2% | 66.2% | 66.2% | 66.2% | 66.2% | 66.2% | 66.2% | 66.2% | 66.2% | 66.2% | 66.2% | 66.2% | 66.2% | 66.2% | 66.2% | 66.2% | 66.2% | 66.2% | 66.2% | 66.2% | 66.2% | 0.66195 | 0.66195
Commercial_Healthcare_Existing_Food Preparation_Natural Gas_Oven | Commercial | Healthcare | Existing | Food Preparation | Natural Gas | Oven | 7.914% | 7.914% | 7.914% | 7.914% | 7.914% | 7.914% | 7.914% | 7.914% | 7.914% | 7.914% | 7.914% | 7.914% | 7.914% | 7.914% | 7.914% | 7.914% | 7.914% | 7.914% | 7.914% | 7.914% | 7.914% | 7.914% | 7.914% | 7.914% | 7.914% | 7.914% | 7.914% | 7.914% | 7.914% | 7.914% | 0.079141 | 0.079141
Commercial_Healthcare_Existing_Food Preparation_Natural Gas_Conveyor Oven | Commercial | Healthcare | Existing | Food Preparation | Natural Gas | Conveyor Oven | 3.957% | 3.957% | 3.957% | 3.957% | 3.957% | 3.957% | 3.957% | 3.957% | 3.957% | 3.957% | 3.957% | 3.957% | 3.957% | 3.957% | 3.957% | 3.957% | 3.957% | 3.957% | 3.957% | 3.957% | 3.957% | 3.957% | 3.957% | 3.957% | 3.957% | 3.957% | 3.957% | 3.957% | 3.957% | 3.957% | 0.039571 | 0.039571
Commercial_Healthcare_Existing_Food Preparation_Natural Gas_Double Rack Oven | Commercial | Healthcare | Existing | Food Preparation | Natural Gas | Double Rack Oven | 3.957% | 3.957% | 3.957% | 3.957% | 3.957% | 3.957% | 3.957% | 3.957% | 3.957% | 3.957% | 3.957% | 3.957% | 3.957% | 3.957% | 3.957% | 3.957% | 3.957% | 3.957% | 3.957% | 3.957% | 3.957% | 3.957% | 3.957% | 3.957% | 3.957% | 3.957% | 3.957% | 3.957% | 3.957% | 3.957% | 0.039571 | 0.039571
Commercial_Healthcare_Existing_Food Preparation_Natural Gas_Fryer | Commercial | Healthcare | Existing | Food Preparation | Natural Gas | Fryer | 4.553% | 4.553% | 4.553% | 4.553% | 4.553% | 4.553% | 4.553% | 4.553% | 4.553% | 4.553% | 4.553% | 4.553% | 4.553% | 4.553% | 4.553% | 4.553% | 4.553% | 4.553% | 4.553% | 4.553% | 4.553% | 4.553% | 4.553% | 4.553% | 4.553% | 4.553% | 4.553% | 4.553% | 4.553% | 4.553% | 0.045532 | 0.045532
Commercial_Healthcare_Existing_Food Preparation_Natural Gas_Broiler | Commercial | Healthcare | Existing | Food Preparation | Natural Gas | Broiler | 2.507% | 2.507% | 2.507% | 2.507% | 2.507% | 2.507% | 2.507% | 2.507% | 2.507% | 2.507% | 2.507% | 2.507% | 2.507% | 2.507% | 2.507% | 2.507% | 2.507% | 2.507% | 2.507% | 2.507% | 2.507% | 2.507% | 2.507% | 2.507% | 2.507% | 2.507% | 2.507% | 2.507% | 2.507% | 2.507% | 0.025069 | 0.025069
Commercial_Healthcare_Existing_Food Preparation_Natural Gas_Griddle | Commercial | Healthcare | Existing | Food Preparation | Natural Gas | Griddle | 6.121% | 6.121% | 6.121% | 6.121% | 6.121% | 6.121% | 6.121% | 6.121% | 6.121% | 6.121% | 6.121% | 6.121% | 6.121% | 6.121% | 6.121% | 6.121% | 6.121% | 6.121% | 6.121% | 6.121% | 6.121% | 6.121% | 6.121% | 6.121% | 6.121% | 6.121% | 6.121% | 6.121% | 6.121% | 6.121% | 0.061214 | 0.061214
Commercial_Healthcare_Existing_Food Preparation_Natural Gas_Range | Commercial | Healthcare | Existing | Food Preparation | Natural Gas | Range | 35.79% | 35.79% | 35.79% | 35.79% | 35.79% | 35.79% | 35.79% | 35.79% | 35.79% | 35.79% | 35.79% | 35.79% | 35.79% | 35.79% | 35.79% | 35.79% | 35.79% | 35.79% | 35.79% | 35.79% | 35.79% | 35.79% | 35.79% | 35.79% | 35.79% | 35.79% | 35.79% | 35.79% | 35.79% | 35.79% | 0.35794 | 0.35794
Commercial_Healthcare_Existing_Food Preparation_Natural Gas_Steamer | Commercial | Healthcare | Existing | Food Preparation | Natural Gas | Steamer | 5.197% | 5.197% | 5.197% | 5.197% | 5.197% | 5.197% | 5.197% | 5.197% | 5.197% | 5.197% | 5.197% | 5.197% | 5.197% | 5.197% | 5.197% | 5.197% | 5.197% | 5.197% | 5.197% | 5.197% | 5.197% | 5.197% | 5.197% | 5.197% | 5.197% | 5.197% | 5.197% | 5.197% | 5.197% | 5.197% | 0.05197 | 0.05197
Commercial_Healthcare_Existing_Food Preparation_Natural Gas_Food Prep Other | Commercial | Healthcare | Existing | Food Preparation | Natural Gas | Food Prep Other | 5.197% | 5.197% | 5.197% | 5.197% | 5.197% | 5.197% | 5.197% | 5.197% | 5.197% | 5.197% | 5.197% | 5.197% | 5.197% | 5.197% | 5.197% | 5.197% | 5.197% | 5.197% | 5.197% | 5.197% | 5.197% | 5.197% | 5.197% | 5.197% | 5.197% | 5.197% | 5.197% | 5.197% | 5.197% | 5.197% | 0.05197 | 0.05197
Commercial_Healthcare_Existing_Miscellaneous_Natural Gas_Pool Heater | Commercial | Healthcare | Existing | Miscellaneous | Natural Gas | Pool Heater | 1.41% | 1.41% | 1.41% | 1.41% | 1.41% | 1.41% | 1.41% | 1.41% | 1.41% | 1.41% | 1.41% | 1.41% | 1.41% | 1.41% | 1.41% | 1.41% | 1.41% | 1.41% | 1.41% | 1.41% | 1.41% | 1.41% | 1.41% | 1.41% | 1.41% | 1.41% | 1.41% | 1.41% | 1.41% | 1.41% | 0.014097 | 0.014097
Commercial_Healthcare_Existing_Miscellaneous_Natural Gas_Miscellaneous | Commercial | Healthcare | Existing | Miscellaneous | Natural Gas | Miscellaneous | 100% | 100% | 100% | 100% | 100% | 100% | 100% | 100% | 100% | 100% | 100% | 100% | 100% | 100% | 100% | 100% | 100% | 100% | 100% | 100% | 100% | 100% | 100% | 100% | 100% | 100% | 100% | 100% | 100% | 100% | 1 | 1
Commercial_Healthcare_New_Space Heating_Natural Gas_Furnace | Commercial | Healthcare | New | Space Heating | Natural Gas | Furnace | [30 empty] | 0 | 0 | bar: 2019 to 2048
Commercial_Healthcare_New_Space Heating_Natural Gas_Boiler | Commercial | Healthcare | New | Space Heating | Natural Gas | Boiler | [30 empty] | 0 | 0 | bar: 2019 to 2048
Commercial_Healthcare_New_Space Heating_Natural Gas_Unit Heater | Commercial | Healthcare | New | Space Heating | Natural Gas | Unit Heater | 2.126% | 2.126% | 2.126% | 2.126% | 2.126% | 2.126% | 2.126% | 2.126% | 2.126% | 2.126% | 2.126% | 2.126% | 2.126% | 2.126% | 2.126% | 2.126% | 2.126% | 2.126% | 2.126% | 2.126% | 2.126% | 2.126% | 2.126% | 2.126% | 2.126% | 2.126% | 2.126% | 2.126% | 2.126% | 2.126% | 0.021255 | 0.021255
Commercial_Healthcare_New_Water Heating_Natural Gas_Water Heater | Commercial | Healthcare | New | Water Heating | Natural Gas | Water Heater | 13.24% | 13.24% | 13.24% | 13.24% | 13.24% | 13.24% | 13.24% | 13.24% | 13.24% | 13.24% | 13.24% | 13.24% | 13.24% | 13.24% | 13.24% | 13.24% | 13.24% | 13.24% | 13.24% | 13.24% | 13.24% | 13.24% | 13.24% | 13.24% | 13.24% | 13.24% | 13.24% | 13.24% | 13.24% | 13.24% | 0.13239 | 0.13239
Commercial_Healthcare_New_Food Preparation_Natural Gas_Oven | Commercial | Healthcare | New | Food Preparation | Natural Gas | Oven | 3.957% | 3.957% | 3.957% | 3.957% | 3.957% | 3.957% | 3.957% | 3.957% | 3.957% | 3.957% | 3.957% | 3.957% | 3.957% | 3.957% | 3.957% | 3.957% | 3.957% | 3.957% | 3.957% | 3.957% | 3.957% | 3.957% | 3.957% | 3.957% | 3.957% | 3.957% | 3.957% | 3.957% | 3.957% | 3.957% | 0.039571 | 0.039571
Commercial_Healthcare_New_Food Preparation_Natural Gas_Conveyor Oven | Commercial | Healthcare | New | Food Preparation | Natural Gas | Conveyor Oven | 1.979% | 1.979% | 1.979% | 1.979% | 1.979% | 1.979% | 1.979% | 1.979% | 1.979% | 1.979% | 1.979% | 1.979% | 1.979% | 1.979% | 1.979% | 1.979% | 1.979% | 1.979% | 1.979% | 1.979% | 1.979% | 1.979% | 1.979% | 1.979% | 1.979% | 1.979% | 1.979% | 1.979% | 1.979% | 1.979% | 0.019785 | 0.019785
Commercial_Healthcare_New_Food Preparation_Natural Gas_Double Rack Oven | Commercial | Healthcare | New | Food Preparation | Natural Gas | Double Rack Oven | 1.979% | 1.979% | 1.979% | 1.979% | 1.979% | 1.979% | 1.979% | 1.979% | 1.979% | 1.979% | 1.979% | 1.979% | 1.979% | 1.979% | 1.979% | 1.979% | 1.979% | 1.979% | 1.979% | 1.979% | 1.979% | 1.979% | 1.979% | 1.979% | 1.979% | 1.979% | 1.979% | 1.979% | 1.979% | 1.979% | 0.019785 | 0.019785
Commercial_Healthcare_New_Food Preparation_Natural Gas_Fryer | Commercial | Healthcare | New | Food Preparation | Natural Gas | Fryer | 2.277% | 2.277% | 2.277% | 2.277% | 2.277% | 2.277% | 2.277% | 2.277% | 2.277% | 2.277% | 2.277% | 2.277% | 2.277% | 2.277% | 2.277% | 2.277% | 2.277% | 2.277% | 2.277% | 2.277% | 2.277% | 2.277% | 2.277% | 2.277% | 2.277% | 2.277% | 2.277% | 2.277% | 2.277% | 2.277% | 0.022766 | 0.022766
Commercial_Healthcare_New_Food Preparation_Natural Gas_Broiler | Commercial | Healthcare | New | Food Preparation | Natural Gas | Broiler | 1.253% | 1.253% | 1.253% | 1.253% | 1.253% | 1.253% | 1.253% | 1.253% | 1.253% | 1.253% | 1.253% | 1.253% | 1.253% | 1.253% | 1.253% | 1.253% | 1.253% | 1.253% | 1.253% | 1.253% | 1.253% | 1.253% | 1.253% | 1.253% | 1.253% | 1.253% | 1.253% | 1.253% | 1.253% | 1.253% | 0.012535 | 0.012535
Commercial_Healthcare_New_Food Preparation_Natural Gas_Griddle | Commercial | Healthcare | New | Food Preparation | Natural Gas | Griddle | 3.061% | 3.061% | 3.061% | 3.061% | 3.061% | 3.061% | 3.061% | 3.061% | 3.061% | 3.061% | 3.061% | 3.061% | 3.061% | 3.061% | 3.061% | 3.061% | 3.061% | 3.061% | 3.061% | 3.061% | 3.061% | 3.061% | 3.061% | 3.061% | 3.061% | 3.061% | 3.061% | 3.061% | 3.061% | 3.061% | 0.030607 | 0.030607
Commercial_Healthcare_New_Food Preparation_Natural Gas_Range | Commercial | Healthcare | New | Food Preparation | Natural Gas | Range | 17.9% | 17.9% | 17.9% | 17.9% | 17.9% | 17.9% | 17.9% | 17.9% | 17.9% | 17.9% | 17.9% | 17.9% | 17.9% | 17.9% | 17.9% | 17.9% | 17.9% | 17.9% | 17.9% | 17.9% | 17.9% | 17.9% | 17.9% | 17.9% | 17.9% | 17.9% | 17.9% | 17.9% | 17.9% | 17.9% | 0.17897 | 0.17897
Commercial_Healthcare_New_Food Preparation_Natural Gas_Steamer | Commercial | Healthcare | New | Food Preparation | Natural Gas | Steamer | 2.599% | 2.599% | 2.599% | 2.599% | 2.599% | 2.599% | 2.599% | 2.599% | 2.599% | 2.599% | 2.599% | 2.599% | 2.599% | 2.599% | 2.599% | 2.599% | 2.599% | 2.599% | 2.599% | 2.599% | 2.599% | 2.599% | 2.599% | 2.599% | 2.599% | 2.599% | 2.599% | 2.599% | 2.599% | 2.599% | 0.025985 | 0.025985
Commercial_Healthcare_New_Food Preparation_Natural Gas_Food Prep Other | Commercial | Healthcare | New | Food Preparation | Natural Gas | Food Prep Other | 2.599% | 2.599% | 2.599% | 2.599% | 2.599% | 2.599% | 2.599% | 2.599% | 2.599% | 2.599% | 2.599% | 2.599% | 2.599% | 2.599% | 2.599% | 2.599% | 2.599% | 2.599% | 2.599% | 2.599% | 2.599% | 2.599% | 2.599% | 2.599% | 2.599% | 2.599% | 2.599% | 2.599% | 2.599% | 2.599% | 0.025985 | 0.025985
Commercial_Healthcare_New_Miscellaneous_Natural Gas_Pool Heater | Commercial | Healthcare | New | Miscellaneous | Natural Gas | Pool Heater | 0.7048% | 0.7048% | 0.7048% | 0.7048% | 0.7048% | 0.7048% | 0.7048% | 0.7048% | 0.7048% | 0.7048% | 0.7048% | 0.7048% | 0.7048% | 0.7048% | 0.7048% | 0.7048% | 0.7048% | 0.7048% | 0.7048% | 0.7048% | 0.7048% | 0.7048% | 0.7048% | 0.7048% | 0.7048% | 0.7048% | 0.7048% | 0.7048% | 0.7048% | 0.7048% | 0.0070484 | 0.0070484
Commercial_Healthcare_New_Miscellaneous_Natural Gas_Miscellaneous | Commercial | Healthcare | New | Miscellaneous | Natural Gas | Miscellaneous | 100% | 100% | 100% | 100% | 100% | 100% | 100% | 100% | 100% | 100% | 100% | 100% | 100% | 100% | 100% | 100% | 100% | 100% | 100% | 100% | 100% | 100% | 100% | 100% | 100% | 100% | 100% | 100% | 100% | 100% | 1 | 1
Commercial_Lodging_Existing_Space Heating_Natural Gas_Furnace | Commercial | Lodging | Existing | Space Heating | Natural Gas | Furnace | 54.9% | 54.9% | 54.9% | 54.9% | 54.9% | 54.9% | 54.9% | 54.9% | 54.9% | 54.9% | 54.9% | 54.9% | 54.9% | 54.9% | 54.9% | 54.9% | 54.9% | 54.9% | 54.9% | 54.9% | 54.9% | 54.9% | 54.9% | 54.9% | 54.9% | 54.9% | 54.9% | 54.9% | 54.9% | 54.9% | 0.549 | 0.549
Commercial_Lodging_Existing_Space Heating_Natural Gas_Boiler | Commercial | Lodging | Existing | Space Heating | Natural Gas | Boiler | 22.73% | 22.73% | 22.73% | 22.73% | 22.73% | 22.73% | 22.73% | 22.73% | 22.73% | 22.73% | 22.73% | 22.73% | 22.73% | 22.73% | 22.73% | 22.73% | 22.73% | 22.73% | 22.73% | 22.73% | 22.73% | 22.73% | 22.73% | 22.73% | 22.73% | 22.73% | 22.73% | 22.73% | 22.73% | 22.73% | 0.22734 | 0.22734
Commercial_Lodging_Existing_Space Heating_Natural Gas_Unit Heater | Commercial | Lodging | Existing | Space Heating | Natural Gas | Unit Heater | 7.465% | 7.465% | 7.465% | 7.465% | 7.465% | 7.465% | 7.465% | 7.465% | 7.465% | 7.465% | 7.465% | 7.465% | 7.465% | 7.465% | 7.465% | 7.465% | 7.465% | 7.465% | 7.465% | 7.465% | 7.465% | 7.465% | 7.465% | 7.465% | 7.465% | 7.465% | 7.465% | 7.465% | 7.465% | 7.465% | 0.074651 | 0.074651
Commercial_Lodging_Existing_Water Heating_Natural Gas_Water Heater | Commercial | Lodging | Existing | Water Heating | Natural Gas | Water Heater | 77.84% | 77.84% | 77.84% | 77.84% | 77.84% | 77.84% | 77.84% | 77.84% | 77.84% | 77.84% | 77.84% | 77.84% | 77.84% | 77.84% | 77.84% | 77.84% | 77.84% | 77.84% | 77.84% | 77.84% | 77.84% | 77.84% | 77.84% | 77.84% | 77.84% | 77.84% | 77.84% | 77.84% | 77.84% | 77.84% | 0.77839 | 0.77839
Commercial_Lodging_Existing_Food Preparation_Natural Gas_Oven | Commercial | Lodging | Existing | Food Preparation | Natural Gas | Oven | 8.023% | 8.023% | 8.023% | 8.023% | 8.023% | 8.023% | 8.023% | 8.023% | 8.023% | 8.023% | 8.023% | 8.023% | 8.023% | 8.023% | 8.023% | 8.023% | 8.023% | 8.023% | 8.023% | 8.023% | 8.023% | 8.023% | 8.023% | 8.023% | 8.023% | 8.023% | 8.023% | 8.023% | 8.023% | 8.023% | 0.080231 | 0.080231
Commercial_Lodging_Existing_Food Preparation_Natural Gas_Conveyor Oven | Commercial | Lodging | Existing | Food Preparation | Natural Gas | Conveyor Oven | 4.012% | 4.012% | 4.012% | 4.012% | 4.012% | 4.012% | 4.012% | 4.012% | 4.012% | 4.012% | 4.012% | 4.012% | 4.012% | 4.012% | 4.012% | 4.012% | 4.012% | 4.012% | 4.012% | 4.012% | 4.012% | 4.012% | 4.012% | 4.012% | 4.012% | 4.012% | 4.012% | 4.012% | 4.012% | 4.012% | 0.040116 | 0.040116
Commercial_Lodging_Existing_Food Preparation_Natural Gas_Double Rack Oven | Commercial | Lodging | Existing | Food Preparation | Natural Gas | Double Rack Oven | 4.012% | 4.012% | 4.012% | 4.012% | 4.012% | 4.012% | 4.012% | 4.012% | 4.012% | 4.012% | 4.012% | 4.012% | 4.012% | 4.012% | 4.012% | 4.012% | 4.012% | 4.012% | 4.012% | 4.012% | 4.012% | 4.012% | 4.012% | 4.012% | 4.012% | 4.012% | 4.012% | 4.012% | 4.012% | 4.012% | 0.040116 | 0.040116
Commercial_Lodging_Existing_Food Preparation_Natural Gas_Fryer | Commercial | Lodging | Existing | Food Preparation | Natural Gas | Fryer | 10.64% | 10.64% | 10.64% | 10.64% | 10.64% | 10.64% | 10.64% | 10.64% | 10.64% | 10.64% | 10.64% | 10.64% | 10.64% | 10.64% | 10.64% | 10.64% | 10.64% | 10.64% | 10.64% | 10.64% | 10.64% | 10.64% | 10.64% | 10.64% | 10.64% | 10.64% | 10.64% | 10.64% | 10.64% | 10.64% | 0.10642 | 0.10642
Commercial_Lodging_Existing_Food Preparation_Natural Gas_Broiler | Commercial | Lodging | Existing | Food Preparation | Natural Gas | Broiler | 6.921% | 6.921% | 6.921% | 6.921% | 6.921% | 6.921% | 6.921% | 6.921% | 6.921% | 6.921% | 6.921% | 6.921% | 6.921% | 6.921% | 6.921% | 6.921% | 6.921% | 6.921% | 6.921% | 6.921% | 6.921% | 6.921% | 6.921% | 6.921% | 6.921% | 6.921% | 6.921% | 6.921% | 6.921% | 6.921% | 0.069205 | 0.069205
Commercial_Lodging_Existing_Food Preparation_Natural Gas_Griddle | Commercial | Lodging | Existing | Food Preparation | Natural Gas | Griddle | 10.05% | 10.05% | 10.05% | 10.05% | 10.05% | 10.05% | 10.05% | 10.05% | 10.05% | 10.05% | 10.05% | 10.05% | 10.05% | 10.05% | 10.05% | 10.05% | 10.05% | 10.05% | 10.05% | 10.05% | 10.05% | 10.05% | 10.05% | 10.05% | 10.05% | 10.05% | 10.05% | 10.05% | 10.05% | 10.05% | 0.1005 | 0.1005
Commercial_Lodging_Existing_Food Preparation_Natural Gas_Range | Commercial | Lodging | Existing | Food Preparation | Natural Gas | Range | 28.55% | 28.55% | 28.55% | 28.55% | 28.55% | 28.55% | 28.55% | 28.55% | 28.55% | 28.55% | 28.55% | 28.55% | 28.55% | 28.55% | 28.55% | 28.55% | 28.55% | 28.55% | 28.55% | 28.55% | 28.55% | 28.55% | 28.55% | 28.55% | 28.55% | 28.55% | 28.55% | 28.55% | 28.55% | 28.55% | 0.2855 | 0.2855
Commercial_Lodging_Existing_Food Preparation_Natural Gas_Steamer | Commercial | Lodging | Existing | Food Preparation | Natural Gas | Steamer | 4.961% | 4.961% | 4.961% | 4.961% | 4.961% | 4.961% | 4.961% | 4.961% | 4.961% | 4.961% | 4.961% | 4.961% | 4.961% | 4.961% | 4.961% | 4.961% | 4.961% | 4.961% | 4.961% | 4.961% | 4.961% | 4.961% | 4.961% | 4.961% | 4.961% | 4.961% | 4.961% | 4.961% | 4.961% | 4.961% | 0.049608 | 0.049608
Commercial_Lodging_Existing_Food Preparation_Natural Gas_Food Prep Other | Commercial | Lodging | Existing | Food Preparation | Natural Gas | Food Prep Other | 4.961% | 4.961% | 4.961% | 4.961% | 4.961% | 4.961% | 4.961% | 4.961% | 4.961% | 4.961% | 4.961% | 4.961% | 4.961% | 4.961% | 4.961% | 4.961% | 4.961% | 4.961% | 4.961% | 4.961% | 4.961% | 4.961% | 4.961% | 4.961% | 4.961% | 4.961% | 4.961% | 4.961% | 4.961% | 4.961% | 0.049608 | 0.049608
Commercial_Lodging_Existing_Miscellaneous_Natural Gas_Pool Heater | Commercial | Lodging | Existing | Miscellaneous | Natural Gas | Pool Heater | 42.88% | 42.88% | 42.88% | 42.88% | 42.88% | 42.88% | 42.88% | 42.88% | 42.88% | 42.88% | 42.88% | 42.88% | 42.88% | 42.88% | 42.88% | 42.88% | 42.88% | 42.88% | 42.88% | 42.88% | 42.88% | 42.88% | 42.88% | 42.88% | 42.88% | 42.88% | 42.88% | 42.88% | 42.88% | 42.88% | 0.42879 | 0.42879
Commercial_Lodging_Existing_Miscellaneous_Natural Gas_Miscellaneous | Commercial | Lodging | Existing | Miscellaneous | Natural Gas | Miscellaneous | 100% | 100% | 100% | 100% | 100% | 100% | 100% | 100% | 100% | 100% | 100% | 100% | 100% | 100% | 100% | 100% | 100% | 100% | 100% | 100% | 100% | 100% | 100% | 100% | 100% | 100% | 100% | 100% | 100% | 100% | 1 | 1
Commercial_Lodging_New_Space Heating_Natural Gas_Furnace | Commercial | Lodging | New | Space Heating | Natural Gas | Furnace | [30 empty] | 0 | 0 | bar: 2019 to 2048
Commercial_Lodging_New_Space Heating_Natural Gas_Boiler | Commercial | Lodging | New | Space Heating | Natural Gas | Boiler | [30 empty] | 0 | 0 | bar: 2019 to 2048
Commercial_Lodging_New_Space Heating_Natural Gas_Unit Heater | Commercial | Lodging | New | Space Heating | Natural Gas | Unit Heater | 1.493% | 1.493% | 1.493% | 1.493% | 1.493% | 1.493% | 1.493% | 1.493% | 1.493% | 1.493% | 1.493% | 1.493% | 1.493% | 1.493% | 1.493% | 1.493% | 1.493% | 1.493% | 1.493% | 1.493% | 1.493% | 1.493% | 1.493% | 1.493% | 1.493% | 1.493% | 1.493% | 1.493% | 1.493% | 1.493% | 0.01493 | 0.01493
Commercial_Lodging_New_Water Heating_Natural Gas_Water Heater | Commercial | Lodging | New | Water Heating | Natural Gas | Water Heater | [30 empty] | 0 | 0 | bar: 2019 to 2048
Commercial_Lodging_New_Food Preparation_Natural Gas_Oven | Commercial | Lodging | New | Food Preparation | Natural Gas | Oven | 4.012% | 4.012% | 4.012% | 4.012% | 4.012% | 4.012% | 4.012% | 4.012% | 4.012% | 4.012% | 4.012% | 4.012% | 4.012% | 4.012% | 4.012% | 4.012% | 4.012% | 4.012% | 4.012% | 4.012% | 4.012% | 4.012% | 4.012% | 4.012% | 4.012% | 4.012% | 4.012% | 4.012% | 4.012% | 4.012% | 0.040116 | 0.040116
Commercial_Lodging_New_Food Preparation_Natural Gas_Conveyor Oven | Commercial | Lodging | New | Food Preparation | Natural Gas | Conveyor Oven | 2.006% | 2.006% | 2.006% | 2.006% | 2.006% | 2.006% | 2.006% | 2.006% | 2.006% | 2.006% | 2.006% | 2.006% | 2.006% | 2.006% | 2.006% | 2.006% | 2.006% | 2.006% | 2.006% | 2.006% | 2.006% | 2.006% | 2.006% | 2.006% | 2.006% | 2.006% | 2.006% | 2.006% | 2.006% | 2.006% | 0.020058 | 0.020058
Commercial_Lodging_New_Food Preparation_Natural Gas_Double Rack Oven | Commercial | Lodging | New | Food Preparation | Natural Gas | Double Rack Oven | 2.006% | 2.006% | 2.006% | 2.006% | 2.006% | 2.006% | 2.006% | 2.006% | 2.006% | 2.006% | 2.006% | 2.006% | 2.006% | 2.006% | 2.006% | 2.006% | 2.006% | 2.006% | 2.006% | 2.006% | 2.006% | 2.006% | 2.006% | 2.006% | 2.006% | 2.006% | 2.006% | 2.006% | 2.006% | 2.006% | 0.020058 | 0.020058
Commercial_Lodging_New_Food Preparation_Natural Gas_Fryer | Commercial | Lodging | New | Food Preparation | Natural Gas | Fryer | 5.321% | 5.321% | 5.321% | 5.321% | 5.321% | 5.321% | 5.321% | 5.321% | 5.321% | 5.321% | 5.321% | 5.321% | 5.321% | 5.321% | 5.321% | 5.321% | 5.321% | 5.321% | 5.321% | 5.321% | 5.321% | 5.321% | 5.321% | 5.321% | 5.321% | 5.321% | 5.321% | 5.321% | 5.321% | 5.321% | 0.053209 | 0.053209
Commercial_Lodging_New_Food Preparation_Natural Gas_Broiler | Commercial | Lodging | New | Food Preparation | Natural Gas | Broiler | 3.46% | 3.46% | 3.46% | 3.46% | 3.46% | 3.46% | 3.46% | 3.46% | 3.46% | 3.46% | 3.46% | 3.46% | 3.46% | 3.46% | 3.46% | 3.46% | 3.46% | 3.46% | 3.46% | 3.46% | 3.46% | 3.46% | 3.46% | 3.46% | 3.46% | 3.46% | 3.46% | 3.46% | 3.46% | 3.46% | 0.034603 | 0.034603
Commercial_Lodging_New_Food Preparation_Natural Gas_Griddle | Commercial | Lodging | New | Food Preparation | Natural Gas | Griddle | 5.025% | 5.025% | 5.025% | 5.025% | 5.025% | 5.025% | 5.025% | 5.025% | 5.025% | 5.025% | 5.025% | 5.025% | 5.025% | 5.025% | 5.025% | 5.025% | 5.025% | 5.025% | 5.025% | 5.025% | 5.025% | 5.025% | 5.025% | 5.025% | 5.025% | 5.025% | 5.025% | 5.025% | 5.025% | 5.025% | 0.050249 | 0.050249
Commercial_Lodging_New_Food Preparation_Natural Gas_Range | Commercial | Lodging | New | Food Preparation | Natural Gas | Range | 14.27% | 14.27% | 14.27% | 14.27% | 14.27% | 14.27% | 14.27% | 14.27% | 14.27% | 14.27% | 14.27% | 14.27% | 14.27% | 14.27% | 14.27% | 14.27% | 14.27% | 14.27% | 14.27% | 14.27% | 14.27% | 14.27% | 14.27% | 14.27% | 14.27% | 14.27% | 14.27% | 14.27% | 14.27% | 14.27% | 0.14275 | 0.14275
Commercial_Lodging_New_Food Preparation_Natural Gas_Steamer | Commercial | Lodging | New | Food Preparation | Natural Gas | Steamer | 2.48% | 2.48% | 2.48% | 2.48% | 2.48% | 2.48% | 2.48% | 2.48% | 2.48% | 2.48% | 2.48% | 2.48% | 2.48% | 2.48% | 2.48% | 2.48% | 2.48% | 2.48% | 2.48% | 2.48% | 2.48% | 2.48% | 2.48% | 2.48% | 2.48% | 2.48% | 2.48% | 2.48% | 2.48% | 2.48% | 0.024804 | 0.024804
Commercial_Lodging_New_Food Preparation_Natural Gas_Food Prep Other | Commercial | Lodging | New | Food Preparation | Natural Gas | Food Prep Other | 2.48% | 2.48% | 2.48% | 2.48% | 2.48% | 2.48% | 2.48% | 2.48% | 2.48% | 2.48% | 2.48% | 2.48% | 2.48% | 2.48% | 2.48% | 2.48% | 2.48% | 2.48% | 2.48% | 2.48% | 2.48% | 2.48% | 2.48% | 2.48% | 2.48% | 2.48% | 2.48% | 2.48% | 2.48% | 2.48% | 0.024804 | 0.024804
Commercial_Lodging_New_Miscellaneous_Natural Gas_Pool Heater | Commercial | Lodging | New | Miscellaneous | Natural Gas | Pool Heater | 21.44% | 21.44% | 21.44% | 21.44% | 21.44% | 21.44% | 21.44% | 21.44% | 21.44% | 21.44% | 21.44% | 21.44% | 21.44% | 21.44% | 21.44% | 21.44% | 21.44% | 21.44% | 21.44% | 21.44% | 21.44% | 21.44% | 21.44% | 21.44% | 21.44% | 21.44% | 21.44% | 21.44% | 21.44% | 21.44% | 0.2144 | 0.2144
Commercial_Lodging_New_Miscellaneous_Natural Gas_Miscellaneous | Commercial | Lodging | New | Miscellaneous | Natural Gas | Miscellaneous | 100% | 100% | 100% | 100% | 100% | 100% | 100% | 100% | 100% | 100% | 100% | 100% | 100% | 100% | 100% | 100% | 100% | 100% | 100% | 100% | 100% | 100% | 100% | 100% | 100% | 100% | 100% | 100% | 100% | 100% | 1 | 1
Commercial_Warehouse_Existing_Space Heating_Natural Gas_Furnace | Commercial | Warehouse | Existing | Space Heating | Natural Gas | Furnace | 42.89% | 42.89% | 42.89% | 42.89% | 42.89% | 42.89% | 42.89% | 42.89% | 42.89% | 42.89% | 42.89% | 42.89% | 42.89% | 42.89% | 42.89% | 42.89% | 42.89% | 42.89% | 42.89% | 42.89% | 42.89% | 42.89% | 42.89% | 42.89% | 42.89% | 42.89% | 42.89% | 42.89% | 42.89% | 42.89% | 0.4289 | 0.4289
Commercial_Warehouse_Existing_Space Heating_Natural Gas_Boiler | Commercial | Warehouse | Existing | Space Heating | Natural Gas | Boiler | 5.952% | 5.952% | 5.952% | 5.952% | 5.952% | 5.952% | 5.952% | 5.952% | 5.952% | 5.952% | 5.952% | 5.952% | 5.952% | 5.952% | 5.952% | 5.952% | 5.952% | 5.952% | 5.952% | 5.952% | 5.952% | 5.952% | 5.952% | 5.952% | 5.952% | 5.952% | 5.952% | 5.952% | 5.952% | 5.952% | 0.059522 | 0.059522
Commercial_Warehouse_Existing_Space Heating_Natural Gas_Unit Heater | Commercial | Warehouse | Existing | Space Heating | Natural Gas | Unit Heater | 53.42% | 53.42% | 53.42% | 53.42% | 53.42% | 53.42% | 53.42% | 53.42% | 53.42% | 53.42% | 53.42% | 53.42% | 53.42% | 53.42% | 53.42% | 53.42% | 53.42% | 53.42% | 53.42% | 53.42% | 53.42% | 53.42% | 53.42% | 53.42% | 53.42% | 53.42% | 53.42% | 53.42% | 53.42% | 53.42% | 0.53416 | 0.53416
Commercial_Warehouse_Existing_Water Heating_Natural Gas_Water Heater | Commercial | Warehouse | Existing | Water Heating | Natural Gas | Water Heater | 50.16% | 50.16% | 50.16% | 50.16% | 50.16% | 50.16% | 50.16% | 50.16% | 50.16% | 50.16% | 50.16% | 50.16% | 50.16% | 50.16% | 50.16% | 50.16% | 50.16% | 50.16% | 50.16% | 50.16% | 50.16% | 50.16% | 50.16% | 50.16% | 50.16% | 50.16% | 50.16% | 50.16% | 50.16% | 50.16% | 0.5016 | 0.5016
Commercial_Warehouse_Existing_Food Preparation_Natural Gas_Oven | Commercial | Warehouse | Existing | Food Preparation | Natural Gas | Oven | 0.01993% | 0.01993% | 0.01993% | 0.01993% | 0.01993% | 0.01993% | 0.01993% | 0.01993% | 0.01993% | 0.01993% | 0.01993% | 0.01993% | 0.01993% | 0.01993% | 0.01993% | 0.01993% | 0.01993% | 0.01993% | 0.01993% | 0.01993% | 0.01993% | 0.01993% | 0.01993% | 0.01993% | 0.01993% | 0.01993% | 0.01993% | 0.01993% | 0.01993% | 0.01993% | 0.00019928 | 0.00019928
Commercial_Warehouse_Existing_Food Preparation_Natural Gas_Conveyor Oven | Commercial | Warehouse | Existing | Food Preparation | Natural Gas | Conveyor Oven | 0.009964% | 0.009964% | 0.009964% | 0.009964% | 0.009964% | 0.009964% | 0.009964% | 0.009964% | 0.009964% | 0.009964% | 0.009964% | 0.009964% | 0.009964% | 0.009964% | 0.009964% | 0.009964% | 0.009964% | 0.009964% | 0.009964% | 0.009964% | 0.009964% | 0.009964% | 0.009964% | 0.009964% | 0.009964% | 0.009964% | 0.009964% | 0.009964% | 0.009964% | 0.009964% | 9.964e-05 | 9.964e-05
Commercial_Warehouse_Existing_Food Preparation_Natural Gas_Double Rack Oven | Commercial | Warehouse | Existing | Food Preparation | Natural Gas | Double Rack Oven | 0.009964% | 0.009964% | 0.009964% | 0.009964% | 0.009964% | 0.009964% | 0.009964% | 0.009964% | 0.009964% | 0.009964% | 0.009964% | 0.009964% | 0.009964% | 0.009964% | 0.009964% | 0.009964% | 0.009964% | 0.009964% | 0.009964% | 0.009964% | 0.009964% | 0.009964% | 0.009964% | 0.009964% | 0.009964% | 0.009964% | 0.009964% | 0.009964% | 0.009964% | 0.009964% | 9.964e-05 | 9.964e-05
Commercial_Warehouse_Existing_Food Preparation_Natural Gas_Fryer | Commercial | Warehouse | Existing | Food Preparation | Natural Gas | Fryer | 0.6656% | 0.6656% | 0.6656% | 0.6656% | 0.6656% | 0.6656% | 0.6656% | 0.6656% | 0.6656% | 0.6656% | 0.6656% | 0.6656% | 0.6656% | 0.6656% | 0.6656% | 0.6656% | 0.6656% | 0.6656% | 0.6656% | 0.6656% | 0.6656% | 0.6656% | 0.6656% | 0.6656% | 0.6656% | 0.6656% | 0.6656% | 0.6656% | 0.6656% | 0.6656% | 0.0066558 | 0.0066558
Commercial_Warehouse_Existing_Food Preparation_Natural Gas_Broiler | Commercial | Warehouse | Existing | Food Preparation | Natural Gas | Broiler | [30 empty] | 0 | 0 | bar: 2019 to 2048
Commercial_Warehouse_Existing_Food Preparation_Natural Gas_Griddle | Commercial | Warehouse | Existing | Food Preparation | Natural Gas | Griddle | [30 empty] | 0 | 0 | bar: 2019 to 2048
Commercial_Warehouse_Existing_Food Preparation_Natural Gas_Range | Commercial | Warehouse | Existing | Food Preparation | Natural Gas | Range | 1.442% | 1.442% | 1.442% | 1.442% | 1.442% | 1.442% | 1.442% | 1.442% | 1.442% | 1.442% | 1.442% | 1.442% | 1.442% | 1.442% | 1.442% | 1.442% | 1.442% | 1.442% | 1.442% | 1.442% | 1.442% | 1.442% | 1.442% | 1.442% | 1.442% | 1.442% | 1.442% | 1.442% | 1.442% | 1.442% | 0.014421 | 0.014421
Commercial_Warehouse_Existing_Food Preparation_Natural Gas_Steamer | Commercial | Warehouse | Existing | Food Preparation | Natural Gas | Steamer | [30 empty] | 0 | 0 | bar: 2019 to 2048
Commercial_Warehouse_Existing_Food Preparation_Natural Gas_Food Prep Other | Commercial | Warehouse | Existing | Food Preparation | Natural Gas | Food Prep Other | [30 empty] | 0 | 0 | bar: 2019 to 2048
Commercial_Warehouse_Existing_Miscellaneous_Natural Gas_Pool Heater | Commercial | Warehouse | Existing | Miscellaneous | Natural Gas | Pool Heater | [30 empty] | 0 | 0 | bar: 2019 to 2048
Commercial_Warehouse_Existing_Miscellaneous_Natural Gas_Miscellaneous | Commercial | Warehouse | Existing | Miscellaneous | Natural Gas | Miscellaneous | [30 empty] | 0 | 0 | bar: 2019 to 2048
Commercial_Warehouse_New_Space Heating_Natural Gas_Furnace | Commercial | Warehouse | New | Space Heating | Natural Gas | Furnace | [30 empty] | 0 | 0 | bar: 2019 to 2048
Commercial_Warehouse_New_Space Heating_Natural Gas_Boiler | Commercial | Warehouse | New | Space Heating | Natural Gas | Boiler | [30 empty] | 0 | 0 | bar: 2019 to 2048
Commercial_Warehouse_New_Space Heating_Natural Gas_Unit Heater | Commercial | Warehouse | New | Space Heating | Natural Gas | Unit Heater | 10.68% | 10.68% | 10.68% | 10.68% | 10.68% | 10.68% | 10.68% | 10.68% | 10.68% | 10.68% | 10.68% | 10.68% | 10.68% | 10.68% | 10.68% | 10.68% | 10.68% | 10.68% | 10.68% | 10.68% | 10.68% | 10.68% | 10.68% | 10.68% | 10.68% | 10.68% | 10.68% | 10.68% | 10.68% | 10.68% | 0.10683 | 0.10683
Commercial_Warehouse_New_Water Heating_Natural Gas_Water Heater | Commercial | Warehouse | New | Water Heating | Natural Gas | Water Heater | [30 empty] | 0 | 0 | bar: 2019 to 2048
Commercial_Warehouse_New_Food Preparation_Natural Gas_Oven | Commercial | Warehouse | New | Food Preparation | Natural Gas | Oven | 0.009964% | 0.009964% | 0.009964% | 0.009964% | 0.009964% | 0.009964% | 0.009964% | 0.009964% | 0.009964% | 0.009964% | 0.009964% | 0.009964% | 0.009964% | 0.009964% | 0.009964% | 0.009964% | 0.009964% | 0.009964% | 0.009964% | 0.009964% | 0.009964% | 0.009964% | 0.009964% | 0.009964% | 0.009964% | 0.009964% | 0.009964% | 0.009964% | 0.009964% | 0.009964% | 9.964e-05 | 9.964e-05
Commercial_Warehouse_New_Food Preparation_Natural Gas_Conveyor Oven | Commercial | Warehouse | New | Food Preparation | Natural Gas | Conveyor Oven | 0.004982% | 0.004982% | 0.004982% | 0.004982% | 0.004982% | 0.004982% | 0.004982% | 0.004982% | 0.004982% | 0.004982% | 0.004982% | 0.004982% | 0.004982% | 0.004982% | 0.004982% | 0.004982% | 0.004982% | 0.004982% | 0.004982% | 0.004982% | 0.004982% | 0.004982% | 0.004982% | 0.004982% | 0.004982% | 0.004982% | 0.004982% | 0.004982% | 0.004982% | 0.004982% | 4.982e-05 | 4.982e-05
Commercial_Warehouse_New_Food Preparation_Natural Gas_Double Rack Oven | Commercial | Warehouse | New | Food Preparation | Natural Gas | Double Rack Oven | 0.004982% | 0.004982% | 0.004982% | 0.004982% | 0.004982% | 0.004982% | 0.004982% | 0.004982% | 0.004982% | 0.004982% | 0.004982% | 0.004982% | 0.004982% | 0.004982% | 0.004982% | 0.004982% | 0.004982% | 0.004982% | 0.004982% | 0.004982% | 0.004982% | 0.004982% | 0.004982% | 0.004982% | 0.004982% | 0.004982% | 0.004982% | 0.004982% | 0.004982% | 0.004982% | 4.982e-05 | 4.982e-05
Commercial_Warehouse_New_Food Preparation_Natural Gas_Fryer | Commercial | Warehouse | New | Food Preparation | Natural Gas | Fryer | 0.3328% | 0.3328% | 0.3328% | 0.3328% | 0.3328% | 0.3328% | 0.3328% | 0.3328% | 0.3328% | 0.3328% | 0.3328% | 0.3328% | 0.3328% | 0.3328% | 0.3328% | 0.3328% | 0.3328% | 0.3328% | 0.3328% | 0.3328% | 0.3328% | 0.3328% | 0.3328% | 0.3328% | 0.3328% | 0.3328% | 0.3328% | 0.3328% | 0.3328% | 0.3328% | 0.0033279 | 0.0033279
Commercial_Warehouse_New_Food Preparation_Natural Gas_Broiler | Commercial | Warehouse | New | Food Preparation | Natural Gas | Broiler | [30 empty] | 0 | 0 | bar: 2019 to 2048
Commercial_Warehouse_New_Food Preparation_Natural Gas_Griddle | Commercial | Warehouse | New | Food Preparation | Natural Gas | Griddle | [30 empty] | 0 | 0 | bar: 2019 to 2048
Commercial_Warehouse_New_Food Preparation_Natural Gas_Range | Commercial | Warehouse | New | Food Preparation | Natural Gas | Range | 0.721% | 0.721% | 0.721% | 0.721% | 0.721% | 0.721% | 0.721% | 0.721% | 0.721% | 0.721% | 0.721% | 0.721% | 0.721% | 0.721% | 0.721% | 0.721% | 0.721% | 0.721% | 0.721% | 0.721% | 0.721% | 0.721% | 0.721% | 0.721% | 0.721% | 0.721% | 0.721% | 0.721% | 0.721% | 0.721% | 0.0072104 | 0.0072104
Commercial_Warehouse_New_Food Preparation_Natural Gas_Steamer | Commercial | Warehouse | New | Food Preparation | Natural Gas | Steamer | [30 empty] | 0 | 0 | bar: 2019 to 2048
Commercial_Warehouse_New_Food Preparation_Natural Gas_Food Prep Other | Commercial | Warehouse | New | Food Preparation | Natural Gas | Food Prep Other | [30 empty] | 0 | 0 | bar: 2019 to 2048
Commercial_Warehouse_New_Miscellaneous_Natural Gas_Pool Heater | Commercial | Warehouse | New | Miscellaneous | Natural Gas | Pool Heater | [30 empty] | 0 | 0 | bar: 2019 to 2048
Commercial_Warehouse_New_Miscellaneous_Natural Gas_Miscellaneous | Commercial | Warehouse | New | Miscellaneous | Natural Gas | Miscellaneous | [30 empty] | 0 | 0 | bar: 2019 to 2048
Commercial_Miscellaneous_Existing_Space Heating_Natural Gas_Furnace | Commercial | Miscellaneous | Existing | Space Heating | Natural Gas | Furnace | 74.09% | 74.09% | 74.09% | 74.09% | 74.09% | 74.09% | 74.09% | 74.09% | 74.09% | 74.09% | 74.09% | 74.09% | 74.09% | 74.09% | 74.09% | 74.09% | 74.09% | 74.09% | 74.09% | 74.09% | 74.09% | 74.09% | 74.09% | 74.09% | 74.09% | 74.09% | 74.09% | 74.09% | 74.09% | 74.09% | 0.74086 | 0.74086
Commercial_Miscellaneous_Existing_Space Heating_Natural Gas_Boiler | Commercial | Miscellaneous | Existing | Space Heating | Natural Gas | Boiler | 18.2% | 18.2% | 18.2% | 18.2% | 18.2% | 18.2% | 18.2% | 18.2% | 18.2% | 18.2% | 18.2% | 18.2% | 18.2% | 18.2% | 18.2% | 18.2% | 18.2% | 18.2% | 18.2% | 18.2% | 18.2% | 18.2% | 18.2% | 18.2% | 18.2% | 18.2% | 18.2% | 18.2% | 18.2% | 18.2% | 0.18203 | 0.18203
Commercial_Miscellaneous_Existing_Space Heating_Natural Gas_Unit Heater | Commercial | Miscellaneous | Existing | Space Heating | Natural Gas | Unit Heater | 15.56% | 15.56% | 15.56% | 15.56% | 15.56% | 15.56% | 15.56% | 15.56% | 15.56% | 15.56% | 15.56% | 15.56% | 15.56% | 15.56% | 15.56% | 15.56% | 15.56% | 15.56% | 15.56% | 15.56% | 15.56% | 15.56% | 15.56% | 15.56% | 15.56% | 15.56% | 15.56% | 15.56% | 15.56% | 15.56% | 0.15562 | 0.15562
Commercial_Miscellaneous_Existing_Water Heating_Natural Gas_Water Heater | Commercial | Miscellaneous | Existing | Water Heating | Natural Gas | Water Heater | 32.38% | 32.38% | 32.38% | 32.38% | 32.38% | 32.38% | 32.38% | 32.38% | 32.38% | 32.38% | 32.38% | 32.38% | 32.38% | 32.38% | 32.38% | 32.38% | 32.38% | 32.38% | 32.38% | 32.38% | 32.38% | 32.38% | 32.38% | 32.38% | 32.38% | 32.38% | 32.38% | 32.38% | 32.38% | 32.38% | 0.32381 | 0.32381
Commercial_Miscellaneous_Existing_Food Preparation_Natural Gas_Oven | Commercial | Miscellaneous | Existing | Food Preparation | Natural Gas | Oven | 2.955% | 2.955% | 2.955% | 2.955% | 2.955% | 2.955% | 2.955% | 2.955% | 2.955% | 2.955% | 2.955% | 2.955% | 2.955% | 2.955% | 2.955% | 2.955% | 2.955% | 2.955% | 2.955% | 2.955% | 2.955% | 2.955% | 2.955% | 2.955% | 2.955% | 2.955% | 2.955% | 2.955% | 2.955% | 2.955% | 0.029549 | 0.029549
Commercial_Miscellaneous_Existing_Food Preparation_Natural Gas_Conveyor Oven | Commercial | Miscellaneous | Existing | Food Preparation | Natural Gas | Conveyor Oven | 1.477% | 1.477% | 1.477% | 1.477% | 1.477% | 1.477% | 1.477% | 1.477% | 1.477% | 1.477% | 1.477% | 1.477% | 1.477% | 1.477% | 1.477% | 1.477% | 1.477% | 1.477% | 1.477% | 1.477% | 1.477% | 1.477% | 1.477% | 1.477% | 1.477% | 1.477% | 1.477% | 1.477% | 1.477% | 1.477% | 0.014775 | 0.014775
Commercial_Miscellaneous_Existing_Food Preparation_Natural Gas_Double Rack Oven | Commercial | Miscellaneous | Existing | Food Preparation | Natural Gas | Double Rack Oven | 1.477% | 1.477% | 1.477% | 1.477% | 1.477% | 1.477% | 1.477% | 1.477% | 1.477% | 1.477% | 1.477% | 1.477% | 1.477% | 1.477% | 1.477% | 1.477% | 1.477% | 1.477% | 1.477% | 1.477% | 1.477% | 1.477% | 1.477% | 1.477% | 1.477% | 1.477% | 1.477% | 1.477% | 1.477% | 1.477% | 0.014775 | 0.014775
Commercial_Miscellaneous_Existing_Food Preparation_Natural Gas_Fryer | Commercial | Miscellaneous | Existing | Food Preparation | Natural Gas | Fryer | 4.802% | 4.802% | 4.802% | 4.802% | 4.802% | 4.802% | 4.802% | 4.802% | 4.802% | 4.802% | 4.802% | 4.802% | 4.802% | 4.802% | 4.802% | 4.802% | 4.802% | 4.802% | 4.802% | 4.802% | 4.802% | 4.802% | 4.802% | 4.802% | 4.802% | 4.802% | 4.802% | 4.802% | 4.802% | 4.802% | 0.048016 | 0.048016
Commercial_Miscellaneous_Existing_Food Preparation_Natural Gas_Broiler | Commercial | Miscellaneous | Existing | Food Preparation | Natural Gas | Broiler | 3.391% | 3.391% | 3.391% | 3.391% | 3.391% | 3.391% | 3.391% | 3.391% | 3.391% | 3.391% | 3.391% | 3.391% | 3.391% | 3.391% | 3.391% | 3.391% | 3.391% | 3.391% | 3.391% | 3.391% | 3.391% | 3.391% | 3.391% | 3.391% | 3.391% | 3.391% | 3.391% | 3.391% | 3.391% | 3.391% | 0.033907 | 0.033907
Commercial_Miscellaneous_Existing_Food Preparation_Natural Gas_Griddle | Commercial | Miscellaneous | Existing | Food Preparation | Natural Gas | Griddle | 4.246% | 4.246% | 4.246% | 4.246% | 4.246% | 4.246% | 4.246% | 4.246% | 4.246% | 4.246% | 4.246% | 4.246% | 4.246% | 4.246% | 4.246% | 4.246% | 4.246% | 4.246% | 4.246% | 4.246% | 4.246% | 4.246% | 4.246% | 4.246% | 4.246% | 4.246% | 4.246% | 4.246% | 4.246% | 4.246% | 0.042457 | 0.042457
Commercial_Miscellaneous_Existing_Food Preparation_Natural Gas_Range | Commercial | Miscellaneous | Existing | Food Preparation | Natural Gas | Range | 16.09% | 16.09% | 16.09% | 16.09% | 16.09% | 16.09% | 16.09% | 16.09% | 16.09% | 16.09% | 16.09% | 16.09% | 16.09% | 16.09% | 16.09% | 16.09% | 16.09% | 16.09% | 16.09% | 16.09% | 16.09% | 16.09% | 16.09% | 16.09% | 16.09% | 16.09% | 16.09% | 16.09% | 16.09% | 16.09% | 0.16092 | 0.16092
Commercial_Miscellaneous_Existing_Food Preparation_Natural Gas_Steamer | Commercial | Miscellaneous | Existing | Food Preparation | Natural Gas | Steamer | 1.21% | 1.21% | 1.21% | 1.21% | 1.21% | 1.21% | 1.21% | 1.21% | 1.21% | 1.21% | 1.21% | 1.21% | 1.21% | 1.21% | 1.21% | 1.21% | 1.21% | 1.21% | 1.21% | 1.21% | 1.21% | 1.21% | 1.21% | 1.21% | 1.21% | 1.21% | 1.21% | 1.21% | 1.21% | 1.21% | 0.012101 | 0.012101
Commercial_Miscellaneous_Existing_Food Preparation_Natural Gas_Food Prep Other | Commercial | Miscellaneous | Existing | Food Preparation | Natural Gas | Food Prep Other | 1.21% | 1.21% | 1.21% | 1.21% | 1.21% | 1.21% | 1.21% | 1.21% | 1.21% | 1.21% | 1.21% | 1.21% | 1.21% | 1.21% | 1.21% | 1.21% | 1.21% | 1.21% | 1.21% | 1.21% | 1.21% | 1.21% | 1.21% | 1.21% | 1.21% | 1.21% | 1.21% | 1.21% | 1.21% | 1.21% | 0.012101 | 0.012101
Commercial_Miscellaneous_Existing_Miscellaneous_Natural Gas_Pool Heater | Commercial | Miscellaneous | Existing | Miscellaneous | Natural Gas | Pool Heater | 7.01% | 7.01% | 7.01% | 7.01% | 7.01% | 7.01% | 7.01% | 7.01% | 7.01% | 7.01% | 7.01% | 7.01% | 7.01% | 7.01% | 7.01% | 7.01% | 7.01% | 7.01% | 7.01% | 7.01% | 7.01% | 7.01% | 7.01% | 7.01% | 7.01% | 7.01% | 7.01% | 7.01% | 7.01% | 7.01% | 0.070105 | 0.070105
Commercial_Miscellaneous_Existing_Miscellaneous_Natural Gas_Miscellaneous | Commercial | Miscellaneous | Existing | Miscellaneous | Natural Gas | Miscellaneous | 100% | 100% | 100% | 100% | 100% | 100% | 100% | 100% | 100% | 100% | 100% | 100% | 100% | 100% | 100% | 100% | 100% | 100% | 100% | 100% | 100% | 100% | 100% | 100% | 100% | 100% | 100% | 100% | 100% | 100% | 1 | 1
Commercial_Miscellaneous_New_Space Heating_Natural Gas_Furnace | Commercial | Miscellaneous | New | Space Heating | Natural Gas | Furnace | [30 empty] | 0 | 0 | bar: 2019 to 2048
Commercial_Miscellaneous_New_Space Heating_Natural Gas_Boiler | Commercial | Miscellaneous | New | Space Heating | Natural Gas | Boiler | [30 empty] | 0 | 0 | bar: 2019 to 2048
Commercial_Miscellaneous_New_Space Heating_Natural Gas_Unit Heater | Commercial | Miscellaneous | New | Space Heating | Natural Gas | Unit Heater | 3.112% | 3.112% | 3.112% | 3.112% | 3.112% | 3.112% | 3.112% | 3.112% | 3.112% | 3.112% | 3.112% | 3.112% | 3.112% | 3.112% | 3.112% | 3.112% | 3.112% | 3.112% | 3.112% | 3.112% | 3.112% | 3.112% | 3.112% | 3.112% | 3.112% | 3.112% | 3.112% | 3.112% | 3.112% | 3.112% | 0.031123 | 0.031123
Commercial_Miscellaneous_New_Water Heating_Natural Gas_Water Heater | Commercial | Miscellaneous | New | Water Heating | Natural Gas | Water Heater | [30 empty] | 0 | 0 | bar: 2019 to 2048
Commercial_Miscellaneous_New_Food Preparation_Natural Gas_Oven | Commercial | Miscellaneous | New | Food Preparation | Natural Gas | Oven | 1.477% | 1.477% | 1.477% | 1.477% | 1.477% | 1.477% | 1.477% | 1.477% | 1.477% | 1.477% | 1.477% | 1.477% | 1.477% | 1.477% | 1.477% | 1.477% | 1.477% | 1.477% | 1.477% | 1.477% | 1.477% | 1.477% | 1.477% | 1.477% | 1.477% | 1.477% | 1.477% | 1.477% | 1.477% | 1.477% | 0.014775 | 0.014775
Commercial_Miscellaneous_New_Food Preparation_Natural Gas_Conveyor Oven | Commercial | Miscellaneous | New | Food Preparation | Natural Gas | Conveyor Oven | 0.7387% | 0.7387% | 0.7387% | 0.7387% | 0.7387% | 0.7387% | 0.7387% | 0.7387% | 0.7387% | 0.7387% | 0.7387% | 0.7387% | 0.7387% | 0.7387% | 0.7387% | 0.7387% | 0.7387% | 0.7387% | 0.7387% | 0.7387% | 0.7387% | 0.7387% | 0.7387% | 0.7387% | 0.7387% | 0.7387% | 0.7387% | 0.7387% | 0.7387% | 0.7387% | 0.0073873 | 0.0073873
Commercial_Miscellaneous_New_Food Preparation_Natural Gas_Double Rack Oven | Commercial | Miscellaneous | New | Food Preparation | Natural Gas | Double Rack Oven | 0.7387% | 0.7387% | 0.7387% | 0.7387% | 0.7387% | 0.7387% | 0.7387% | 0.7387% | 0.7387% | 0.7387% | 0.7387% | 0.7387% | 0.7387% | 0.7387% | 0.7387% | 0.7387% | 0.7387% | 0.7387% | 0.7387% | 0.7387% | 0.7387% | 0.7387% | 0.7387% | 0.7387% | 0.7387% | 0.7387% | 0.7387% | 0.7387% | 0.7387% | 0.7387% | 0.0073873 | 0.0073873
Commercial_Miscellaneous_New_Food Preparation_Natural Gas_Fryer | Commercial | Miscellaneous | New | Food Preparation | Natural Gas | Fryer | 2.401% | 2.401% | 2.401% | 2.401% | 2.401% | 2.401% | 2.401% | 2.401% | 2.401% | 2.401% | 2.401% | 2.401% | 2.401% | 2.401% | 2.401% | 2.401% | 2.401% | 2.401% | 2.401% | 2.401% | 2.401% | 2.401% | 2.401% | 2.401% | 2.401% | 2.401% | 2.401% | 2.401% | 2.401% | 2.401% | 0.024008 | 0.024008
Commercial_Miscellaneous_New_Food Preparation_Natural Gas_Broiler | Commercial | Miscellaneous | New | Food Preparation | Natural Gas | Broiler | 1.695% | 1.695% | 1.695% | 1.695% | 1.695% | 1.695% | 1.695% | 1.695% | 1.695% | 1.695% | 1.695% | 1.695% | 1.695% | 1.695% | 1.695% | 1.695% | 1.695% | 1.695% | 1.695% | 1.695% | 1.695% | 1.695% | 1.695% | 1.695% | 1.695% | 1.695% | 1.695% | 1.695% | 1.695% | 1.695% | 0.016954 | 0.016954
Commercial_Miscellaneous_New_Food Preparation_Natural Gas_Griddle | Commercial | Miscellaneous | New | Food Preparation | Natural Gas | Griddle | 2.123% | 2.123% | 2.123% | 2.123% | 2.123% | 2.123% | 2.123% | 2.123% | 2.123% | 2.123% | 2.123% | 2.123% | 2.123% | 2.123% | 2.123% | 2.123% | 2.123% | 2.123% | 2.123% | 2.123% | 2.123% | 2.123% | 2.123% | 2.123% | 2.123% | 2.123% | 2.123% | 2.123% | 2.123% | 2.123% | 0.021229 | 0.021229
Commercial_Miscellaneous_New_Food Preparation_Natural Gas_Range | Commercial | Miscellaneous | New | Food Preparation | Natural Gas | Range | 8.046% | 8.046% | 8.046% | 8.046% | 8.046% | 8.046% | 8.046% | 8.046% | 8.046% | 8.046% | 8.046% | 8.046% | 8.046% | 8.046% | 8.046% | 8.046% | 8.046% | 8.046% | 8.046% | 8.046% | 8.046% | 8.046% | 8.046% | 8.046% | 8.046% | 8.046% | 8.046% | 8.046% | 8.046% | 8.046% | 0.080458 | 0.080458
Commercial_Miscellaneous_New_Food Preparation_Natural Gas_Steamer | Commercial | Miscellaneous | New | Food Preparation | Natural Gas | Steamer | 0.605% | 0.605% | 0.605% | 0.605% | 0.605% | 0.605% | 0.605% | 0.605% | 0.605% | 0.605% | 0.605% | 0.605% | 0.605% | 0.605% | 0.605% | 0.605% | 0.605% | 0.605% | 0.605% | 0.605% | 0.605% | 0.605% | 0.605% | 0.605% | 0.605% | 0.605% | 0.605% | 0.605% | 0.605% | 0.605% | 0.0060504 | 0.0060504
Commercial_Miscellaneous_New_Food Preparation_Natural Gas_Food Prep Other | Commercial | Miscellaneous | New | Food Preparation | Natural Gas | Food Prep Other | 0.605% | 0.605% | 0.605% | 0.605% | 0.605% | 0.605% | 0.605% | 0.605% | 0.605% | 0.605% | 0.605% | 0.605% | 0.605% | 0.605% | 0.605% | 0.605% | 0.605% | 0.605% | 0.605% | 0.605% | 0.605% | 0.605% | 0.605% | 0.605% | 0.605% | 0.605% | 0.605% | 0.605% | 0.605% | 0.605% | 0.0060504 | 0.0060504
Commercial_Miscellaneous_New_Miscellaneous_Natural Gas_Pool Heater | Commercial | Miscellaneous | New | Miscellaneous | Natural Gas | Pool Heater | 3.505% | 3.505% | 3.505% | 3.505% | 3.505% | 3.505% | 3.505% | 3.505% | 3.505% | 3.505% | 3.505% | 3.505% | 3.505% | 3.505% | 3.505% | 3.505% | 3.505% | 3.505% | 3.505% | 3.505% | 3.505% | 3.505% | 3.505% | 3.505% | 3.505% | 3.505% | 3.505% | 3.505% | 3.505% | 3.505% | 0.035052 | 0.035052
Commercial_Miscellaneous_New_Miscellaneous_Natural Gas_Miscellaneous | Commercial | Miscellaneous | New | Miscellaneous | Natural Gas | Miscellaneous | 100% | 100% | 100% | 100% | 100% | 100% | 100% | 100% | 100% | 100% | 100% | 100% | 100% | 100% | 100% | 100% | 100% | 100% | 100% | 100% | 100% | 100% | 100% | 100% | 100% | 100% | 100% | 100% | 100% | 100% | 1 | 1

## Tech Data
Key | Sector | Segment | Vintage | End Use | Fuel | Technology | Equipment | Label | Relative Energy Use | Relative Summer Peak | Relative Winter Peak | Equip. Costs | Labor Costs | O&M Costs | RVT-Only NEBs | Min. Lifetime | Max. Lifetime | First Year On Market | Last Year on Market | Applicability | BC Ratio Adder | NEI Proxy Multiplier | Price Scalar Over On-Market Period | Price Scalar Type | Annual Usage Degradation | Base Year Usage | Base Year Summer Peak | Base Year Winter Peak | UOM | Input Units | Lumen Adj. | Household Units | Usage | Cost/Unit | Labor Cost | O&M Cost | RVT NEBs | Cost Year | Cost Scalar | Lifetime Source | Costs Source | Savings Source |  |  |  | Second Key
Commercial_Office_Existing_Space Heating_Natural Gas_Furnace_E1 | Commercial | Office | Existing | Space Heating | Natural Gas | Furnace | E1 | AFUE 80% (Standard) | 100% | 0% | 0% | 0.29838 | 0.11 | 0.030071 | 0 | 17 | 29 | 2019 | 2023 | 50% | 0 | 0 | 0% | Normal | 0% | 0.095507 | 0 | 0 | 140 kBtu/hr | 10000 | 0 | 0.00025714 | 3.0806 | 1050 | 406.4484 | 111.11 | 0 | 2014 | 1.1051 | EIA 2018 Tech Forecast | 2015 DOE Commercial Warm Air Furnace TSD - EERE-2013-BT-STD-0021-0050 | AEG BEST | 140 | kBtu/hr | 0.036 | Commercial_Office_Existing_Space Heating_Furnace_AFUE 80% (Standard)
Commercial_Office_Existing_Space Heating_Natural Gas_Furnace_E2 | Commercial | Office | Existing | Space Heating | Natural Gas | Furnace | E2 | AFUE 81% (2023 Fed Standard) | 98.77% | 0% | 0% | 0.4973 | 0.11 | 0.030217 | 0 | 17 | 29 | 2019 | 2023 | 50% | 0 | 0 | 0% | Normal | 0% | 0.094328 | 0 | 0 | 140 kBtu/hr | 10000 | 0 | 0.00025714 | 3.0426 | 1750 | 406.4484 | 111.651 | 0 | 2014 | 1.1051 | EIA 2018 Tech Forecast | 2015 DOE Commercial Warm Air Furnace TSD - EERE-2013-BT-STD-0021-0050 | AEG BEST | 140 | kBtu/hr | 0.036 | Commercial_Office_Existing_Space Heating_Furnace_AFUE 81% (2023 Fed Standard)
Commercial_Office_Existing_Space Heating_Natural Gas_Furnace_E3 | Commercial | Office | Existing | Space Heating | Natural Gas | Furnace | E3 | AFUE 91% (WA State Min 2023) | 87.91% | 0% | 0% | 0.69622 | 0.11 | 0.031535 | 0 | 17 | 29 | 2019 | 2050 | 50% | 0 | 0 | 0% | Normal | 0% | 0.083962 | 0 | 0 | 140 kBtu/hr | 10000 | 0 | 0.00025714 | 2.7082 | 2450 | 406.4484 | 116.52 | 0 | 2014 | 1.1051 | EIA 2018 Tech Forecast | 2015 DOE Commercial Warm Air Furnace TSD - EERE-2013-BT-STD-0021-0050 | AEG BEST | 140 | kBtu/hr | 0.036 | Commercial_Office_Existing_Space Heating_Furnace_AFUE 91% (WA State Min 2023)
Commercial_Office_Existing_Space Heating_Natural Gas_Furnace_E4 | Commercial | Office | Existing | Space Heating | Natural Gas | Furnace | E4 | AFUE 96% | 83.33% | 0% | 0% | 0.43279 | 0.15106 | 0.031535 | 0 | 17 | 29 | 2019 | 2050 | 100% | 0 | 0 | 0% | Normal | 0% | 0.079589 | 0 | 0 | 140 kBtu/hr | 10000 | 0 | 0.00025714 | 2.5672 | 1522.9949 | 558.1641 | 116.52 | 0 | 2014 | 1.1051 | EIA 2018 Tech Forecast | 2015 DOE Commercial Warm Air Furnace TSD - EERE-2013-BT-STD-0021-0050 | AEG BEST | 140 | kBtu/hr | 0.036 | Commercial_Office_Existing_Space Heating_Furnace_AFUE 96%
Commercial_Office_Existing_Space Heating_Natural Gas_Furnace_E5 | Commercial | Office | Existing | Space Heating | Natural Gas | Furnace | E5 | Convert to Gas-Fired ASHP | 61.54% | 0% | 0% | 7.3992 | 0.69427 | 0.04426 | 0 | 17 | 29 | 2026 | 2050 | 100% | 0 | 0 | 0% | Normal | 0% | 0.058774 | 0 | 0 | 140 kBtu/hr | 10000 | 0 | 0.00025714 | 1.8957 | 27066.6667 | 2666.6667 | 170 | 0 | 2017 | 1.0631 | EIA 2018 Tech Forecast | EIA 2018/2023 Tech Forecast, Adjusted for Size | AEG BEST | 140 | kBtu/hr | 0.036 | Commercial_Office_Existing_Space Heating_Furnace_Convert to Gas-Fired ASHP
Commercial_Office_Existing_Space Heating_Natural Gas_Furnace_E6 | Commercial | Office | Existing | Space Heating | Natural Gas | Furnace | E6 |  | 0% | 0% | 0% | 0 | 0 | 0 | 0 | 0 | 0 | 0 | 0 | 0% | 0 | 0 | 0% | Normal | 0% | 0 | 0 | 0 | [17 empty] | Commercial_Office_Existing_Space Heating_Furnace_
Commercial_Office_Existing_Space Heating_Natural Gas_Furnace_E7 | Commercial | Office | Existing | Space Heating | Natural Gas | Furnace | E7 |  | 0% | 0% | 0% | 0 | 0 | 0 | 0 | 0 | 0 | 0 | 0 | 0% | 0 | 0 | 0% | Normal | 0% | 0 | 0 | 0 | [17 empty] | Commercial_Office_Existing_Space Heating_Furnace_
Commercial_Office_Existing_Space Heating_Natural Gas_Furnace_E8 | Commercial | Office | Existing | Space Heating | Natural Gas | Furnace | E8 |  | 0% | 0% | 0% | 0 | 0 | 0 | 0 | 0 | 0 | 0 | 0 | 0% | 0 | 0 | 0% | Normal | 0% | 0 | 0 | 0 | [17 empty] | Commercial_Office_Existing_Space Heating_Furnace_
Commercial_Office_Existing_Space Heating_Natural Gas_Furnace_E9 | Commercial | Office | Existing | Space Heating | Natural Gas | Furnace | E9 |  | 0% | 0% | 0% | 0 | 0 | 0 | 0 | 0 | 0 | 0 | 0 | 0% | 0 | 0 | 0% | Normal | 0% | 0 | 0 | 0 | [17 empty] | Commercial_Office_Existing_Space Heating_Furnace_
Commercial_Office_Existing_Space Heating_Natural Gas_Furnace_E10 | Commercial | Office | Existing | Space Heating | Natural Gas | Furnace | E10 |  | 0% | 0% | 0% | 0 | 0 | 0 | 0 | 0 | 0 | 0 | 0 | 0% | 0 | 0 | 0% | Normal | 0% | 0 | 0 | 0 | [17 empty] | Commercial_Office_Existing_Space Heating_Furnace_
Commercial_Office_Existing_Space Heating_Natural Gas_Boiler_E1 | Commercial | Office | Existing | Space Heating | Natural Gas | Boiler | E1 | TE 80% | 100% | 0% | 0% | 1.0538 | 0.58873 | 0 | 0 | 19 | 31 | 2019 | 2023 | 100% | 0 | 0 | 0% | Normal | 0% | 0.41922 | 0 | 0 | 513.550054507209 kBtu/hr | 10000 | 0 | 6.6762e-05 | 10.7661 | 14516 | 8110 | 0 | 0 | 2015 | 1.0873 | RTF Wkbk - ComGasBoilersUES_v2.1 | CE_EWR Measure Cost Benchmarking - 02.08.23 | AEG BEST | 513.5501 | kBtu/hr | 0.034286 | Commercial_Office_Existing_Space Heating_Boiler_TE 80%
Commercial_Office_Existing_Space Heating_Natural Gas_Boiler_E2 | Commercial | Office | Existing | Space Heating | Natural Gas | Boiler | E2 | TE 84% (2023 Standard) | 95.24% | 0% | 0% | 1.1091 | 0.58873 | 0 | 0 | 19 | 31 | 2019 | 2023 | 100% | 0 | 0 | 0% | Normal | 0% | 0.39926 | 0 | 0 | 513.550054507209 kBtu/hr | 10000 | 0 | 6.6762e-05 | 10.2534 | 15279 | 8110 | 0 | 0 | 2015 | 1.0873 | RTF Wkbk - ComGasBoilersUES_v2.1 | CE_EWR Measure Cost Benchmarking - 02.08.23 | AEG BEST | 513.5501 | kBtu/hr | 0.034286 | Commercial_Office_Existing_Space Heating_Boiler_TE 84% (2023 Standard)
Commercial_Office_Existing_Space Heating_Natural Gas_Boiler_E3 | Commercial | Office | Existing | Space Heating | Natural Gas | Boiler | E3 | TE 94% (ENERGY STAR 1.0) | 85.11% | 0% | 0% | 2.0063 | 0.66248 | 0 | 0 | 19 | 31 | 2019 | 2050 | 100% | 0 | 0 | 0% | Normal | 0% | 0.35679 | 0 | 0 | 513.550054507209 kBtu/hr | 10000 | 0 | 6.6762e-05 | 9.1626 | 27638 | 9126 | 0 | 0 | 2015 | 1.0873 | RTF Wkbk - ComGasBoilersUES_v2.1 | CE_EWR Measure Cost Benchmarking - 02.08.23 | AEG BEST | 513.5501 | kBtu/hr | 0.034286 | Commercial_Office_Existing_Space Heating_Boiler_TE 94% (ENERGY STAR 1.0)
Commercial_Office_Existing_Space Heating_Natural Gas_Boiler_E4 | Commercial | Office | Existing | Space Heating | Natural Gas | Boiler | E4 | TE 98% | 81.63% | 0% | 0% | 2.2563 | 0.66248 | 0 | 0 | 19 | 31 | 2019 | 2050 | 100% | 0 | 0 | 0% | Normal | 0% | 0.34222 | 0 | 0 | 513.550054507209 kBtu/hr | 10000 | 0 | 6.6762e-05 | 8.7886 | 31080.8718 | 9126 | 0 | 0 | 2015 | 1.0873 | RTF Wkbk - ComGasBoilersUES_v2.1 | CE_EWR Measure Cost Benchmarking - 02.08.23 | AEG BEST | 513.5501 | kBtu/hr | 0.034286 | Commercial_Office_Existing_Space Heating_Boiler_TE 98%
Commercial_Office_Existing_Space Heating_Natural Gas_Boiler_E5 | Commercial | Office | Existing | Space Heating | Natural Gas | Boiler | E5 | Convert to Gas-Fired ASHP | 61.54% | 0% | 0% | 7.2131 | 0.41401 | 0.13552 | 0 | 19 | 31 | 2019 | 2050 | 100% | 0 | 0 | 0% | Normal | 0% | 0.25798 | 0 | 0 | 800 kBtu/hr | 10000 | 0 | 4.2857e-05 | 6.6253 | 158316.7533 | 9086.959 | 2974.436 | 0 | 2017 | 1.0631 | RTF Wkbk - ComGasBoilersUES_v2.1 | AEO 2021 - gas_eng-driven_RTHP-heat 2017 typical | AEG BEST | 800 | kBtu/hr | 0.034286 | Commercial_Office_Existing_Space Heating_Boiler_Convert to Gas-Fired ASHP
Commercial_Office_Existing_Space Heating_Natural Gas_Boiler_E6 | Commercial | Office | Existing | Space Heating | Natural Gas | Boiler | E6 |  | 0% | 0% | 0% | 0 | 0 | 0 | 0 | 0 | 0 | 0 | 0 | 0% | 0 | 0 | 0% | Normal | 0% | 0 | 0 | 0 | [17 empty] | Commercial_Office_Existing_Space Heating_Boiler_
Commercial_Office_Existing_Space Heating_Natural Gas_Boiler_E7 | Commercial | Office | Existing | Space Heating | Natural Gas | Boiler | E7 |  | 0% | 0% | 0% | 0 | 0 | 0 | 0 | 0 | 0 | 0 | 0 | 0% | 0 | 0 | 0% | Normal | 0% | 0 | 0 | 0 | [17 empty] | Commercial_Office_Existing_Space Heating_Boiler_
Commercial_Office_Existing_Space Heating_Natural Gas_Boiler_E8 | Commercial | Office | Existing | Space Heating | Natural Gas | Boiler | E8 |  | 0% | 0% | 0% | 0 | 0 | 0 | 0 | 0 | 0 | 0 | 0 | 0% | 0 | 0 | 0% | Normal | 0% | 0 | 0 | 0 | [17 empty] | Commercial_Office_Existing_Space Heating_Boiler_
Commercial_Office_Existing_Space Heating_Natural Gas_Boiler_E9 | Commercial | Office | Existing | Space Heating | Natural Gas | Boiler | E9 |  | 0% | 0% | 0% | 0 | 0 | 0 | 0 | 0 | 0 | 0 | 0 | 0% | 0 | 0 | 0% | Normal | 0% | 0 | 0 | 0 | [17 empty] | Commercial_Office_Existing_Space Heating_Boiler_
Commercial_Office_Existing_Space Heating_Natural Gas_Boiler_E10 | Commercial | Office | Existing | Space Heating | Natural Gas | Boiler | E10 |  | 0% | 0% | 0% | 0 | 0 | 0 | 0 | 0 | 0 | 0 | 0 | 0% | 0 | 0 | 0% | Normal | 0% | 0 | 0 | 0 | [17 empty] | Commercial_Office_Existing_Space Heating_Boiler_
Commercial_Office_Existing_Space Heating_Natural Gas_Unit Heater_E1 | Commercial | Office | Existing | Space Heating | Natural Gas | Unit Heater | E1 | Standard | 100% | 0% | 0% | 0.28656 | 0 | 0 | 0 | 9 | 15 | 2019 | 2023 | 100% | 0 | 0 | 0% | Normal | 0% | 0.29788 | 0 | 0 | 120 kBtu/Hr | 10000 | 0 | 2.6768e-06 | 1071.1875 | 849.6 | 0 | 0 | 0 | 2018 | 1.05 | IL TRM v11 - 4.4.5 (Adjusted for WA Climate) | IL TRM v11 - 4.4.5 (Adjusted for WA Climate) | IL TRM v11 - 4.4.5 (Adjusted for WA Climate) | 120 | kBtu/Hr | 0.00032121 | Commercial_Office_Existing_Space Heating_Unit Heater_Standard
Commercial_Office_Existing_Space Heating_Natural Gas_Unit Heater_E2 | Commercial | Office | Existing | Space Heating | Natural Gas | Unit Heater | E2 | Condensing | 89.99% | 0% | 0% | 0.91634 | 0 | 0 | 0 | 9 | 15 | 2019 | 2050 | 100% | 0 | 0 | 0% | Normal | 0% | 0.26806 | 0 | 0 | 120 kBtu/Hr | 10000 | 0 | 2.6768e-06 | 963.9483 | 2716.8 | 0 | 0 | 0 | 2018 | 1.05 | IL TRM v11 - 4.4.5 (Adjusted for WA Climate) | IL TRM v11 - 4.4.5 (Adjusted for WA Climate) | IL TRM v11 - 4.4.5 (Adjusted for WA Climate) | 120 | kBtu/Hr | 0.00032121 | Commercial_Office_Existing_Space Heating_Unit Heater_Condensing
Commercial_Office_Existing_Space Heating_Natural Gas_Unit Heater_E3 | Commercial | Office | Existing | Space Heating | Natural Gas | Unit Heater | E3 | Infrared Radiant | 77.72% | 0% | 0% | 0.39584 | 0 | 0 | 0 | 9 | 15 | 2019 | 2050 | 100% | 0 | 0 | 0% | Normal | 0% | 0.23151 | 0 | 0 | 120 kBtu/Hr | 10000 | 0 | 2.6768e-06 | 832.5115 | 1173.6 | 0 | 0 | 0 | 2018 | 1.05 | IL TRM v11 - 4.4.5 (Adjusted for WA Climate) | IL TRM v11 - 4.4.5 (Adjusted for WA Climate) | IL TRM v11 - 4.4.5 (Adjusted for WA Climate) | 120 | kBtu/Hr | 0.00032121 | Commercial_Office_Existing_Space Heating_Unit Heater_Infrared Radiant
Commercial_Office_Existing_Space Heating_Natural Gas_Unit Heater_E4 | Commercial | Office | Existing | Space Heating | Natural Gas | Unit Heater | E4 |  | 0% | 0% | 0% | 0 | 0 | 0 | 0 | 0 | 0 | 0 | 0 | 0% | 0 | 0 | 0% | Normal | 0% | 0 | 0 | 0 | [17 empty] | Commercial_Office_Existing_Space Heating_Unit Heater_
Commercial_Office_Existing_Space Heating_Natural Gas_Unit Heater_E5 | Commercial | Office | Existing | Space Heating | Natural Gas | Unit Heater | E5 |  | 0% | 0% | 0% | 0 | 0 | 0 | 0 | 0 | 0 | 0 | 0 | 0% | 0 | 0 | 0% | Normal | 0% | 0 | 0 | 0 | [17 empty] | Commercial_Office_Existing_Space Heating_Unit Heater_
Commercial_Office_Existing_Space Heating_Natural Gas_Unit Heater_E6 | Commercial | Office | Existing | Space Heating | Natural Gas | Unit Heater | E6 |  | 0% | 0% | 0% | 0 | 0 | 0 | 0 | 0 | 0 | 0 | 0 | 0% | 0 | 0 | 0% | Normal | 0% | 0 | 0 | 0 | [17 empty] | Commercial_Office_Existing_Space Heating_Unit Heater_
Commercial_Office_Existing_Space Heating_Natural Gas_Unit Heater_E7 | Commercial | Office | Existing | Space Heating | Natural Gas | Unit Heater | E7 |  | 0% | 0% | 0% | 0 | 0 | 0 | 0 | 0 | 0 | 0 | 0 | 0% | 0 | 0 | 0% | Normal | 0% | 0 | 0 | 0 | [17 empty] | Commercial_Office_Existing_Space Heating_Unit Heater_
Commercial_Office_Existing_Space Heating_Natural Gas_Unit Heater_E8 | Commercial | Office | Existing | Space Heating | Natural Gas | Unit Heater | E8 |  | 0% | 0% | 0% | 0 | 0 | 0 | 0 | 0 | 0 | 0 | 0 | 0% | 0 | 0 | 0% | Normal | 0% | 0 | 0 | 0 | [17 empty] | Commercial_Office_Existing_Space Heating_Unit Heater_
Commercial_Office_Existing_Space Heating_Natural Gas_Unit Heater_E9 | Commercial | Office | Existing | Space Heating | Natural Gas | Unit Heater | E9 |  | 0% | 0% | 0% | 0 | 0 | 0 | 0 | 0 | 0 | 0 | 0 | 0% | 0 | 0 | 0% | Normal | 0% | 0 | 0 | 0 | [17 empty] | Commercial_Office_Existing_Space Heating_Unit Heater_
Commercial_Office_Existing_Space Heating_Natural Gas_Unit Heater_E10 | Commercial | Office | Existing | Space Heating | Natural Gas | Unit Heater | E10 |  | 0% | 0% | 0% | 0 | 0 | 0 | 0 | 0 | 0 | 0 | 0 | 0% | 0 | 0 | 0% | Normal | 0% | 0 | 0 | 0 | [17 empty] | Commercial_Office_Existing_Space Heating_Unit Heater_
Commercial_Office_Existing_Water Heating_Natural Gas_Water Heater_E1 | Commercial | Office | Existing | Water Heating | Natural Gas | Water Heater | E1 | TE 80% | 100% | 0% | 0% | 0.025978 | 0 | 0 | 0 | 8 | 12 | 2019 | 2050 | 100% | 0 | 0 | 0% | Normal | 0% | 0.035686 | 0 | 0 | 1 kBtu/hr | 10000 | 0 | 0.00093198 | 31.2615 | 26.22 | 0 | 0 | 0 | 2017 | 1.0631 | AEO 2022 - gas_water_heater 2017 current standard | AEO 2022 - gas_water_heater 2017 current standard | AEG BEST / Market Profile | 1 | kBtu/hr | 0.00093198 | Commercial_Office_Existing_Water Heating_Water Heater_TE 80%
Commercial_Office_Existing_Water Heating_Natural Gas_Water Heater_E2 | Commercial | Office | Existing | Water Heating | Natural Gas | Water Heater | E2 | TE 94% (ENERGY STAR 2.0) | 85.11% | 0% | 0% | 0.02903 | 0 | 0 | 0 | 8 | 12 | 2019 | 2050 | 100% | 0 | 0 | 0% | Normal | 0% | 0.030371 | 0 | 0 | 1 kBtu/hr | 10000 | 0 | 0.00093198 | 26.6056 | 29.3 | 0 | 0 | 0 | 2017 | 1.0631 | AEO 2022 - gas_water_heater 2017 ENERGY STAR | AEO 2022 - gas_water_heater 2017 ENERGY STAR | AEG BEST / Market Profile | 1 | kBtu/hr | 0.00093198 | Commercial_Office_Existing_Water Heating_Water Heater_TE 94% (ENERGY STAR 2.0)
Commercial_Office_Existing_Water Heating_Natural Gas_Water Heater_E3 | Commercial | Office | Existing | Water Heating | Natural Gas | Water Heater | E3 | TE 96% (Instantaneous) | 70.92% | 0% | 0% | 0.030345 | 0 | 0 | 0 | 8 | 12 | 2019 | 2050 | 100% | 0 | 0 | 0% | Normal | 0% | 0.025309 | 0 | 0 | 1 kBtu/hr | 10000 | 0 | 0.00093198 | 22.1713 | 30.6277 | 0 | 0 | 0 | 2017 | 1.0631 | AEO 2022 - gas_water_heater 2017 current standard | AEO interpolation based on EIA data | AEG BEST / Market Profile | 1 | kBtu/hr | 0.00093198 | Commercial_Office_Existing_Water Heating_Water Heater_TE 96% (Instantaneous)
Commercial_Office_Existing_Water Heating_Natural Gas_Water Heater_E4 | Commercial | Office | Existing | Water Heating | Natural Gas | Water Heater | E4 | UEF 1.0+ (Gas-Fired HPWH) | 53.53% | 0% | 0% | 0.055868 | 0 | 0 | 0 | 11 | 19 | 2026 | 2050 | 100% | 0 | 0 | 0% | Normal | 0% | 0.019101 | 0 | 0 | 1 kBtu/hr | 10000 | 0 | 0.00093198 | 16.7331 | 56.3879 | 0 | 0 | 0 | 2017 | 1.0631 | AEO 2022 - HP water heater 2020 typical | NEEA Report #E20-309, Robur Heat Pump Field Trial. March 11, 2020. | AEG BEST / Market Profile | 1 | kBtu/hr | 0.00093198 | Commercial_Office_Existing_Water Heating_Water Heater_UEF 1.0+ (Gas-Fired HPWH)
Commercial_Office_Existing_Water Heating_Natural Gas_Water Heater_E5 | Commercial | Office | Existing | Water Heating | Natural Gas | Water Heater | E5 |  | 0% | 0% | 0% | 0 | 0 | 0 | 0 | 0 | 0 | 0 | 0 | 0% | 0 | 0 | 0% | Normal | 0% | 0 | 0 | 0 | [17 empty] | Commercial_Office_Existing_Water Heating_Water Heater_
Commercial_Office_Existing_Water Heating_Natural Gas_Water Heater_E6 | Commercial | Office | Existing | Water Heating | Natural Gas | Water Heater | E6 |  | 0% | 0% | 0% | 0 | 0 | 0 | 0 | 0 | 0 | 0 | 0 | 0% | 0 | 0 | 0% | Normal | 0% | 0 | 0 | 0 | [17 empty] | Commercial_Office_Existing_Water Heating_Water Heater_
Commercial_Office_Existing_Water Heating_Natural Gas_Water Heater_E7 | Commercial | Office | Existing | Water Heating | Natural Gas | Water Heater | E7 |  | 0% | 0% | 0% | 0 | 0 | 0 | 0 | 0 | 0 | 0 | 0 | 0% | 0 | 0 | 0% | Normal | 0% | 0 | 0 | 0 | [17 empty] | Commercial_Office_Existing_Water Heating_Water Heater_
Commercial_Office_Existing_Water Heating_Natural Gas_Water Heater_E8 | Commercial | Office | Existing | Water Heating | Natural Gas | Water Heater | E8 |  | 0% | 0% | 0% | 0 | 0 | 0 | 0 | 0 | 0 | 0 | 0 | 0% | 0 | 0 | 0% | Normal | 0% | 0 | 0 | 0 | [17 empty] | Commercial_Office_Existing_Water Heating_Water Heater_
Commercial_Office_Existing_Water Heating_Natural Gas_Water Heater_E9 | Commercial | Office | Existing | Water Heating | Natural Gas | Water Heater | E9 |  | 0% | 0% | 0% | 0 | 0 | 0 | 0 | 0 | 0 | 0 | 0 | 0% | 0 | 0 | 0% | Normal | 0% | 0 | 0 | 0 | [17 empty] | Commercial_Office_Existing_Water Heating_Water Heater_
Commercial_Office_Existing_Water Heating_Natural Gas_Water Heater_E10 | Commercial | Office | Existing | Water Heating | Natural Gas | Water Heater | E10 |  | 0% | 0% | 0% | 0 | 0 | 0 | 0 | 0 | 0 | 0 | 0 | 0% | 0 | 0 | 0% | Normal | 0% | 0 | 0 | 0 | [17 empty] | Commercial_Office_Existing_Water Heating_Water Heater_
Commercial_Office_Existing_Food Preparation_Natural Gas_Oven_E1 | Commercial | Office | Existing | Food Preparation | Natural Gas | Oven | E1 | Standard | 100% | 0% | 0% | 0.40296 | 0 | 0 | 0 | 8 | 13 | 2019 | 2050 | 100% | 0 | 0 | 0% | Normal | 0% | 0.01676 | 0 | 0 | 1 unit | 10000 | 0 | 2.226e-05 | 752.9515 | 16851 | 0 | 0 | 0 | 2016 | 1.0743 | RTF WkBk - ComCookingCombinationOven_v5_0 | ENERGY STAR Version 3.0 Commercial Ovens Final Specification Data Package | RTF WkBk - ComCookingCombinationOven_v5_0 | 1 | unit | 2.226e-05 | Commercial_Office_Existing_Food Preparation_Oven_Standard
Commercial_Office_Existing_Food Preparation_Natural Gas_Oven_E2 | Commercial | Office | Existing | Food Preparation | Natural Gas | Oven | E2 | ENERGY STAR (3.0) | 57.26% | 0% | 0% | 0.41989 | 0 | 0 | 0 | 8 | 13 | 2019 | 2050 | 100% | 0 | 0 | 0% | Normal | 0% | 0.0095975 | 0 | 0 | 1 unit | 10000 | 0 | 2.226e-05 | 431.1611 | 17559.1305 | 0 | 0 | 0 | 2016 | 1.0743 | RTF WkBk - ComCookingCombinationOven_v5_0 | RTF WkBk - ComCookingCombinationOven_v5_0 | RTF WkBk - ComCookingCombinationOven_v5_0 | 1 | unit | 2.226e-05 | Commercial_Office_Existing_Food Preparation_Oven_ENERGY STAR (3.0)
Commercial_Office_Existing_Food Preparation_Natural Gas_Oven_E3 | Commercial | Office | Existing | Food Preparation | Natural Gas | Oven | E3 |  | 0% | 0% | 0% | 0 | 0 | 0 | 0 | 0 | 0 | 0 | 0 | 0% | 0 | 0 | 0% | Normal | 0% | 0 | 0 | 0 | [17 empty] | Commercial_Office_Existing_Food Preparation_Oven_
Commercial_Office_Existing_Food Preparation_Natural Gas_Oven_E4 | Commercial | Office | Existing | Food Preparation | Natural Gas | Oven | E4 |  | 0% | 0% | 0% | 0 | 0 | 0 | 0 | 0 | 0 | 0 | 0 | 0% | 0 | 0 | 0% | Normal | 0% | 0 | 0 | 0 | [17 empty] | Commercial_Office_Existing_Food Preparation_Oven_
Commercial_Office_Existing_Food Preparation_Natural Gas_Oven_E5 | Commercial | Office | Existing | Food Preparation | Natural Gas | Oven | E5 |  | 0% | 0% | 0% | 0 | 0 | 0 | 0 | 0 | 0 | 0 | 0 | 0% | 0 | 0 | 0% | Normal | 0% | 0 | 0 | 0 | [17 empty] | Commercial_Office_Existing_Food Preparation_Oven_
Commercial_Office_Existing_Food Preparation_Natural Gas_Oven_E6 | Commercial | Office | Existing | Food Preparation | Natural Gas | Oven | E6 |  | 0% | 0% | 0% | 0 | 0 | 0 | 0 | 0 | 0 | 0 | 0 | 0% | 0 | 0 | 0% | Normal | 0% | 0 | 0 | 0 | [17 empty] | Commercial_Office_Existing_Food Preparation_Oven_
Commercial_Office_Existing_Food Preparation_Natural Gas_Oven_E7 | Commercial | Office | Existing | Food Preparation | Natural Gas | Oven | E7 |  | 0% | 0% | 0% | 0 | 0 | 0 | 0 | 0 | 0 | 0 | 0 | 0% | 0 | 0 | 0% | Normal | 0% | 0 | 0 | 0 | [17 empty] | Commercial_Office_Existing_Food Preparation_Oven_
Commercial_Office_Existing_Food Preparation_Natural Gas_Oven_E8 | Commercial | Office | Existing | Food Preparation | Natural Gas | Oven | E8 |  | 0% | 0% | 0% | 0 | 0 | 0 | 0 | 0 | 0 | 0 | 0 | 0% | 0 | 0 | 0% | Normal | 0% | 0 | 0 | 0 | [17 empty] | Commercial_Office_Existing_Food Preparation_Oven_
Commercial_Office_Existing_Food Preparation_Natural Gas_Oven_E9 | Commercial | Office | Existing | Food Preparation | Natural Gas | Oven | E9 |  | 0% | 0% | 0% | 0 | 0 | 0 | 0 | 0 | 0 | 0 | 0 | 0% | 0 | 0 | 0% | Normal | 0% | 0 | 0 | 0 | [17 empty] | Commercial_Office_Existing_Food Preparation_Oven_
Commercial_Office_Existing_Food Preparation_Natural Gas_Oven_E10 | Commercial | Office | Existing | Food Preparation | Natural Gas | Oven | E10 |  | 0% | 0% | 0% | 0 | 0 | 0 | 0 | 0 | 0 | 0 | 0 | 0% | 0 | 0 | 0% | Normal | 0% | 0 | 0 | 0 | [17 empty] | Commercial_Office_Existing_Food Preparation_Oven_
Commercial_Office_Existing_Food Preparation_Natural Gas_Conveyor Oven_E1 | Commercial | Office | Existing | Food Preparation | Natural Gas | Conveyor Oven | E1 | Standard | 100% | 0% | 0% | 0.095807 | 0 | 0 | 0 | 15 | 19 | 2019 | 2050 | 100% | 0 | 0 | 0% | Normal | 0% | 0.024982 | 0 | 0 | 1 unit | 10000 | 0 | 8.6579e-06 | 2885.475 | 10177 | 0 | 0 | 0 | 2015 | 1.0873 | IL TRM - 4.2.4 - CI-FSE-CVOV-V02-180101 | PGE Workpaper, PGECOFST117 R5, 2015 | MN TRM 3.1 - Gas Conveyor Oven v1.1 | 1 | unit | 8.6579e-06 | Commercial_Office_Existing_Food Preparation_Conveyor Oven_Standard
Commercial_Office_Existing_Food Preparation_Natural Gas_Conveyor Oven_E2 | Commercial | Office | Existing | Food Preparation | Natural Gas | Conveyor Oven | E2 | Efficient (>44% Baking Efficiency) | 76.02% | 0% | 0% | 0.1168 | 0 | 0 | 0 | 15 | 19 | 2019 | 2050 | 100% | 0 | 0 | 0% | Normal | 0% | 0.01899 | 0 | 0 | 1 unit | 10000 | 0 | 8.6579e-06 | 2193.4093 | 12407 | 0 | 0 | 0 | 2015 | 1.0873 | IL TRM - 4.2.4 - CI-FSE-CVOV-V02-180101 | PGE Workpaper, PGECOFST117 R5, 2015 | MN TRM 3.1 - Gas Conveyor Oven v1.1 | 1 | unit | 8.6579e-06 | Commercial_Office_Existing_Food Preparation_Conveyor Oven_Efficient (>44% Baking Efficiency)
Commercial_Office_Existing_Food Preparation_Natural Gas_Conveyor Oven_E3 | Commercial | Office | Existing | Food Preparation | Natural Gas | Conveyor Oven | E3 |  | 0% | 0% | 0% | 0 | 0 | 0 | 0 | 0 | 0 | 0 | 0 | 0% | 0 | 0 | 0% | Normal | 0% | 0 | 0 | 0 | [17 empty] | Commercial_Office_Existing_Food Preparation_Conveyor Oven_
Commercial_Office_Existing_Food Preparation_Natural Gas_Conveyor Oven_E4 | Commercial | Office | Existing | Food Preparation | Natural Gas | Conveyor Oven | E4 |  | 0% | 0% | 0% | 0 | 0 | 0 | 0 | 0 | 0 | 0 | 0 | 0% | 0 | 0 | 0% | Normal | 0% | 0 | 0 | 0 | [17 empty] | Commercial_Office_Existing_Food Preparation_Conveyor Oven_
Commercial_Office_Existing_Food Preparation_Natural Gas_Conveyor Oven_E5 | Commercial | Office | Existing | Food Preparation | Natural Gas | Conveyor Oven | E5 |  | 0% | 0% | 0% | 0 | 0 | 0 | 0 | 0 | 0 | 0 | 0 | 0% | 0 | 0 | 0% | Normal | 0% | 0 | 0 | 0 | [17 empty] | Commercial_Office_Existing_Food Preparation_Conveyor Oven_
Commercial_Office_Existing_Food Preparation_Natural Gas_Conveyor Oven_E6 | Commercial | Office | Existing | Food Preparation | Natural Gas | Conveyor Oven | E6 |  | 0% | 0% | 0% | 0 | 0 | 0 | 0 | 0 | 0 | 0 | 0 | 0% | 0 | 0 | 0% | Normal | 0% | 0 | 0 | 0 | [17 empty] | Commercial_Office_Existing_Food Preparation_Conveyor Oven_
Commercial_Office_Existing_Food Preparation_Natural Gas_Conveyor Oven_E7 | Commercial | Office | Existing | Food Preparation | Natural Gas | Conveyor Oven | E7 |  | 0% | 0% | 0% | 0 | 0 | 0 | 0 | 0 | 0 | 0 | 0 | 0% | 0 | 0 | 0% | Normal | 0% | 0 | 0 | 0 | [17 empty] | Commercial_Office_Existing_Food Preparation_Conveyor Oven_
Commercial_Office_Existing_Food Preparation_Natural Gas_Conveyor Oven_E8 | Commercial | Office | Existing | Food Preparation | Natural Gas | Conveyor Oven | E8 |  | 0% | 0% | 0% | 0 | 0 | 0 | 0 | 0 | 0 | 0 | 0 | 0% | 0 | 0 | 0% | Normal | 0% | 0 | 0 | 0 | [17 empty] | Commercial_Office_Existing_Food Preparation_Conveyor Oven_
Commercial_Office_Existing_Food Preparation_Natural Gas_Conveyor Oven_E9 | Commercial | Office | Existing | Food Preparation | Natural Gas | Conveyor Oven | E9 |  | 0% | 0% | 0% | 0 | 0 | 0 | 0 | 0 | 0 | 0 | 0 | 0% | 0 | 0 | 0% | Normal | 0% | 0 | 0 | 0 | [17 empty] | Commercial_Office_Existing_Food Preparation_Conveyor Oven_
Commercial_Office_Existing_Food Preparation_Natural Gas_Conveyor Oven_E10 | Commercial | Office | Existing | Food Preparation | Natural Gas | Conveyor Oven | E10 |  | 0% | 0% | 0% | 0 | 0 | 0 | 0 | 0 | 0 | 0 | 0 | 0% | 0 | 0 | 0% | Normal | 0% | 0 | 0 | 0 | [17 empty] | Commercial_Office_Existing_Food Preparation_Conveyor Oven_
Commercial_Office_Existing_Food Preparation_Natural Gas_Double Rack Oven_E1 | Commercial | Office | Existing | Food Preparation | Natural Gas | Double Rack Oven | E1 | Standard | 100% | 0% | 0% | 0.14092 | 0 | 0 | 0 | 10 | 14 | 2019 | 2050 | 100% | 0 | 0 | 0% | Normal | 0% | 0.044522 | 0 | 0 | 1 unit | 10000 | 0 | 1.0483e-05 | 4247.1 | 12513 | 0 | 0 | 0 | 2016 | 1.0743 | IL TRM - 4.2.18 - CI-FSE-RKOV-VO2-180101 | PGE Workpaper, PGECOFST109 R6, 2016 | IL TRM - 4.2.18 - CI-FSE-RKOV-VO2-180101 | 1 | unit | 1.0483e-05 | Commercial_Office_Existing_Food Preparation_Double Rack Oven_Standard
Commercial_Office_Existing_Food Preparation_Natural Gas_Double Rack Oven_E2 | Commercial | Office | Existing | Food Preparation | Natural Gas | Double Rack Oven | E2 | FTSC Qualified (>50% Cooking Efficiency) | 54.55% | 0% | 0% | 0.1874 | 0 | 0 | 0 | 10 | 14 | 2019 | 2050 | 100% | 0 | 0 | 0% | Normal | 0% | 0.024285 | 0 | 0 | 1 unit | 10000 | 0 | 1.0483e-05 | 2316.6 | 16641 | 0 | 0 | 0 | 2016 | 1.0743 | IL TRM - 4.2.18 - CI-FSE-RKOV-VO2-180101 | PGE Workpaper, PGECOFST109 R6, 2016 | IL TRM - 4.2.18 - CI-FSE-RKOV-VO2-180101 | 1 | unit | 1.0483e-05 | Commercial_Office_Existing_Food Preparation_Double Rack Oven_FTSC Qualified (>50% Cooking Efficiency)
Commercial_Office_Existing_Food Preparation_Natural Gas_Double Rack Oven_E3 | Commercial | Office | Existing | Food Preparation | Natural Gas | Double Rack Oven | E3 |  | 0% | 0% | 0% | 0 | 0 | 0 | 0 | 0 | 0 | 0 | 0 | 0% | 0 | 0 | 0% | Normal | 0% | 0 | 0 | 0 | [17 empty] | Commercial_Office_Existing_Food Preparation_Double Rack Oven_
Commercial_Office_Existing_Food Preparation_Natural Gas_Double Rack Oven_E4 | Commercial | Office | Existing | Food Preparation | Natural Gas | Double Rack Oven | E4 |  | 0% | 0% | 0% | 0 | 0 | 0 | 0 | 0 | 0 | 0 | 0 | 0% | 0 | 0 | 0% | Normal | 0% | 0 | 0 | 0 | [17 empty] | Commercial_Office_Existing_Food Preparation_Double Rack Oven_
Commercial_Office_Existing_Food Preparation_Natural Gas_Double Rack Oven_E5 | Commercial | Office | Existing | Food Preparation | Natural Gas | Double Rack Oven | E5 |  | 0% | 0% | 0% | 0 | 0 | 0 | 0 | 0 | 0 | 0 | 0 | 0% | 0 | 0 | 0% | Normal | 0% | 0 | 0 | 0 | [17 empty] | Commercial_Office_Existing_Food Preparation_Double Rack Oven_
Commercial_Office_Existing_Food Preparation_Natural Gas_Double Rack Oven_E6 | Commercial | Office | Existing | Food Preparation | Natural Gas | Double Rack Oven | E6 |  | 0% | 0% | 0% | 0 | 0 | 0 | 0 | 0 | 0 | 0 | 0 | 0% | 0 | 0 | 0% | Normal | 0% | 0 | 0 | 0 | [17 empty] | Commercial_Office_Existing_Food Preparation_Double Rack Oven_
Commercial_Office_Existing_Food Preparation_Natural Gas_Double Rack Oven_E7 | Commercial | Office | Existing | Food Preparation | Natural Gas | Double Rack Oven | E7 |  | 0% | 0% | 0% | 0 | 0 | 0 | 0 | 0 | 0 | 0 | 0 | 0% | 0 | 0 | 0% | Normal | 0% | 0 | 0 | 0 | [17 empty] | Commercial_Office_Existing_Food Preparation_Double Rack Oven_
Commercial_Office_Existing_Food Preparation_Natural Gas_Double Rack Oven_E8 | Commercial | Office | Existing | Food Preparation | Natural Gas | Double Rack Oven | E8 |  | 0% | 0% | 0% | 0 | 0 | 0 | 0 | 0 | 0 | 0 | 0 | 0% | 0 | 0 | 0% | Normal | 0% | 0 | 0 | 0 | [17 empty] | Commercial_Office_Existing_Food Preparation_Double Rack Oven_
Commercial_Office_Existing_Food Preparation_Natural Gas_Double Rack Oven_E9 | Commercial | Office | Existing | Food Preparation | Natural Gas | Double Rack Oven | E9 |  | 0% | 0% | 0% | 0 | 0 | 0 | 0 | 0 | 0 | 0 | 0 | 0% | 0 | 0 | 0% | Normal | 0% | 0 | 0 | 0 | [17 empty] | Commercial_Office_Existing_Food Preparation_Double Rack Oven_
Commercial_Office_Existing_Food Preparation_Natural Gas_Double Rack Oven_E10 | Commercial | Office | Existing | Food Preparation | Natural Gas | Double Rack Oven | E10 |  | 0% | 0% | 0% | 0 | 0 | 0 | 0 | 0 | 0 | 0 | 0 | 0% | 0 | 0 | 0% | Normal | 0% | 0 | 0 | 0 | [17 empty] | Commercial_Office_Existing_Food Preparation_Double Rack Oven_
Commercial_Office_Existing_Food Preparation_Natural Gas_Fryer_E1 | Commercial | Office | Existing | Food Preparation | Natural Gas | Fryer | E1 | Standard | 100% | 0% | 0% | 0.089099 | 0 | 0 | 0 | 7 | 11 | 2019 | 2021 | 100% | 0 | 0 | 0% | Normal | 0% | 0.022166 | 0 | 0 | 1 unit | 10000 | 0 | 2.3283e-05 | 951.9922 | 3562.1384 | 0 | 0 | 0 | 2016 | 1.0743 | RTF WkBk - ComCookingFryer_v5_0 | RTF WkBk - ComCookingFryer_v5_0 | RTF WkBk - ComCookingFryer_v5_0 | 1 | unit | 2.3283e-05 | Commercial_Office_Existing_Food Preparation_Fryer_Standard
Commercial_Office_Existing_Food Preparation_Natural Gas_Fryer_E2 | Commercial | Office | Existing | Food Preparation | Natural Gas | Fryer | E2 | ENERGY STAR (3.0) | 67.2% | 0% | 0% | 0.10626 | 0 | 0 | 0 | 7 | 11 | 2019 | 2050 | 100% | 0 | 0 | 0% | Normal | 0% | 0.014895 | 0 | 0 | 1 unit | 10000 | 0 | 2.3283e-05 | 639.7296 | 4248.3333 | 0 | 0 | 0 | 2016 | 1.0743 | RTF WkBk - ComCookingFryer_v5_0 | RTF WkBk - ComCookingFryer_v5_0 | RTF WkBk - ComCookingFryer_v5_0 | 1 | unit | 2.3283e-05 | Commercial_Office_Existing_Food Preparation_Fryer_ENERGY STAR (3.0)
Commercial_Office_Existing_Food Preparation_Natural Gas_Fryer_E3 | Commercial | Office | Existing | Food Preparation | Natural Gas | Fryer | E3 |  | 0% | 0% | 0% | 0 | 0 | 0 | 0 | 0 | 0 | 0 | 0 | 0% | 0 | 0 | 0% | Normal | 0% | 0 | 0 | 0 | [17 empty] | Commercial_Office_Existing_Food Preparation_Fryer_
Commercial_Office_Existing_Food Preparation_Natural Gas_Fryer_E4 | Commercial | Office | Existing | Food Preparation | Natural Gas | Fryer | E4 |  | 0% | 0% | 0% | 0 | 0 | 0 | 0 | 0 | 0 | 0 | 0 | 0% | 0 | 0 | 0% | Normal | 0% | 0 | 0 | 0 | [17 empty] | Commercial_Office_Existing_Food Preparation_Fryer_
Commercial_Office_Existing_Food Preparation_Natural Gas_Fryer_E5 | Commercial | Office | Existing | Food Preparation | Natural Gas | Fryer | E5 |  | 0% | 0% | 0% | 0 | 0 | 0 | 0 | 0 | 0 | 0 | 0 | 0% | 0 | 0 | 0% | Normal | 0% | 0 | 0 | 0 | [17 empty] | Commercial_Office_Existing_Food Preparation_Fryer_
Commercial_Office_Existing_Food Preparation_Natural Gas_Fryer_E6 | Commercial | Office | Existing | Food Preparation | Natural Gas | Fryer | E6 |  | 0% | 0% | 0% | 0 | 0 | 0 | 0 | 0 | 0 | 0 | 0 | 0% | 0 | 0 | 0% | Normal | 0% | 0 | 0 | 0 | [17 empty] | Commercial_Office_Existing_Food Preparation_Fryer_
Commercial_Office_Existing_Food Preparation_Natural Gas_Fryer_E7 | Commercial | Office | Existing | Food Preparation | Natural Gas | Fryer | E7 |  | 0% | 0% | 0% | 0 | 0 | 0 | 0 | 0 | 0 | 0 | 0 | 0% | 0 | 0 | 0% | Normal | 0% | 0 | 0 | 0 | [17 empty] | Commercial_Office_Existing_Food Preparation_Fryer_
Commercial_Office_Existing_Food Preparation_Natural Gas_Fryer_E8 | Commercial | Office | Existing | Food Preparation | Natural Gas | Fryer | E8 |  | 0% | 0% | 0% | 0 | 0 | 0 | 0 | 0 | 0 | 0 | 0 | 0% | 0 | 0 | 0% | Normal | 0% | 0 | 0 | 0 | [17 empty] | Commercial_Office_Existing_Food Preparation_Fryer_
Commercial_Office_Existing_Food Preparation_Natural Gas_Fryer_E9 | Commercial | Office | Existing | Food Preparation | Natural Gas | Fryer | E9 |  | 0% | 0% | 0% | 0 | 0 | 0 | 0 | 0 | 0 | 0 | 0 | 0% | 0 | 0 | 0% | Normal | 0% | 0 | 0 | 0 | [17 empty] | Commercial_Office_Existing_Food Preparation_Fryer_
Commercial_Office_Existing_Food Preparation_Natural Gas_Fryer_E10 | Commercial | Office | Existing | Food Preparation | Natural Gas | Fryer | E10 |  | 0% | 0% | 0% | 0 | 0 | 0 | 0 | 0 | 0 | 0 | 0 | 0% | 0 | 0 | 0% | Normal | 0% | 0 | 0 | 0 | [17 empty] | Commercial_Office_Existing_Food Preparation_Fryer_
Commercial_Office_Existing_Food Preparation_Natural Gas_Broiler_E1 | Commercial | Office | Existing | Food Preparation | Natural Gas | Broiler | E1 | Standard | 100% | 0% | 0% | 0.09955 | 0 | 0 | 0 | 10 | 14 | 2019 | 2050 | 100% | 0 | 0 | 0% | Normal | 0% | 0.022958 | 0 | 0 | 1 unit | 10000 | 0 | 3.413e-05 | 672.672 | 2500 | 0 | 0 | 0 | 2011 | 1.1667 | IL TRM - 4.2.14 - CI-FSE-IRBL-V02-180101 | Estimate | IL TRM - 4.2.14 - CI-FSE-IRBL-V02-180101 | 1 | unit | 3.413e-05 | Commercial_Office_Existing_Food Preparation_Broiler_Standard
Commercial_Office_Existing_Food Preparation_Natural Gas_Broiler_E2 | Commercial | Office | Existing | Food Preparation | Natural Gas | Broiler | E2 | Infrared Burners | 64.29% | 0% | 0% | 0.13937 | 0 | 0 | 0 | 10 | 14 | 2019 | 2050 | 100% | 0 | 0 | 0% | Normal | 0% | 0.014759 | 0 | 0 | 1 unit | 10000 | 0 | 3.413e-05 | 432.432 | 3500 | 0 | 0 | 0 | 2011 | 1.1667 | IL TRM - 4.2.14 - CI-FSE-IRBL-V02-180101 | IL TRM - 4.2.14 - CI-FSE-IRBL-V02-180101 | IL TRM - 4.2.14 - CI-FSE-IRBL-V02-180101 | 1 | unit | 3.413e-05 | Commercial_Office_Existing_Food Preparation_Broiler_Infrared Burners
Commercial_Office_Existing_Food Preparation_Natural Gas_Broiler_E3 | Commercial | Office | Existing | Food Preparation | Natural Gas | Broiler | E3 |  | 0% | 0% | 0% | 0 | 0 | 0 | 0 | 0 | 0 | 0 | 0 | 0% | 0 | 0 | 0% | Normal | 0% | 0 | 0 | 0 | [17 empty] | Commercial_Office_Existing_Food Preparation_Broiler_
Commercial_Office_Existing_Food Preparation_Natural Gas_Broiler_E4 | Commercial | Office | Existing | Food Preparation | Natural Gas | Broiler | E4 |  | 0% | 0% | 0% | 0 | 0 | 0 | 0 | 0 | 0 | 0 | 0 | 0% | 0 | 0 | 0% | Normal | 0% | 0 | 0 | 0 | [17 empty] | Commercial_Office_Existing_Food Preparation_Broiler_
Commercial_Office_Existing_Food Preparation_Natural Gas_Broiler_E5 | Commercial | Office | Existing | Food Preparation | Natural Gas | Broiler | E5 |  | 0% | 0% | 0% | 0 | 0 | 0 | 0 | 0 | 0 | 0 | 0 | 0% | 0 | 0 | 0% | Normal | 0% | 0 | 0 | 0 | [17 empty] | Commercial_Office_Existing_Food Preparation_Broiler_
Commercial_Office_Existing_Food Preparation_Natural Gas_Broiler_E6 | Commercial | Office | Existing | Food Preparation | Natural Gas | Broiler | E6 |  | 0% | 0% | 0% | 0 | 0 | 0 | 0 | 0 | 0 | 0 | 0 | 0% | 0 | 0 | 0% | Normal | 0% | 0 | 0 | 0 | [17 empty] | Commercial_Office_Existing_Food Preparation_Broiler_
Commercial_Office_Existing_Food Preparation_Natural Gas_Broiler_E7 | Commercial | Office | Existing | Food Preparation | Natural Gas | Broiler | E7 |  | 0% | 0% | 0% | 0 | 0 | 0 | 0 | 0 | 0 | 0 | 0 | 0% | 0 | 0 | 0% | Normal | 0% | 0 | 0 | 0 | [17 empty] | Commercial_Office_Existing_Food Preparation_Broiler_
Commercial_Office_Existing_Food Preparation_Natural Gas_Broiler_E8 | Commercial | Office | Existing | Food Preparation | Natural Gas | Broiler | E8 |  | 0% | 0% | 0% | 0 | 0 | 0 | 0 | 0 | 0 | 0 | 0 | 0% | 0 | 0 | 0% | Normal | 0% | 0 | 0 | 0 | [17 empty] | Commercial_Office_Existing_Food Preparation_Broiler_
Commercial_Office_Existing_Food Preparation_Natural Gas_Broiler_E9 | Commercial | Office | Existing | Food Preparation | Natural Gas | Broiler | E9 |  | 0% | 0% | 0% | 0 | 0 | 0 | 0 | 0 | 0 | 0 | 0 | 0% | 0 | 0 | 0% | Normal | 0% | 0 | 0 | 0 | [17 empty] | Commercial_Office_Existing_Food Preparation_Broiler_
Commercial_Office_Existing_Food Preparation_Natural Gas_Broiler_E10 | Commercial | Office | Existing | Food Preparation | Natural Gas | Broiler | E10 |  | 0% | 0% | 0% | 0 | 0 | 0 | 0 | 0 | 0 | 0 | 0 | 0% | 0 | 0 | 0% | Normal | 0% | 0 | 0 | 0 | [17 empty] | Commercial_Office_Existing_Food Preparation_Broiler_
Commercial_Office_Existing_Food Preparation_Natural Gas_Griddle_E1 | Commercial | Office | Existing | Food Preparation | Natural Gas | Griddle | E1 | Standard | 100% | 0% | 0% | 0.072463 | 0 | 0 | 0 | 10 | 14 | 2019 | 2050 | 100% | 0 | 0 | 0% | Normal | 0% | 0.015412 | 0 | 0 | 1 unit | 10000 | 0 | 1.2511e-05 | 1231.891 | 5150 | 0 | 0 | 0 | 2013 | 1.1247 | IL TRM - 4.2.8 - CI-FSE-ESGR-V04-200101 | COOK_GRD-Food Preparation-EIA14-2014 Ref. Case-5 | IL TRM - 4.2.8 - CI-FSE-ESGR-V04-200101 | 1 | unit | 1.2511e-05 | Commercial_Office_Existing_Food Preparation_Griddle_Standard
Commercial_Office_Existing_Food Preparation_Natural Gas_Griddle_E2 | Commercial | Office | Existing | Food Preparation | Natural Gas | Griddle | E2 | ENERGY STAR | 86.37% | 0% | 0% | 0.077529 | 0 | 0 | 0 | 10 | 14 | 2019 | 2050 | 100% | 0 | 0 | 0% | Normal | 0% | 0.013311 | 0 | 0 | 1 unit | 10000 | 0 | 1.2511e-05 | 1063.9446 | 5510 | 0 | 0 | 0 | 2013 | 1.1247 | IL TRM - 4.2.8 - CI-FSE-ESGR-V04-200101 | COOK_GRD-Food Preparation-EIA14-2014 Ref. Case-5 | IL TRM - 4.2.8 - CI-FSE-ESGR-V04-200101 | 1 | unit | 1.2511e-05 | Commercial_Office_Existing_Food Preparation_Griddle_ENERGY STAR
Commercial_Office_Existing_Food Preparation_Natural Gas_Griddle_E3 | Commercial | Office | Existing | Food Preparation | Natural Gas | Griddle | E3 |  | 0% | 0% | 0% | 0 | 0 | 0 | 0 | 0 | 0 | 0 | 0 | 0% | 0 | 0 | 0% | Normal | 0% | 0 | 0 | 0 | [17 empty] | Commercial_Office_Existing_Food Preparation_Griddle_
Commercial_Office_Existing_Food Preparation_Natural Gas_Griddle_E4 | Commercial | Office | Existing | Food Preparation | Natural Gas | Griddle | E4 |  | 0% | 0% | 0% | 0 | 0 | 0 | 0 | 0 | 0 | 0 | 0 | 0% | 0 | 0 | 0% | Normal | 0% | 0 | 0 | 0 | [17 empty] | Commercial_Office_Existing_Food Preparation_Griddle_
Commercial_Office_Existing_Food Preparation_Natural Gas_Griddle_E5 | Commercial | Office | Existing | Food Preparation | Natural Gas | Griddle | E5 |  | 0% | 0% | 0% | 0 | 0 | 0 | 0 | 0 | 0 | 0 | 0 | 0% | 0 | 0 | 0% | Normal | 0% | 0 | 0 | 0 | [17 empty] | Commercial_Office_Existing_Food Preparation_Griddle_
Commercial_Office_Existing_Food Preparation_Natural Gas_Griddle_E6 | Commercial | Office | Existing | Food Preparation | Natural Gas | Griddle | E6 |  | 0% | 0% | 0% | 0 | 0 | 0 | 0 | 0 | 0 | 0 | 0 | 0% | 0 | 0 | 0% | Normal | 0% | 0 | 0 | 0 | [17 empty] | Commercial_Office_Existing_Food Preparation_Griddle_
Commercial_Office_Existing_Food Preparation_Natural Gas_Griddle_E7 | Commercial | Office | Existing | Food Preparation | Natural Gas | Griddle | E7 |  | 0% | 0% | 0% | 0 | 0 | 0 | 0 | 0 | 0 | 0 | 0 | 0% | 0 | 0 | 0% | Normal | 0% | 0 | 0 | 0 | [17 empty] | Commercial_Office_Existing_Food Preparation_Griddle_
Commercial_Office_Existing_Food Preparation_Natural Gas_Griddle_E8 | Commercial | Office | Existing | Food Preparation | Natural Gas | Griddle | E8 |  | 0% | 0% | 0% | 0 | 0 | 0 | 0 | 0 | 0 | 0 | 0 | 0% | 0 | 0 | 0% | Normal | 0% | 0 | 0 | 0 | [17 empty] | Commercial_Office_Existing_Food Preparation_Griddle_
Commercial_Office_Existing_Food Preparation_Natural Gas_Griddle_E9 | Commercial | Office | Existing | Food Preparation | Natural Gas | Griddle | E9 |  | 0% | 0% | 0% | 0 | 0 | 0 | 0 | 0 | 0 | 0 | 0 | 0% | 0 | 0 | 0% | Normal | 0% | 0 | 0 | 0 | [17 empty] | Commercial_Office_Existing_Food Preparation_Griddle_
Commercial_Office_Existing_Food Preparation_Natural Gas_Griddle_E10 | Commercial | Office | Existing | Food Preparation | Natural Gas | Griddle | E10 |  | 0% | 0% | 0% | 0 | 0 | 0 | 0 | 0 | 0 | 0 | 0 | 0% | 0 | 0 | 0% | Normal | 0% | 0 | 0 | 0 | [17 empty] | Commercial_Office_Existing_Food Preparation_Griddle_
Commercial_Office_Existing_Food Preparation_Natural Gas_Range_E1 | Commercial | Office | Existing | Food Preparation | Natural Gas | Range | E1 | Standard | 100% | 0% | 0% | 0.11888 | 0 | 0 | 0 | 8 | 12 | 2019 | 2050 | 100% | 0 | 0 | 0% | Normal | 0% | 0.018012 | 0 | 0 | 1 unit | 10000 | 0 | 1.501e-05 | 1200 | 7450 | 0 | 0 | 0 | 2017 | 1.0631 | COOK_OVN-Food Preparation-AEO17-1 | EIA 2018 Tech Forecast | Navigant 2009 | 1 | unit | 1.501e-05 | Commercial_Office_Existing_Food Preparation_Range_Standard
Commercial_Office_Existing_Food Preparation_Natural Gas_Range_E2 | Commercial | Office | Existing | Food Preparation | Natural Gas | Range | E2 | High Efficiency | 75% | 0% | 0% | 0.11889 | 0 | 0 | 0 | 8 | 12 | 2019 | 2050 | 100% | 0 | 0 | 0% | Normal | 0% | 0.013509 | 0 | 0 | 1 unit | 10000 | 0 | 1.501e-05 | 900 | 7451 | 0 | 0 | 0 | 2017 | 1.0631 | COOK_OVN-Food Preparation-AEO17-1 | EIA 2018 Tech Forecast | EIA 2018 Tech Forecast | 1 | unit | 1.501e-05 | Commercial_Office_Existing_Food Preparation_Range_High Efficiency
Commercial_Office_Existing_Food Preparation_Natural Gas_Range_E3 | Commercial | Office | Existing | Food Preparation | Natural Gas | Range | E3 |  | 0% | 0% | 0% | 0 | 0 | 0 | 0 | 0 | 0 | 0 | 0 | 0% | 0 | 0 | 0% | Normal | 0% | 0 | 0 | 0 | [17 empty] | Commercial_Office_Existing_Food Preparation_Range_
Commercial_Office_Existing_Food Preparation_Natural Gas_Range_E4 | Commercial | Office | Existing | Food Preparation | Natural Gas | Range | E4 |  | 0% | 0% | 0% | 0 | 0 | 0 | 0 | 0 | 0 | 0 | 0 | 0% | 0 | 0 | 0% | Normal | 0% | 0 | 0 | 0 | [17 empty] | Commercial_Office_Existing_Food Preparation_Range_
Commercial_Office_Existing_Food Preparation_Natural Gas_Range_E5 | Commercial | Office | Existing | Food Preparation | Natural Gas | Range | E5 |  | 0% | 0% | 0% | 0 | 0 | 0 | 0 | 0 | 0 | 0 | 0 | 0% | 0 | 0 | 0% | Normal | 0% | 0 | 0 | 0 | [17 empty] | Commercial_Office_Existing_Food Preparation_Range_
Commercial_Office_Existing_Food Preparation_Natural Gas_Range_E6 | Commercial | Office | Existing | Food Preparation | Natural Gas | Range | E6 |  | 0% | 0% | 0% | 0 | 0 | 0 | 0 | 0 | 0 | 0 | 0 | 0% | 0 | 0 | 0% | Normal | 0% | 0 | 0 | 0 | [17 empty] | Commercial_Office_Existing_Food Preparation_Range_
Commercial_Office_Existing_Food Preparation_Natural Gas_Range_E7 | Commercial | Office | Existing | Food Preparation | Natural Gas | Range | E7 |  | 0% | 0% | 0% | 0 | 0 | 0 | 0 | 0 | 0 | 0 | 0 | 0% | 0 | 0 | 0% | Normal | 0% | 0 | 0 | 0 | [17 empty] | Commercial_Office_Existing_Food Preparation_Range_
Commercial_Office_Existing_Food Preparation_Natural Gas_Range_E8 | Commercial | Office | Existing | Food Preparation | Natural Gas | Range | E8 |  | 0% | 0% | 0% | 0 | 0 | 0 | 0 | 0 | 0 | 0 | 0 | 0% | 0 | 0 | 0% | Normal | 0% | 0 | 0 | 0 | [17 empty] | Commercial_Office_Existing_Food Preparation_Range_
Commercial_Office_Existing_Food Preparation_Natural Gas_Range_E9 | Commercial | Office | Existing | Food Preparation | Natural Gas | Range | E9 |  | 0% | 0% | 0% | 0 | 0 | 0 | 0 | 0 | 0 | 0 | 0 | 0% | 0 | 0 | 0% | Normal | 0% | 0 | 0 | 0 | [17 empty] | Commercial_Office_Existing_Food Preparation_Range_
Commercial_Office_Existing_Food Preparation_Natural Gas_Range_E10 | Commercial | Office | Existing | Food Preparation | Natural Gas | Range | E10 |  | 0% | 0% | 0% | 0 | 0 | 0 | 0 | 0 | 0 | 0 | 0 | 0% | 0 | 0 | 0% | Normal | 0% | 0 | 0 | 0 | [17 empty] | Commercial_Office_Existing_Food Preparation_Range_
Commercial_Office_Existing_Food Preparation_Natural Gas_Steamer_E1 | Commercial | Office | Existing | Food Preparation | Natural Gas | Steamer | E1 | Standard | 100% | 0% | 0% | 0.41736 | 0 | 0 | 0 | 8 | 16 | 2019 | 2021 | 100% | 0 | 0 | 0% | Normal | 0% | 0.042438 | 0 | 0 | 1 unit | 10000 | 0 | 2.7792e-05 | 1527.0152 | 13100 | 0 | 0 | 0 | 2012 | 1.1464 | IL TRM - 4.2.3 - CI-FSE-STMC-V05-190101 | DOE Commercial R&D 2016 - Table 2-10 | IL TRM - 4.2.3 - CI-FSE-STMC-V05-190101 | 1 | unit | 2.7792e-05 | Commercial_Office_Existing_Food Preparation_Steamer_Standard
Commercial_Office_Existing_Food Preparation_Natural Gas_Steamer_E2 | Commercial | Office | Existing | Food Preparation | Natural Gas | Steamer | E2 | ENERGY STAR | 20.86% | 0% | 0% | 0.44915 | 0 | -8.3783e-05 | 0 | 8 | 16 | 2019 | 2050 | 100% | 0 | 0 | 0% | Normal | 0% | 0.0088523 | 0 | 0 | 1 unit | 10000 | 0 | 2.7792e-05 | 318.5218 | 14098 | 0 | -2.6298 | 0 | 2012 | 1.1464 | IL TRM - 4.2.3 - CI-FSE-STMC-V05-190101 | IL TRM - 4.2.3 - CI-FSE-STMC-V05-190101 | IL TRM - 4.2.3 - CI-FSE-STMC-V05-190101 | 1 | unit | 2.7792e-05 | Commercial_Office_Existing_Food Preparation_Steamer_ENERGY STAR
Commercial_Office_Existing_Food Preparation_Natural Gas_Steamer_E3 | Commercial | Office | Existing | Food Preparation | Natural Gas | Steamer | E3 |  | 0% | 0% | 0% | 0 | 0 | 0 | 0 | 0 | 0 | 0 | 0 | 0% | 0 | 0 | 0% | Normal | 0% | 0 | 0 | 0 | [17 empty] | Commercial_Office_Existing_Food Preparation_Steamer_
Commercial_Office_Existing_Food Preparation_Natural Gas_Steamer_E4 | Commercial | Office | Existing | Food Preparation | Natural Gas | Steamer | E4 |  | 0% | 0% | 0% | 0 | 0 | 0 | 0 | 0 | 0 | 0 | 0 | 0% | 0 | 0 | 0% | Normal | 0% | 0 | 0 | 0 | [17 empty] | Commercial_Office_Existing_Food Preparation_Steamer_
Commercial_Office_Existing_Food Preparation_Natural Gas_Steamer_E5 | Commercial | Office | Existing | Food Preparation | Natural Gas | Steamer | E5 |  | 0% | 0% | 0% | 0 | 0 | 0 | 0 | 0 | 0 | 0 | 0 | 0% | 0 | 0 | 0% | Normal | 0% | 0 | 0 | 0 | [17 empty] | Commercial_Office_Existing_Food Preparation_Steamer_
Commercial_Office_Existing_Food Preparation_Natural Gas_Steamer_E6 | Commercial | Office | Existing | Food Preparation | Natural Gas | Steamer | E6 |  | 0% | 0% | 0% | 0 | 0 | 0 | 0 | 0 | 0 | 0 | 0 | 0% | 0 | 0 | 0% | Normal | 0% | 0 | 0 | 0 | [17 empty] | Commercial_Office_Existing_Food Preparation_Steamer_
Commercial_Office_Existing_Food Preparation_Natural Gas_Steamer_E7 | Commercial | Office | Existing | Food Preparation | Natural Gas | Steamer | E7 |  | 0% | 0% | 0% | 0 | 0 | 0 | 0 | 0 | 0 | 0 | 0 | 0% | 0 | 0 | 0% | Normal | 0% | 0 | 0 | 0 | [17 empty] | Commercial_Office_Existing_Food Preparation_Steamer_
Commercial_Office_Existing_Food Preparation_Natural Gas_Steamer_E8 | Commercial | Office | Existing | Food Preparation | Natural Gas | Steamer | E8 |  | 0% | 0% | 0% | 0 | 0 | 0 | 0 | 0 | 0 | 0 | 0 | 0% | 0 | 0 | 0% | Normal | 0% | 0 | 0 | 0 | [17 empty] | Commercial_Office_Existing_Food Preparation_Steamer_
Commercial_Office_Existing_Food Preparation_Natural Gas_Steamer_E9 | Commercial | Office | Existing | Food Preparation | Natural Gas | Steamer | E9 |  | 0% | 0% | 0% | 0 | 0 | 0 | 0 | 0 | 0 | 0 | 0 | 0% | 0 | 0 | 0% | Normal | 0% | 0 | 0 | 0 | [17 empty] | Commercial_Office_Existing_Food Preparation_Steamer_
Commercial_Office_Existing_Food Preparation_Natural Gas_Steamer_E10 | Commercial | Office | Existing | Food Preparation | Natural Gas | Steamer | E10 |  | 0% | 0% | 0% | 0 | 0 | 0 | 0 | 0 | 0 | 0 | 0 | 0% | 0 | 0 | 0% | Normal | 0% | 0 | 0 | 0 | [17 empty] | Commercial_Office_Existing_Food Preparation_Steamer_
Commercial_Office_Existing_Food Preparation_Natural Gas_Food Prep Other_E1 | Commercial | Office | Existing | Food Preparation | Natural Gas | Food Prep Other | E1 | Standard | 100% | 0% | 0% | 0.015196 | 0 | 0 | 0 | 8 | 12 | 2019 | 2050 | 100% | 0 | 0 | 0% | Normal | 0% | 0.01824 | 0 | 0 | 1 unit | 10000 | 0 | 1.2816e-05 | 1423.18 | 1000 | 0 | 0 | 0 | 2010 | 1.1857 | Default | Default | Default | 1 | unit | 1.2816e-05 | Commercial_Office_Existing_Food Preparation_Food Prep Other_Standard
Commercial_Office_Existing_Food Preparation_Natural Gas_Food Prep Other_E2 | Commercial | Office | Existing | Food Preparation | Natural Gas | Food Prep Other | E2 | ENERGY STAR | 100% | 0% | 0% | 0.015211 | 0 | 0 | 0 | 8 | 12 | 2019 | 2050 | 100% | 0 | 0 | 0% | Normal | 0% | 0.01824 | 0 | 0 | 1 unit | 10000 | 0 | 1.2816e-05 | 1423.17 | 1001 | 0 | 0 | 0 | 2010 | 1.1857 | N/A | N/A | N/A | 1 | unit | 1.2816e-05 | Commercial_Office_Existing_Food Preparation_Food Prep Other_ENERGY STAR
Commercial_Office_Existing_Food Preparation_Natural Gas_Food Prep Other_E3 | Commercial | Office | Existing | Food Preparation | Natural Gas | Food Prep Other | E3 |  | 0% | 0% | 0% | 0 | 0 | 0 | 0 | 0 | 0 | 0 | 0 | 0% | 0 | 0 | 0% | Normal | 0% | 0 | 0 | 0 | [17 empty] | Commercial_Office_Existing_Food Preparation_Food Prep Other_
Commercial_Office_Existing_Food Preparation_Natural Gas_Food Prep Other_E4 | Commercial | Office | Existing | Food Preparation | Natural Gas | Food Prep Other | E4 |  | 0% | 0% | 0% | 0 | 0 | 0 | 0 | 0 | 0 | 0 | 0 | 0% | 0 | 0 | 0% | Normal | 0% | 0 | 0 | 0 | [17 empty] | Commercial_Office_Existing_Food Preparation_Food Prep Other_
Commercial_Office_Existing_Food Preparation_Natural Gas_Food Prep Other_E5 | Commercial | Office | Existing | Food Preparation | Natural Gas | Food Prep Other | E5 |  | 0% | 0% | 0% | 0 | 0 | 0 | 0 | 0 | 0 | 0 | 0 | 0% | 0 | 0 | 0% | Normal | 0% | 0 | 0 | 0 | [17 empty] | Commercial_Office_Existing_Food Preparation_Food Prep Other_
Commercial_Office_Existing_Food Preparation_Natural Gas_Food Prep Other_E6 | Commercial | Office | Existing | Food Preparation | Natural Gas | Food Prep Other | E6 |  | 0% | 0% | 0% | 0 | 0 | 0 | 0 | 0 | 0 | 0 | 0 | 0% | 0 | 0 | 0% | Normal | 0% | 0 | 0 | 0 | [17 empty] | Commercial_Office_Existing_Food Preparation_Food Prep Other_
Commercial_Office_Existing_Food Preparation_Natural Gas_Food Prep Other_E7 | Commercial | Office | Existing | Food Preparation | Natural Gas | Food Prep Other | E7 |  | 0% | 0% | 0% | 0 | 0 | 0 | 0 | 0 | 0 | 0 | 0 | 0% | 0 | 0 | 0% | Normal | 0% | 0 | 0 | 0 | [17 empty] | Commercial_Office_Existing_Food Preparation_Food Prep Other_
Commercial_Office_Existing_Food Preparation_Natural Gas_Food Prep Other_E8 | Commercial | Office | Existing | Food Preparation | Natural Gas | Food Prep Other | E8 |  | 0% | 0% | 0% | 0 | 0 | 0 | 0 | 0 | 0 | 0 | 0 | 0% | 0 | 0 | 0% | Normal | 0% | 0 | 0 | 0 | [17 empty] | Commercial_Office_Existing_Food Preparation_Food Prep Other_
Commercial_Office_Existing_Food Preparation_Natural Gas_Food Prep Other_E9 | Commercial | Office | Existing | Food Preparation | Natural Gas | Food Prep Other | E9 |  | 0% | 0% | 0% | 0 | 0 | 0 | 0 | 0 | 0 | 0 | 0 | 0% | 0 | 0 | 0% | Normal | 0% | 0 | 0 | 0 | [17 empty] | Commercial_Office_Existing_Food Preparation_Food Prep Other_
Commercial_Office_Existing_Food Preparation_Natural Gas_Food Prep Other_E10 | Commercial | Office | Existing | Food Preparation | Natural Gas | Food Prep Other | E10 |  | 0% | 0% | 0% | 0 | 0 | 0 | 0 | 0 | 0 | 0 | 0 | 0% | 0 | 0 | 0% | Normal | 0% | 0 | 0 | 0 | [17 empty] | Commercial_Office_Existing_Food Preparation_Food Prep Other_
Commercial_Office_Existing_Miscellaneous_Natural Gas_Pool Heater_E1 | Commercial | Office | Existing | Miscellaneous | Natural Gas | Pool Heater | E1 | Standard (EF .78) | 100% | 0% | 0% | 0.00017232 | 0 | 0 | 0 | 4 | 8 | 2019 | 2050 | 100% | 0 | 0 | 0% | Normal | 0% | 0.0001294 | 0 | 0 | 1 unit | 10000 | 0 | 8.638e-09 | 14980 | 18052 | 0 | 0 | 0 | 2014 | 1.1051 | DOE Commercial R&D 2016 - Table 7-6 | DOE Commercial R&D 2016 - Table 7-7 | DOE Commercial R&D 2016 - Table 7-8 | 1 | unit | 8.638e-09 | Commercial_Office_Existing_Miscellaneous_Pool Heater_Standard (EF .78)
Commercial_Office_Existing_Miscellaneous_Natural Gas_Pool Heater_E2 | Commercial | Office | Existing | Miscellaneous | Natural Gas | Pool Heater | E2 | Condensing (EF .90) | 85% | 0% | 0% | 0.00028216 | 0 | 0 | 0 | 4 | 8 | 2019 | 2050 | 100% | 0 | 0 | 0% | Normal | 0% | 0.00010999 | 0 | 0 | 1 unit | 10000 | 0 | 8.638e-09 | 12733 | 29558 | 0 | 0 | 0 | 2014 | 1.1051 | DOE Commercial R&D 2016 - Table 7-6 | DOE Commercial R&D 2016 - Table 7-7 | DOE Commercial R&D 2016 - Table 7-9 | 1 | unit | 8.638e-09 | Commercial_Office_Existing_Miscellaneous_Pool Heater_Condensing (EF .90)
Commercial_Office_Existing_Miscellaneous_Natural Gas_Pool Heater_E3 | Commercial | Office | Existing | Miscellaneous | Natural Gas | Pool Heater | E3 |  | 0% | 0% | 0% | 0 | 0 | 0 | 0 | 0 | 0 | 0 | 0 | 0% | 0 | 0 | 0% | Normal | 0% | 0 | 0 | 0 | [17 empty] | Commercial_Office_Existing_Miscellaneous_Pool Heater_
Commercial_Office_Existing_Miscellaneous_Natural Gas_Pool Heater_E4 | Commercial | Office | Existing | Miscellaneous | Natural Gas | Pool Heater | E4 |  | 0% | 0% | 0% | 0 | 0 | 0 | 0 | 0 | 0 | 0 | 0 | 0% | 0 | 0 | 0% | Normal | 0% | 0 | 0 | 0 | [17 empty] | Commercial_Office_Existing_Miscellaneous_Pool Heater_
Commercial_Office_Existing_Miscellaneous_Natural Gas_Pool Heater_E5 | Commercial | Office | Existing | Miscellaneous | Natural Gas | Pool Heater | E5 |  | 0% | 0% | 0% | 0 | 0 | 0 | 0 | 0 | 0 | 0 | 0 | 0% | 0 | 0 | 0% | Normal | 0% | 0 | 0 | 0 | [17 empty] | Commercial_Office_Existing_Miscellaneous_Pool Heater_
Commercial_Office_Existing_Miscellaneous_Natural Gas_Pool Heater_E6 | Commercial | Office | Existing | Miscellaneous | Natural Gas | Pool Heater | E6 |  | 0% | 0% | 0% | 0 | 0 | 0 | 0 | 0 | 0 | 0 | 0 | 0% | 0 | 0 | 0% | Normal | 0% | 0 | 0 | 0 | [17 empty] | Commercial_Office_Existing_Miscellaneous_Pool Heater_
Commercial_Office_Existing_Miscellaneous_Natural Gas_Pool Heater_E7 | Commercial | Office | Existing | Miscellaneous | Natural Gas | Pool Heater | E7 |  | 0% | 0% | 0% | 0 | 0 | 0 | 0 | 0 | 0 | 0 | 0 | 0% | 0 | 0 | 0% | Normal | 0% | 0 | 0 | 0 | [17 empty] | Commercial_Office_Existing_Miscellaneous_Pool Heater_
Commercial_Office_Existing_Miscellaneous_Natural Gas_Pool Heater_E8 | Commercial | Office | Existing | Miscellaneous | Natural Gas | Pool Heater | E8 |  | 0% | 0% | 0% | 0 | 0 | 0 | 0 | 0 | 0 | 0 | 0 | 0% | 0 | 0 | 0% | Normal | 0% | 0 | 0 | 0 | [17 empty] | Commercial_Office_Existing_Miscellaneous_Pool Heater_
Commercial_Office_Existing_Miscellaneous_Natural Gas_Pool Heater_E9 | Commercial | Office | Existing | Miscellaneous | Natural Gas | Pool Heater | E9 |  | 0% | 0% | 0% | 0 | 0 | 0 | 0 | 0 | 0 | 0 | 0 | 0% | 0 | 0 | 0% | Normal | 0% | 0 | 0 | 0 | [17 empty] | Commercial_Office_Existing_Miscellaneous_Pool Heater_
Commercial_Office_Existing_Miscellaneous_Natural Gas_Pool Heater_E10 | Commercial | Office | Existing | Miscellaneous | Natural Gas | Pool Heater | E10 |  | 0% | 0% | 0% | 0 | 0 | 0 | 0 | 0 | 0 | 0 | 0 | 0% | 0 | 0 | 0% | Normal | 0% | 0 | 0 | 0 | [17 empty] | Commercial_Office_Existing_Miscellaneous_Pool Heater_
Commercial_Office_Existing_Miscellaneous_Natural Gas_Miscellaneous_E1 | Commercial | Office | Existing | Miscellaneous | Natural Gas | Miscellaneous | E1 | Miscellaneous | 100% | 0% | 0% | 0.00023006 | 0 | 0 | 0 | 2 | 8 | 2019 | 2050 | 100% | 0 | 0 | 0% | Normal | 0% | 0.00021416 | 0 | 0 | 1 unit | 10000 | 0 | 0.00021416 | 1 | 1 | 0 | 0 | 0 | 2016 | 1.0743 | N/A | N/A | N/A | 1 | unit | 0.00021416 | Commercial_Office_Existing_Miscellaneous_Miscellaneous_Miscellaneous
Commercial_Office_Existing_Miscellaneous_Natural Gas_Miscellaneous_E2 | Commercial | Office | Existing | Miscellaneous | Natural Gas | Miscellaneous | E2 |  | 0% | 0% | 0% | 0 | 0 | 0 | 0 | 0 | 0 | 0 | 0 | 0% | 0 | 0 | 0% | Normal | 0% | 0 | 0 | 0 | [17 empty] | Commercial_Office_Existing_Miscellaneous_Miscellaneous_
Commercial_Office_Existing_Miscellaneous_Natural Gas_Miscellaneous_E3 | Commercial | Office | Existing | Miscellaneous | Natural Gas | Miscellaneous | E3 |  | 0% | 0% | 0% | 0 | 0 | 0 | 0 | 0 | 0 | 0 | 0 | 0% | 0 | 0 | 0% | Normal | 0% | 0 | 0 | 0 | [17 empty] | Commercial_Office_Existing_Miscellaneous_Miscellaneous_
Commercial_Office_Existing_Miscellaneous_Natural Gas_Miscellaneous_E4 | Commercial | Office | Existing | Miscellaneous | Natural Gas | Miscellaneous | E4 |  | 0% | 0% | 0% | 0 | 0 | 0 | 0 | 0 | 0 | 0 | 0 | 0% | 0 | 0 | 0% | Normal | 0% | 0 | 0 | 0 | [17 empty] | Commercial_Office_Existing_Miscellaneous_Miscellaneous_
Commercial_Office_Existing_Miscellaneous_Natural Gas_Miscellaneous_E5 | Commercial | Office | Existing | Miscellaneous | Natural Gas | Miscellaneous | E5 |  | 0% | 0% | 0% | 0 | 0 | 0 | 0 | 0 | 0 | 0 | 0 | 0% | 0 | 0 | 0% | Normal | 0% | 0 | 0 | 0 | [17 empty] | Commercial_Office_Existing_Miscellaneous_Miscellaneous_
Commercial_Office_Existing_Miscellaneous_Natural Gas_Miscellaneous_E6 | Commercial | Office | Existing | Miscellaneous | Natural Gas | Miscellaneous | E6 |  | 0% | 0% | 0% | 0 | 0 | 0 | 0 | 0 | 0 | 0 | 0 | 0% | 0 | 0 | 0% | Normal | 0% | 0 | 0 | 0 | [17 empty] | Commercial_Office_Existing_Miscellaneous_Miscellaneous_
Commercial_Office_Existing_Miscellaneous_Natural Gas_Miscellaneous_E7 | Commercial | Office | Existing | Miscellaneous | Natural Gas | Miscellaneous | E7 |  | 0% | 0% | 0% | 0 | 0 | 0 | 0 | 0 | 0 | 0 | 0 | 0% | 0 | 0 | 0% | Normal | 0% | 0 | 0 | 0 | [17 empty] | Commercial_Office_Existing_Miscellaneous_Miscellaneous_
Commercial_Office_Existing_Miscellaneous_Natural Gas_Miscellaneous_E8 | Commercial | Office | Existing | Miscellaneous | Natural Gas | Miscellaneous | E8 |  | 0% | 0% | 0% | 0 | 0 | 0 | 0 | 0 | 0 | 0 | 0 | 0% | 0 | 0 | 0% | Normal | 0% | 0 | 0 | 0 | [17 empty] | Commercial_Office_Existing_Miscellaneous_Miscellaneous_
Commercial_Office_Existing_Miscellaneous_Natural Gas_Miscellaneous_E9 | Commercial | Office | Existing | Miscellaneous | Natural Gas | Miscellaneous | E9 |  | 0% | 0% | 0% | 0 | 0 | 0 | 0 | 0 | 0 | 0 | 0 | 0% | 0 | 0 | 0% | Normal | 0% | 0 | 0 | 0 | [17 empty] | Commercial_Office_Existing_Miscellaneous_Miscellaneous_
Commercial_Office_Existing_Miscellaneous_Natural Gas_Miscellaneous_E10 | Commercial | Office | Existing | Miscellaneous | Natural Gas | Miscellaneous | E10 |  | 0% | 0% | 0% | 0 | 0 | 0 | 0 | 0 | 0 | 0 | 0 | 0% | 0 | 0 | 0% | Normal | 0% | 0 | 0 | 0 | [17 empty] | Commercial_Office_Existing_Miscellaneous_Miscellaneous_
Commercial_Office_New_Space Heating_Natural Gas_Furnace_E1 | Commercial | Office | New | Space Heating | Natural Gas | Furnace | E1 | AFUE 80% (Standard) | 100% | 0% | 0% | 0.28417 | 0.11 | 0.030071 | 0 | 17 | 29 | 2019 | 2023 | 50% | 0 | 0 | 0% | Normal | 0% | 0.095482 | 0 | 0 | 140 kBtu/hr | 10000 | 0 | 0.0002449 | 3.2352 | 1050 | 406.4484 | 111.11 | 0 | 2014 | 1.1051 | EIA 2018 Tech Forecast | 2015 DOE Commercial Warm Air Furnace TSD - EERE-2013-BT-STD-0021-0050 | AEG BEST | 140 | kBtu/hr | 0.034286 | Commercial_Office_New_Space Heating_Furnace_AFUE 80% (Standard)
Commercial_Office_New_Space Heating_Natural Gas_Furnace_E2 | Commercial | Office | New | Space Heating | Natural Gas | Furnace | E2 | AFUE 81% (2023 Fed Standard) | 98.77% | 0% | 0% | 0.47362 | 0.11 | 0.030217 | 0 | 17 | 29 | 2019 | 2023 | 50% | 0 | 0 | 0% | Normal | 0% | 0.094303 | 0 | 0 | 140 kBtu/hr | 10000 | 0 | 0.0002449 | 3.1953 | 1750 | 406.4484 | 111.651 | 0 | 2014 | 1.1051 | EIA 2018 Tech Forecast | 2015 DOE Commercial Warm Air Furnace TSD - EERE-2013-BT-STD-0021-0050 | AEG BEST | 140 | kBtu/hr | 0.034286 | Commercial_Office_New_Space Heating_Furnace_AFUE 81% (2023 Fed Standard)
Commercial_Office_New_Space Heating_Natural Gas_Furnace_E3 | Commercial | Office | New | Space Heating | Natural Gas | Furnace | E3 | AFUE 91% (WA State Min 2023) | 87.91% | 0% | 0% | 0.66307 | 0.11 | 0.031535 | 0 | 17 | 29 | 2019 | 2050 | 50% | 0 | 0 | 0% | Normal | 0% | 0.08394 | 0 | 0 | 140 kBtu/hr | 10000 | 0 | 0.0002449 | 2.8441 | 2450 | 406.4484 | 116.52 | 0 | 2014 | 1.1051 | EIA 2018 Tech Forecast | 2015 DOE Commercial Warm Air Furnace TSD - EERE-2013-BT-STD-0021-0050 | AEG BEST | 140 | kBtu/hr | 0.034286 | Commercial_Office_New_Space Heating_Furnace_AFUE 91% (WA State Min 2023)
Commercial_Office_New_Space Heating_Natural Gas_Furnace_E4 | Commercial | Office | New | Space Heating | Natural Gas | Furnace | E4 | AFUE 96% | 83.33% | 0% | 0% | 0.41218 | 0.15106 | 0.031535 | 0 | 17 | 29 | 2019 | 2050 | 100% | 0 | 0 | 0% | Normal | 0% | 0.079568 | 0 | 0 | 140 kBtu/hr | 10000 | 0 | 0.0002449 | 2.696 | 1522.9949 | 558.1641 | 116.52 | 0 | 2014 | 1.1051 | EIA 2018 Tech Forecast | 2015 DOE Commercial Warm Air Furnace TSD - EERE-2013-BT-STD-0021-0050 | AEG BEST | 140 | kBtu/hr | 0.034286 | Commercial_Office_New_Space Heating_Furnace_AFUE 96%
Commercial_Office_New_Space Heating_Natural Gas_Furnace_E5 | Commercial | Office | New | Space Heating | Natural Gas | Furnace | E5 | Convert to Gas-Fired ASHP | 61.54% | 0% | 0% | 7.0468 | 0.69427 | 0.04426 | 0 | 17 | 29 | 2026 | 2050 | 100% | 0 | 0 | 0% | Normal | 0% | 0.058758 | 0 | 0 | 140 kBtu/hr | 10000 | 0 | 0.0002449 | 1.9909 | 27066.6667 | 2666.6667 | 170 | 0 | 2017 | 1.0631 | EIA 2018 Tech Forecast | EIA 2018/2023 Tech Forecast, Adjusted for Size | AEG BEST | 140 | kBtu/hr | 0.034286 | Commercial_Office_New_Space Heating_Furnace_Convert to Gas-Fired ASHP
Commercial_Office_New_Space Heating_Natural Gas_Furnace_E6 | Commercial | Office | New | Space Heating | Natural Gas | Furnace | E6 |  | 0% | 0% | 0% | 0 | 0 | 0 | 0 | 0 | 0 | 0 | 0 | 0% | 0 | 0 | 0% | Normal | 0% | 0 | 0 | 0 | [17 empty] | Commercial_Office_New_Space Heating_Furnace_
Commercial_Office_New_Space Heating_Natural Gas_Furnace_E7 | Commercial | Office | New | Space Heating | Natural Gas | Furnace | E7 |  | 0% | 0% | 0% | 0 | 0 | 0 | 0 | 0 | 0 | 0 | 0 | 0% | 0 | 0 | 0% | Normal | 0% | 0 | 0 | 0 | [17 empty] | Commercial_Office_New_Space Heating_Furnace_
Commercial_Office_New_Space Heating_Natural Gas_Furnace_E8 | Commercial | Office | New | Space Heating | Natural Gas | Furnace | E8 |  | 0% | 0% | 0% | 0 | 0 | 0 | 0 | 0 | 0 | 0 | 0 | 0% | 0 | 0 | 0% | Normal | 0% | 0 | 0 | 0 | [17 empty] | Commercial_Office_New_Space Heating_Furnace_
Commercial_Office_New_Space Heating_Natural Gas_Furnace_E9 | Commercial | Office | New | Space Heating | Natural Gas | Furnace | E9 |  | 0% | 0% | 0% | 0 | 0 | 0 | 0 | 0 | 0 | 0 | 0 | 0% | 0 | 0 | 0% | Normal | 0% | 0 | 0 | 0 | [17 empty] | Commercial_Office_New_Space Heating_Furnace_
Commercial_Office_New_Space Heating_Natural Gas_Furnace_E10 | Commercial | Office | New | Space Heating | Natural Gas | Furnace | E10 |  | 0% | 0% | 0% | 0 | 0 | 0 | 0 | 0 | 0 | 0 | 0 | 0% | 0 | 0 | 0% | Normal | 0% | 0 | 0 | 0 | [17 empty] | Commercial_Office_New_Space Heating_Furnace_
Commercial_Office_New_Space Heating_Natural Gas_Boiler_E1 | Commercial | Office | New | Space Heating | Natural Gas | Boiler | E1 | TE 80% | 100% | 0% | 0% | 1.0538 | 0.58873 | 0 | 0 | 19 | 31 | 2019 | 2023 | 100% | 0 | 0 | 0% | Normal | 0% | 0.42113 | 0 | 0 | 513.550054507209 kBtu/hr | 10000 | 0 | 6.6762e-05 | 10.9792 | 14516 | 8110 | 0 | 0 | 2015 | 1.0873 | RTF Wkbk - ComGasBoilersUES_v2.1 | CE_EWR Measure Cost Benchmarking - 02.08.23 | AEG BEST | 513.5501 | kBtu/hr | 0.034286 | Commercial_Office_New_Space Heating_Boiler_TE 80%
Commercial_Office_New_Space Heating_Natural Gas_Boiler_E2 | Commercial | Office | New | Space Heating | Natural Gas | Boiler | E2 | TE 84% (2023 Standard) | 95.24% | 0% | 0% | 1.1091 | 0.58873 | 0 | 0 | 19 | 31 | 2019 | 2023 | 100% | 0 | 0 | 0% | Normal | 0% | 0.40108 | 0 | 0 | 513.550054507209 kBtu/hr | 10000 | 0 | 6.6762e-05 | 10.4563 | 15279 | 8110 | 0 | 0 | 2015 | 1.0873 | RTF Wkbk - ComGasBoilersUES_v2.1 | CE_EWR Measure Cost Benchmarking - 02.08.23 | AEG BEST | 513.5501 | kBtu/hr | 0.034286 | Commercial_Office_New_Space Heating_Boiler_TE 84% (2023 Standard)
Commercial_Office_New_Space Heating_Natural Gas_Boiler_E3 | Commercial | Office | New | Space Heating | Natural Gas | Boiler | E3 | TE 94% (ENERGY STAR 1.0) | 85.11% | 0% | 0% | 2.0063 | 0.66248 | 0 | 0 | 19 | 31 | 2019 | 2050 | 100% | 0 | 0 | 0% | Normal | 0% | 0.35841 | 0 | 0 | 513.550054507209 kBtu/hr | 10000 | 0 | 6.6762e-05 | 9.344 | 27638 | 9126 | 0 | 0 | 2015 | 1.0873 | RTF Wkbk - ComGasBoilersUES_v2.1 | CE_EWR Measure Cost Benchmarking - 02.08.23 | AEG BEST | 513.5501 | kBtu/hr | 0.034286 | Commercial_Office_New_Space Heating_Boiler_TE 94% (ENERGY STAR 1.0)
Commercial_Office_New_Space Heating_Natural Gas_Boiler_E4 | Commercial | Office | New | Space Heating | Natural Gas | Boiler | E4 | TE 98% | 81.63% | 0% | 0% | 2.2563 | 0.66248 | 0 | 0 | 19 | 31 | 2019 | 2050 | 100% | 0 | 0 | 0% | Normal | 0% | 0.34378 | 0 | 0 | 513.550054507209 kBtu/hr | 10000 | 0 | 6.6762e-05 | 8.9626 | 31080.8718 | 9126 | 0 | 0 | 2015 | 1.0873 | RTF Wkbk - ComGasBoilersUES_v2.1 | CE_EWR Measure Cost Benchmarking - 02.08.23 | AEG BEST | 513.5501 | kBtu/hr | 0.034286 | Commercial_Office_New_Space Heating_Boiler_TE 98%
Commercial_Office_New_Space Heating_Natural Gas_Boiler_E5 | Commercial | Office | New | Space Heating | Natural Gas | Boiler | E5 | Convert to Gas-Fired ASHP | 61.54% | 0% | 0% | 7.2131 | 0.41401 | 0.13552 | 0 | 19 | 31 | 2019 | 2050 | 100% | 0 | 0 | 0% | Normal | 0% | 0.25916 | 0 | 0 | 800 kBtu/hr | 10000 | 0 | 4.2857e-05 | 6.7564 | 158316.7533 | 9086.959 | 2974.436 | 0 | 2017 | 1.0631 | RTF Wkbk - ComGasBoilersUES_v2.1 | AEO 2021 - gas_eng-driven_RTHP-heat 2017 typical | AEG BEST | 800 | kBtu/hr | 0.034286 | Commercial_Office_New_Space Heating_Boiler_Convert to Gas-Fired ASHP
Commercial_Office_New_Space Heating_Natural Gas_Boiler_E6 | Commercial | Office | New | Space Heating | Natural Gas | Boiler | E6 |  | 0% | 0% | 0% | 0 | 0 | 0 | 0 | 0 | 0 | 0 | 0 | 0% | 0 | 0 | 0% | Normal | 0% | 0 | 0 | 0 | [17 empty] | Commercial_Office_New_Space Heating_Boiler_
Commercial_Office_New_Space Heating_Natural Gas_Boiler_E7 | Commercial | Office | New | Space Heating | Natural Gas | Boiler | E7 |  | 0% | 0% | 0% | 0 | 0 | 0 | 0 | 0 | 0 | 0 | 0 | 0% | 0 | 0 | 0% | Normal | 0% | 0 | 0 | 0 | [17 empty] | Commercial_Office_New_Space Heating_Boiler_
Commercial_Office_New_Space Heating_Natural Gas_Boiler_E8 | Commercial | Office | New | Space Heating | Natural Gas | Boiler | E8 |  | 0% | 0% | 0% | 0 | 0 | 0 | 0 | 0 | 0 | 0 | 0 | 0% | 0 | 0 | 0% | Normal | 0% | 0 | 0 | 0 | [17 empty] | Commercial_Office_New_Space Heating_Boiler_
Commercial_Office_New_Space Heating_Natural Gas_Boiler_E9 | Commercial | Office | New | Space Heating | Natural Gas | Boiler | E9 |  | 0% | 0% | 0% | 0 | 0 | 0 | 0 | 0 | 0 | 0 | 0 | 0% | 0 | 0 | 0% | Normal | 0% | 0 | 0 | 0 | [17 empty] | Commercial_Office_New_Space Heating_Boiler_
Commercial_Office_New_Space Heating_Natural Gas_Boiler_E10 | Commercial | Office | New | Space Heating | Natural Gas | Boiler | E10 |  | 0% | 0% | 0% | 0 | 0 | 0 | 0 | 0 | 0 | 0 | 0 | 0% | 0 | 0 | 0% | Normal | 0% | 0 | 0 | 0 | [17 empty] | Commercial_Office_New_Space Heating_Boiler_
Commercial_Office_New_Space Heating_Natural Gas_Unit Heater_E1 | Commercial | Office | New | Space Heating | Natural Gas | Unit Heater | E1 | Standard | 100% | 0% | 0% | 0.28656 | 0 | 0 | 0 | 9 | 15 | 2019 | 2023 | 100% | 0 | 0 | 0% | Normal | 0% | 0.29788 | 0 | 0 | 120 kBtu/Hr | 10000 | 0 | 2.6768e-06 | 1071.1875 | 849.6 | 0 | 0 | 0 | 2018 | 1.05 | IL TRM v11 - 4.4.5 (Adjusted for WA Climate) | IL TRM v11 - 4.4.5 (Adjusted for WA Climate) | IL TRM v11 - 4.4.5 (Adjusted for WA Climate) | 120 | kBtu/Hr | 0.00032121 | Commercial_Office_New_Space Heating_Unit Heater_Standard
Commercial_Office_New_Space Heating_Natural Gas_Unit Heater_E2 | Commercial | Office | New | Space Heating | Natural Gas | Unit Heater | E2 | Condensing | 89.99% | 0% | 0% | 0.91634 | 0 | 0 | 0 | 9 | 15 | 2019 | 2050 | 100% | 0 | 0 | 0% | Normal | 0% | 0.26806 | 0 | 0 | 120 kBtu/Hr | 10000 | 0 | 2.6768e-06 | 963.9483 | 2716.8 | 0 | 0 | 0 | 2018 | 1.05 | IL TRM v11 - 4.4.5 (Adjusted for WA Climate) | IL TRM v11 - 4.4.5 (Adjusted for WA Climate) | IL TRM v11 - 4.4.5 (Adjusted for WA Climate) | 120 | kBtu/Hr | 0.00032121 | Commercial_Office_New_Space Heating_Unit Heater_Condensing
Commercial_Office_New_Space Heating_Natural Gas_Unit Heater_E3 | Commercial | Office | New | Space Heating | Natural Gas | Unit Heater | E3 | Infrared Radiant | 77.72% | 0% | 0% | 0.39584 | 0 | 0 | 0 | 9 | 15 | 2019 | 2050 | 100% | 0 | 0 | 0% | Normal | 0% | 0.23151 | 0 | 0 | 120 kBtu/Hr | 10000 | 0 | 2.6768e-06 | 832.5115 | 1173.6 | 0 | 0 | 0 | 2018 | 1.05 | IL TRM v11 - 4.4.5 (Adjusted for WA Climate) | IL TRM v11 - 4.4.5 (Adjusted for WA Climate) | IL TRM v11 - 4.4.5 (Adjusted for WA Climate) | 120 | kBtu/Hr | 0.00032121 | Commercial_Office_New_Space Heating_Unit Heater_Infrared Radiant
Commercial_Office_New_Space Heating_Natural Gas_Unit Heater_E4 | Commercial | Office | New | Space Heating | Natural Gas | Unit Heater | E4 |  | 0% | 0% | 0% | 0 | 0 | 0 | 0 | 0 | 0 | 0 | 0 | 0% | 0 | 0 | 0% | Normal | 0% | 0 | 0 | 0 | [17 empty] | Commercial_Office_New_Space Heating_Unit Heater_
Commercial_Office_New_Space Heating_Natural Gas_Unit Heater_E5 | Commercial | Office | New | Space Heating | Natural Gas | Unit Heater | E5 |  | 0% | 0% | 0% | 0 | 0 | 0 | 0 | 0 | 0 | 0 | 0 | 0% | 0 | 0 | 0% | Normal | 0% | 0 | 0 | 0 | [17 empty] | Commercial_Office_New_Space Heating_Unit Heater_
Commercial_Office_New_Space Heating_Natural Gas_Unit Heater_E6 | Commercial | Office | New | Space Heating | Natural Gas | Unit Heater | E6 |  | 0% | 0% | 0% | 0 | 0 | 0 | 0 | 0 | 0 | 0 | 0 | 0% | 0 | 0 | 0% | Normal | 0% | 0 | 0 | 0 | [17 empty] | Commercial_Office_New_Space Heating_Unit Heater_
Commercial_Office_New_Space Heating_Natural Gas_Unit Heater_E7 | Commercial | Office | New | Space Heating | Natural Gas | Unit Heater | E7 |  | 0% | 0% | 0% | 0 | 0 | 0 | 0 | 0 | 0 | 0 | 0 | 0% | 0 | 0 | 0% | Normal | 0% | 0 | 0 | 0 | [17 empty] | Commercial_Office_New_Space Heating_Unit Heater_
Commercial_Office_New_Space Heating_Natural Gas_Unit Heater_E8 | Commercial | Office | New | Space Heating | Natural Gas | Unit Heater | E8 |  | 0% | 0% | 0% | 0 | 0 | 0 | 0 | 0 | 0 | 0 | 0 | 0% | 0 | 0 | 0% | Normal | 0% | 0 | 0 | 0 | [17 empty] | Commercial_Office_New_Space Heating_Unit Heater_
Commercial_Office_New_Space Heating_Natural Gas_Unit Heater_E9 | Commercial | Office | New | Space Heating | Natural Gas | Unit Heater | E9 |  | 0% | 0% | 0% | 0 | 0 | 0 | 0 | 0 | 0 | 0 | 0 | 0% | 0 | 0 | 0% | Normal | 0% | 0 | 0 | 0 | [17 empty] | Commercial_Office_New_Space Heating_Unit Heater_
Commercial_Office_New_Space Heating_Natural Gas_Unit Heater_E10 | Commercial | Office | New | Space Heating | Natural Gas | Unit Heater | E10 |  | 0% | 0% | 0% | 0 | 0 | 0 | 0 | 0 | 0 | 0 | 0 | 0% | 0 | 0 | 0% | Normal | 0% | 0 | 0 | 0 | [17 empty] | Commercial_Office_New_Space Heating_Unit Heater_
Commercial_Office_New_Water Heating_Natural Gas_Water Heater_E1 | Commercial | Office | New | Water Heating | Natural Gas | Water Heater | E1 | TE 80% | 100% | 0% | 0% | 0.018527 | 0 | 0 | 0 | 8 | 12 | 2019 | 2050 | 100% | 0 | 0 | 0% | Normal | 0% | 0.035695 | 0 | 0 | 1 kBtu/hr | 10000 | 0 | 0.00066467 | 43.8339 | 26.22 | 0 | 0 | 0 | 2017 | 1.0631 | AEO 2022 - gas_water_heater 2017 current standard | AEO 2022 - gas_water_heater 2017 current standard | AEG BEST / Market Profile | 1 | kBtu/hr | 0.00066467 | Commercial_Office_New_Water Heating_Water Heater_TE 80%
Commercial_Office_New_Water Heating_Natural Gas_Water Heater_E2 | Commercial | Office | New | Water Heating | Natural Gas | Water Heater | E2 | TE 94% (ENERGY STAR 2.0) | 85.11% | 0% | 0% | 0.020704 | 0 | 0 | 0 | 8 | 12 | 2019 | 2050 | 100% | 0 | 0 | 0% | Normal | 0% | 0.030378 | 0 | 0 | 1 kBtu/hr | 10000 | 0 | 0.00066467 | 37.3054 | 29.3 | 0 | 0 | 0 | 2017 | 1.0631 | AEO 2022 - gas_water_heater 2017 ENERGY STAR | AEO 2022 - gas_water_heater 2017 ENERGY STAR | AEG BEST / Market Profile | 1 | kBtu/hr | 0.00066467 | Commercial_Office_New_Water Heating_Water Heater_TE 94% (ENERGY STAR 2.0)
Commercial_Office_New_Water Heating_Natural Gas_Water Heater_E3 | Commercial | Office | New | Water Heating | Natural Gas | Water Heater | E3 | TE 96% (Instantaneous) | 70.92% | 0% | 0% | 0.021642 | 0 | 0 | 0 | 8 | 12 | 2019 | 2050 | 100% | 0 | 0 | 0% | Normal | 0% | 0.025315 | 0 | 0 | 1 kBtu/hr | 10000 | 0 | 0.00066467 | 31.0879 | 30.6277 | 0 | 0 | 0 | 2017 | 1.0631 | AEO 2022 - gas_water_heater 2017 current standard | AEO interpolation based on EIA data | AEG BEST / Market Profile | 1 | kBtu/hr | 0.00066467 | Commercial_Office_New_Water Heating_Water Heater_TE 96% (Instantaneous)
Commercial_Office_New_Water Heating_Natural Gas_Water Heater_E4 | Commercial | Office | New | Water Heating | Natural Gas | Water Heater | E4 | UEF 1.0+ (Gas-Fired HPWH) | 53.53% | 0% | 0% | 0.039844 | 0 | 0 | 0 | 11 | 19 | 2026 | 2050 | 100% | 0 | 0 | 0% | Normal | 0% | 0.019106 | 0 | 0 | 1 kBtu/hr | 10000 | 0 | 0.00066467 | 23.4625 | 56.3879 | 0 | 0 | 0 | 2017 | 1.0631 | AEO 2022 - HP water heater 2020 typical | NEEA Report #E20-309, Robur Heat Pump Field Trial. March 11, 2020. | AEG BEST / Market Profile | 1 | kBtu/hr | 0.00066467 | Commercial_Office_New_Water Heating_Water Heater_UEF 1.0+ (Gas-Fired HPWH)
Commercial_Office_New_Water Heating_Natural Gas_Water Heater_E5 | Commercial | Office | New | Water Heating | Natural Gas | Water Heater | E5 |  | 0% | 0% | 0% | 0 | 0 | 0 | 0 | 0 | 0 | 0 | 0 | 0% | 0 | 0 | 0% | Normal | 0% | 0 | 0 | 0 | [17 empty] | Commercial_Office_New_Water Heating_Water Heater_
Commercial_Office_New_Water Heating_Natural Gas_Water Heater_E6 | Commercial | Office | New | Water Heating | Natural Gas | Water Heater | E6 |  | 0% | 0% | 0% | 0 | 0 | 0 | 0 | 0 | 0 | 0 | 0 | 0% | 0 | 0 | 0% | Normal | 0% | 0 | 0 | 0 | [17 empty] | Commercial_Office_New_Water Heating_Water Heater_
Commercial_Office_New_Water Heating_Natural Gas_Water Heater_E7 | Commercial | Office | New | Water Heating | Natural Gas | Water Heater | E7 |  | 0% | 0% | 0% | 0 | 0 | 0 | 0 | 0 | 0 | 0 | 0 | 0% | 0 | 0 | 0% | Normal | 0% | 0 | 0 | 0 | [17 empty] | Commercial_Office_New_Water Heating_Water Heater_
Commercial_Office_New_Water Heating_Natural Gas_Water Heater_E8 | Commercial | Office | New | Water Heating | Natural Gas | Water Heater | E8 |  | 0% | 0% | 0% | 0 | 0 | 0 | 0 | 0 | 0 | 0 | 0 | 0% | 0 | 0 | 0% | Normal | 0% | 0 | 0 | 0 | [17 empty] | Commercial_Office_New_Water Heating_Water Heater_
Commercial_Office_New_Water Heating_Natural Gas_Water Heater_E9 | Commercial | Office | New | Water Heating | Natural Gas | Water Heater | E9 |  | 0% | 0% | 0% | 0 | 0 | 0 | 0 | 0 | 0 | 0 | 0 | 0% | 0 | 0 | 0% | Normal | 0% | 0 | 0 | 0 | [17 empty] | Commercial_Office_New_Water Heating_Water Heater_
Commercial_Office_New_Water Heating_Natural Gas_Water Heater_E10 | Commercial | Office | New | Water Heating | Natural Gas | Water Heater | E10 |  | 0% | 0% | 0% | 0 | 0 | 0 | 0 | 0 | 0 | 0 | 0 | 0% | 0 | 0 | 0% | Normal | 0% | 0 | 0 | 0 | [17 empty] | Commercial_Office_New_Water Heating_Water Heater_
Commercial_Office_New_Food Preparation_Natural Gas_Oven_E1 | Commercial | Office | New | Food Preparation | Natural Gas | Oven | E1 | Standard | 100% | 0% | 0% | 0.40296 | 0 | 0 | 0 | 8 | 13 | 2019 | 2050 | 100% | 0 | 0 | 0% | Normal | 0% | 0.01676 | 0 | 0 | 1 unit | 10000 | 0 | 2.226e-05 | 752.9515 | 16851 | 0 | 0 | 0 | 2016 | 1.0743 | RTF WkBk - ComCookingCombinationOven_v5_0 | ENERGY STAR Version 3.0 Commercial Ovens Final Specification Data Package | RTF WkBk - ComCookingCombinationOven_v5_0 | 1 | unit | 2.226e-05 | Commercial_Office_New_Food Preparation_Oven_Standard
Commercial_Office_New_Food Preparation_Natural Gas_Oven_E2 | Commercial | Office | New | Food Preparation | Natural Gas | Oven | E2 | ENERGY STAR (3.0) | 57.26% | 0% | 0% | 0.41989 | 0 | 0 | 0 | 8 | 13 | 2019 | 2050 | 100% | 0 | 0 | 0% | Normal | 0% | 0.0095975 | 0 | 0 | 1 unit | 10000 | 0 | 2.226e-05 | 431.1611 | 17559.1305 | 0 | 0 | 0 | 2016 | 1.0743 | RTF WkBk - ComCookingCombinationOven_v5_0 | RTF WkBk - ComCookingCombinationOven_v5_0 | RTF WkBk - ComCookingCombinationOven_v5_0 | 1 | unit | 2.226e-05 | Commercial_Office_New_Food Preparation_Oven_ENERGY STAR (3.0)
Commercial_Office_New_Food Preparation_Natural Gas_Oven_E3 | Commercial | Office | New | Food Preparation | Natural Gas | Oven | E3 |  | 0% | 0% | 0% | 0 | 0 | 0 | 0 | 0 | 0 | 0 | 0 | 0% | 0 | 0 | 0% | Normal | 0% | 0 | 0 | 0 | [17 empty] | Commercial_Office_New_Food Preparation_Oven_
Commercial_Office_New_Food Preparation_Natural Gas_Oven_E4 | Commercial | Office | New | Food Preparation | Natural Gas | Oven | E4 |  | 0% | 0% | 0% | 0 | 0 | 0 | 0 | 0 | 0 | 0 | 0 | 0% | 0 | 0 | 0% | Normal | 0% | 0 | 0 | 0 | [17 empty] | Commercial_Office_New_Food Preparation_Oven_
Commercial_Office_New_Food Preparation_Natural Gas_Oven_E5 | Commercial | Office | New | Food Preparation | Natural Gas | Oven | E5 |  | 0% | 0% | 0% | 0 | 0 | 0 | 0 | 0 | 0 | 0 | 0 | 0% | 0 | 0 | 0% | Normal | 0% | 0 | 0 | 0 | [17 empty] | Commercial_Office_New_Food Preparation_Oven_
Commercial_Office_New_Food Preparation_Natural Gas_Oven_E6 | Commercial | Office | New | Food Preparation | Natural Gas | Oven | E6 |  | 0% | 0% | 0% | 0 | 0 | 0 | 0 | 0 | 0 | 0 | 0 | 0% | 0 | 0 | 0% | Normal | 0% | 0 | 0 | 0 | [17 empty] | Commercial_Office_New_Food Preparation_Oven_
Commercial_Office_New_Food Preparation_Natural Gas_Oven_E7 | Commercial | Office | New | Food Preparation | Natural Gas | Oven | E7 |  | 0% | 0% | 0% | 0 | 0 | 0 | 0 | 0 | 0 | 0 | 0 | 0% | 0 | 0 | 0% | Normal | 0% | 0 | 0 | 0 | [17 empty] | Commercial_Office_New_Food Preparation_Oven_
Commercial_Office_New_Food Preparation_Natural Gas_Oven_E8 | Commercial | Office | New | Food Preparation | Natural Gas | Oven | E8 |  | 0% | 0% | 0% | 0 | 0 | 0 | 0 | 0 | 0 | 0 | 0 | 0% | 0 | 0 | 0% | Normal | 0% | 0 | 0 | 0 | [17 empty] | Commercial_Office_New_Food Preparation_Oven_
Commercial_Office_New_Food Preparation_Natural Gas_Oven_E9 | Commercial | Office | New | Food Preparation | Natural Gas | Oven | E9 |  | 0% | 0% | 0% | 0 | 0 | 0 | 0 | 0 | 0 | 0 | 0 | 0% | 0 | 0 | 0% | Normal | 0% | 0 | 0 | 0 | [17 empty] | Commercial_Office_New_Food Preparation_Oven_
Commercial_Office_New_Food Preparation_Natural Gas_Oven_E10 | Commercial | Office | New | Food Preparation | Natural Gas | Oven | E10 |  | 0% | 0% | 0% | 0 | 0 | 0 | 0 | 0 | 0 | 0 | 0 | 0% | 0 | 0 | 0% | Normal | 0% | 0 | 0 | 0 | [17 empty] | Commercial_Office_New_Food Preparation_Oven_
Commercial_Office_New_Food Preparation_Natural Gas_Conveyor Oven_E1 | Commercial | Office | New | Food Preparation | Natural Gas | Conveyor Oven | E1 | Standard | 100% | 0% | 0% | 0.095807 | 0 | 0 | 0 | 15 | 19 | 2019 | 2050 | 100% | 0 | 0 | 0% | Normal | 0% | 0.024982 | 0 | 0 | 1 unit | 10000 | 0 | 8.6579e-06 | 2885.475 | 10177 | 0 | 0 | 0 | 2015 | 1.0873 | IL TRM - 4.2.4 - CI-FSE-CVOV-V02-180101 | PGE Workpaper, PGECOFST117 R5, 2015 | MN TRM 3.1 - Gas Conveyor Oven v1.1 | 1 | unit | 8.6579e-06 | Commercial_Office_New_Food Preparation_Conveyor Oven_Standard
Commercial_Office_New_Food Preparation_Natural Gas_Conveyor Oven_E2 | Commercial | Office | New | Food Preparation | Natural Gas | Conveyor Oven | E2 | Efficient (>44% Baking Efficiency) | 76.02% | 0% | 0% | 0.1168 | 0 | 0 | 0 | 15 | 19 | 2019 | 2050 | 100% | 0 | 0 | 0% | Normal | 0% | 0.01899 | 0 | 0 | 1 unit | 10000 | 0 | 8.6579e-06 | 2193.4093 | 12407 | 0 | 0 | 0 | 2015 | 1.0873 | IL TRM - 4.2.4 - CI-FSE-CVOV-V02-180101 | PGE Workpaper, PGECOFST117 R5, 2015 | MN TRM 3.1 - Gas Conveyor Oven v1.1 | 1 | unit | 8.6579e-06 | Commercial_Office_New_Food Preparation_Conveyor Oven_Efficient (>44% Baking Efficiency)
Commercial_Office_New_Food Preparation_Natural Gas_Conveyor Oven_E3 | Commercial | Office | New | Food Preparation | Natural Gas | Conveyor Oven | E3 |  | 0% | 0% | 0% | 0 | 0 | 0 | 0 | 0 | 0 | 0 | 0 | 0% | 0 | 0 | 0% | Normal | 0% | 0 | 0 | 0 | [17 empty] | Commercial_Office_New_Food Preparation_Conveyor Oven_
Commercial_Office_New_Food Preparation_Natural Gas_Conveyor Oven_E4 | Commercial | Office | New | Food Preparation | Natural Gas | Conveyor Oven | E4 |  | 0% | 0% | 0% | 0 | 0 | 0 | 0 | 0 | 0 | 0 | 0 | 0% | 0 | 0 | 0% | Normal | 0% | 0 | 0 | 0 | [17 empty] | Commercial_Office_New_Food Preparation_Conveyor Oven_
Commercial_Office_New_Food Preparation_Natural Gas_Conveyor Oven_E5 | Commercial | Office | New | Food Preparation | Natural Gas | Conveyor Oven | E5 |  | 0% | 0% | 0% | 0 | 0 | 0 | 0 | 0 | 0 | 0 | 0 | 0% | 0 | 0 | 0% | Normal | 0% | 0 | 0 | 0 | [17 empty] | Commercial_Office_New_Food Preparation_Conveyor Oven_
Commercial_Office_New_Food Preparation_Natural Gas_Conveyor Oven_E6 | Commercial | Office | New | Food Preparation | Natural Gas | Conveyor Oven | E6 |  | 0% | 0% | 0% | 0 | 0 | 0 | 0 | 0 | 0 | 0 | 0 | 0% | 0 | 0 | 0% | Normal | 0% | 0 | 0 | 0 | [17 empty] | Commercial_Office_New_Food Preparation_Conveyor Oven_
Commercial_Office_New_Food Preparation_Natural Gas_Conveyor Oven_E7 | Commercial | Office | New | Food Preparation | Natural Gas | Conveyor Oven | E7 |  | 0% | 0% | 0% | 0 | 0 | 0 | 0 | 0 | 0 | 0 | 0 | 0% | 0 | 0 | 0% | Normal | 0% | 0 | 0 | 0 | [17 empty] | Commercial_Office_New_Food Preparation_Conveyor Oven_
Commercial_Office_New_Food Preparation_Natural Gas_Conveyor Oven_E8 | Commercial | Office | New | Food Preparation | Natural Gas | Conveyor Oven | E8 |  | 0% | 0% | 0% | 0 | 0 | 0 | 0 | 0 | 0 | 0 | 0 | 0% | 0 | 0 | 0% | Normal | 0% | 0 | 0 | 0 | [17 empty] | Commercial_Office_New_Food Preparation_Conveyor Oven_
Commercial_Office_New_Food Preparation_Natural Gas_Conveyor Oven_E9 | Commercial | Office | New | Food Preparation | Natural Gas | Conveyor Oven | E9 |  | 0% | 0% | 0% | 0 | 0 | 0 | 0 | 0 | 0 | 0 | 0 | 0% | 0 | 0 | 0% | Normal | 0% | 0 | 0 | 0 | [17 empty] | Commercial_Office_New_Food Preparation_Conveyor Oven_
Commercial_Office_New_Food Preparation_Natural Gas_Conveyor Oven_E10 | Commercial | Office | New | Food Preparation | Natural Gas | Conveyor Oven | E10 |  | 0% | 0% | 0% | 0 | 0 | 0 | 0 | 0 | 0 | 0 | 0 | 0% | 0 | 0 | 0% | Normal | 0% | 0 | 0 | 0 | [17 empty] | Commercial_Office_New_Food Preparation_Conveyor Oven_
Commercial_Office_New_Food Preparation_Natural Gas_Double Rack Oven_E1 | Commercial | Office | New | Food Preparation | Natural Gas | Double Rack Oven | E1 | Standard | 100% | 0% | 0% | 0.14092 | 0 | 0 | 0 | 10 | 14 | 2019 | 2050 | 100% | 0 | 0 | 0% | Normal | 0% | 0.044522 | 0 | 0 | 1 unit | 10000 | 0 | 1.0483e-05 | 4247.1 | 12513 | 0 | 0 | 0 | 2016 | 1.0743 | IL TRM - 4.2.18 - CI-FSE-RKOV-VO2-180101 | PGE Workpaper, PGECOFST109 R6, 2016 | IL TRM - 4.2.18 - CI-FSE-RKOV-VO2-180101 | 1 | unit | 1.0483e-05 | Commercial_Office_New_Food Preparation_Double Rack Oven_Standard
Commercial_Office_New_Food Preparation_Natural Gas_Double Rack Oven_E2 | Commercial | Office | New | Food Preparation | Natural Gas | Double Rack Oven | E2 | FTSC Qualified (>50% Cooking Efficiency) | 54.55% | 0% | 0% | 0.1874 | 0 | 0 | 0 | 10 | 14 | 2019 | 2050 | 100% | 0 | 0 | 0% | Normal | 0% | 0.024285 | 0 | 0 | 1 unit | 10000 | 0 | 1.0483e-05 | 2316.6 | 16641 | 0 | 0 | 0 | 2016 | 1.0743 | IL TRM - 4.2.18 - CI-FSE-RKOV-VO2-180101 | PGE Workpaper, PGECOFST109 R6, 2016 | IL TRM - 4.2.18 - CI-FSE-RKOV-VO2-180101 | 1 | unit | 1.0483e-05 | Commercial_Office_New_Food Preparation_Double Rack Oven_FTSC Qualified (>50% Cooking Efficiency)
Commercial_Office_New_Food Preparation_Natural Gas_Double Rack Oven_E3 | Commercial | Office | New | Food Preparation | Natural Gas | Double Rack Oven | E3 |  | 0% | 0% | 0% | 0 | 0 | 0 | 0 | 0 | 0 | 0 | 0 | 0% | 0 | 0 | 0% | Normal | 0% | 0 | 0 | 0 | [17 empty] | Commercial_Office_New_Food Preparation_Double Rack Oven_
Commercial_Office_New_Food Preparation_Natural Gas_Double Rack Oven_E4 | Commercial | Office | New | Food Preparation | Natural Gas | Double Rack Oven | E4 |  | 0% | 0% | 0% | 0 | 0 | 0 | 0 | 0 | 0 | 0 | 0 | 0% | 0 | 0 | 0% | Normal | 0% | 0 | 0 | 0 | [17 empty] | Commercial_Office_New_Food Preparation_Double Rack Oven_
Commercial_Office_New_Food Preparation_Natural Gas_Double Rack Oven_E5 | Commercial | Office | New | Food Preparation | Natural Gas | Double Rack Oven | E5 |  | 0% | 0% | 0% | 0 | 0 | 0 | 0 | 0 | 0 | 0 | 0 | 0% | 0 | 0 | 0% | Normal | 0% | 0 | 0 | 0 | [17 empty] | Commercial_Office_New_Food Preparation_Double Rack Oven_
Commercial_Office_New_Food Preparation_Natural Gas_Double Rack Oven_E6 | Commercial | Office | New | Food Preparation | Natural Gas | Double Rack Oven | E6 |  | 0% | 0% | 0% | 0 | 0 | 0 | 0 | 0 | 0 | 0 | 0 | 0% | 0 | 0 | 0% | Normal | 0% | 0 | 0 | 0 | [17 empty] | Commercial_Office_New_Food Preparation_Double Rack Oven_
Commercial_Office_New_Food Preparation_Natural Gas_Double Rack Oven_E7 | Commercial | Office | New | Food Preparation | Natural Gas | Double Rack Oven | E7 |  | 0% | 0% | 0% | 0 | 0 | 0 | 0 | 0 | 0 | 0 | 0 | 0% | 0 | 0 | 0% | Normal | 0% | 0 | 0 | 0 | [17 empty] | Commercial_Office_New_Food Preparation_Double Rack Oven_
Commercial_Office_New_Food Preparation_Natural Gas_Double Rack Oven_E8 | Commercial | Office | New | Food Preparation | Natural Gas | Double Rack Oven | E8 |  | 0% | 0% | 0% | 0 | 0 | 0 | 0 | 0 | 0 | 0 | 0 | 0% | 0 | 0 | 0% | Normal | 0% | 0 | 0 | 0 | [17 empty] | Commercial_Office_New_Food Preparation_Double Rack Oven_
Commercial_Office_New_Food Preparation_Natural Gas_Double Rack Oven_E9 | Commercial | Office | New | Food Preparation | Natural Gas | Double Rack Oven | E9 |  | 0% | 0% | 0% | 0 | 0 | 0 | 0 | 0 | 0 | 0 | 0 | 0% | 0 | 0 | 0% | Normal | 0% | 0 | 0 | 0 | [17 empty] | Commercial_Office_New_Food Preparation_Double Rack Oven_
Commercial_Office_New_Food Preparation_Natural Gas_Double Rack Oven_E10 | Commercial | Office | New | Food Preparation | Natural Gas | Double Rack Oven | E10 |  | 0% | 0% | 0% | 0 | 0 | 0 | 0 | 0 | 0 | 0 | 0 | 0% | 0 | 0 | 0% | Normal | 0% | 0 | 0 | 0 | [17 empty] | Commercial_Office_New_Food Preparation_Double Rack Oven_
Commercial_Office_New_Food Preparation_Natural Gas_Fryer_E1 | Commercial | Office | New | Food Preparation | Natural Gas | Fryer | E1 | Standard | 100% | 0% | 0% | 0.089099 | 0 | 0 | 0 | 7 | 11 | 2019 | 2021 | 100% | 0 | 0 | 0% | Normal | 0% | 0.022166 | 0 | 0 | 1 unit | 10000 | 0 | 2.3283e-05 | 951.9922 | 3562.1384 | 0 | 0 | 0 | 2016 | 1.0743 | RTF WkBk - ComCookingFryer_v5_0 | RTF WkBk - ComCookingFryer_v5_0 | RTF WkBk - ComCookingFryer_v5_0 | 1 | unit | 2.3283e-05 | Commercial_Office_New_Food Preparation_Fryer_Standard
Commercial_Office_New_Food Preparation_Natural Gas_Fryer_E2 | Commercial | Office | New | Food Preparation | Natural Gas | Fryer | E2 | ENERGY STAR (3.0) | 67.2% | 0% | 0% | 0.10626 | 0 | 0 | 0 | 7 | 11 | 2019 | 2050 | 100% | 0 | 0 | 0% | Normal | 0% | 0.014895 | 0 | 0 | 1 unit | 10000 | 0 | 2.3283e-05 | 639.7296 | 4248.3333 | 0 | 0 | 0 | 2016 | 1.0743 | RTF WkBk - ComCookingFryer_v5_0 | RTF WkBk - ComCookingFryer_v5_0 | RTF WkBk - ComCookingFryer_v5_0 | 1 | unit | 2.3283e-05 | Commercial_Office_New_Food Preparation_Fryer_ENERGY STAR (3.0)
Commercial_Office_New_Food Preparation_Natural Gas_Fryer_E3 | Commercial | Office | New | Food Preparation | Natural Gas | Fryer | E3 |  | 0% | 0% | 0% | 0 | 0 | 0 | 0 | 0 | 0 | 0 | 0 | 0% | 0 | 0 | 0% | Normal | 0% | 0 | 0 | 0 | [17 empty] | Commercial_Office_New_Food Preparation_Fryer_
Commercial_Office_New_Food Preparation_Natural Gas_Fryer_E4 | Commercial | Office | New | Food Preparation | Natural Gas | Fryer | E4 |  | 0% | 0% | 0% | 0 | 0 | 0 | 0 | 0 | 0 | 0 | 0 | 0% | 0 | 0 | 0% | Normal | 0% | 0 | 0 | 0 | [17 empty] | Commercial_Office_New_Food Preparation_Fryer_
Commercial_Office_New_Food Preparation_Natural Gas_Fryer_E5 | Commercial | Office | New | Food Preparation | Natural Gas | Fryer | E5 |  | 0% | 0% | 0% | 0 | 0 | 0 | 0 | 0 | 0 | 0 | 0 | 0% | 0 | 0 | 0% | Normal | 0% | 0 | 0 | 0 | [17 empty] | Commercial_Office_New_Food Preparation_Fryer_
Commercial_Office_New_Food Preparation_Natural Gas_Fryer_E6 | Commercial | Office | New | Food Preparation | Natural Gas | Fryer | E6 |  | 0% | 0% | 0% | 0 | 0 | 0 | 0 | 0 | 0 | 0 | 0 | 0% | 0 | 0 | 0% | Normal | 0% | 0 | 0 | 0 | [17 empty] | Commercial_Office_New_Food Preparation_Fryer_
Commercial_Office_New_Food Preparation_Natural Gas_Fryer_E7 | Commercial | Office | New | Food Preparation | Natural Gas | Fryer | E7 |  | 0% | 0% | 0% | 0 | 0 | 0 | 0 | 0 | 0 | 0 | 0 | 0% | 0 | 0 | 0% | Normal | 0% | 0 | 0 | 0 | [17 empty] | Commercial_Office_New_Food Preparation_Fryer_
Commercial_Office_New_Food Preparation_Natural Gas_Fryer_E8 | Commercial | Office | New | Food Preparation | Natural Gas | Fryer | E8 |  | 0% | 0% | 0% | 0 | 0 | 0 | 0 | 0 | 0 | 0 | 0 | 0% | 0 | 0 | 0% | Normal | 0% | 0 | 0 | 0 | [17 empty] | Commercial_Office_New_Food Preparation_Fryer_
Commercial_Office_New_Food Preparation_Natural Gas_Fryer_E9 | Commercial | Office | New | Food Preparation | Natural Gas | Fryer | E9 |  | 0% | 0% | 0% | 0 | 0 | 0 | 0 | 0 | 0 | 0 | 0 | 0% | 0 | 0 | 0% | Normal | 0% | 0 | 0 | 0 | [17 empty] | Commercial_Office_New_Food Preparation_Fryer_
Commercial_Office_New_Food Preparation_Natural Gas_Fryer_E10 | Commercial | Office | New | Food Preparation | Natural Gas | Fryer | E10 |  | 0% | 0% | 0% | 0 | 0 | 0 | 0 | 0 | 0 | 0 | 0 | 0% | 0 | 0 | 0% | Normal | 0% | 0 | 0 | 0 | [17 empty] | Commercial_Office_New_Food Preparation_Fryer_
Commercial_Office_New_Food Preparation_Natural Gas_Broiler_E1 | Commercial | Office | New | Food Preparation | Natural Gas | Broiler | E1 | Standard | 100% | 0% | 0% | 0.09955 | 0 | 0 | 0 | 10 | 14 | 2019 | 2050 | 100% | 0 | 0 | 0% | Normal | 0% | 0.022958 | 0 | 0 | 1 unit | 10000 | 0 | 3.413e-05 | 672.672 | 2500 | 0 | 0 | 0 | 2011 | 1.1667 | IL TRM - 4.2.14 - CI-FSE-IRBL-V02-180101 | Estimate | IL TRM - 4.2.14 - CI-FSE-IRBL-V02-180101 | 1 | unit | 3.413e-05 | Commercial_Office_New_Food Preparation_Broiler_Standard
Commercial_Office_New_Food Preparation_Natural Gas_Broiler_E2 | Commercial | Office | New | Food Preparation | Natural Gas | Broiler | E2 | Infrared Burners | 64.29% | 0% | 0% | 0.13937 | 0 | 0 | 0 | 10 | 14 | 2019 | 2050 | 100% | 0 | 0 | 0% | Normal | 0% | 0.014759 | 0 | 0 | 1 unit | 10000 | 0 | 3.413e-05 | 432.432 | 3500 | 0 | 0 | 0 | 2011 | 1.1667 | IL TRM - 4.2.14 - CI-FSE-IRBL-V02-180101 | IL TRM - 4.2.14 - CI-FSE-IRBL-V02-180101 | IL TRM - 4.2.14 - CI-FSE-IRBL-V02-180101 | 1 | unit | 3.413e-05 | Commercial_Office_New_Food Preparation_Broiler_Infrared Burners
Commercial_Office_New_Food Preparation_Natural Gas_Broiler_E3 | Commercial | Office | New | Food Preparation | Natural Gas | Broiler | E3 |  | 0% | 0% | 0% | 0 | 0 | 0 | 0 | 0 | 0 | 0 | 0 | 0% | 0 | 0 | 0% | Normal | 0% | 0 | 0 | 0 | [17 empty] | Commercial_Office_New_Food Preparation_Broiler_
Commercial_Office_New_Food Preparation_Natural Gas_Broiler_E4 | Commercial | Office | New | Food Preparation | Natural Gas | Broiler | E4 |  | 0% | 0% | 0% | 0 | 0 | 0 | 0 | 0 | 0 | 0 | 0 | 0% | 0 | 0 | 0% | Normal | 0% | 0 | 0 | 0 | [17 empty] | Commercial_Office_New_Food Preparation_Broiler_
Commercial_Office_New_Food Preparation_Natural Gas_Broiler_E5 | Commercial | Office | New | Food Preparation | Natural Gas | Broiler | E5 |  | 0% | 0% | 0% | 0 | 0 | 0 | 0 | 0 | 0 | 0 | 0 | 0% | 0 | 0 | 0% | Normal | 0% | 0 | 0 | 0 | [17 empty] | Commercial_Office_New_Food Preparation_Broiler_
Commercial_Office_New_Food Preparation_Natural Gas_Broiler_E6 | Commercial | Office | New | Food Preparation | Natural Gas | Broiler | E6 |  | 0% | 0% | 0% | 0 | 0 | 0 | 0 | 0 | 0 | 0 | 0 | 0% | 0 | 0 | 0% | Normal | 0% | 0 | 0 | 0 | [17 empty] | Commercial_Office_New_Food Preparation_Broiler_
Commercial_Office_New_Food Preparation_Natural Gas_Broiler_E7 | Commercial | Office | New | Food Preparation | Natural Gas | Broiler | E7 |  | 0% | 0% | 0% | 0 | 0 | 0 | 0 | 0 | 0 | 0 | 0 | 0% | 0 | 0 | 0% | Normal | 0% | 0 | 0 | 0 | [17 empty] | Commercial_Office_New_Food Preparation_Broiler_
Commercial_Office_New_Food Preparation_Natural Gas_Broiler_E8 | Commercial | Office | New | Food Preparation | Natural Gas | Broiler | E8 |  | 0% | 0% | 0% | 0 | 0 | 0 | 0 | 0 | 0 | 0 | 0 | 0% | 0 | 0 | 0% | Normal | 0% | 0 | 0 | 0 | [17 empty] | Commercial_Office_New_Food Preparation_Broiler_
Commercial_Office_New_Food Preparation_Natural Gas_Broiler_E9 | Commercial | Office | New | Food Preparation | Natural Gas | Broiler | E9 |  | 0% | 0% | 0% | 0 | 0 | 0 | 0 | 0 | 0 | 0 | 0 | 0% | 0 | 0 | 0% | Normal | 0% | 0 | 0 | 0 | [17 empty] | Commercial_Office_New_Food Preparation_Broiler_
Commercial_Office_New_Food Preparation_Natural Gas_Broiler_E10 | Commercial | Office | New | Food Preparation | Natural Gas | Broiler | E10 |  | 0% | 0% | 0% | 0 | 0 | 0 | 0 | 0 | 0 | 0 | 0 | 0% | 0 | 0 | 0% | Normal | 0% | 0 | 0 | 0 | [17 empty] | Commercial_Office_New_Food Preparation_Broiler_
Commercial_Office_New_Food Preparation_Natural Gas_Griddle_E1 | Commercial | Office | New | Food Preparation | Natural Gas | Griddle | E1 | Standard | 100% | 0% | 0% | 0.072463 | 0 | 0 | 0 | 10 | 14 | 2019 | 2050 | 100% | 0 | 0 | 0% | Normal | 0% | 0.015412 | 0 | 0 | 1 unit | 10000 | 0 | 1.2511e-05 | 1231.891 | 5150 | 0 | 0 | 0 | 2013 | 1.1247 | IL TRM - 4.2.8 - CI-FSE-ESGR-V04-200101 | COOK_GRD-Food Preparation-EIA14-2014 Ref. Case-5 | IL TRM - 4.2.8 - CI-FSE-ESGR-V04-200101 | 1 | unit | 1.2511e-05 | Commercial_Office_New_Food Preparation_Griddle_Standard
Commercial_Office_New_Food Preparation_Natural Gas_Griddle_E2 | Commercial | Office | New | Food Preparation | Natural Gas | Griddle | E2 | ENERGY STAR | 86.37% | 0% | 0% | 0.077529 | 0 | 0 | 0 | 10 | 14 | 2019 | 2050 | 100% | 0 | 0 | 0% | Normal | 0% | 0.013311 | 0 | 0 | 1 unit | 10000 | 0 | 1.2511e-05 | 1063.9446 | 5510 | 0 | 0 | 0 | 2013 | 1.1247 | IL TRM - 4.2.8 - CI-FSE-ESGR-V04-200101 | COOK_GRD-Food Preparation-EIA14-2014 Ref. Case-5 | IL TRM - 4.2.8 - CI-FSE-ESGR-V04-200101 | 1 | unit | 1.2511e-05 | Commercial_Office_New_Food Preparation_Griddle_ENERGY STAR
Commercial_Office_New_Food Preparation_Natural Gas_Griddle_E3 | Commercial | Office | New | Food Preparation | Natural Gas | Griddle | E3 |  | 0% | 0% | 0% | 0 | 0 | 0 | 0 | 0 | 0 | 0 | 0 | 0% | 0 | 0 | 0% | Normal | 0% | 0 | 0 | 0 | [17 empty] | Commercial_Office_New_Food Preparation_Griddle_
Commercial_Office_New_Food Preparation_Natural Gas_Griddle_E4 | Commercial | Office | New | Food Preparation | Natural Gas | Griddle | E4 |  | 0% | 0% | 0% | 0 | 0 | 0 | 0 | 0 | 0 | 0 | 0 | 0% | 0 | 0 | 0% | Normal | 0% | 0 | 0 | 0 | [17 empty] | Commercial_Office_New_Food Preparation_Griddle_
Commercial_Office_New_Food Preparation_Natural Gas_Griddle_E5 | Commercial | Office | New | Food Preparation | Natural Gas | Griddle | E5 |  | 0% | 0% | 0% | 0 | 0 | 0 | 0 | 0 | 0 | 0 | 0 | 0% | 0 | 0 | 0% | Normal | 0% | 0 | 0 | 0 | [17 empty] | Commercial_Office_New_Food Preparation_Griddle_
Commercial_Office_New_Food Preparation_Natural Gas_Griddle_E6 | Commercial | Office | New | Food Preparation | Natural Gas | Griddle | E6 |  | 0% | 0% | 0% | 0 | 0 | 0 | 0 | 0 | 0 | 0 | 0 | 0% | 0 | 0 | 0% | Normal | 0% | 0 | 0 | 0 | [17 empty] | Commercial_Office_New_Food Preparation_Griddle_
Commercial_Office_New_Food Preparation_Natural Gas_Griddle_E7 | Commercial | Office | New | Food Preparation | Natural Gas | Griddle | E7 |  | 0% | 0% | 0% | 0 | 0 | 0 | 0 | 0 | 0 | 0 | 0 | 0% | 0 | 0 | 0% | Normal | 0% | 0 | 0 | 0 | [17 empty] | Commercial_Office_New_Food Preparation_Griddle_
Commercial_Office_New_Food Preparation_Natural Gas_Griddle_E8 | Commercial | Office | New | Food Preparation | Natural Gas | Griddle | E8 |  | 0% | 0% | 0% | 0 | 0 | 0 | 0 | 0 | 0 | 0 | 0 | 0% | 0 | 0 | 0% | Normal | 0% | 0 | 0 | 0 | [17 empty] | Commercial_Office_New_Food Preparation_Griddle_
Commercial_Office_New_Food Preparation_Natural Gas_Griddle_E9 | Commercial | Office | New | Food Preparation | Natural Gas | Griddle | E9 |  | 0% | 0% | 0% | 0 | 0 | 0 | 0 | 0 | 0 | 0 | 0 | 0% | 0 | 0 | 0% | Normal | 0% | 0 | 0 | 0 | [17 empty] | Commercial_Office_New_Food Preparation_Griddle_
Commercial_Office_New_Food Preparation_Natural Gas_Griddle_E10 | Commercial | Office | New | Food Preparation | Natural Gas | Griddle | E10 |  | 0% | 0% | 0% | 0 | 0 | 0 | 0 | 0 | 0 | 0 | 0 | 0% | 0 | 0 | 0% | Normal | 0% | 0 | 0 | 0 | [17 empty] | Commercial_Office_New_Food Preparation_Griddle_
Commercial_Office_New_Food Preparation_Natural Gas_Range_E1 | Commercial | Office | New | Food Preparation | Natural Gas | Range | E1 | Standard | 100% | 0% | 0% | 0.11888 | 0 | 0 | 0 | 8 | 12 | 2019 | 2050 | 100% | 0 | 0 | 0% | Normal | 0% | 0.018012 | 0 | 0 | 1 unit | 10000 | 0 | 1.501e-05 | 1200 | 7450 | 0 | 0 | 0 | 2017 | 1.0631 | COOK_OVN-Food Preparation-AEO17-1 | EIA 2018 Tech Forecast | Navigant 2009 | 1 | unit | 1.501e-05 | Commercial_Office_New_Food Preparation_Range_Standard
Commercial_Office_New_Food Preparation_Natural Gas_Range_E2 | Commercial | Office | New | Food Preparation | Natural Gas | Range | E2 | High Efficiency | 75% | 0% | 0% | 0.11889 | 0 | 0 | 0 | 8 | 12 | 2019 | 2050 | 100% | 0 | 0 | 0% | Normal | 0% | 0.013509 | 0 | 0 | 1 unit | 10000 | 0 | 1.501e-05 | 900 | 7451 | 0 | 0 | 0 | 2017 | 1.0631 | COOK_OVN-Food Preparation-AEO17-1 | EIA 2018 Tech Forecast | EIA 2018 Tech Forecast | 1 | unit | 1.501e-05 | Commercial_Office_New_Food Preparation_Range_High Efficiency
Commercial_Office_New_Food Preparation_Natural Gas_Range_E3 | Commercial | Office | New | Food Preparation | Natural Gas | Range | E3 |  | 0% | 0% | 0% | 0 | 0 | 0 | 0 | 0 | 0 | 0 | 0 | 0% | 0 | 0 | 0% | Normal | 0% | 0 | 0 | 0 | [17 empty] | Commercial_Office_New_Food Preparation_Range_
Commercial_Office_New_Food Preparation_Natural Gas_Range_E4 | Commercial | Office | New | Food Preparation | Natural Gas | Range | E4 |  | 0% | 0% | 0% | 0 | 0 | 0 | 0 | 0 | 0 | 0 | 0 | 0% | 0 | 0 | 0% | Normal | 0% | 0 | 0 | 0 | [17 empty] | Commercial_Office_New_Food Preparation_Range_
Commercial_Office_New_Food Preparation_Natural Gas_Range_E5 | Commercial | Office | New | Food Preparation | Natural Gas | Range | E5 |  | 0% | 0% | 0% | 0 | 0 | 0 | 0 | 0 | 0 | 0 | 0 | 0% | 0 | 0 | 0% | Normal | 0% | 0 | 0 | 0 | [17 empty] | Commercial_Office_New_Food Preparation_Range_
Commercial_Office_New_Food Preparation_Natural Gas_Range_E6 | Commercial | Office | New | Food Preparation | Natural Gas | Range | E6 |  | 0% | 0% | 0% | 0 | 0 | 0 | 0 | 0 | 0 | 0 | 0 | 0% | 0 | 0 | 0% | Normal | 0% | 0 | 0 | 0 | [17 empty] | Commercial_Office_New_Food Preparation_Range_
Commercial_Office_New_Food Preparation_Natural Gas_Range_E7 | Commercial | Office | New | Food Preparation | Natural Gas | Range | E7 |  | 0% | 0% | 0% | 0 | 0 | 0 | 0 | 0 | 0 | 0 | 0 | 0% | 0 | 0 | 0% | Normal | 0% | 0 | 0 | 0 | [17 empty] | Commercial_Office_New_Food Preparation_Range_
Commercial_Office_New_Food Preparation_Natural Gas_Range_E8 | Commercial | Office | New | Food Preparation | Natural Gas | Range | E8 |  | 0% | 0% | 0% | 0 | 0 | 0 | 0 | 0 | 0 | 0 | 0 | 0% | 0 | 0 | 0% | Normal | 0% | 0 | 0 | 0 | [17 empty] | Commercial_Office_New_Food Preparation_Range_
Commercial_Office_New_Food Preparation_Natural Gas_Range_E9 | Commercial | Office | New | Food Preparation | Natural Gas | Range | E9 |  | 0% | 0% | 0% | 0 | 0 | 0 | 0 | 0 | 0 | 0 | 0 | 0% | 0 | 0 | 0% | Normal | 0% | 0 | 0 | 0 | [17 empty] | Commercial_Office_New_Food Preparation_Range_
Commercial_Office_New_Food Preparation_Natural Gas_Range_E10 | Commercial | Office | New | Food Preparation | Natural Gas | Range | E10 |  | 0% | 0% | 0% | 0 | 0 | 0 | 0 | 0 | 0 | 0 | 0 | 0% | 0 | 0 | 0% | Normal | 0% | 0 | 0 | 0 | [17 empty] | Commercial_Office_New_Food Preparation_Range_
Commercial_Office_New_Food Preparation_Natural Gas_Steamer_E1 | Commercial | Office | New | Food Preparation | Natural Gas | Steamer | E1 | Standard | 100% | 0% | 0% | 0.41736 | 0 | 0 | 0 | 8 | 16 | 2019 | 2021 | 100% | 0 | 0 | 0% | Normal | 0% | 0.042438 | 0 | 0 | 1 unit | 10000 | 0 | 2.7792e-05 | 1527.0152 | 13100 | 0 | 0 | 0 | 2012 | 1.1464 | IL TRM - 4.2.3 - CI-FSE-STMC-V05-190101 | DOE Commercial R&D 2016 - Table 2-10 | IL TRM - 4.2.3 - CI-FSE-STMC-V05-190101 | 1 | unit | 2.7792e-05 | Commercial_Office_New_Food Preparation_Steamer_Standard
Commercial_Office_New_Food Preparation_Natural Gas_Steamer_E2 | Commercial | Office | New | Food Preparation | Natural Gas | Steamer | E2 | ENERGY STAR | 20.86% | 0% | 0% | 0.44915 | 0 | -8.3783e-05 | 0 | 8 | 16 | 2019 | 2050 | 100% | 0 | 0 | 0% | Normal | 0% | 0.0088523 | 0 | 0 | 1 unit | 10000 | 0 | 2.7792e-05 | 318.5218 | 14098 | 0 | -2.6298 | 0 | 2012 | 1.1464 | IL TRM - 4.2.3 - CI-FSE-STMC-V05-190101 | IL TRM - 4.2.3 - CI-FSE-STMC-V05-190101 | IL TRM - 4.2.3 - CI-FSE-STMC-V05-190101 | 1 | unit | 2.7792e-05 | Commercial_Office_New_Food Preparation_Steamer_ENERGY STAR
Commercial_Office_New_Food Preparation_Natural Gas_Steamer_E3 | Commercial | Office | New | Food Preparation | Natural Gas | Steamer | E3 |  | 0% | 0% | 0% | 0 | 0 | 0 | 0 | 0 | 0 | 0 | 0 | 0% | 0 | 0 | 0% | Normal | 0% | 0 | 0 | 0 | [17 empty] | Commercial_Office_New_Food Preparation_Steamer_
Commercial_Office_New_Food Preparation_Natural Gas_Steamer_E4 | Commercial | Office | New | Food Preparation | Natural Gas | Steamer | E4 |  | 0% | 0% | 0% | 0 | 0 | 0 | 0 | 0 | 0 | 0 | 0 | 0% | 0 | 0 | 0% | Normal | 0% | 0 | 0 | 0 | [17 empty] | Commercial_Office_New_Food Preparation_Steamer_
Commercial_Office_New_Food Preparation_Natural Gas_Steamer_E5 | Commercial | Office | New | Food Preparation | Natural Gas | Steamer | E5 |  | 0% | 0% | 0% | 0 | 0 | 0 | 0 | 0 | 0 | 0 | 0 | 0% | 0 | 0 | 0% | Normal | 0% | 0 | 0 | 0 | [17 empty] | Commercial_Office_New_Food Preparation_Steamer_
Commercial_Office_New_Food Preparation_Natural Gas_Steamer_E6 | Commercial | Office | New | Food Preparation | Natural Gas | Steamer | E6 |  | 0% | 0% | 0% | 0 | 0 | 0 | 0 | 0 | 0 | 0 | 0 | 0% | 0 | 0 | 0% | Normal | 0% | 0 | 0 | 0 | [17 empty] | Commercial_Office_New_Food Preparation_Steamer_
Commercial_Office_New_Food Preparation_Natural Gas_Steamer_E7 | Commercial | Office | New | Food Preparation | Natural Gas | Steamer | E7 |  | 0% | 0% | 0% | 0 | 0 | 0 | 0 | 0 | 0 | 0 | 0 | 0% | 0 | 0 | 0% | Normal | 0% | 0 | 0 | 0 | [17 empty] | Commercial_Office_New_Food Preparation_Steamer_
Commercial_Office_New_Food Preparation_Natural Gas_Steamer_E8 | Commercial | Office | New | Food Preparation | Natural Gas | Steamer | E8 |  | 0% | 0% | 0% | 0 | 0 | 0 | 0 | 0 | 0 | 0 | 0 | 0% | 0 | 0 | 0% | Normal | 0% | 0 | 0 | 0 | [17 empty] | Commercial_Office_New_Food Preparation_Steamer_
Commercial_Office_New_Food Preparation_Natural Gas_Steamer_E9 | Commercial | Office | New | Food Preparation | Natural Gas | Steamer | E9 |  | 0% | 0% | 0% | 0 | 0 | 0 | 0 | 0 | 0 | 0 | 0 | 0% | 0 | 0 | 0% | Normal | 0% | 0 | 0 | 0 | [17 empty] | Commercial_Office_New_Food Preparation_Steamer_
Commercial_Office_New_Food Preparation_Natural Gas_Steamer_E10 | Commercial | Office | New | Food Preparation | Natural Gas | Steamer | E10 |  | 0% | 0% | 0% | 0 | 0 | 0 | 0 | 0 | 0 | 0 | 0 | 0% | 0 | 0 | 0% | Normal | 0% | 0 | 0 | 0 | [17 empty] | Commercial_Office_New_Food Preparation_Steamer_
Commercial_Office_New_Food Preparation_Natural Gas_Food Prep Other_E1 | Commercial | Office | New | Food Preparation | Natural Gas | Food Prep Other | E1 | Standard | 100% | 0% | 0% | 0.015196 | 0 | 0 | 0 | 8 | 12 | 2019 | 2050 | 100% | 0 | 0 | 0% | Normal | 0% | 0.01824 | 0 | 0 | 1 unit | 10000 | 0 | 1.2816e-05 | 1423.18 | 1000 | 0 | 0 | 0 | 2010 | 1.1857 | Default | Default | Default | 1 | unit | 1.2816e-05 | Commercial_Office_New_Food Preparation_Food Prep Other_Standard
Commercial_Office_New_Food Preparation_Natural Gas_Food Prep Other_E2 | Commercial | Office | New | Food Preparation | Natural Gas | Food Prep Other | E2 | ENERGY STAR | 100% | 0% | 0% | 0.015211 | 0 | 0 | 0 | 8 | 12 | 2019 | 2050 | 100% | 0 | 0 | 0% | Normal | 0% | 0.01824 | 0 | 0 | 1 unit | 10000 | 0 | 1.2816e-05 | 1423.17 | 1001 | 0 | 0 | 0 | 2010 | 1.1857 | N/A | N/A | N/A | 1 | unit | 1.2816e-05 | Commercial_Office_New_Food Preparation_Food Prep Other_ENERGY STAR
Commercial_Office_New_Food Preparation_Natural Gas_Food Prep Other_E3 | Commercial | Office | New | Food Preparation | Natural Gas | Food Prep Other | E3 |  | 0% | 0% | 0% | 0 | 0 | 0 | 0 | 0 | 0 | 0 | 0 | 0% | 0 | 0 | 0% | Normal | 0% | 0 | 0 | 0 | [17 empty] | Commercial_Office_New_Food Preparation_Food Prep Other_
Commercial_Office_New_Food Preparation_Natural Gas_Food Prep Other_E4 | Commercial | Office | New | Food Preparation | Natural Gas | Food Prep Other | E4 |  | 0% | 0% | 0% | 0 | 0 | 0 | 0 | 0 | 0 | 0 | 0 | 0% | 0 | 0 | 0% | Normal | 0% | 0 | 0 | 0 | [17 empty] | Commercial_Office_New_Food Preparation_Food Prep Other_
Commercial_Office_New_Food Preparation_Natural Gas_Food Prep Other_E5 | Commercial | Office | New | Food Preparation | Natural Gas | Food Prep Other | E5 |  | 0% | 0% | 0% | 0 | 0 | 0 | 0 | 0 | 0 | 0 | 0 | 0% | 0 | 0 | 0% | Normal | 0% | 0 | 0 | 0 | [17 empty] | Commercial_Office_New_Food Preparation_Food Prep Other_
Commercial_Office_New_Food Preparation_Natural Gas_Food Prep Other_E6 | Commercial | Office | New | Food Preparation | Natural Gas | Food Prep Other | E6 |  | 0% | 0% | 0% | 0 | 0 | 0 | 0 | 0 | 0 | 0 | 0 | 0% | 0 | 0 | 0% | Normal | 0% | 0 | 0 | 0 | [17 empty] | Commercial_Office_New_Food Preparation_Food Prep Other_
Commercial_Office_New_Food Preparation_Natural Gas_Food Prep Other_E7 | Commercial | Office | New | Food Preparation | Natural Gas | Food Prep Other | E7 |  | 0% | 0% | 0% | 0 | 0 | 0 | 0 | 0 | 0 | 0 | 0 | 0% | 0 | 0 | 0% | Normal | 0% | 0 | 0 | 0 | [17 empty] | Commercial_Office_New_Food Preparation_Food Prep Other_
Commercial_Office_New_Food Preparation_Natural Gas_Food Prep Other_E8 | Commercial | Office | New | Food Preparation | Natural Gas | Food Prep Other | E8 |  | 0% | 0% | 0% | 0 | 0 | 0 | 0 | 0 | 0 | 0 | 0 | 0% | 0 | 0 | 0% | Normal | 0% | 0 | 0 | 0 | [17 empty] | Commercial_Office_New_Food Preparation_Food Prep Other_
Commercial_Office_New_Food Preparation_Natural Gas_Food Prep Other_E9 | Commercial | Office | New | Food Preparation | Natural Gas | Food Prep Other | E9 |  | 0% | 0% | 0% | 0 | 0 | 0 | 0 | 0 | 0 | 0 | 0 | 0% | 0 | 0 | 0% | Normal | 0% | 0 | 0 | 0 | [17 empty] | Commercial_Office_New_Food Preparation_Food Prep Other_
Commercial_Office_New_Food Preparation_Natural Gas_Food Prep Other_E10 | Commercial | Office | New | Food Preparation | Natural Gas | Food Prep Other | E10 |  | 0% | 0% | 0% | 0 | 0 | 0 | 0 | 0 | 0 | 0 | 0 | 0% | 0 | 0 | 0% | Normal | 0% | 0 | 0 | 0 | [17 empty] | Commercial_Office_New_Food Preparation_Food Prep Other_
Commercial_Office_New_Miscellaneous_Natural Gas_Pool Heater_E1 | Commercial | Office | New | Miscellaneous | Natural Gas | Pool Heater | E1 | Standard (EF .78) | 100% | 0% | 0% | 0.00017232 | 0 | 0 | 0 | 4 | 8 | 2019 | 2050 | 100% | 0 | 0 | 0% | Normal | 0% | 0.0001294 | 0 | 0 | 1 unit | 10000 | 0 | 8.638e-09 | 14980 | 18052 | 0 | 0 | 0 | 2014 | 1.1051 | DOE Commercial R&D 2016 - Table 7-6 | DOE Commercial R&D 2016 - Table 7-7 | DOE Commercial R&D 2016 - Table 7-8 | 1 | unit | 8.638e-09 | Commercial_Office_New_Miscellaneous_Pool Heater_Standard (EF .78)
Commercial_Office_New_Miscellaneous_Natural Gas_Pool Heater_E2 | Commercial | Office | New | Miscellaneous | Natural Gas | Pool Heater | E2 | Condensing (EF .90) | 85% | 0% | 0% | 0.00028216 | 0 | 0 | 0 | 4 | 8 | 2019 | 2050 | 100% | 0 | 0 | 0% | Normal | 0% | 0.00010999 | 0 | 0 | 1 unit | 10000 | 0 | 8.638e-09 | 12733 | 29558 | 0 | 0 | 0 | 2014 | 1.1051 | DOE Commercial R&D 2016 - Table 7-6 | DOE Commercial R&D 2016 - Table 7-7 | DOE Commercial R&D 2016 - Table 7-9 | 1 | unit | 8.638e-09 | Commercial_Office_New_Miscellaneous_Pool Heater_Condensing (EF .90)
Commercial_Office_New_Miscellaneous_Natural Gas_Pool Heater_E3 | Commercial | Office | New | Miscellaneous | Natural Gas | Pool Heater | E3 |  | 0% | 0% | 0% | 0 | 0 | 0 | 0 | 0 | 0 | 0 | 0 | 0% | 0 | 0 | 0% | Normal | 0% | 0 | 0 | 0 | [17 empty] | Commercial_Office_New_Miscellaneous_Pool Heater_
Commercial_Office_New_Miscellaneous_Natural Gas_Pool Heater_E4 | Commercial | Office | New | Miscellaneous | Natural Gas | Pool Heater | E4 |  | 0% | 0% | 0% | 0 | 0 | 0 | 0 | 0 | 0 | 0 | 0 | 0% | 0 | 0 | 0% | Normal | 0% | 0 | 0 | 0 | [17 empty] | Commercial_Office_New_Miscellaneous_Pool Heater_
Commercial_Office_New_Miscellaneous_Natural Gas_Pool Heater_E5 | Commercial | Office | New | Miscellaneous | Natural Gas | Pool Heater | E5 |  | 0% | 0% | 0% | 0 | 0 | 0 | 0 | 0 | 0 | 0 | 0 | 0% | 0 | 0 | 0% | Normal | 0% | 0 | 0 | 0 | [17 empty] | Commercial_Office_New_Miscellaneous_Pool Heater_
Commercial_Office_New_Miscellaneous_Natural Gas_Pool Heater_E6 | Commercial | Office | New | Miscellaneous | Natural Gas | Pool Heater | E6 |  | 0% | 0% | 0% | 0 | 0 | 0 | 0 | 0 | 0 | 0 | 0 | 0% | 0 | 0 | 0% | Normal | 0% | 0 | 0 | 0 | [17 empty] | Commercial_Office_New_Miscellaneous_Pool Heater_
Commercial_Office_New_Miscellaneous_Natural Gas_Pool Heater_E7 | Commercial | Office | New | Miscellaneous | Natural Gas | Pool Heater | E7 |  | 0% | 0% | 0% | 0 | 0 | 0 | 0 | 0 | 0 | 0 | 0 | 0% | 0 | 0 | 0% | Normal | 0% | 0 | 0 | 0 | [17 empty] | Commercial_Office_New_Miscellaneous_Pool Heater_
Commercial_Office_New_Miscellaneous_Natural Gas_Pool Heater_E8 | Commercial | Office | New | Miscellaneous | Natural Gas | Pool Heater | E8 |  | 0% | 0% | 0% | 0 | 0 | 0 | 0 | 0 | 0 | 0 | 0 | 0% | 0 | 0 | 0% | Normal | 0% | 0 | 0 | 0 | [17 empty] | Commercial_Office_New_Miscellaneous_Pool Heater_
Commercial_Office_New_Miscellaneous_Natural Gas_Pool Heater_E9 | Commercial | Office | New | Miscellaneous | Natural Gas | Pool Heater | E9 |  | 0% | 0% | 0% | 0 | 0 | 0 | 0 | 0 | 0 | 0 | 0 | 0% | 0 | 0 | 0% | Normal | 0% | 0 | 0 | 0 | [17 empty] | Commercial_Office_New_Miscellaneous_Pool Heater_
Commercial_Office_New_Miscellaneous_Natural Gas_Pool Heater_E10 | Commercial | Office | New | Miscellaneous | Natural Gas | Pool Heater | E10 |  | 0% | 0% | 0% | 0 | 0 | 0 | 0 | 0 | 0 | 0 | 0 | 0% | 0 | 0 | 0% | Normal | 0% | 0 | 0 | 0 | [17 empty] | Commercial_Office_New_Miscellaneous_Pool Heater_
Commercial_Office_New_Miscellaneous_Natural Gas_Miscellaneous_E1 | Commercial | Office | New | Miscellaneous | Natural Gas | Miscellaneous | E1 | Miscellaneous | 100% | 0% | 0% | 1.0743 | 0 | 0 | 0 | 2 | 8 | 2019 | 2050 | 100% | 0 | 0 | 0% | Normal | 0% | 0.00021416 | 0 | 0 | 1 unit | 10000 | 0 | 1 | 1 | 1 | 0 | 0 | 0 | 2016 | 1.0743 | N/A | N/A | N/A | 1 | unit | 1 | Commercial_Office_New_Miscellaneous_Miscellaneous_Miscellaneous
Commercial_Office_New_Miscellaneous_Natural Gas_Miscellaneous_E2 | Commercial | Office | New | Miscellaneous | Natural Gas | Miscellaneous | E2 |  | 0% | 0% | 0% | 0 | 0 | 0 | 0 | 0 | 0 | 0 | 0 | 0% | 0 | 0 | 0% | Normal | 0% | 0 | 0 | 0 | [17 empty] | Commercial_Office_New_Miscellaneous_Miscellaneous_
Commercial_Office_New_Miscellaneous_Natural Gas_Miscellaneous_E3 | Commercial | Office | New | Miscellaneous | Natural Gas | Miscellaneous | E3 |  | 0% | 0% | 0% | 0 | 0 | 0 | 0 | 0 | 0 | 0 | 0 | 0% | 0 | 0 | 0% | Normal | 0% | 0 | 0 | 0 | [17 empty] | Commercial_Office_New_Miscellaneous_Miscellaneous_
Commercial_Office_New_Miscellaneous_Natural Gas_Miscellaneous_E4 | Commercial | Office | New | Miscellaneous | Natural Gas | Miscellaneous | E4 |  | 0% | 0% | 0% | 0 | 0 | 0 | 0 | 0 | 0 | 0 | 0 | 0% | 0 | 0 | 0% | Normal | 0% | 0 | 0 | 0 | [17 empty] | Commercial_Office_New_Miscellaneous_Miscellaneous_
Commercial_Office_New_Miscellaneous_Natural Gas_Miscellaneous_E5 | Commercial | Office | New | Miscellaneous | Natural Gas | Miscellaneous | E5 |  | 0% | 0% | 0% | 0 | 0 | 0 | 0 | 0 | 0 | 0 | 0 | 0% | 0 | 0 | 0% | Normal | 0% | 0 | 0 | 0 | [17 empty] | Commercial_Office_New_Miscellaneous_Miscellaneous_
Commercial_Office_New_Miscellaneous_Natural Gas_Miscellaneous_E6 | Commercial | Office | New | Miscellaneous | Natural Gas | Miscellaneous | E6 |  | 0% | 0% | 0% | 0 | 0 | 0 | 0 | 0 | 0 | 0 | 0 | 0% | 0 | 0 | 0% | Normal | 0% | 0 | 0 | 0 | [17 empty] | Commercial_Office_New_Miscellaneous_Miscellaneous_
Commercial_Office_New_Miscellaneous_Natural Gas_Miscellaneous_E7 | Commercial | Office | New | Miscellaneous | Natural Gas | Miscellaneous | E7 |  | 0% | 0% | 0% | 0 | 0 | 0 | 0 | 0 | 0 | 0 | 0 | 0% | 0 | 0 | 0% | Normal | 0% | 0 | 0 | 0 | [17 empty] | Commercial_Office_New_Miscellaneous_Miscellaneous_
Commercial_Office_New_Miscellaneous_Natural Gas_Miscellaneous_E8 | Commercial | Office | New | Miscellaneous | Natural Gas | Miscellaneous | E8 |  | 0% | 0% | 0% | 0 | 0 | 0 | 0 | 0 | 0 | 0 | 0 | 0% | 0 | 0 | 0% | Normal | 0% | 0 | 0 | 0 | [17 empty] | Commercial_Office_New_Miscellaneous_Miscellaneous_
Commercial_Office_New_Miscellaneous_Natural Gas_Miscellaneous_E9 | Commercial | Office | New | Miscellaneous | Natural Gas | Miscellaneous | E9 |  | 0% | 0% | 0% | 0 | 0 | 0 | 0 | 0 | 0 | 0 | 0 | 0% | 0 | 0 | 0% | Normal | 0% | 0 | 0 | 0 | [17 empty] | Commercial_Office_New_Miscellaneous_Miscellaneous_
Commercial_Office_New_Miscellaneous_Natural Gas_Miscellaneous_E10 | Commercial | Office | New | Miscellaneous | Natural Gas | Miscellaneous | E10 |  | 0% | 0% | 0% | 0 | 0 | 0 | 0 | 0 | 0 | 0 | 0 | 0% | 0 | 0 | 0% | Normal | 0% | 0 | 0 | 0 | [17 empty] | Commercial_Office_New_Miscellaneous_Miscellaneous_
Commercial_Retail_Existing_Space Heating_Natural Gas_Furnace_E1 | Commercial | Retail | Existing | Space Heating | Natural Gas | Furnace | E1 | AFUE 80% (Standard) | 100% | 0% | 0% | 0.39784 | 0.154 | 0.042099 | 0 | 17 | 29 | 2019 | 2023 | 45% | 0 | 0 | 0% | Normal | 0% | 0.14971 | 0 | 0 | 140 kBtu/hr | 100000 | 0 | 0.00034286 | 3.3401 | 1050 | 406.4484 | 111.11 | 0 | 2014 | 1.1051 | EIA 2018 Tech Forecast | 2015 DOE Commercial Warm Air Furnace TSD - EERE-2013-BT-STD-0021-0050 | AEG BEST | 140 | kBtu/hr | 0.048 | Commercial_Retail_Existing_Space Heating_Furnace_AFUE 80% (Standard)
Commercial_Retail_Existing_Space Heating_Natural Gas_Furnace_E2 | Commercial | Retail | Existing | Space Heating | Natural Gas | Furnace | E2 | AFUE 81% (2023 Fed Standard) | 98.77% | 0% | 0% | 0.66307 | 0.154 | 0.042304 | 0 | 17 | 29 | 2019 | 2023 | 45% | 0 | 0 | 0% | Normal | 0% | 0.14786 | 0 | 0 | 140 kBtu/hr | 100000 | 0 | 0.00034286 | 3.2989 | 1750 | 406.4484 | 111.651 | 0 | 2014 | 1.1051 | EIA 2018 Tech Forecast | 2015 DOE Commercial Warm Air Furnace TSD - EERE-2013-BT-STD-0021-0050 | AEG BEST | 140 | kBtu/hr | 0.048 | Commercial_Retail_Existing_Space Heating_Furnace_AFUE 81% (2023 Fed Standard)
Commercial_Retail_Existing_Space Heating_Natural Gas_Furnace_E3 | Commercial | Retail | Existing | Space Heating | Natural Gas | Furnace | E3 | AFUE 91% (WA State Min 2023) | 87.91% | 0% | 0% | 0.92829 | 0.154 | 0.044149 | 0 | 17 | 29 | 2019 | 2050 | 45% | 0 | 0 | 0% | Normal | 0% | 0.13161 | 0 | 0 | 140 kBtu/hr | 100000 | 0 | 0.00034286 | 2.9364 | 2450 | 406.4484 | 116.52 | 0 | 2014 | 1.1051 | EIA 2018 Tech Forecast | 2015 DOE Commercial Warm Air Furnace TSD - EERE-2013-BT-STD-0021-0050 | AEG BEST | 140 | kBtu/hr | 0.048 | Commercial_Retail_Existing_Space Heating_Furnace_AFUE 91% (WA State Min 2023)
Commercial_Retail_Existing_Space Heating_Natural Gas_Furnace_E4 | Commercial | Retail | Existing | Space Heating | Natural Gas | Furnace | E4 | AFUE 96% | 83.33% | 0% | 0% | 0.57706 | 0.21149 | 0.044149 | 0 | 17 | 29 | 2019 | 2050 | 100% | 0 | 0 | 0% | Normal | 0% | 0.12475 | 0 | 0 | 140 kBtu/hr | 100000 | 0 | 0.00034286 | 2.7834 | 1522.9949 | 558.1641 | 116.52 | 0 | 2014 | 1.1051 | EIA 2018 Tech Forecast | 2015 DOE Commercial Warm Air Furnace TSD - EERE-2013-BT-STD-0021-0050 | AEG BEST | 140 | kBtu/hr | 0.048 | Commercial_Retail_Existing_Space Heating_Furnace_AFUE 96%
Commercial_Retail_Existing_Space Heating_Natural Gas_Furnace_E5 | Commercial | Retail | Existing | Space Heating | Natural Gas | Furnace | E5 | Convert to Gas-Fired ASHP | 61.54% | 0% | 0% | 9.8656 | 0.97198 | 0.061964 | 0 | 17 | 29 | 2026 | 2050 | 100% | 0 | 0 | 0% | Normal | 0% | 0.092126 | 0 | 0 | 140 kBtu/hr | 100000 | 0 | 0.00034286 | 2.0555 | 27066.6667 | 2666.6667 | 170 | 0 | 2017 | 1.0631 | EIA 2018 Tech Forecast | EIA 2018/2023 Tech Forecast, Adjusted for Size | AEG BEST | 140 | kBtu/hr | 0.048 | Commercial_Retail_Existing_Space Heating_Furnace_Convert to Gas-Fired ASHP
Commercial_Retail_Existing_Space Heating_Natural Gas_Furnace_E6 | Commercial | Retail | Existing | Space Heating | Natural Gas | Furnace | E6 |  | 0% | 0% | 0% | 0 | 0 | 0 | 0 | 0 | 0 | 0 | 0 | 0% | 0 | 0 | 0% | Normal | 0% | 0 | 0 | 0 | [17 empty] | Commercial_Retail_Existing_Space Heating_Furnace_
Commercial_Retail_Existing_Space Heating_Natural Gas_Furnace_E7 | Commercial | Retail | Existing | Space Heating | Natural Gas | Furnace | E7 |  | 0% | 0% | 0% | 0 | 0 | 0 | 0 | 0 | 0 | 0 | 0 | 0% | 0 | 0 | 0% | Normal | 0% | 0 | 0 | 0 | [17 empty] | Commercial_Retail_Existing_Space Heating_Furnace_
Commercial_Retail_Existing_Space Heating_Natural Gas_Furnace_E8 | Commercial | Retail | Existing | Space Heating | Natural Gas | Furnace | E8 |  | 0% | 0% | 0% | 0 | 0 | 0 | 0 | 0 | 0 | 0 | 0 | 0% | 0 | 0 | 0% | Normal | 0% | 0 | 0 | 0 | [17 empty] | Commercial_Retail_Existing_Space Heating_Furnace_
Commercial_Retail_Existing_Space Heating_Natural Gas_Furnace_E9 | Commercial | Retail | Existing | Space Heating | Natural Gas | Furnace | E9 |  | 0% | 0% | 0% | 0 | 0 | 0 | 0 | 0 | 0 | 0 | 0 | 0% | 0 | 0 | 0% | Normal | 0% | 0 | 0 | 0 | [17 empty] | Commercial_Retail_Existing_Space Heating_Furnace_
Commercial_Retail_Existing_Space Heating_Natural Gas_Furnace_E10 | Commercial | Retail | Existing | Space Heating | Natural Gas | Furnace | E10 |  | 0% | 0% | 0% | 0 | 0 | 0 | 0 | 0 | 0 | 0 | 0 | 0% | 0 | 0 | 0% | Normal | 0% | 0 | 0 | 0 | [17 empty] | Commercial_Retail_Existing_Space Heating_Furnace_
Commercial_Retail_Existing_Space Heating_Natural Gas_Boiler_E1 | Commercial | Retail | Existing | Space Heating | Natural Gas | Boiler | E1 | TE 80% | 100% | 0% | 0% | 1.4753 | 0.82422 | 0 | 0 | 19 | 31 | 2019 | 2023 | 100% | 0 | 0 | 0% | Normal | 0% | 0.63902 | 0 | 0 | 513.550054507209 kBtu/hr | 100000 | 0 | 9.3467e-05 | 10.8024 | 14516 | 8110 | 0 | 0 | 2015 | 1.0873 | RTF Wkbk - ComGasBoilersUES_v2.1 | CE_EWR Measure Cost Benchmarking - 02.08.23 | AEG BEST | 513.5501 | kBtu/hr | 0.048 | Commercial_Retail_Existing_Space Heating_Boiler_TE 80%
Commercial_Retail_Existing_Space Heating_Natural Gas_Boiler_E2 | Commercial | Retail | Existing | Space Heating | Natural Gas | Boiler | E2 | TE 84% (2023 Standard) | 95.24% | 0% | 0% | 1.5528 | 0.82422 | 0 | 0 | 19 | 31 | 2019 | 2023 | 100% | 0 | 0 | 0% | Normal | 0% | 0.60859 | 0 | 0 | 513.550054507209 kBtu/hr | 100000 | 0 | 9.3467e-05 | 10.288 | 15279 | 8110 | 0 | 0 | 2015 | 1.0873 | RTF Wkbk - ComGasBoilersUES_v2.1 | CE_EWR Measure Cost Benchmarking - 02.08.23 | AEG BEST | 513.5501 | kBtu/hr | 0.048 | Commercial_Retail_Existing_Space Heating_Boiler_TE 84% (2023 Standard)
Commercial_Retail_Existing_Space Heating_Natural Gas_Boiler_E3 | Commercial | Retail | Existing | Space Heating | Natural Gas | Boiler | E3 | TE 94% (ENERGY STAR 1.0) | 85.11% | 0% | 0% | 2.8089 | 0.92748 | 0 | 0 | 19 | 31 | 2019 | 2050 | 100% | 0 | 0 | 0% | Normal | 0% | 0.54385 | 0 | 0 | 513.550054507209 kBtu/hr | 100000 | 0 | 9.3467e-05 | 9.1936 | 27638 | 9126 | 0 | 0 | 2015 | 1.0873 | RTF Wkbk - ComGasBoilersUES_v2.1 | CE_EWR Measure Cost Benchmarking - 02.08.23 | AEG BEST | 513.5501 | kBtu/hr | 0.048 | Commercial_Retail_Existing_Space Heating_Boiler_TE 94% (ENERGY STAR 1.0)
Commercial_Retail_Existing_Space Heating_Natural Gas_Boiler_E4 | Commercial | Retail | Existing | Space Heating | Natural Gas | Boiler | E4 | TE 98% | 81.63% | 0% | 0% | 3.1588 | 0.92748 | 0 | 0 | 19 | 31 | 2019 | 2050 | 100% | 0 | 0 | 0% | Normal | 0% | 0.52165 | 0 | 0 | 513.550054507209 kBtu/hr | 100000 | 0 | 9.3467e-05 | 8.8183 | 31080.8718 | 9126 | 0 | 0 | 2015 | 1.0873 | RTF Wkbk - ComGasBoilersUES_v2.1 | CE_EWR Measure Cost Benchmarking - 02.08.23 | AEG BEST | 513.5501 | kBtu/hr | 0.048 | Commercial_Retail_Existing_Space Heating_Boiler_TE 98%
Commercial_Retail_Existing_Space Heating_Natural Gas_Boiler_E5 | Commercial | Retail | Existing | Space Heating | Natural Gas | Boiler | E5 | Convert to Gas-Fired ASHP | 61.54% | 0% | 0% | 10.0984 | 0.57962 | 0.18973 | 0 | 19 | 31 | 2019 | 2050 | 100% | 0 | 0 | 0% | Normal | 0% | 0.39325 | 0 | 0 | 800 kBtu/hr | 100000 | 0 | 6e-05 | 6.6477 | 158316.7533 | 9086.959 | 2974.436 | 0 | 2017 | 1.0631 | RTF Wkbk - ComGasBoilersUES_v2.1 | AEO 2021 - gas_eng-driven_RTHP-heat 2017 typical | AEG BEST | 800 | kBtu/hr | 0.048 | Commercial_Retail_Existing_Space Heating_Boiler_Convert to Gas-Fired ASHP
Commercial_Retail_Existing_Space Heating_Natural Gas_Boiler_E6 | Commercial | Retail | Existing | Space Heating | Natural Gas | Boiler | E6 |  | 0% | 0% | 0% | 0 | 0 | 0 | 0 | 0 | 0 | 0 | 0 | 0% | 0 | 0 | 0% | Normal | 0% | 0 | 0 | 0 | [17 empty] | Commercial_Retail_Existing_Space Heating_Boiler_
Commercial_Retail_Existing_Space Heating_Natural Gas_Boiler_E7 | Commercial | Retail | Existing | Space Heating | Natural Gas | Boiler | E7 |  | 0% | 0% | 0% | 0 | 0 | 0 | 0 | 0 | 0 | 0 | 0 | 0% | 0 | 0 | 0% | Normal | 0% | 0 | 0 | 0 | [17 empty] | Commercial_Retail_Existing_Space Heating_Boiler_
Commercial_Retail_Existing_Space Heating_Natural Gas_Boiler_E8 | Commercial | Retail | Existing | Space Heating | Natural Gas | Boiler | E8 |  | 0% | 0% | 0% | 0 | 0 | 0 | 0 | 0 | 0 | 0 | 0 | 0% | 0 | 0 | 0% | Normal | 0% | 0 | 0 | 0 | [17 empty] | Commercial_Retail_Existing_Space Heating_Boiler_
Commercial_Retail_Existing_Space Heating_Natural Gas_Boiler_E9 | Commercial | Retail | Existing | Space Heating | Natural Gas | Boiler | E9 |  | 0% | 0% | 0% | 0 | 0 | 0 | 0 | 0 | 0 | 0 | 0 | 0% | 0 | 0 | 0% | Normal | 0% | 0 | 0 | 0 | [17 empty] | Commercial_Retail_Existing_Space Heating_Boiler_
Commercial_Retail_Existing_Space Heating_Natural Gas_Boiler_E10 | Commercial | Retail | Existing | Space Heating | Natural Gas | Boiler | E10 |  | 0% | 0% | 0% | 0 | 0 | 0 | 0 | 0 | 0 | 0 | 0 | 0% | 0 | 0 | 0% | Normal | 0% | 0 | 0 | 0 | [17 empty] | Commercial_Retail_Existing_Space Heating_Boiler_
Commercial_Retail_Existing_Space Heating_Natural Gas_Unit Heater_E1 | Commercial | Retail | Existing | Space Heating | Natural Gas | Unit Heater | E1 | Standard | 100% | 0% | 0% | 0.4095 | 0 | 0 | 0 | 9 | 15 | 2019 | 2023 | 100% | 0 | 0 | 0% | Normal | 0% | 0.45593 | 0 | 0 | 120 kBtu/Hr | 100000 | 0 | 3.8252e-06 | 1071.1875 | 849.6 | 0 | 0 | 0 | 2018 | 1.05 | IL TRM v11 - 4.4.5 (Adjusted for WA Climate) | IL TRM v11 - 4.4.5 (Adjusted for WA Climate) | IL TRM v11 - 4.4.5 (Adjusted for WA Climate) | 120 | kBtu/Hr | 0.00045903 | Commercial_Retail_Existing_Space Heating_Unit Heater_Standard
Commercial_Retail_Existing_Space Heating_Natural Gas_Unit Heater_E2 | Commercial | Retail | Existing | Space Heating | Natural Gas | Unit Heater | E2 | Condensing | 89.99% | 0% | 0% | 1.3095 | 0 | 0 | 0 | 9 | 15 | 2019 | 2050 | 100% | 0 | 0 | 0% | Normal | 0% | 0.41029 | 0 | 0 | 120 kBtu/Hr | 100000 | 0 | 3.8252e-06 | 963.9483 | 2716.8 | 0 | 0 | 0 | 2018 | 1.05 | IL TRM v11 - 4.4.5 (Adjusted for WA Climate) | IL TRM v11 - 4.4.5 (Adjusted for WA Climate) | IL TRM v11 - 4.4.5 (Adjusted for WA Climate) | 120 | kBtu/Hr | 0.00045903 | Commercial_Retail_Existing_Space Heating_Unit Heater_Condensing
Commercial_Retail_Existing_Space Heating_Natural Gas_Unit Heater_E3 | Commercial | Retail | Existing | Space Heating | Natural Gas | Unit Heater | E3 | Infrared Radiant | 77.72% | 0% | 0% | 0.56567 | 0 | 0 | 0 | 9 | 15 | 2019 | 2050 | 100% | 0 | 0 | 0% | Normal | 0% | 0.35435 | 0 | 0 | 120 kBtu/Hr | 100000 | 0 | 3.8252e-06 | 832.5115 | 1173.6 | 0 | 0 | 0 | 2018 | 1.05 | IL TRM v11 - 4.4.5 (Adjusted for WA Climate) | IL TRM v11 - 4.4.5 (Adjusted for WA Climate) | IL TRM v11 - 4.4.5 (Adjusted for WA Climate) | 120 | kBtu/Hr | 0.00045903 | Commercial_Retail_Existing_Space Heating_Unit Heater_Infrared Radiant
Commercial_Retail_Existing_Space Heating_Natural Gas_Unit Heater_E4 | Commercial | Retail | Existing | Space Heating | Natural Gas | Unit Heater | E4 |  | 0% | 0% | 0% | 0 | 0 | 0 | 0 | 0 | 0 | 0 | 0 | 0% | 0 | 0 | 0% | Normal | 0% | 0 | 0 | 0 | [17 empty] | Commercial_Retail_Existing_Space Heating_Unit Heater_
Commercial_Retail_Existing_Space Heating_Natural Gas_Unit Heater_E5 | Commercial | Retail | Existing | Space Heating | Natural Gas | Unit Heater | E5 |  | 0% | 0% | 0% | 0 | 0 | 0 | 0 | 0 | 0 | 0 | 0 | 0% | 0 | 0 | 0% | Normal | 0% | 0 | 0 | 0 | [17 empty] | Commercial_Retail_Existing_Space Heating_Unit Heater_
Commercial_Retail_Existing_Space Heating_Natural Gas_Unit Heater_E6 | Commercial | Retail | Existing | Space Heating | Natural Gas | Unit Heater | E6 |  | 0% | 0% | 0% | 0 | 0 | 0 | 0 | 0 | 0 | 0 | 0 | 0% | 0 | 0 | 0% | Normal | 0% | 0 | 0 | 0 | [17 empty] | Commercial_Retail_Existing_Space Heating_Unit Heater_
Commercial_Retail_Existing_Space Heating_Natural Gas_Unit Heater_E7 | Commercial | Retail | Existing | Space Heating | Natural Gas | Unit Heater | E7 |  | 0% | 0% | 0% | 0 | 0 | 0 | 0 | 0 | 0 | 0 | 0 | 0% | 0 | 0 | 0% | Normal | 0% | 0 | 0 | 0 | [17 empty] | Commercial_Retail_Existing_Space Heating_Unit Heater_
Commercial_Retail_Existing_Space Heating_Natural Gas_Unit Heater_E8 | Commercial | Retail | Existing | Space Heating | Natural Gas | Unit Heater | E8 |  | 0% | 0% | 0% | 0 | 0 | 0 | 0 | 0 | 0 | 0 | 0 | 0% | 0 | 0 | 0% | Normal | 0% | 0 | 0 | 0 | [17 empty] | Commercial_Retail_Existing_Space Heating_Unit Heater_
Commercial_Retail_Existing_Space Heating_Natural Gas_Unit Heater_E9 | Commercial | Retail | Existing | Space Heating | Natural Gas | Unit Heater | E9 |  | 0% | 0% | 0% | 0 | 0 | 0 | 0 | 0 | 0 | 0 | 0 | 0% | 0 | 0 | 0% | Normal | 0% | 0 | 0 | 0 | [17 empty] | Commercial_Retail_Existing_Space Heating_Unit Heater_
Commercial_Retail_Existing_Space Heating_Natural Gas_Unit Heater_E10 | Commercial | Retail | Existing | Space Heating | Natural Gas | Unit Heater | E10 |  | 0% | 0% | 0% | 0 | 0 | 0 | 0 | 0 | 0 | 0 | 0 | 0% | 0 | 0 | 0% | Normal | 0% | 0 | 0 | 0 | [17 empty] | Commercial_Retail_Existing_Space Heating_Unit Heater_
Commercial_Retail_Existing_Water Heating_Natural Gas_Water Heater_E1 | Commercial | Retail | Existing | Water Heating | Natural Gas | Water Heater | E1 | TE 80% | 100% | 0% | 0% | 0.090517 | 0 | 0 | 0 | 8 | 12 | 2019 | 2050 | 100% | 0 | 0 | 0% | Normal | 0% | 0.13872 | 0 | 0 | 1 kBtu/hr | 100000 | 0 | 0.0032473 | 34.874 | 26.22 | 0 | 0 | 0 | 2017 | 1.0631 | AEO 2022 - gas_water_heater 2017 current standard | AEO 2022 - gas_water_heater 2017 current standard | AEG BEST / Market Profile | 1 | kBtu/hr | 0.0032473 | Commercial_Retail_Existing_Water Heating_Water Heater_TE 80%
Commercial_Retail_Existing_Water Heating_Natural Gas_Water Heater_E2 | Commercial | Retail | Existing | Water Heating | Natural Gas | Water Heater | E2 | TE 94% (ENERGY STAR 2.0) | 85.11% | 0% | 0% | 0.10115 | 0 | 0 | 0 | 8 | 12 | 2019 | 2050 | 100% | 0 | 0 | 0% | Normal | 0% | 0.11806 | 0 | 0 | 1 kBtu/hr | 100000 | 0 | 0.0032473 | 29.68 | 29.3 | 0 | 0 | 0 | 2017 | 1.0631 | AEO 2022 - gas_water_heater 2017 ENERGY STAR | AEO 2022 - gas_water_heater 2017 ENERGY STAR | AEG BEST / Market Profile | 1 | kBtu/hr | 0.0032473 | Commercial_Retail_Existing_Water Heating_Water Heater_TE 94% (ENERGY STAR 2.0)
Commercial_Retail_Existing_Water Heating_Natural Gas_Water Heater_E3 | Commercial | Retail | Existing | Water Heating | Natural Gas | Water Heater | E3 | TE 96% (Instantaneous) | 70.92% | 0% | 0% | 0.10573 | 0 | 0 | 0 | 8 | 12 | 2019 | 2050 | 100% | 0 | 0 | 0% | Normal | 0% | 0.098385 | 0 | 0 | 1 kBtu/hr | 100000 | 0 | 0.0032473 | 24.7333 | 30.6277 | 0 | 0 | 0 | 2017 | 1.0631 | AEO 2022 - gas_water_heater 2017 current standard | AEO interpolation based on EIA data | AEG BEST / Market Profile | 1 | kBtu/hr | 0.0032473 | Commercial_Retail_Existing_Water Heating_Water Heater_TE 96% (Instantaneous)
Commercial_Retail_Existing_Water Heating_Natural Gas_Water Heater_E4 | Commercial | Retail | Existing | Water Heating | Natural Gas | Water Heater | E4 | UEF 1.0+ (Gas-Fired HPWH) | 53.53% | 0% | 0% | 0.19466 | 0 | 0 | 0 | 11 | 19 | 2026 | 2050 | 100% | 0 | 0 | 0% | Normal | 0% | 0.074252 | 0 | 0 | 1 kBtu/hr | 100000 | 0 | 0.0032473 | 18.6667 | 56.3879 | 0 | 0 | 0 | 2017 | 1.0631 | AEO 2022 - HP water heater 2020 typical | NEEA Report #E20-309, Robur Heat Pump Field Trial. March 11, 2020. | AEG BEST / Market Profile | 1 | kBtu/hr | 0.0032473 | Commercial_Retail_Existing_Water Heating_Water Heater_UEF 1.0+ (Gas-Fired HPWH)
Commercial_Retail_Existing_Water Heating_Natural Gas_Water Heater_E5 | Commercial | Retail | Existing | Water Heating | Natural Gas | Water Heater | E5 |  | 0% | 0% | 0% | 0 | 0 | 0 | 0 | 0 | 0 | 0 | 0 | 0% | 0 | 0 | 0% | Normal | 0% | 0 | 0 | 0 | [17 empty] | Commercial_Retail_Existing_Water Heating_Water Heater_
Commercial_Retail_Existing_Water Heating_Natural Gas_Water Heater_E6 | Commercial | Retail | Existing | Water Heating | Natural Gas | Water Heater | E6 |  | 0% | 0% | 0% | 0 | 0 | 0 | 0 | 0 | 0 | 0 | 0 | 0% | 0 | 0 | 0% | Normal | 0% | 0 | 0 | 0 | [17 empty] | Commercial_Retail_Existing_Water Heating_Water Heater_
Commercial_Retail_Existing_Water Heating_Natural Gas_Water Heater_E7 | Commercial | Retail | Existing | Water Heating | Natural Gas | Water Heater | E7 |  | 0% | 0% | 0% | 0 | 0 | 0 | 0 | 0 | 0 | 0 | 0 | 0% | 0 | 0 | 0% | Normal | 0% | 0 | 0 | 0 | [17 empty] | Commercial_Retail_Existing_Water Heating_Water Heater_
Commercial_Retail_Existing_Water Heating_Natural Gas_Water Heater_E8 | Commercial | Retail | Existing | Water Heating | Natural Gas | Water Heater | E8 |  | 0% | 0% | 0% | 0 | 0 | 0 | 0 | 0 | 0 | 0 | 0 | 0% | 0 | 0 | 0% | Normal | 0% | 0 | 0 | 0 | [17 empty] | Commercial_Retail_Existing_Water Heating_Water Heater_
Commercial_Retail_Existing_Water Heating_Natural Gas_Water Heater_E9 | Commercial | Retail | Existing | Water Heating | Natural Gas | Water Heater | E9 |  | 0% | 0% | 0% | 0 | 0 | 0 | 0 | 0 | 0 | 0 | 0 | 0% | 0 | 0 | 0% | Normal | 0% | 0 | 0 | 0 | [17 empty] | Commercial_Retail_Existing_Water Heating_Water Heater_
Commercial_Retail_Existing_Water Heating_Natural Gas_Water Heater_E10 | Commercial | Retail | Existing | Water Heating | Natural Gas | Water Heater | E10 |  | 0% | 0% | 0% | 0 | 0 | 0 | 0 | 0 | 0 | 0 | 0 | 0% | 0 | 0 | 0% | Normal | 0% | 0 | 0 | 0 | [17 empty] | Commercial_Retail_Existing_Water Heating_Water Heater_
Commercial_Retail_Existing_Food Preparation_Natural Gas_Oven_E1 | Commercial | Retail | Existing | Food Preparation | Natural Gas | Oven | E1 | Standard | 100% | 0% | 0% | 0.84095 | 0 | 0 | 0 | 8 | 13 | 2019 | 2050 | 100% | 0 | 0 | 0% | Normal | 0% | 0.034978 | 0 | 0 | 1 unit | 100000 | 0 | 4.6454e-05 | 752.9515 | 16851 | 0 | 0 | 0 | 2016 | 1.0743 | RTF WkBk - ComCookingCombinationOven_v5_0 | ENERGY STAR Version 3.0 Commercial Ovens Final Specification Data Package | RTF WkBk - ComCookingCombinationOven_v5_0 | 1 | unit | 4.6454e-05 | Commercial_Retail_Existing_Food Preparation_Oven_Standard
Commercial_Retail_Existing_Food Preparation_Natural Gas_Oven_E2 | Commercial | Retail | Existing | Food Preparation | Natural Gas | Oven | E2 | ENERGY STAR (3.0) | 57.26% | 0% | 0% | 0.87629 | 0 | 0 | 0 | 8 | 13 | 2019 | 2050 | 100% | 0 | 0 | 0% | Normal | 0% | 0.020029 | 0 | 0 | 1 unit | 100000 | 0 | 4.6454e-05 | 431.1611 | 17559.1305 | 0 | 0 | 0 | 2016 | 1.0743 | RTF WkBk - ComCookingCombinationOven_v5_0 | RTF WkBk - ComCookingCombinationOven_v5_0 | RTF WkBk - ComCookingCombinationOven_v5_0 | 1 | unit | 4.6454e-05 | Commercial_Retail_Existing_Food Preparation_Oven_ENERGY STAR (3.0)
Commercial_Retail_Existing_Food Preparation_Natural Gas_Oven_E3 | Commercial | Retail | Existing | Food Preparation | Natural Gas | Oven | E3 |  | 0% | 0% | 0% | 0 | 0 | 0 | 0 | 0 | 0 | 0 | 0 | 0% | 0 | 0 | 0% | Normal | 0% | 0 | 0 | 0 | [17 empty] | Commercial_Retail_Existing_Food Preparation_Oven_
Commercial_Retail_Existing_Food Preparation_Natural Gas_Oven_E4 | Commercial | Retail | Existing | Food Preparation | Natural Gas | Oven | E4 |  | 0% | 0% | 0% | 0 | 0 | 0 | 0 | 0 | 0 | 0 | 0 | 0% | 0 | 0 | 0% | Normal | 0% | 0 | 0 | 0 | [17 empty] | Commercial_Retail_Existing_Food Preparation_Oven_
Commercial_Retail_Existing_Food Preparation_Natural Gas_Oven_E5 | Commercial | Retail | Existing | Food Preparation | Natural Gas | Oven | E5 |  | 0% | 0% | 0% | 0 | 0 | 0 | 0 | 0 | 0 | 0 | 0 | 0% | 0 | 0 | 0% | Normal | 0% | 0 | 0 | 0 | [17 empty] | Commercial_Retail_Existing_Food Preparation_Oven_
Commercial_Retail_Existing_Food Preparation_Natural Gas_Oven_E6 | Commercial | Retail | Existing | Food Preparation | Natural Gas | Oven | E6 |  | 0% | 0% | 0% | 0 | 0 | 0 | 0 | 0 | 0 | 0 | 0 | 0% | 0 | 0 | 0% | Normal | 0% | 0 | 0 | 0 | [17 empty] | Commercial_Retail_Existing_Food Preparation_Oven_
Commercial_Retail_Existing_Food Preparation_Natural Gas_Oven_E7 | Commercial | Retail | Existing | Food Preparation | Natural Gas | Oven | E7 |  | 0% | 0% | 0% | 0 | 0 | 0 | 0 | 0 | 0 | 0 | 0 | 0% | 0 | 0 | 0% | Normal | 0% | 0 | 0 | 0 | [17 empty] | Commercial_Retail_Existing_Food Preparation_Oven_
Commercial_Retail_Existing_Food Preparation_Natural Gas_Oven_E8 | Commercial | Retail | Existing | Food Preparation | Natural Gas | Oven | E8 |  | 0% | 0% | 0% | 0 | 0 | 0 | 0 | 0 | 0 | 0 | 0 | 0% | 0 | 0 | 0% | Normal | 0% | 0 | 0 | 0 | [17 empty] | Commercial_Retail_Existing_Food Preparation_Oven_
Commercial_Retail_Existing_Food Preparation_Natural Gas_Oven_E9 | Commercial | Retail | Existing | Food Preparation | Natural Gas | Oven | E9 |  | 0% | 0% | 0% | 0 | 0 | 0 | 0 | 0 | 0 | 0 | 0 | 0% | 0 | 0 | 0% | Normal | 0% | 0 | 0 | 0 | [17 empty] | Commercial_Retail_Existing_Food Preparation_Oven_
Commercial_Retail_Existing_Food Preparation_Natural Gas_Oven_E10 | Commercial | Retail | Existing | Food Preparation | Natural Gas | Oven | E10 |  | 0% | 0% | 0% | 0 | 0 | 0 | 0 | 0 | 0 | 0 | 0 | 0% | 0 | 0 | 0% | Normal | 0% | 0 | 0 | 0 | [17 empty] | Commercial_Retail_Existing_Food Preparation_Oven_
Commercial_Retail_Existing_Food Preparation_Natural Gas_Conveyor Oven_E1 | Commercial | Retail | Existing | Food Preparation | Natural Gas | Conveyor Oven | E1 | Standard | 100% | 0% | 0% | 0.19994 | 0 | 0 | 0 | 15 | 19 | 2019 | 2050 | 100% | 0 | 0 | 0% | Normal | 0% | 0.052136 | 0 | 0 | 1 unit | 100000 | 0 | 1.8068e-05 | 2885.475 | 10177 | 0 | 0 | 0 | 2015 | 1.0873 | IL TRM - 4.2.4 - CI-FSE-CVOV-V02-180101 | PGE Workpaper, PGECOFST117 R5, 2015 | MN TRM 3.1 - Gas Conveyor Oven v1.1 | 1 | unit | 1.8068e-05 | Commercial_Retail_Existing_Food Preparation_Conveyor Oven_Standard
Commercial_Retail_Existing_Food Preparation_Natural Gas_Conveyor Oven_E2 | Commercial | Retail | Existing | Food Preparation | Natural Gas | Conveyor Oven | E2 | Efficient (>44% Baking Efficiency) | 76.02% | 0% | 0% | 0.24375 | 0 | 0 | 0 | 15 | 19 | 2019 | 2050 | 100% | 0 | 0 | 0% | Normal | 0% | 0.039632 | 0 | 0 | 1 unit | 100000 | 0 | 1.8068e-05 | 2193.4093 | 12407 | 0 | 0 | 0 | 2015 | 1.0873 | IL TRM - 4.2.4 - CI-FSE-CVOV-V02-180101 | PGE Workpaper, PGECOFST117 R5, 2015 | MN TRM 3.1 - Gas Conveyor Oven v1.1 | 1 | unit | 1.8068e-05 | Commercial_Retail_Existing_Food Preparation_Conveyor Oven_Efficient (>44% Baking Efficiency)
Commercial_Retail_Existing_Food Preparation_Natural Gas_Conveyor Oven_E3 | Commercial | Retail | Existing | Food Preparation | Natural Gas | Conveyor Oven | E3 |  | 0% | 0% | 0% | 0 | 0 | 0 | 0 | 0 | 0 | 0 | 0 | 0% | 0 | 0 | 0% | Normal | 0% | 0 | 0 | 0 | [17 empty] | Commercial_Retail_Existing_Food Preparation_Conveyor Oven_
Commercial_Retail_Existing_Food Preparation_Natural Gas_Conveyor Oven_E4 | Commercial | Retail | Existing | Food Preparation | Natural Gas | Conveyor Oven | E4 |  | 0% | 0% | 0% | 0 | 0 | 0 | 0 | 0 | 0 | 0 | 0 | 0% | 0 | 0 | 0% | Normal | 0% | 0 | 0 | 0 | [17 empty] | Commercial_Retail_Existing_Food Preparation_Conveyor Oven_
Commercial_Retail_Existing_Food Preparation_Natural Gas_Conveyor Oven_E5 | Commercial | Retail | Existing | Food Preparation | Natural Gas | Conveyor Oven | E5 |  | 0% | 0% | 0% | 0 | 0 | 0 | 0 | 0 | 0 | 0 | 0 | 0% | 0 | 0 | 0% | Normal | 0% | 0 | 0 | 0 | [17 empty] | Commercial_Retail_Existing_Food Preparation_Conveyor Oven_
Commercial_Retail_Existing_Food Preparation_Natural Gas_Conveyor Oven_E6 | Commercial | Retail | Existing | Food Preparation | Natural Gas | Conveyor Oven | E6 |  | 0% | 0% | 0% | 0 | 0 | 0 | 0 | 0 | 0 | 0 | 0 | 0% | 0 | 0 | 0% | Normal | 0% | 0 | 0 | 0 | [17 empty] | Commercial_Retail_Existing_Food Preparation_Conveyor Oven_
Commercial_Retail_Existing_Food Preparation_Natural Gas_Conveyor Oven_E7 | Commercial | Retail | Existing | Food Preparation | Natural Gas | Conveyor Oven | E7 |  | 0% | 0% | 0% | 0 | 0 | 0 | 0 | 0 | 0 | 0 | 0 | 0% | 0 | 0 | 0% | Normal | 0% | 0 | 0 | 0 | [17 empty] | Commercial_Retail_Existing_Food Preparation_Conveyor Oven_
Commercial_Retail_Existing_Food Preparation_Natural Gas_Conveyor Oven_E8 | Commercial | Retail | Existing | Food Preparation | Natural Gas | Conveyor Oven | E8 |  | 0% | 0% | 0% | 0 | 0 | 0 | 0 | 0 | 0 | 0 | 0 | 0% | 0 | 0 | 0% | Normal | 0% | 0 | 0 | 0 | [17 empty] | Commercial_Retail_Existing_Food Preparation_Conveyor Oven_
Commercial_Retail_Existing_Food Preparation_Natural Gas_Conveyor Oven_E9 | Commercial | Retail | Existing | Food Preparation | Natural Gas | Conveyor Oven | E9 |  | 0% | 0% | 0% | 0 | 0 | 0 | 0 | 0 | 0 | 0 | 0 | 0% | 0 | 0 | 0% | Normal | 0% | 0 | 0 | 0 | [17 empty] | Commercial_Retail_Existing_Food Preparation_Conveyor Oven_
Commercial_Retail_Existing_Food Preparation_Natural Gas_Conveyor Oven_E10 | Commercial | Retail | Existing | Food Preparation | Natural Gas | Conveyor Oven | E10 |  | 0% | 0% | 0% | 0 | 0 | 0 | 0 | 0 | 0 | 0 | 0 | 0% | 0 | 0 | 0% | Normal | 0% | 0 | 0 | 0 | [17 empty] | Commercial_Retail_Existing_Food Preparation_Conveyor Oven_
Commercial_Retail_Existing_Food Preparation_Natural Gas_Double Rack Oven_E1 | Commercial | Retail | Existing | Food Preparation | Natural Gas | Double Rack Oven | E1 | Standard | 100% | 0% | 0% | 0.29408 | 0 | 0 | 0 | 10 | 14 | 2019 | 2050 | 100% | 0 | 0 | 0% | Normal | 0% | 0.092914 | 0 | 0 | 1 unit | 100000 | 0 | 2.1877e-05 | 4247.1 | 12513 | 0 | 0 | 0 | 2016 | 1.0743 | IL TRM - 4.2.18 - CI-FSE-RKOV-VO2-180101 | PGE Workpaper, PGECOFST109 R6, 2016 | IL TRM - 4.2.18 - CI-FSE-RKOV-VO2-180101 | 1 | unit | 2.1877e-05 | Commercial_Retail_Existing_Food Preparation_Double Rack Oven_Standard
Commercial_Retail_Existing_Food Preparation_Natural Gas_Double Rack Oven_E2 | Commercial | Retail | Existing | Food Preparation | Natural Gas | Double Rack Oven | E2 | FTSC Qualified (>50% Cooking Efficiency) | 54.55% | 0% | 0% | 0.3911 | 0 | 0 | 0 | 10 | 14 | 2019 | 2050 | 100% | 0 | 0 | 0% | Normal | 0% | 0.05068 | 0 | 0 | 1 unit | 100000 | 0 | 2.1877e-05 | 2316.6 | 16641 | 0 | 0 | 0 | 2016 | 1.0743 | IL TRM - 4.2.18 - CI-FSE-RKOV-VO2-180101 | PGE Workpaper, PGECOFST109 R6, 2016 | IL TRM - 4.2.18 - CI-FSE-RKOV-VO2-180101 | 1 | unit | 2.1877e-05 | Commercial_Retail_Existing_Food Preparation_Double Rack Oven_FTSC Qualified (>50% Cooking Efficiency)
Commercial_Retail_Existing_Food Preparation_Natural Gas_Double Rack Oven_E3 | Commercial | Retail | Existing | Food Preparation | Natural Gas | Double Rack Oven | E3 |  | 0% | 0% | 0% | 0 | 0 | 0 | 0 | 0 | 0 | 0 | 0 | 0% | 0 | 0 | 0% | Normal | 0% | 0 | 0 | 0 | [17 empty] | Commercial_Retail_Existing_Food Preparation_Double Rack Oven_
Commercial_Retail_Existing_Food Preparation_Natural Gas_Double Rack Oven_E4 | Commercial | Retail | Existing | Food Preparation | Natural Gas | Double Rack Oven | E4 |  | 0% | 0% | 0% | 0 | 0 | 0 | 0 | 0 | 0 | 0 | 0 | 0% | 0 | 0 | 0% | Normal | 0% | 0 | 0 | 0 | [17 empty] | Commercial_Retail_Existing_Food Preparation_Double Rack Oven_
Commercial_Retail_Existing_Food Preparation_Natural Gas_Double Rack Oven_E5 | Commercial | Retail | Existing | Food Preparation | Natural Gas | Double Rack Oven | E5 |  | 0% | 0% | 0% | 0 | 0 | 0 | 0 | 0 | 0 | 0 | 0 | 0% | 0 | 0 | 0% | Normal | 0% | 0 | 0 | 0 | [17 empty] | Commercial_Retail_Existing_Food Preparation_Double Rack Oven_
Commercial_Retail_Existing_Food Preparation_Natural Gas_Double Rack Oven_E6 | Commercial | Retail | Existing | Food Preparation | Natural Gas | Double Rack Oven | E6 |  | 0% | 0% | 0% | 0 | 0 | 0 | 0 | 0 | 0 | 0 | 0 | 0% | 0 | 0 | 0% | Normal | 0% | 0 | 0 | 0 | [17 empty] | Commercial_Retail_Existing_Food Preparation_Double Rack Oven_
Commercial_Retail_Existing_Food Preparation_Natural Gas_Double Rack Oven_E7 | Commercial | Retail | Existing | Food Preparation | Natural Gas | Double Rack Oven | E7 |  | 0% | 0% | 0% | 0 | 0 | 0 | 0 | 0 | 0 | 0 | 0 | 0% | 0 | 0 | 0% | Normal | 0% | 0 | 0 | 0 | [17 empty] | Commercial_Retail_Existing_Food Preparation_Double Rack Oven_
Commercial_Retail_Existing_Food Preparation_Natural Gas_Double Rack Oven_E8 | Commercial | Retail | Existing | Food Preparation | Natural Gas | Double Rack Oven | E8 |  | 0% | 0% | 0% | 0 | 0 | 0 | 0 | 0 | 0 | 0 | 0 | 0% | 0 | 0 | 0% | Normal | 0% | 0 | 0 | 0 | [17 empty] | Commercial_Retail_Existing_Food Preparation_Double Rack Oven_
Commercial_Retail_Existing_Food Preparation_Natural Gas_Double Rack Oven_E9 | Commercial | Retail | Existing | Food Preparation | Natural Gas | Double Rack Oven | E9 |  | 0% | 0% | 0% | 0 | 0 | 0 | 0 | 0 | 0 | 0 | 0 | 0% | 0 | 0 | 0% | Normal | 0% | 0 | 0 | 0 | [17 empty] | Commercial_Retail_Existing_Food Preparation_Double Rack Oven_
Commercial_Retail_Existing_Food Preparation_Natural Gas_Double Rack Oven_E10 | Commercial | Retail | Existing | Food Preparation | Natural Gas | Double Rack Oven | E10 |  | 0% | 0% | 0% | 0 | 0 | 0 | 0 | 0 | 0 | 0 | 0 | 0% | 0 | 0 | 0% | Normal | 0% | 0 | 0 | 0 | [17 empty] | Commercial_Retail_Existing_Food Preparation_Double Rack Oven_
Commercial_Retail_Existing_Food Preparation_Natural Gas_Fryer_E1 | Commercial | Retail | Existing | Food Preparation | Natural Gas | Fryer | E1 | Standard | 100% | 0% | 0% | 0.18594 | 0 | 0 | 0 | 7 | 11 | 2019 | 2021 | 100% | 0 | 0 | 0% | Normal | 0% | 0.046258 | 0 | 0 | 1 unit | 100000 | 0 | 4.8591e-05 | 951.9922 | 3562.1384 | 0 | 0 | 0 | 2016 | 1.0743 | RTF WkBk - ComCookingFryer_v5_0 | RTF WkBk - ComCookingFryer_v5_0 | RTF WkBk - ComCookingFryer_v5_0 | 1 | unit | 4.8591e-05 | Commercial_Retail_Existing_Food Preparation_Fryer_Standard
Commercial_Retail_Existing_Food Preparation_Natural Gas_Fryer_E2 | Commercial | Retail | Existing | Food Preparation | Natural Gas | Fryer | E2 | ENERGY STAR (3.0) | 67.2% | 0% | 0% | 0.22176 | 0 | 0 | 0 | 7 | 11 | 2019 | 2050 | 100% | 0 | 0 | 0% | Normal | 0% | 0.031085 | 0 | 0 | 1 unit | 100000 | 0 | 4.8591e-05 | 639.7296 | 4248.3333 | 0 | 0 | 0 | 2016 | 1.0743 | RTF WkBk - ComCookingFryer_v5_0 | RTF WkBk - ComCookingFryer_v5_0 | RTF WkBk - ComCookingFryer_v5_0 | 1 | unit | 4.8591e-05 | Commercial_Retail_Existing_Food Preparation_Fryer_ENERGY STAR (3.0)
Commercial_Retail_Existing_Food Preparation_Natural Gas_Fryer_E3 | Commercial | Retail | Existing | Food Preparation | Natural Gas | Fryer | E3 |  | 0% | 0% | 0% | 0 | 0 | 0 | 0 | 0 | 0 | 0 | 0 | 0% | 0 | 0 | 0% | Normal | 0% | 0 | 0 | 0 | [17 empty] | Commercial_Retail_Existing_Food Preparation_Fryer_
Commercial_Retail_Existing_Food Preparation_Natural Gas_Fryer_E4 | Commercial | Retail | Existing | Food Preparation | Natural Gas | Fryer | E4 |  | 0% | 0% | 0% | 0 | 0 | 0 | 0 | 0 | 0 | 0 | 0 | 0% | 0 | 0 | 0% | Normal | 0% | 0 | 0 | 0 | [17 empty] | Commercial_Retail_Existing_Food Preparation_Fryer_
Commercial_Retail_Existing_Food Preparation_Natural Gas_Fryer_E5 | Commercial | Retail | Existing | Food Preparation | Natural Gas | Fryer | E5 |  | 0% | 0% | 0% | 0 | 0 | 0 | 0 | 0 | 0 | 0 | 0 | 0% | 0 | 0 | 0% | Normal | 0% | 0 | 0 | 0 | [17 empty] | Commercial_Retail_Existing_Food Preparation_Fryer_
Commercial_Retail_Existing_Food Preparation_Natural Gas_Fryer_E6 | Commercial | Retail | Existing | Food Preparation | Natural Gas | Fryer | E6 |  | 0% | 0% | 0% | 0 | 0 | 0 | 0 | 0 | 0 | 0 | 0 | 0% | 0 | 0 | 0% | Normal | 0% | 0 | 0 | 0 | [17 empty] | Commercial_Retail_Existing_Food Preparation_Fryer_
Commercial_Retail_Existing_Food Preparation_Natural Gas_Fryer_E7 | Commercial | Retail | Existing | Food Preparation | Natural Gas | Fryer | E7 |  | 0% | 0% | 0% | 0 | 0 | 0 | 0 | 0 | 0 | 0 | 0 | 0% | 0 | 0 | 0% | Normal | 0% | 0 | 0 | 0 | [17 empty] | Commercial_Retail_Existing_Food Preparation_Fryer_
Commercial_Retail_Existing_Food Preparation_Natural Gas_Fryer_E8 | Commercial | Retail | Existing | Food Preparation | Natural Gas | Fryer | E8 |  | 0% | 0% | 0% | 0 | 0 | 0 | 0 | 0 | 0 | 0 | 0 | 0% | 0 | 0 | 0% | Normal | 0% | 0 | 0 | 0 | [17 empty] | Commercial_Retail_Existing_Food Preparation_Fryer_
Commercial_Retail_Existing_Food Preparation_Natural Gas_Fryer_E9 | Commercial | Retail | Existing | Food Preparation | Natural Gas | Fryer | E9 |  | 0% | 0% | 0% | 0 | 0 | 0 | 0 | 0 | 0 | 0 | 0 | 0% | 0 | 0 | 0% | Normal | 0% | 0 | 0 | 0 | [17 empty] | Commercial_Retail_Existing_Food Preparation_Fryer_
Commercial_Retail_Existing_Food Preparation_Natural Gas_Fryer_E10 | Commercial | Retail | Existing | Food Preparation | Natural Gas | Fryer | E10 |  | 0% | 0% | 0% | 0 | 0 | 0 | 0 | 0 | 0 | 0 | 0 | 0% | 0 | 0 | 0% | Normal | 0% | 0 | 0 | 0 | [17 empty] | Commercial_Retail_Existing_Food Preparation_Fryer_
Commercial_Retail_Existing_Food Preparation_Natural Gas_Broiler_E1 | Commercial | Retail | Existing | Food Preparation | Natural Gas | Broiler | E1 | Standard | 100% | 0% | 0% | 0.20775 | 0 | 0 | 0 | 10 | 14 | 2019 | 2050 | 100% | 0 | 0 | 0% | Normal | 0% | 0.047912 | 0 | 0 | 1 unit | 100000 | 0 | 7.1227e-05 | 672.672 | 2500 | 0 | 0 | 0 | 2011 | 1.1667 | IL TRM - 4.2.14 - CI-FSE-IRBL-V02-180101 | Estimate | IL TRM - 4.2.14 - CI-FSE-IRBL-V02-180101 | 1 | unit | 7.1227e-05 | Commercial_Retail_Existing_Food Preparation_Broiler_Standard
Commercial_Retail_Existing_Food Preparation_Natural Gas_Broiler_E2 | Commercial | Retail | Existing | Food Preparation | Natural Gas | Broiler | E2 | Infrared Burners | 64.29% | 0% | 0% | 0.29085 | 0 | 0 | 0 | 10 | 14 | 2019 | 2050 | 100% | 0 | 0 | 0% | Normal | 0% | 0.030801 | 0 | 0 | 1 unit | 100000 | 0 | 7.1227e-05 | 432.432 | 3500 | 0 | 0 | 0 | 2011 | 1.1667 | IL TRM - 4.2.14 - CI-FSE-IRBL-V02-180101 | IL TRM - 4.2.14 - CI-FSE-IRBL-V02-180101 | IL TRM - 4.2.14 - CI-FSE-IRBL-V02-180101 | 1 | unit | 7.1227e-05 | Commercial_Retail_Existing_Food Preparation_Broiler_Infrared Burners
Commercial_Retail_Existing_Food Preparation_Natural Gas_Broiler_E3 | Commercial | Retail | Existing | Food Preparation | Natural Gas | Broiler | E3 |  | 0% | 0% | 0% | 0 | 0 | 0 | 0 | 0 | 0 | 0 | 0 | 0% | 0 | 0 | 0% | Normal | 0% | 0 | 0 | 0 | [17 empty] | Commercial_Retail_Existing_Food Preparation_Broiler_
Commercial_Retail_Existing_Food Preparation_Natural Gas_Broiler_E4 | Commercial | Retail | Existing | Food Preparation | Natural Gas | Broiler | E4 |  | 0% | 0% | 0% | 0 | 0 | 0 | 0 | 0 | 0 | 0 | 0 | 0% | 0 | 0 | 0% | Normal | 0% | 0 | 0 | 0 | [17 empty] | Commercial_Retail_Existing_Food Preparation_Broiler_
Commercial_Retail_Existing_Food Preparation_Natural Gas_Broiler_E5 | Commercial | Retail | Existing | Food Preparation | Natural Gas | Broiler | E5 |  | 0% | 0% | 0% | 0 | 0 | 0 | 0 | 0 | 0 | 0 | 0 | 0% | 0 | 0 | 0% | Normal | 0% | 0 | 0 | 0 | [17 empty] | Commercial_Retail_Existing_Food Preparation_Broiler_
Commercial_Retail_Existing_Food Preparation_Natural Gas_Broiler_E6 | Commercial | Retail | Existing | Food Preparation | Natural Gas | Broiler | E6 |  | 0% | 0% | 0% | 0 | 0 | 0 | 0 | 0 | 0 | 0 | 0 | 0% | 0 | 0 | 0% | Normal | 0% | 0 | 0 | 0 | [17 empty] | Commercial_Retail_Existing_Food Preparation_Broiler_
Commercial_Retail_Existing_Food Preparation_Natural Gas_Broiler_E7 | Commercial | Retail | Existing | Food Preparation | Natural Gas | Broiler | E7 |  | 0% | 0% | 0% | 0 | 0 | 0 | 0 | 0 | 0 | 0 | 0 | 0% | 0 | 0 | 0% | Normal | 0% | 0 | 0 | 0 | [17 empty] | Commercial_Retail_Existing_Food Preparation_Broiler_
Commercial_Retail_Existing_Food Preparation_Natural Gas_Broiler_E8 | Commercial | Retail | Existing | Food Preparation | Natural Gas | Broiler | E8 |  | 0% | 0% | 0% | 0 | 0 | 0 | 0 | 0 | 0 | 0 | 0 | 0% | 0 | 0 | 0% | Normal | 0% | 0 | 0 | 0 | [17 empty] | Commercial_Retail_Existing_Food Preparation_Broiler_
Commercial_Retail_Existing_Food Preparation_Natural Gas_Broiler_E9 | Commercial | Retail | Existing | Food Preparation | Natural Gas | Broiler | E9 |  | 0% | 0% | 0% | 0 | 0 | 0 | 0 | 0 | 0 | 0 | 0 | 0% | 0 | 0 | 0% | Normal | 0% | 0 | 0 | 0 | [17 empty] | Commercial_Retail_Existing_Food Preparation_Broiler_
Commercial_Retail_Existing_Food Preparation_Natural Gas_Broiler_E10 | Commercial | Retail | Existing | Food Preparation | Natural Gas | Broiler | E10 |  | 0% | 0% | 0% | 0 | 0 | 0 | 0 | 0 | 0 | 0 | 0 | 0% | 0 | 0 | 0% | Normal | 0% | 0 | 0 | 0 | [17 empty] | Commercial_Retail_Existing_Food Preparation_Broiler_
Commercial_Retail_Existing_Food Preparation_Natural Gas_Griddle_E1 | Commercial | Retail | Existing | Food Preparation | Natural Gas | Griddle | E1 | Standard | 100% | 0% | 0% | 0.15123 | 0 | 0 | 0 | 10 | 14 | 2019 | 2050 | 100% | 0 | 0 | 0% | Normal | 0% | 0.032164 | 0 | 0 | 1 unit | 100000 | 0 | 2.6109e-05 | 1231.891 | 5150 | 0 | 0 | 0 | 2013 | 1.1247 | IL TRM - 4.2.8 - CI-FSE-ESGR-V04-200101 | COOK_GRD-Food Preparation-EIA14-2014 Ref. Case-5 | IL TRM - 4.2.8 - CI-FSE-ESGR-V04-200101 | 1 | unit | 2.6109e-05 | Commercial_Retail_Existing_Food Preparation_Griddle_Standard
Commercial_Retail_Existing_Food Preparation_Natural Gas_Griddle_E2 | Commercial | Retail | Existing | Food Preparation | Natural Gas | Griddle | E2 | ENERGY STAR | 86.37% | 0% | 0% | 0.1618 | 0 | 0 | 0 | 10 | 14 | 2019 | 2050 | 100% | 0 | 0 | 0% | Normal | 0% | 0.027779 | 0 | 0 | 1 unit | 100000 | 0 | 2.6109e-05 | 1063.9446 | 5510 | 0 | 0 | 0 | 2013 | 1.1247 | IL TRM - 4.2.8 - CI-FSE-ESGR-V04-200101 | COOK_GRD-Food Preparation-EIA14-2014 Ref. Case-5 | IL TRM - 4.2.8 - CI-FSE-ESGR-V04-200101 | 1 | unit | 2.6109e-05 | Commercial_Retail_Existing_Food Preparation_Griddle_ENERGY STAR
Commercial_Retail_Existing_Food Preparation_Natural Gas_Griddle_E3 | Commercial | Retail | Existing | Food Preparation | Natural Gas | Griddle | E3 |  | 0% | 0% | 0% | 0 | 0 | 0 | 0 | 0 | 0 | 0 | 0 | 0% | 0 | 0 | 0% | Normal | 0% | 0 | 0 | 0 | [17 empty] | Commercial_Retail_Existing_Food Preparation_Griddle_
Commercial_Retail_Existing_Food Preparation_Natural Gas_Griddle_E4 | Commercial | Retail | Existing | Food Preparation | Natural Gas | Griddle | E4 |  | 0% | 0% | 0% | 0 | 0 | 0 | 0 | 0 | 0 | 0 | 0 | 0% | 0 | 0 | 0% | Normal | 0% | 0 | 0 | 0 | [17 empty] | Commercial_Retail_Existing_Food Preparation_Griddle_
Commercial_Retail_Existing_Food Preparation_Natural Gas_Griddle_E5 | Commercial | Retail | Existing | Food Preparation | Natural Gas | Griddle | E5 |  | 0% | 0% | 0% | 0 | 0 | 0 | 0 | 0 | 0 | 0 | 0 | 0% | 0 | 0 | 0% | Normal | 0% | 0 | 0 | 0 | [17 empty] | Commercial_Retail_Existing_Food Preparation_Griddle_
Commercial_Retail_Existing_Food Preparation_Natural Gas_Griddle_E6 | Commercial | Retail | Existing | Food Preparation | Natural Gas | Griddle | E6 |  | 0% | 0% | 0% | 0 | 0 | 0 | 0 | 0 | 0 | 0 | 0 | 0% | 0 | 0 | 0% | Normal | 0% | 0 | 0 | 0 | [17 empty] | Commercial_Retail_Existing_Food Preparation_Griddle_
Commercial_Retail_Existing_Food Preparation_Natural Gas_Griddle_E7 | Commercial | Retail | Existing | Food Preparation | Natural Gas | Griddle | E7 |  | 0% | 0% | 0% | 0 | 0 | 0 | 0 | 0 | 0 | 0 | 0 | 0% | 0 | 0 | 0% | Normal | 0% | 0 | 0 | 0 | [17 empty] | Commercial_Retail_Existing_Food Preparation_Griddle_
Commercial_Retail_Existing_Food Preparation_Natural Gas_Griddle_E8 | Commercial | Retail | Existing | Food Preparation | Natural Gas | Griddle | E8 |  | 0% | 0% | 0% | 0 | 0 | 0 | 0 | 0 | 0 | 0 | 0 | 0% | 0 | 0 | 0% | Normal | 0% | 0 | 0 | 0 | [17 empty] | Commercial_Retail_Existing_Food Preparation_Griddle_
Commercial_Retail_Existing_Food Preparation_Natural Gas_Griddle_E9 | Commercial | Retail | Existing | Food Preparation | Natural Gas | Griddle | E9 |  | 0% | 0% | 0% | 0 | 0 | 0 | 0 | 0 | 0 | 0 | 0 | 0% | 0 | 0 | 0% | Normal | 0% | 0 | 0 | 0 | [17 empty] | Commercial_Retail_Existing_Food Preparation_Griddle_
Commercial_Retail_Existing_Food Preparation_Natural Gas_Griddle_E10 | Commercial | Retail | Existing | Food Preparation | Natural Gas | Griddle | E10 |  | 0% | 0% | 0% | 0 | 0 | 0 | 0 | 0 | 0 | 0 | 0 | 0% | 0 | 0 | 0% | Normal | 0% | 0 | 0 | 0 | [17 empty] | Commercial_Retail_Existing_Food Preparation_Griddle_
Commercial_Retail_Existing_Food Preparation_Natural Gas_Range_E1 | Commercial | Retail | Existing | Food Preparation | Natural Gas | Range | E1 | Standard | 100% | 0% | 0% | 0.24809 | 0 | 0 | 0 | 8 | 12 | 2019 | 2050 | 100% | 0 | 0 | 0% | Normal | 0% | 0.037589 | 0 | 0 | 1 unit | 100000 | 0 | 3.1324e-05 | 1200 | 7450 | 0 | 0 | 0 | 2017 | 1.0631 | COOK_OVN-Food Preparation-AEO17-1 | EIA 2018 Tech Forecast | Navigant 2009 | 1 | unit | 3.1324e-05 | Commercial_Retail_Existing_Food Preparation_Range_Standard
Commercial_Retail_Existing_Food Preparation_Natural Gas_Range_E2 | Commercial | Retail | Existing | Food Preparation | Natural Gas | Range | E2 | High Efficiency | 75% | 0% | 0% | 0.24812 | 0 | 0 | 0 | 8 | 12 | 2019 | 2050 | 100% | 0 | 0 | 0% | Normal | 0% | 0.028192 | 0 | 0 | 1 unit | 100000 | 0 | 3.1324e-05 | 900 | 7451 | 0 | 0 | 0 | 2017 | 1.0631 | COOK_OVN-Food Preparation-AEO17-1 | EIA 2018 Tech Forecast | EIA 2018 Tech Forecast | 1 | unit | 3.1324e-05 | Commercial_Retail_Existing_Food Preparation_Range_High Efficiency
Commercial_Retail_Existing_Food Preparation_Natural Gas_Range_E3 | Commercial | Retail | Existing | Food Preparation | Natural Gas | Range | E3 |  | 0% | 0% | 0% | 0 | 0 | 0 | 0 | 0 | 0 | 0 | 0 | 0% | 0 | 0 | 0% | Normal | 0% | 0 | 0 | 0 | [17 empty] | Commercial_Retail_Existing_Food Preparation_Range_
Commercial_Retail_Existing_Food Preparation_Natural Gas_Range_E4 | Commercial | Retail | Existing | Food Preparation | Natural Gas | Range | E4 |  | 0% | 0% | 0% | 0 | 0 | 0 | 0 | 0 | 0 | 0 | 0 | 0% | 0 | 0 | 0% | Normal | 0% | 0 | 0 | 0 | [17 empty] | Commercial_Retail_Existing_Food Preparation_Range_
Commercial_Retail_Existing_Food Preparation_Natural Gas_Range_E5 | Commercial | Retail | Existing | Food Preparation | Natural Gas | Range | E5 |  | 0% | 0% | 0% | 0 | 0 | 0 | 0 | 0 | 0 | 0 | 0 | 0% | 0 | 0 | 0% | Normal | 0% | 0 | 0 | 0 | [17 empty] | Commercial_Retail_Existing_Food Preparation_Range_
Commercial_Retail_Existing_Food Preparation_Natural Gas_Range_E6 | Commercial | Retail | Existing | Food Preparation | Natural Gas | Range | E6 |  | 0% | 0% | 0% | 0 | 0 | 0 | 0 | 0 | 0 | 0 | 0 | 0% | 0 | 0 | 0% | Normal | 0% | 0 | 0 | 0 | [17 empty] | Commercial_Retail_Existing_Food Preparation_Range_
Commercial_Retail_Existing_Food Preparation_Natural Gas_Range_E7 | Commercial | Retail | Existing | Food Preparation | Natural Gas | Range | E7 |  | 0% | 0% | 0% | 0 | 0 | 0 | 0 | 0 | 0 | 0 | 0 | 0% | 0 | 0 | 0% | Normal | 0% | 0 | 0 | 0 | [17 empty] | Commercial_Retail_Existing_Food Preparation_Range_
Commercial_Retail_Existing_Food Preparation_Natural Gas_Range_E8 | Commercial | Retail | Existing | Food Preparation | Natural Gas | Range | E8 |  | 0% | 0% | 0% | 0 | 0 | 0 | 0 | 0 | 0 | 0 | 0 | 0% | 0 | 0 | 0% | Normal | 0% | 0 | 0 | 0 | [17 empty] | Commercial_Retail_Existing_Food Preparation_Range_
Commercial_Retail_Existing_Food Preparation_Natural Gas_Range_E9 | Commercial | Retail | Existing | Food Preparation | Natural Gas | Range | E9 |  | 0% | 0% | 0% | 0 | 0 | 0 | 0 | 0 | 0 | 0 | 0 | 0% | 0 | 0 | 0% | Normal | 0% | 0 | 0 | 0 | [17 empty] | Commercial_Retail_Existing_Food Preparation_Range_
Commercial_Retail_Existing_Food Preparation_Natural Gas_Range_E10 | Commercial | Retail | Existing | Food Preparation | Natural Gas | Range | E10 |  | 0% | 0% | 0% | 0 | 0 | 0 | 0 | 0 | 0 | 0 | 0 | 0% | 0 | 0 | 0% | Normal | 0% | 0 | 0 | 0 | [17 empty] | Commercial_Retail_Existing_Food Preparation_Range_
Commercial_Retail_Existing_Food Preparation_Natural Gas_Steamer_E1 | Commercial | Retail | Existing | Food Preparation | Natural Gas | Steamer | E1 | Standard | 100% | 0% | 0% | 0.87099 | 0 | 0 | 0 | 8 | 16 | 2019 | 2021 | 100% | 0 | 0 | 0% | Normal | 0% | 0.088566 | 0 | 0 | 1 unit | 100000 | 0 | 5.7999e-05 | 1527.0152 | 13100 | 0 | 0 | 0 | 2012 | 1.1464 | IL TRM - 4.2.3 - CI-FSE-STMC-V05-190101 | DOE Commercial R&D 2016 - Table 2-10 | IL TRM - 4.2.3 - CI-FSE-STMC-V05-190101 | 1 | unit | 5.7999e-05 | Commercial_Retail_Existing_Food Preparation_Steamer_Standard
Commercial_Retail_Existing_Food Preparation_Natural Gas_Steamer_E2 | Commercial | Retail | Existing | Food Preparation | Natural Gas | Steamer | E2 | ENERGY STAR | 20.86% | 0% | 0% | 0.93735 | 0 | -0.00017485 | 0 | 8 | 16 | 2019 | 2050 | 100% | 0 | 0 | 0% | Normal | 0% | 0.018474 | 0 | 0 | 1 unit | 100000 | 0 | 5.7999e-05 | 318.5218 | 14098 | 0 | -2.6298 | 0 | 2012 | 1.1464 | IL TRM - 4.2.3 - CI-FSE-STMC-V05-190101 | IL TRM - 4.2.3 - CI-FSE-STMC-V05-190101 | IL TRM - 4.2.3 - CI-FSE-STMC-V05-190101 | 1 | unit | 5.7999e-05 | Commercial_Retail_Existing_Food Preparation_Steamer_ENERGY STAR
Commercial_Retail_Existing_Food Preparation_Natural Gas_Steamer_E3 | Commercial | Retail | Existing | Food Preparation | Natural Gas | Steamer | E3 |  | 0% | 0% | 0% | 0 | 0 | 0 | 0 | 0 | 0 | 0 | 0 | 0% | 0 | 0 | 0% | Normal | 0% | 0 | 0 | 0 | [17 empty] | Commercial_Retail_Existing_Food Preparation_Steamer_
Commercial_Retail_Existing_Food Preparation_Natural Gas_Steamer_E4 | Commercial | Retail | Existing | Food Preparation | Natural Gas | Steamer | E4 |  | 0% | 0% | 0% | 0 | 0 | 0 | 0 | 0 | 0 | 0 | 0 | 0% | 0 | 0 | 0% | Normal | 0% | 0 | 0 | 0 | [17 empty] | Commercial_Retail_Existing_Food Preparation_Steamer_
Commercial_Retail_Existing_Food Preparation_Natural Gas_Steamer_E5 | Commercial | Retail | Existing | Food Preparation | Natural Gas | Steamer | E5 |  | 0% | 0% | 0% | 0 | 0 | 0 | 0 | 0 | 0 | 0 | 0 | 0% | 0 | 0 | 0% | Normal | 0% | 0 | 0 | 0 | [17 empty] | Commercial_Retail_Existing_Food Preparation_Steamer_
Commercial_Retail_Existing_Food Preparation_Natural Gas_Steamer_E6 | Commercial | Retail | Existing | Food Preparation | Natural Gas | Steamer | E6 |  | 0% | 0% | 0% | 0 | 0 | 0 | 0 | 0 | 0 | 0 | 0 | 0% | 0 | 0 | 0% | Normal | 0% | 0 | 0 | 0 | [17 empty] | Commercial_Retail_Existing_Food Preparation_Steamer_
Commercial_Retail_Existing_Food Preparation_Natural Gas_Steamer_E7 | Commercial | Retail | Existing | Food Preparation | Natural Gas | Steamer | E7 |  | 0% | 0% | 0% | 0 | 0 | 0 | 0 | 0 | 0 | 0 | 0 | 0% | 0 | 0 | 0% | Normal | 0% | 0 | 0 | 0 | [17 empty] | Commercial_Retail_Existing_Food Preparation_Steamer_
Commercial_Retail_Existing_Food Preparation_Natural Gas_Steamer_E8 | Commercial | Retail | Existing | Food Preparation | Natural Gas | Steamer | E8 |  | 0% | 0% | 0% | 0 | 0 | 0 | 0 | 0 | 0 | 0 | 0 | 0% | 0 | 0 | 0% | Normal | 0% | 0 | 0 | 0 | [17 empty] | Commercial_Retail_Existing_Food Preparation_Steamer_
Commercial_Retail_Existing_Food Preparation_Natural Gas_Steamer_E9 | Commercial | Retail | Existing | Food Preparation | Natural Gas | Steamer | E9 |  | 0% | 0% | 0% | 0 | 0 | 0 | 0 | 0 | 0 | 0 | 0 | 0% | 0 | 0 | 0% | Normal | 0% | 0 | 0 | 0 | [17 empty] | Commercial_Retail_Existing_Food Preparation_Steamer_
Commercial_Retail_Existing_Food Preparation_Natural Gas_Steamer_E10 | Commercial | Retail | Existing | Food Preparation | Natural Gas | Steamer | E10 |  | 0% | 0% | 0% | 0 | 0 | 0 | 0 | 0 | 0 | 0 | 0 | 0% | 0 | 0 | 0% | Normal | 0% | 0 | 0 | 0 | [17 empty] | Commercial_Retail_Existing_Food Preparation_Steamer_
Commercial_Retail_Existing_Food Preparation_Natural Gas_Food Prep Other_E1 | Commercial | Retail | Existing | Food Preparation | Natural Gas | Food Prep Other | E1 | Standard | 100% | 0% | 0% | 0.031713 | 0 | 0 | 0 | 8 | 12 | 2019 | 2050 | 100% | 0 | 0 | 0% | Normal | 0% | 0.038065 | 0 | 0 | 1 unit | 100000 | 0 | 2.6747e-05 | 1423.18 | 1000 | 0 | 0 | 0 | 2010 | 1.1857 | Default | Default | Default | 1 | unit | 2.6747e-05 | Commercial_Retail_Existing_Food Preparation_Food Prep Other_Standard
Commercial_Retail_Existing_Food Preparation_Natural Gas_Food Prep Other_E2 | Commercial | Retail | Existing | Food Preparation | Natural Gas | Food Prep Other | E2 | ENERGY STAR | 100% | 0% | 0% | 0.031745 | 0 | 0 | 0 | 8 | 12 | 2019 | 2050 | 100% | 0 | 0 | 0% | Normal | 0% | 0.038065 | 0 | 0 | 1 unit | 100000 | 0 | 2.6747e-05 | 1423.17 | 1001 | 0 | 0 | 0 | 2010 | 1.1857 | N/A | N/A | N/A | 1 | unit | 2.6747e-05 | Commercial_Retail_Existing_Food Preparation_Food Prep Other_ENERGY STAR
Commercial_Retail_Existing_Food Preparation_Natural Gas_Food Prep Other_E3 | Commercial | Retail | Existing | Food Preparation | Natural Gas | Food Prep Other | E3 |  | 0% | 0% | 0% | 0 | 0 | 0 | 0 | 0 | 0 | 0 | 0 | 0% | 0 | 0 | 0% | Normal | 0% | 0 | 0 | 0 | [17 empty] | Commercial_Retail_Existing_Food Preparation_Food Prep Other_
Commercial_Retail_Existing_Food Preparation_Natural Gas_Food Prep Other_E4 | Commercial | Retail | Existing | Food Preparation | Natural Gas | Food Prep Other | E4 |  | 0% | 0% | 0% | 0 | 0 | 0 | 0 | 0 | 0 | 0 | 0 | 0% | 0 | 0 | 0% | Normal | 0% | 0 | 0 | 0 | [17 empty] | Commercial_Retail_Existing_Food Preparation_Food Prep Other_
Commercial_Retail_Existing_Food Preparation_Natural Gas_Food Prep Other_E5 | Commercial | Retail | Existing | Food Preparation | Natural Gas | Food Prep Other | E5 |  | 0% | 0% | 0% | 0 | 0 | 0 | 0 | 0 | 0 | 0 | 0 | 0% | 0 | 0 | 0% | Normal | 0% | 0 | 0 | 0 | [17 empty] | Commercial_Retail_Existing_Food Preparation_Food Prep Other_
Commercial_Retail_Existing_Food Preparation_Natural Gas_Food Prep Other_E6 | Commercial | Retail | Existing | Food Preparation | Natural Gas | Food Prep Other | E6 |  | 0% | 0% | 0% | 0 | 0 | 0 | 0 | 0 | 0 | 0 | 0 | 0% | 0 | 0 | 0% | Normal | 0% | 0 | 0 | 0 | [17 empty] | Commercial_Retail_Existing_Food Preparation_Food Prep Other_
Commercial_Retail_Existing_Food Preparation_Natural Gas_Food Prep Other_E7 | Commercial | Retail | Existing | Food Preparation | Natural Gas | Food Prep Other | E7 |  | 0% | 0% | 0% | 0 | 0 | 0 | 0 | 0 | 0 | 0 | 0 | 0% | 0 | 0 | 0% | Normal | 0% | 0 | 0 | 0 | [17 empty] | Commercial_Retail_Existing_Food Preparation_Food Prep Other_
Commercial_Retail_Existing_Food Preparation_Natural Gas_Food Prep Other_E8 | Commercial | Retail | Existing | Food Preparation | Natural Gas | Food Prep Other | E8 |  | 0% | 0% | 0% | 0 | 0 | 0 | 0 | 0 | 0 | 0 | 0 | 0% | 0 | 0 | 0% | Normal | 0% | 0 | 0 | 0 | [17 empty] | Commercial_Retail_Existing_Food Preparation_Food Prep Other_
Commercial_Retail_Existing_Food Preparation_Natural Gas_Food Prep Other_E9 | Commercial | Retail | Existing | Food Preparation | Natural Gas | Food Prep Other | E9 |  | 0% | 0% | 0% | 0 | 0 | 0 | 0 | 0 | 0 | 0 | 0 | 0% | 0 | 0 | 0% | Normal | 0% | 0 | 0 | 0 | [17 empty] | Commercial_Retail_Existing_Food Preparation_Food Prep Other_
Commercial_Retail_Existing_Food Preparation_Natural Gas_Food Prep Other_E10 | Commercial | Retail | Existing | Food Preparation | Natural Gas | Food Prep Other | E10 |  | 0% | 0% | 0% | 0 | 0 | 0 | 0 | 0 | 0 | 0 | 0 | 0% | 0 | 0 | 0% | Normal | 0% | 0 | 0 | 0 | [17 empty] | Commercial_Retail_Existing_Food Preparation_Food Prep Other_
Commercial_Retail_Existing_Miscellaneous_Natural Gas_Pool Heater_E1 | Commercial | Retail | Existing | Miscellaneous | Natural Gas | Pool Heater | E1 | Standard (EF .78) | 100% | 0% | 0% | 0.00020995 | 0 | 0 | 0 | 4 | 8 | 2019 | 2050 | 100% | 0 | 0 | 0% | Normal | 0% | 0.00015765 | 0 | 0 | 1 unit | 100000 | 0 | 1.0524e-08 | 14980 | 18052 | 0 | 0 | 0 | 2014 | 1.1051 | DOE Commercial R&D 2016 - Table 7-6 | DOE Commercial R&D 2016 - Table 7-7 | DOE Commercial R&D 2016 - Table 7-8 | 1 | unit | 1.0524e-08 | Commercial_Retail_Existing_Miscellaneous_Pool Heater_Standard (EF .78)
Commercial_Retail_Existing_Miscellaneous_Natural Gas_Pool Heater_E2 | Commercial | Retail | Existing | Miscellaneous | Natural Gas | Pool Heater | E2 | Condensing (EF .90) | 85% | 0% | 0% | 0.00034377 | 0 | 0 | 0 | 4 | 8 | 2019 | 2050 | 100% | 0 | 0 | 0% | Normal | 0% | 0.000134 | 0 | 0 | 1 unit | 100000 | 0 | 1.0524e-08 | 12733 | 29558 | 0 | 0 | 0 | 2014 | 1.1051 | DOE Commercial R&D 2016 - Table 7-6 | DOE Commercial R&D 2016 - Table 7-7 | DOE Commercial R&D 2016 - Table 7-9 | 1 | unit | 1.0524e-08 | Commercial_Retail_Existing_Miscellaneous_Pool Heater_Condensing (EF .90)
Commercial_Retail_Existing_Miscellaneous_Natural Gas_Pool Heater_E3 | Commercial | Retail | Existing | Miscellaneous | Natural Gas | Pool Heater | E3 |  | 0% | 0% | 0% | 0 | 0 | 0 | 0 | 0 | 0 | 0 | 0 | 0% | 0 | 0 | 0% | Normal | 0% | 0 | 0 | 0 | [17 empty] | Commercial_Retail_Existing_Miscellaneous_Pool Heater_
Commercial_Retail_Existing_Miscellaneous_Natural Gas_Pool Heater_E4 | Commercial | Retail | Existing | Miscellaneous | Natural Gas | Pool Heater | E4 |  | 0% | 0% | 0% | 0 | 0 | 0 | 0 | 0 | 0 | 0 | 0 | 0% | 0 | 0 | 0% | Normal | 0% | 0 | 0 | 0 | [17 empty] | Commercial_Retail_Existing_Miscellaneous_Pool Heater_
Commercial_Retail_Existing_Miscellaneous_Natural Gas_Pool Heater_E5 | Commercial | Retail | Existing | Miscellaneous | Natural Gas | Pool Heater | E5 |  | 0% | 0% | 0% | 0 | 0 | 0 | 0 | 0 | 0 | 0 | 0 | 0% | 0 | 0 | 0% | Normal | 0% | 0 | 0 | 0 | [17 empty] | Commercial_Retail_Existing_Miscellaneous_Pool Heater_
Commercial_Retail_Existing_Miscellaneous_Natural Gas_Pool Heater_E6 | Commercial | Retail | Existing | Miscellaneous | Natural Gas | Pool Heater | E6 |  | 0% | 0% | 0% | 0 | 0 | 0 | 0 | 0 | 0 | 0 | 0 | 0% | 0 | 0 | 0% | Normal | 0% | 0 | 0 | 0 | [17 empty] | Commercial_Retail_Existing_Miscellaneous_Pool Heater_
Commercial_Retail_Existing_Miscellaneous_Natural Gas_Pool Heater_E7 | Commercial | Retail | Existing | Miscellaneous | Natural Gas | Pool Heater | E7 |  | 0% | 0% | 0% | 0 | 0 | 0 | 0 | 0 | 0 | 0 | 0 | 0% | 0 | 0 | 0% | Normal | 0% | 0 | 0 | 0 | [17 empty] | Commercial_Retail_Existing_Miscellaneous_Pool Heater_
Commercial_Retail_Existing_Miscellaneous_Natural Gas_Pool Heater_E8 | Commercial | Retail | Existing | Miscellaneous | Natural Gas | Pool Heater | E8 |  | 0% | 0% | 0% | 0 | 0 | 0 | 0 | 0 | 0 | 0 | 0 | 0% | 0 | 0 | 0% | Normal | 0% | 0 | 0 | 0 | [17 empty] | Commercial_Retail_Existing_Miscellaneous_Pool Heater_
Commercial_Retail_Existing_Miscellaneous_Natural Gas_Pool Heater_E9 | Commercial | Retail | Existing | Miscellaneous | Natural Gas | Pool Heater | E9 |  | 0% | 0% | 0% | 0 | 0 | 0 | 0 | 0 | 0 | 0 | 0 | 0% | 0 | 0 | 0% | Normal | 0% | 0 | 0 | 0 | [17 empty] | Commercial_Retail_Existing_Miscellaneous_Pool Heater_
Commercial_Retail_Existing_Miscellaneous_Natural Gas_Pool Heater_E10 | Commercial | Retail | Existing | Miscellaneous | Natural Gas | Pool Heater | E10 |  | 0% | 0% | 0% | 0 | 0 | 0 | 0 | 0 | 0 | 0 | 0 | 0% | 0 | 0 | 0% | Normal | 0% | 0 | 0 | 0 | [17 empty] | Commercial_Retail_Existing_Miscellaneous_Pool Heater_
Commercial_Retail_Existing_Miscellaneous_Natural Gas_Miscellaneous_E1 | Commercial | Retail | Existing | Miscellaneous | Natural Gas | Miscellaneous | E1 | Miscellaneous | 100% | 0% | 0% | 0.00011195 | 0 | 0 | 0 | 2 | 8 | 2019 | 2050 | 100% | 0 | 0 | 0% | Normal | 0% | 0.00010421 | 0 | 0 | 1 unit | 100000 | 0 | 0.00010421 | 1 | 1 | 0 | 0 | 0 | 2016 | 1.0743 | N/A | N/A | N/A | 1 | unit | 0.00010421 | Commercial_Retail_Existing_Miscellaneous_Miscellaneous_Miscellaneous
Commercial_Retail_Existing_Miscellaneous_Natural Gas_Miscellaneous_E2 | Commercial | Retail | Existing | Miscellaneous | Natural Gas | Miscellaneous | E2 |  | 0% | 0% | 0% | 0 | 0 | 0 | 0 | 0 | 0 | 0 | 0 | 0% | 0 | 0 | 0% | Normal | 0% | 0 | 0 | 0 | [17 empty] | Commercial_Retail_Existing_Miscellaneous_Miscellaneous_
Commercial_Retail_Existing_Miscellaneous_Natural Gas_Miscellaneous_E3 | Commercial | Retail | Existing | Miscellaneous | Natural Gas | Miscellaneous | E3 |  | 0% | 0% | 0% | 0 | 0 | 0 | 0 | 0 | 0 | 0 | 0 | 0% | 0 | 0 | 0% | Normal | 0% | 0 | 0 | 0 | [17 empty] | Commercial_Retail_Existing_Miscellaneous_Miscellaneous_
Commercial_Retail_Existing_Miscellaneous_Natural Gas_Miscellaneous_E4 | Commercial | Retail | Existing | Miscellaneous | Natural Gas | Miscellaneous | E4 |  | 0% | 0% | 0% | 0 | 0 | 0 | 0 | 0 | 0 | 0 | 0 | 0% | 0 | 0 | 0% | Normal | 0% | 0 | 0 | 0 | [17 empty] | Commercial_Retail_Existing_Miscellaneous_Miscellaneous_
Commercial_Retail_Existing_Miscellaneous_Natural Gas_Miscellaneous_E5 | Commercial | Retail | Existing | Miscellaneous | Natural Gas | Miscellaneous | E5 |  | 0% | 0% | 0% | 0 | 0 | 0 | 0 | 0 | 0 | 0 | 0 | 0% | 0 | 0 | 0% | Normal | 0% | 0 | 0 | 0 | [17 empty] | Commercial_Retail_Existing_Miscellaneous_Miscellaneous_
Commercial_Retail_Existing_Miscellaneous_Natural Gas_Miscellaneous_E6 | Commercial | Retail | Existing | Miscellaneous | Natural Gas | Miscellaneous | E6 |  | 0% | 0% | 0% | 0 | 0 | 0 | 0 | 0 | 0 | 0 | 0 | 0% | 0 | 0 | 0% | Normal | 0% | 0 | 0 | 0 | [17 empty] | Commercial_Retail_Existing_Miscellaneous_Miscellaneous_
Commercial_Retail_Existing_Miscellaneous_Natural Gas_Miscellaneous_E7 | Commercial | Retail | Existing | Miscellaneous | Natural Gas | Miscellaneous | E7 |  | 0% | 0% | 0% | 0 | 0 | 0 | 0 | 0 | 0 | 0 | 0 | 0% | 0 | 0 | 0% | Normal | 0% | 0 | 0 | 0 | [17 empty] | Commercial_Retail_Existing_Miscellaneous_Miscellaneous_
Commercial_Retail_Existing_Miscellaneous_Natural Gas_Miscellaneous_E8 | Commercial | Retail | Existing | Miscellaneous | Natural Gas | Miscellaneous | E8 |  | 0% | 0% | 0% | 0 | 0 | 0 | 0 | 0 | 0 | 0 | 0 | 0% | 0 | 0 | 0% | Normal | 0% | 0 | 0 | 0 | [17 empty] | Commercial_Retail_Existing_Miscellaneous_Miscellaneous_
Commercial_Retail_Existing_Miscellaneous_Natural Gas_Miscellaneous_E9 | Commercial | Retail | Existing | Miscellaneous | Natural Gas | Miscellaneous | E9 |  | 0% | 0% | 0% | 0 | 0 | 0 | 0 | 0 | 0 | 0 | 0 | 0% | 0 | 0 | 0% | Normal | 0% | 0 | 0 | 0 | [17 empty] | Commercial_Retail_Existing_Miscellaneous_Miscellaneous_
Commercial_Retail_Existing_Miscellaneous_Natural Gas_Miscellaneous_E10 | Commercial | Retail | Existing | Miscellaneous | Natural Gas | Miscellaneous | E10 |  | 0% | 0% | 0% | 0 | 0 | 0 | 0 | 0 | 0 | 0 | 0 | 0% | 0 | 0 | 0% | Normal | 0% | 0 | 0 | 0 | [17 empty] | Commercial_Retail_Existing_Miscellaneous_Miscellaneous_
Commercial_Retail_New_Space Heating_Natural Gas_Furnace_E1 | Commercial | Retail | New | Space Heating | Natural Gas | Furnace | E1 | AFUE 80% (Standard) | 100% | 0% | 0% | 0.39784 | 0.154 | 0.042099 | 0 | 17 | 29 | 2019 | 2023 | 45% | 0 | 0 | 0% | Normal | 0% | 0.1497 | 0 | 0 | 140 kBtu/hr | 100000 | 0 | 0.00034286 | 3.3409 | 1050 | 406.4484 | 111.11 | 0 | 2014 | 1.1051 | EIA 2018 Tech Forecast | 2015 DOE Commercial Warm Air Furnace TSD - EERE-2013-BT-STD-0021-0050 | AEG BEST | 140 | kBtu/hr | 0.048 | Commercial_Retail_New_Space Heating_Furnace_AFUE 80% (Standard)
Commercial_Retail_New_Space Heating_Natural Gas_Furnace_E2 | Commercial | Retail | New | Space Heating | Natural Gas | Furnace | E2 | AFUE 81% (2023 Fed Standard) | 98.77% | 0% | 0% | 0.66307 | 0.154 | 0.042304 | 0 | 17 | 29 | 2019 | 2023 | 45% | 0 | 0 | 0% | Normal | 0% | 0.14785 | 0 | 0 | 140 kBtu/hr | 100000 | 0 | 0.00034286 | 3.2997 | 1750 | 406.4484 | 111.651 | 0 | 2014 | 1.1051 | EIA 2018 Tech Forecast | 2015 DOE Commercial Warm Air Furnace TSD - EERE-2013-BT-STD-0021-0050 | AEG BEST | 140 | kBtu/hr | 0.048 | Commercial_Retail_New_Space Heating_Furnace_AFUE 81% (2023 Fed Standard)
Commercial_Retail_New_Space Heating_Natural Gas_Furnace_E3 | Commercial | Retail | New | Space Heating | Natural Gas | Furnace | E3 | AFUE 91% (WA State Min 2023) | 87.91% | 0% | 0% | 0.92829 | 0.154 | 0.044149 | 0 | 17 | 29 | 2019 | 2050 | 45% | 0 | 0 | 0% | Normal | 0% | 0.13161 | 0 | 0 | 140 kBtu/hr | 100000 | 0 | 0.00034286 | 2.9371 | 2450 | 406.4484 | 116.52 | 0 | 2014 | 1.1051 | EIA 2018 Tech Forecast | 2015 DOE Commercial Warm Air Furnace TSD - EERE-2013-BT-STD-0021-0050 | AEG BEST | 140 | kBtu/hr | 0.048 | Commercial_Retail_New_Space Heating_Furnace_AFUE 91% (WA State Min 2023)
Commercial_Retail_New_Space Heating_Natural Gas_Furnace_E4 | Commercial | Retail | New | Space Heating | Natural Gas | Furnace | E4 | AFUE 96% | 83.33% | 0% | 0% | 0.57706 | 0.21149 | 0.044149 | 0 | 17 | 29 | 2019 | 2050 | 100% | 0 | 0 | 0% | Normal | 0% | 0.12475 | 0 | 0 | 140 kBtu/hr | 100000 | 0 | 0.00034286 | 2.7841 | 1522.9949 | 558.1641 | 116.52 | 0 | 2014 | 1.1051 | EIA 2018 Tech Forecast | 2015 DOE Commercial Warm Air Furnace TSD - EERE-2013-BT-STD-0021-0050 | AEG BEST | 140 | kBtu/hr | 0.048 | Commercial_Retail_New_Space Heating_Furnace_AFUE 96%
Commercial_Retail_New_Space Heating_Natural Gas_Furnace_E5 | Commercial | Retail | New | Space Heating | Natural Gas | Furnace | E5 | Convert to Gas-Fired ASHP | 61.54% | 0% | 0% | 9.8656 | 0.97198 | 0.061964 | 0 | 17 | 29 | 2026 | 2050 | 100% | 0 | 0 | 0% | Normal | 0% | 0.092124 | 0 | 0 | 140 kBtu/hr | 100000 | 0 | 0.00034286 | 2.0559 | 27066.6667 | 2666.6667 | 170 | 0 | 2017 | 1.0631 | EIA 2018 Tech Forecast | EIA 2018/2023 Tech Forecast, Adjusted for Size | AEG BEST | 140 | kBtu/hr | 0.048 | Commercial_Retail_New_Space Heating_Furnace_Convert to Gas-Fired ASHP
Commercial_Retail_New_Space Heating_Natural Gas_Furnace_E6 | Commercial | Retail | New | Space Heating | Natural Gas | Furnace | E6 |  | 0% | 0% | 0% | 0 | 0 | 0 | 0 | 0 | 0 | 0 | 0 | 0% | 0 | 0 | 0% | Normal | 0% | 0 | 0 | 0 | [17 empty] | Commercial_Retail_New_Space Heating_Furnace_
Commercial_Retail_New_Space Heating_Natural Gas_Furnace_E7 | Commercial | Retail | New | Space Heating | Natural Gas | Furnace | E7 |  | 0% | 0% | 0% | 0 | 0 | 0 | 0 | 0 | 0 | 0 | 0 | 0% | 0 | 0 | 0% | Normal | 0% | 0 | 0 | 0 | [17 empty] | Commercial_Retail_New_Space Heating_Furnace_
Commercial_Retail_New_Space Heating_Natural Gas_Furnace_E8 | Commercial | Retail | New | Space Heating | Natural Gas | Furnace | E8 |  | 0% | 0% | 0% | 0 | 0 | 0 | 0 | 0 | 0 | 0 | 0 | 0% | 0 | 0 | 0% | Normal | 0% | 0 | 0 | 0 | [17 empty] | Commercial_Retail_New_Space Heating_Furnace_
Commercial_Retail_New_Space Heating_Natural Gas_Furnace_E9 | Commercial | Retail | New | Space Heating | Natural Gas | Furnace | E9 |  | 0% | 0% | 0% | 0 | 0 | 0 | 0 | 0 | 0 | 0 | 0 | 0% | 0 | 0 | 0% | Normal | 0% | 0 | 0 | 0 | [17 empty] | Commercial_Retail_New_Space Heating_Furnace_
Commercial_Retail_New_Space Heating_Natural Gas_Furnace_E10 | Commercial | Retail | New | Space Heating | Natural Gas | Furnace | E10 |  | 0% | 0% | 0% | 0 | 0 | 0 | 0 | 0 | 0 | 0 | 0 | 0% | 0 | 0 | 0% | Normal | 0% | 0 | 0 | 0 | [17 empty] | Commercial_Retail_New_Space Heating_Furnace_
Commercial_Retail_New_Space Heating_Natural Gas_Boiler_E1 | Commercial | Retail | New | Space Heating | Natural Gas | Boiler | E1 | TE 80% | 100% | 0% | 0% | 1.4753 | 0.82422 | 0 | 0 | 19 | 31 | 2019 | 2023 | 100% | 0 | 0 | 0% | Normal | 0% | 0.64198 | 0 | 0 | 513.550054507209 kBtu/hr | 100000 | 0 | 9.3467e-05 | 11.0114 | 14516 | 8110 | 0 | 0 | 2015 | 1.0873 | RTF Wkbk - ComGasBoilersUES_v2.1 | CE_EWR Measure Cost Benchmarking - 02.08.23 | AEG BEST | 513.5501 | kBtu/hr | 0.048 | Commercial_Retail_New_Space Heating_Boiler_TE 80%
Commercial_Retail_New_Space Heating_Natural Gas_Boiler_E2 | Commercial | Retail | New | Space Heating | Natural Gas | Boiler | E2 | TE 84% (2023 Standard) | 95.24% | 0% | 0% | 1.5528 | 0.82422 | 0 | 0 | 19 | 31 | 2019 | 2023 | 100% | 0 | 0 | 0% | Normal | 0% | 0.61141 | 0 | 0 | 513.550054507209 kBtu/hr | 100000 | 0 | 9.3467e-05 | 10.487 | 15279 | 8110 | 0 | 0 | 2015 | 1.0873 | RTF Wkbk - ComGasBoilersUES_v2.1 | CE_EWR Measure Cost Benchmarking - 02.08.23 | AEG BEST | 513.5501 | kBtu/hr | 0.048 | Commercial_Retail_New_Space Heating_Boiler_TE 84% (2023 Standard)
Commercial_Retail_New_Space Heating_Natural Gas_Boiler_E3 | Commercial | Retail | New | Space Heating | Natural Gas | Boiler | E3 | TE 94% (ENERGY STAR 1.0) | 85.11% | 0% | 0% | 2.8089 | 0.92748 | 0 | 0 | 19 | 31 | 2019 | 2050 | 100% | 0 | 0 | 0% | Normal | 0% | 0.54636 | 0 | 0 | 513.550054507209 kBtu/hr | 100000 | 0 | 9.3467e-05 | 9.3714 | 27638 | 9126 | 0 | 0 | 2015 | 1.0873 | RTF Wkbk - ComGasBoilersUES_v2.1 | CE_EWR Measure Cost Benchmarking - 02.08.23 | AEG BEST | 513.5501 | kBtu/hr | 0.048 | Commercial_Retail_New_Space Heating_Boiler_TE 94% (ENERGY STAR 1.0)
Commercial_Retail_New_Space Heating_Natural Gas_Boiler_E4 | Commercial | Retail | New | Space Heating | Natural Gas | Boiler | E4 | TE 98% | 81.63% | 0% | 0% | 3.1588 | 0.92748 | 0 | 0 | 19 | 31 | 2019 | 2050 | 100% | 0 | 0 | 0% | Normal | 0% | 0.52406 | 0 | 0 | 513.550054507209 kBtu/hr | 100000 | 0 | 9.3467e-05 | 8.9889 | 31080.8718 | 9126 | 0 | 0 | 2015 | 1.0873 | RTF Wkbk - ComGasBoilersUES_v2.1 | CE_EWR Measure Cost Benchmarking - 02.08.23 | AEG BEST | 513.5501 | kBtu/hr | 0.048 | Commercial_Retail_New_Space Heating_Boiler_TE 98%
Commercial_Retail_New_Space Heating_Natural Gas_Boiler_E5 | Commercial | Retail | New | Space Heating | Natural Gas | Boiler | E5 | Convert to Gas-Fired ASHP | 61.54% | 0% | 0% | 10.0984 | 0.57962 | 0.18973 | 0 | 19 | 31 | 2019 | 2050 | 100% | 0 | 0 | 0% | Normal | 0% | 0.39506 | 0 | 0 | 800 kBtu/hr | 100000 | 0 | 6e-05 | 6.7762 | 158316.7533 | 9086.959 | 2974.436 | 0 | 2017 | 1.0631 | RTF Wkbk - ComGasBoilersUES_v2.1 | AEO 2021 - gas_eng-driven_RTHP-heat 2017 typical | AEG BEST | 800 | kBtu/hr | 0.048 | Commercial_Retail_New_Space Heating_Boiler_Convert to Gas-Fired ASHP
Commercial_Retail_New_Space Heating_Natural Gas_Boiler_E6 | Commercial | Retail | New | Space Heating | Natural Gas | Boiler | E6 |  | 0% | 0% | 0% | 0 | 0 | 0 | 0 | 0 | 0 | 0 | 0 | 0% | 0 | 0 | 0% | Normal | 0% | 0 | 0 | 0 | [17 empty] | Commercial_Retail_New_Space Heating_Boiler_
Commercial_Retail_New_Space Heating_Natural Gas_Boiler_E7 | Commercial | Retail | New | Space Heating | Natural Gas | Boiler | E7 |  | 0% | 0% | 0% | 0 | 0 | 0 | 0 | 0 | 0 | 0 | 0 | 0% | 0 | 0 | 0% | Normal | 0% | 0 | 0 | 0 | [17 empty] | Commercial_Retail_New_Space Heating_Boiler_
Commercial_Retail_New_Space Heating_Natural Gas_Boiler_E8 | Commercial | Retail | New | Space Heating | Natural Gas | Boiler | E8 |  | 0% | 0% | 0% | 0 | 0 | 0 | 0 | 0 | 0 | 0 | 0 | 0% | 0 | 0 | 0% | Normal | 0% | 0 | 0 | 0 | [17 empty] | Commercial_Retail_New_Space Heating_Boiler_
Commercial_Retail_New_Space Heating_Natural Gas_Boiler_E9 | Commercial | Retail | New | Space Heating | Natural Gas | Boiler | E9 |  | 0% | 0% | 0% | 0 | 0 | 0 | 0 | 0 | 0 | 0 | 0 | 0% | 0 | 0 | 0% | Normal | 0% | 0 | 0 | 0 | [17 empty] | Commercial_Retail_New_Space Heating_Boiler_
Commercial_Retail_New_Space Heating_Natural Gas_Boiler_E10 | Commercial | Retail | New | Space Heating | Natural Gas | Boiler | E10 |  | 0% | 0% | 0% | 0 | 0 | 0 | 0 | 0 | 0 | 0 | 0 | 0% | 0 | 0 | 0% | Normal | 0% | 0 | 0 | 0 | [17 empty] | Commercial_Retail_New_Space Heating_Boiler_
Commercial_Retail_New_Space Heating_Natural Gas_Unit Heater_E1 | Commercial | Retail | New | Space Heating | Natural Gas | Unit Heater | E1 | Standard | 100% | 0% | 0% | 0.4095 | 0 | 0 | 0 | 9 | 15 | 2019 | 2023 | 100% | 0 | 0 | 0% | Normal | 0% | 0.45593 | 0 | 0 | 120 kBtu/Hr | 100000 | 0 | 3.8252e-06 | 1071.1875 | 849.6 | 0 | 0 | 0 | 2018 | 1.05 | IL TRM v11 - 4.4.5 (Adjusted for WA Climate) | IL TRM v11 - 4.4.5 (Adjusted for WA Climate) | IL TRM v11 - 4.4.5 (Adjusted for WA Climate) | 120 | kBtu/Hr | 0.00045903 | Commercial_Retail_New_Space Heating_Unit Heater_Standard
Commercial_Retail_New_Space Heating_Natural Gas_Unit Heater_E2 | Commercial | Retail | New | Space Heating | Natural Gas | Unit Heater | E2 | Condensing | 89.99% | 0% | 0% | 1.3095 | 0 | 0 | 0 | 9 | 15 | 2019 | 2050 | 100% | 0 | 0 | 0% | Normal | 0% | 0.41029 | 0 | 0 | 120 kBtu/Hr | 100000 | 0 | 3.8252e-06 | 963.9483 | 2716.8 | 0 | 0 | 0 | 2018 | 1.05 | IL TRM v11 - 4.4.5 (Adjusted for WA Climate) | IL TRM v11 - 4.4.5 (Adjusted for WA Climate) | IL TRM v11 - 4.4.5 (Adjusted for WA Climate) | 120 | kBtu/Hr | 0.00045903 | Commercial_Retail_New_Space Heating_Unit Heater_Condensing
Commercial_Retail_New_Space Heating_Natural Gas_Unit Heater_E3 | Commercial | Retail | New | Space Heating | Natural Gas | Unit Heater | E3 | Infrared Radiant | 77.72% | 0% | 0% | 0.56567 | 0 | 0 | 0 | 9 | 15 | 2019 | 2050 | 100% | 0 | 0 | 0% | Normal | 0% | 0.35435 | 0 | 0 | 120 kBtu/Hr | 100000 | 0 | 3.8252e-06 | 832.5115 | 1173.6 | 0 | 0 | 0 | 2018 | 1.05 | IL TRM v11 - 4.4.5 (Adjusted for WA Climate) | IL TRM v11 - 4.4.5 (Adjusted for WA Climate) | IL TRM v11 - 4.4.5 (Adjusted for WA Climate) | 120 | kBtu/Hr | 0.00045903 | Commercial_Retail_New_Space Heating_Unit Heater_Infrared Radiant
Commercial_Retail_New_Space Heating_Natural Gas_Unit Heater_E4 | Commercial | Retail | New | Space Heating | Natural Gas | Unit Heater | E4 |  | 0% | 0% | 0% | 0 | 0 | 0 | 0 | 0 | 0 | 0 | 0 | 0% | 0 | 0 | 0% | Normal | 0% | 0 | 0 | 0 | [17 empty] | Commercial_Retail_New_Space Heating_Unit Heater_
Commercial_Retail_New_Space Heating_Natural Gas_Unit Heater_E5 | Commercial | Retail | New | Space Heating | Natural Gas | Unit Heater | E5 |  | 0% | 0% | 0% | 0 | 0 | 0 | 0 | 0 | 0 | 0 | 0 | 0% | 0 | 0 | 0% | Normal | 0% | 0 | 0 | 0 | [17 empty] | Commercial_Retail_New_Space Heating_Unit Heater_
Commercial_Retail_New_Space Heating_Natural Gas_Unit Heater_E6 | Commercial | Retail | New | Space Heating | Natural Gas | Unit Heater | E6 |  | 0% | 0% | 0% | 0 | 0 | 0 | 0 | 0 | 0 | 0 | 0 | 0% | 0 | 0 | 0% | Normal | 0% | 0 | 0 | 0 | [17 empty] | Commercial_Retail_New_Space Heating_Unit Heater_
Commercial_Retail_New_Space Heating_Natural Gas_Unit Heater_E7 | Commercial | Retail | New | Space Heating | Natural Gas | Unit Heater | E7 |  | 0% | 0% | 0% | 0 | 0 | 0 | 0 | 0 | 0 | 0 | 0 | 0% | 0 | 0 | 0% | Normal | 0% | 0 | 0 | 0 | [17 empty] | Commercial_Retail_New_Space Heating_Unit Heater_
Commercial_Retail_New_Space Heating_Natural Gas_Unit Heater_E8 | Commercial | Retail | New | Space Heating | Natural Gas | Unit Heater | E8 |  | 0% | 0% | 0% | 0 | 0 | 0 | 0 | 0 | 0 | 0 | 0 | 0% | 0 | 0 | 0% | Normal | 0% | 0 | 0 | 0 | [17 empty] | Commercial_Retail_New_Space Heating_Unit Heater_
Commercial_Retail_New_Space Heating_Natural Gas_Unit Heater_E9 | Commercial | Retail | New | Space Heating | Natural Gas | Unit Heater | E9 |  | 0% | 0% | 0% | 0 | 0 | 0 | 0 | 0 | 0 | 0 | 0 | 0% | 0 | 0 | 0% | Normal | 0% | 0 | 0 | 0 | [17 empty] | Commercial_Retail_New_Space Heating_Unit Heater_
Commercial_Retail_New_Space Heating_Natural Gas_Unit Heater_E10 | Commercial | Retail | New | Space Heating | Natural Gas | Unit Heater | E10 |  | 0% | 0% | 0% | 0 | 0 | 0 | 0 | 0 | 0 | 0 | 0 | 0% | 0 | 0 | 0% | Normal | 0% | 0 | 0 | 0 | [17 empty] | Commercial_Retail_New_Space Heating_Unit Heater_
Commercial_Retail_New_Water Heating_Natural Gas_Water Heater_E1 | Commercial | Retail | New | Water Heating | Natural Gas | Water Heater | E1 | TE 80% | 100% | 0% | 0% | 0.064534 | 0 | 0 | 0 | 8 | 12 | 2019 | 2050 | 100% | 0 | 0 | 0% | Normal | 0% | 0.13875 | 0 | 0 | 1 kBtu/hr | 100000 | 0 | 0.0023152 | 48.9152 | 26.22 | 0 | 0 | 0 | 2017 | 1.0631 | AEO 2022 - gas_water_heater 2017 current standard | AEO 2022 - gas_water_heater 2017 current standard | AEG BEST / Market Profile | 1 | kBtu/hr | 0.0023152 | Commercial_Retail_New_Water Heating_Water Heater_TE 80%
Commercial_Retail_New_Water Heating_Natural Gas_Water Heater_E2 | Commercial | Retail | New | Water Heating | Natural Gas | Water Heater | E2 | TE 94% (ENERGY STAR 2.0) | 85.11% | 0% | 0% | 0.072115 | 0 | 0 | 0 | 8 | 12 | 2019 | 2050 | 100% | 0 | 0 | 0% | Normal | 0% | 0.11809 | 0 | 0 | 1 kBtu/hr | 100000 | 0 | 0.0023152 | 41.6299 | 29.3 | 0 | 0 | 0 | 2017 | 1.0631 | AEO 2022 - gas_water_heater 2017 ENERGY STAR | AEO 2022 - gas_water_heater 2017 ENERGY STAR | AEG BEST / Market Profile | 1 | kBtu/hr | 0.0023152 | Commercial_Retail_New_Water Heating_Water Heater_TE 94% (ENERGY STAR 2.0)
Commercial_Retail_New_Water Heating_Natural Gas_Water Heater_E3 | Commercial | Retail | New | Water Heating | Natural Gas | Water Heater | E3 | TE 96% (Instantaneous) | 70.92% | 0% | 0% | 0.075383 | 0 | 0 | 0 | 8 | 12 | 2019 | 2050 | 100% | 0 | 0 | 0% | Normal | 0% | 0.098407 | 0 | 0 | 1 kBtu/hr | 100000 | 0 | 0.0023152 | 34.6916 | 30.6277 | 0 | 0 | 0 | 2017 | 1.0631 | AEO 2022 - gas_water_heater 2017 current standard | AEO interpolation based on EIA data | AEG BEST / Market Profile | 1 | kBtu/hr | 0.0023152 | Commercial_Retail_New_Water Heating_Water Heater_TE 96% (Instantaneous)
Commercial_Retail_New_Water Heating_Natural Gas_Water Heater_E4 | Commercial | Retail | New | Water Heating | Natural Gas | Water Heater | E4 | UEF 1.0+ (Gas-Fired HPWH) | 53.53% | 0% | 0% | 0.13879 | 0 | 0 | 0 | 11 | 19 | 2026 | 2050 | 100% | 0 | 0 | 0% | Normal | 0% | 0.074269 | 0 | 0 | 1 kBtu/hr | 100000 | 0 | 0.0023152 | 26.1823 | 56.3879 | 0 | 0 | 0 | 2017 | 1.0631 | AEO 2022 - HP water heater 2020 typical | NEEA Report #E20-309, Robur Heat Pump Field Trial. March 11, 2020. | AEG BEST / Market Profile | 1 | kBtu/hr | 0.0023152 | Commercial_Retail_New_Water Heating_Water Heater_UEF 1.0+ (Gas-Fired HPWH)
Commercial_Retail_New_Water Heating_Natural Gas_Water Heater_E5 | Commercial | Retail | New | Water Heating | Natural Gas | Water Heater | E5 |  | 0% | 0% | 0% | 0 | 0 | 0 | 0 | 0 | 0 | 0 | 0 | 0% | 0 | 0 | 0% | Normal | 0% | 0 | 0 | 0 | [17 empty] | Commercial_Retail_New_Water Heating_Water Heater_
Commercial_Retail_New_Water Heating_Natural Gas_Water Heater_E6 | Commercial | Retail | New | Water Heating | Natural Gas | Water Heater | E6 |  | 0% | 0% | 0% | 0 | 0 | 0 | 0 | 0 | 0 | 0 | 0 | 0% | 0 | 0 | 0% | Normal | 0% | 0 | 0 | 0 | [17 empty] | Commercial_Retail_New_Water Heating_Water Heater_
Commercial_Retail_New_Water Heating_Natural Gas_Water Heater_E7 | Commercial | Retail | New | Water Heating | Natural Gas | Water Heater | E7 |  | 0% | 0% | 0% | 0 | 0 | 0 | 0 | 0 | 0 | 0 | 0 | 0% | 0 | 0 | 0% | Normal | 0% | 0 | 0 | 0 | [17 empty] | Commercial_Retail_New_Water Heating_Water Heater_
Commercial_Retail_New_Water Heating_Natural Gas_Water Heater_E8 | Commercial | Retail | New | Water Heating | Natural Gas | Water Heater | E8 |  | 0% | 0% | 0% | 0 | 0 | 0 | 0 | 0 | 0 | 0 | 0 | 0% | 0 | 0 | 0% | Normal | 0% | 0 | 0 | 0 | [17 empty] | Commercial_Retail_New_Water Heating_Water Heater_
Commercial_Retail_New_Water Heating_Natural Gas_Water Heater_E9 | Commercial | Retail | New | Water Heating | Natural Gas | Water Heater | E9 |  | 0% | 0% | 0% | 0 | 0 | 0 | 0 | 0 | 0 | 0 | 0 | 0% | 0 | 0 | 0% | Normal | 0% | 0 | 0 | 0 | [17 empty] | Commercial_Retail_New_Water Heating_Water Heater_
Commercial_Retail_New_Water Heating_Natural Gas_Water Heater_E10 | Commercial | Retail | New | Water Heating | Natural Gas | Water Heater | E10 |  | 0% | 0% | 0% | 0 | 0 | 0 | 0 | 0 | 0 | 0 | 0 | 0% | 0 | 0 | 0% | Normal | 0% | 0 | 0 | 0 | [17 empty] | Commercial_Retail_New_Water Heating_Water Heater_
Commercial_Retail_New_Food Preparation_Natural Gas_Oven_E1 | Commercial | Retail | New | Food Preparation | Natural Gas | Oven | E1 | Standard | 100% | 0% | 0% | 0.84095 | 0 | 0 | 0 | 8 | 13 | 2019 | 2050 | 100% | 0 | 0 | 0% | Normal | 0% | 0.034978 | 0 | 0 | 1 unit | 100000 | 0 | 4.6454e-05 | 752.9515 | 16851 | 0 | 0 | 0 | 2016 | 1.0743 | RTF WkBk - ComCookingCombinationOven_v5_0 | ENERGY STAR Version 3.0 Commercial Ovens Final Specification Data Package | RTF WkBk - ComCookingCombinationOven_v5_0 | 1 | unit | 4.6454e-05 | Commercial_Retail_New_Food Preparation_Oven_Standard
Commercial_Retail_New_Food Preparation_Natural Gas_Oven_E2 | Commercial | Retail | New | Food Preparation | Natural Gas | Oven | E2 | ENERGY STAR (3.0) | 57.26% | 0% | 0% | 0.87629 | 0 | 0 | 0 | 8 | 13 | 2019 | 2050 | 100% | 0 | 0 | 0% | Normal | 0% | 0.020029 | 0 | 0 | 1 unit | 100000 | 0 | 4.6454e-05 | 431.1611 | 17559.1305 | 0 | 0 | 0 | 2016 | 1.0743 | RTF WkBk - ComCookingCombinationOven_v5_0 | RTF WkBk - ComCookingCombinationOven_v5_0 | RTF WkBk - ComCookingCombinationOven_v5_0 | 1 | unit | 4.6454e-05 | Commercial_Retail_New_Food Preparation_Oven_ENERGY STAR (3.0)
Commercial_Retail_New_Food Preparation_Natural Gas_Oven_E3 | Commercial | Retail | New | Food Preparation | Natural Gas | Oven | E3 |  | 0% | 0% | 0% | 0 | 0 | 0 | 0 | 0 | 0 | 0 | 0 | 0% | 0 | 0 | 0% | Normal | 0% | 0 | 0 | 0 | [17 empty] | Commercial_Retail_New_Food Preparation_Oven_
Commercial_Retail_New_Food Preparation_Natural Gas_Oven_E4 | Commercial | Retail | New | Food Preparation | Natural Gas | Oven | E4 |  | 0% | 0% | 0% | 0 | 0 | 0 | 0 | 0 | 0 | 0 | 0 | 0% | 0 | 0 | 0% | Normal | 0% | 0 | 0 | 0 | [17 empty] | Commercial_Retail_New_Food Preparation_Oven_
Commercial_Retail_New_Food Preparation_Natural Gas_Oven_E5 | Commercial | Retail | New | Food Preparation | Natural Gas | Oven | E5 |  | 0% | 0% | 0% | 0 | 0 | 0 | 0 | 0 | 0 | 0 | 0 | 0% | 0 | 0 | 0% | Normal | 0% | 0 | 0 | 0 | [17 empty] | Commercial_Retail_New_Food Preparation_Oven_
Commercial_Retail_New_Food Preparation_Natural Gas_Oven_E6 | Commercial | Retail | New | Food Preparation | Natural Gas | Oven | E6 |  | 0% | 0% | 0% | 0 | 0 | 0 | 0 | 0 | 0 | 0 | 0 | 0% | 0 | 0 | 0% | Normal | 0% | 0 | 0 | 0 | [17 empty] | Commercial_Retail_New_Food Preparation_Oven_
Commercial_Retail_New_Food Preparation_Natural Gas_Oven_E7 | Commercial | Retail | New | Food Preparation | Natural Gas | Oven | E7 |  | 0% | 0% | 0% | 0 | 0 | 0 | 0 | 0 | 0 | 0 | 0 | 0% | 0 | 0 | 0% | Normal | 0% | 0 | 0 | 0 | [17 empty] | Commercial_Retail_New_Food Preparation_Oven_
Commercial_Retail_New_Food Preparation_Natural Gas_Oven_E8 | Commercial | Retail | New | Food Preparation | Natural Gas | Oven | E8 |  | 0% | 0% | 0% | 0 | 0 | 0 | 0 | 0 | 0 | 0 | 0 | 0% | 0 | 0 | 0% | Normal | 0% | 0 | 0 | 0 | [17 empty] | Commercial_Retail_New_Food Preparation_Oven_
Commercial_Retail_New_Food Preparation_Natural Gas_Oven_E9 | Commercial | Retail | New | Food Preparation | Natural Gas | Oven | E9 |  | 0% | 0% | 0% | 0 | 0 | 0 | 0 | 0 | 0 | 0 | 0 | 0% | 0 | 0 | 0% | Normal | 0% | 0 | 0 | 0 | [17 empty] | Commercial_Retail_New_Food Preparation_Oven_
Commercial_Retail_New_Food Preparation_Natural Gas_Oven_E10 | Commercial | Retail | New | Food Preparation | Natural Gas | Oven | E10 |  | 0% | 0% | 0% | 0 | 0 | 0 | 0 | 0 | 0 | 0 | 0 | 0% | 0 | 0 | 0% | Normal | 0% | 0 | 0 | 0 | [17 empty] | Commercial_Retail_New_Food Preparation_Oven_
Commercial_Retail_New_Food Preparation_Natural Gas_Conveyor Oven_E1 | Commercial | Retail | New | Food Preparation | Natural Gas | Conveyor Oven | E1 | Standard | 100% | 0% | 0% | 0.19994 | 0 | 0 | 0 | 15 | 19 | 2019 | 2050 | 100% | 0 | 0 | 0% | Normal | 0% | 0.052136 | 0 | 0 | 1 unit | 100000 | 0 | 1.8068e-05 | 2885.475 | 10177 | 0 | 0 | 0 | 2015 | 1.0873 | IL TRM - 4.2.4 - CI-FSE-CVOV-V02-180101 | PGE Workpaper, PGECOFST117 R5, 2015 | MN TRM 3.1 - Gas Conveyor Oven v1.1 | 1 | unit | 1.8068e-05 | Commercial_Retail_New_Food Preparation_Conveyor Oven_Standard
Commercial_Retail_New_Food Preparation_Natural Gas_Conveyor Oven_E2 | Commercial | Retail | New | Food Preparation | Natural Gas | Conveyor Oven | E2 | Efficient (>44% Baking Efficiency) | 76.02% | 0% | 0% | 0.24375 | 0 | 0 | 0 | 15 | 19 | 2019 | 2050 | 100% | 0 | 0 | 0% | Normal | 0% | 0.039632 | 0 | 0 | 1 unit | 100000 | 0 | 1.8068e-05 | 2193.4093 | 12407 | 0 | 0 | 0 | 2015 | 1.0873 | IL TRM - 4.2.4 - CI-FSE-CVOV-V02-180101 | PGE Workpaper, PGECOFST117 R5, 2015 | MN TRM 3.1 - Gas Conveyor Oven v1.1 | 1 | unit | 1.8068e-05 | Commercial_Retail_New_Food Preparation_Conveyor Oven_Efficient (>44% Baking Efficiency)
Commercial_Retail_New_Food Preparation_Natural Gas_Conveyor Oven_E3 | Commercial | Retail | New | Food Preparation | Natural Gas | Conveyor Oven | E3 |  | 0% | 0% | 0% | 0 | 0 | 0 | 0 | 0 | 0 | 0 | 0 | 0% | 0 | 0 | 0% | Normal | 0% | 0 | 0 | 0 | [17 empty] | Commercial_Retail_New_Food Preparation_Conveyor Oven_
Commercial_Retail_New_Food Preparation_Natural Gas_Conveyor Oven_E4 | Commercial | Retail | New | Food Preparation | Natural Gas | Conveyor Oven | E4 |  | 0% | 0% | 0% | 0 | 0 | 0 | 0 | 0 | 0 | 0 | 0 | 0% | 0 | 0 | 0% | Normal | 0% | 0 | 0 | 0 | [17 empty] | Commercial_Retail_New_Food Preparation_Conveyor Oven_
Commercial_Retail_New_Food Preparation_Natural Gas_Conveyor Oven_E5 | Commercial | Retail | New | Food Preparation | Natural Gas | Conveyor Oven | E5 |  | 0% | 0% | 0% | 0 | 0 | 0 | 0 | 0 | 0 | 0 | 0 | 0% | 0 | 0 | 0% | Normal | 0% | 0 | 0 | 0 | [17 empty] | Commercial_Retail_New_Food Preparation_Conveyor Oven_
Commercial_Retail_New_Food Preparation_Natural Gas_Conveyor Oven_E6 | Commercial | Retail | New | Food Preparation | Natural Gas | Conveyor Oven | E6 |  | 0% | 0% | 0% | 0 | 0 | 0 | 0 | 0 | 0 | 0 | 0 | 0% | 0 | 0 | 0% | Normal | 0% | 0 | 0 | 0 | [17 empty] | Commercial_Retail_New_Food Preparation_Conveyor Oven_
Commercial_Retail_New_Food Preparation_Natural Gas_Conveyor Oven_E7 | Commercial | Retail | New | Food Preparation | Natural Gas | Conveyor Oven | E7 |  | 0% | 0% | 0% | 0 | 0 | 0 | 0 | 0 | 0 | 0 | 0 | 0% | 0 | 0 | 0% | Normal | 0% | 0 | 0 | 0 | [17 empty] | Commercial_Retail_New_Food Preparation_Conveyor Oven_
Commercial_Retail_New_Food Preparation_Natural Gas_Conveyor Oven_E8 | Commercial | Retail | New | Food Preparation | Natural Gas | Conveyor Oven | E8 |  | 0% | 0% | 0% | 0 | 0 | 0 | 0 | 0 | 0 | 0 | 0 | 0% | 0 | 0 | 0% | Normal | 0% | 0 | 0 | 0 | [17 empty] | Commercial_Retail_New_Food Preparation_Conveyor Oven_
Commercial_Retail_New_Food Preparation_Natural Gas_Conveyor Oven_E9 | Commercial | Retail | New | Food Preparation | Natural Gas | Conveyor Oven | E9 |  | 0% | 0% | 0% | 0 | 0 | 0 | 0 | 0 | 0 | 0 | 0 | 0% | 0 | 0 | 0% | Normal | 0% | 0 | 0 | 0 | [17 empty] | Commercial_Retail_New_Food Preparation_Conveyor Oven_
Commercial_Retail_New_Food Preparation_Natural Gas_Conveyor Oven_E10 | Commercial | Retail | New | Food Preparation | Natural Gas | Conveyor Oven | E10 |  | 0% | 0% | 0% | 0 | 0 | 0 | 0 | 0 | 0 | 0 | 0 | 0% | 0 | 0 | 0% | Normal | 0% | 0 | 0 | 0 | [17 empty] | Commercial_Retail_New_Food Preparation_Conveyor Oven_
Commercial_Retail_New_Food Preparation_Natural Gas_Double Rack Oven_E1 | Commercial | Retail | New | Food Preparation | Natural Gas | Double Rack Oven | E1 | Standard | 100% | 0% | 0% | 0.29408 | 0 | 0 | 0 | 10 | 14 | 2019 | 2050 | 100% | 0 | 0 | 0% | Normal | 0% | 0.092914 | 0 | 0 | 1 unit | 100000 | 0 | 2.1877e-05 | 4247.1 | 12513 | 0 | 0 | 0 | 2016 | 1.0743 | IL TRM - 4.2.18 - CI-FSE-RKOV-VO2-180101 | PGE Workpaper, PGECOFST109 R6, 2016 | IL TRM - 4.2.18 - CI-FSE-RKOV-VO2-180101 | 1 | unit | 2.1877e-05 | Commercial_Retail_New_Food Preparation_Double Rack Oven_Standard
Commercial_Retail_New_Food Preparation_Natural Gas_Double Rack Oven_E2 | Commercial | Retail | New | Food Preparation | Natural Gas | Double Rack Oven | E2 | FTSC Qualified (>50% Cooking Efficiency) | 54.55% | 0% | 0% | 0.3911 | 0 | 0 | 0 | 10 | 14 | 2019 | 2050 | 100% | 0 | 0 | 0% | Normal | 0% | 0.05068 | 0 | 0 | 1 unit | 100000 | 0 | 2.1877e-05 | 2316.6 | 16641 | 0 | 0 | 0 | 2016 | 1.0743 | IL TRM - 4.2.18 - CI-FSE-RKOV-VO2-180101 | PGE Workpaper, PGECOFST109 R6, 2016 | IL TRM - 4.2.18 - CI-FSE-RKOV-VO2-180101 | 1 | unit | 2.1877e-05 | Commercial_Retail_New_Food Preparation_Double Rack Oven_FTSC Qualified (>50% Cooking Efficiency)
Commercial_Retail_New_Food Preparation_Natural Gas_Double Rack Oven_E3 | Commercial | Retail | New | Food Preparation | Natural Gas | Double Rack Oven | E3 |  | 0% | 0% | 0% | 0 | 0 | 0 | 0 | 0 | 0 | 0 | 0 | 0% | 0 | 0 | 0% | Normal | 0% | 0 | 0 | 0 | [17 empty] | Commercial_Retail_New_Food Preparation_Double Rack Oven_
Commercial_Retail_New_Food Preparation_Natural Gas_Double Rack Oven_E4 | Commercial | Retail | New | Food Preparation | Natural Gas | Double Rack Oven | E4 |  | 0% | 0% | 0% | 0 | 0 | 0 | 0 | 0 | 0 | 0 | 0 | 0% | 0 | 0 | 0% | Normal | 0% | 0 | 0 | 0 | [17 empty] | Commercial_Retail_New_Food Preparation_Double Rack Oven_
Commercial_Retail_New_Food Preparation_Natural Gas_Double Rack Oven_E5 | Commercial | Retail | New | Food Preparation | Natural Gas | Double Rack Oven | E5 |  | 0% | 0% | 0% | 0 | 0 | 0 | 0 | 0 | 0 | 0 | 0 | 0% | 0 | 0 | 0% | Normal | 0% | 0 | 0 | 0 | [17 empty] | Commercial_Retail_New_Food Preparation_Double Rack Oven_
Commercial_Retail_New_Food Preparation_Natural Gas_Double Rack Oven_E6 | Commercial | Retail | New | Food Preparation | Natural Gas | Double Rack Oven | E6 |  | 0% | 0% | 0% | 0 | 0 | 0 | 0 | 0 | 0 | 0 | 0 | 0% | 0 | 0 | 0% | Normal | 0% | 0 | 0 | 0 | [17 empty] | Commercial_Retail_New_Food Preparation_Double Rack Oven_
Commercial_Retail_New_Food Preparation_Natural Gas_Double Rack Oven_E7 | Commercial | Retail | New | Food Preparation | Natural Gas | Double Rack Oven | E7 |  | 0% | 0% | 0% | 0 | 0 | 0 | 0 | 0 | 0 | 0 | 0 | 0% | 0 | 0 | 0% | Normal | 0% | 0 | 0 | 0 | [17 empty] | Commercial_Retail_New_Food Preparation_Double Rack Oven_
Commercial_Retail_New_Food Preparation_Natural Gas_Double Rack Oven_E8 | Commercial | Retail | New | Food Preparation | Natural Gas | Double Rack Oven | E8 |  | 0% | 0% | 0% | 0 | 0 | 0 | 0 | 0 | 0 | 0 | 0 | 0% | 0 | 0 | 0% | Normal | 0% | 0 | 0 | 0 | [17 empty] | Commercial_Retail_New_Food Preparation_Double Rack Oven_
Commercial_Retail_New_Food Preparation_Natural Gas_Double Rack Oven_E9 | Commercial | Retail | New | Food Preparation | Natural Gas | Double Rack Oven | E9 |  | 0% | 0% | 0% | 0 | 0 | 0 | 0 | 0 | 0 | 0 | 0 | 0% | 0 | 0 | 0% | Normal | 0% | 0 | 0 | 0 | [17 empty] | Commercial_Retail_New_Food Preparation_Double Rack Oven_
Commercial_Retail_New_Food Preparation_Natural Gas_Double Rack Oven_E10 | Commercial | Retail | New | Food Preparation | Natural Gas | Double Rack Oven | E10 |  | 0% | 0% | 0% | 0 | 0 | 0 | 0 | 0 | 0 | 0 | 0 | 0% | 0 | 0 | 0% | Normal | 0% | 0 | 0 | 0 | [17 empty] | Commercial_Retail_New_Food Preparation_Double Rack Oven_
Commercial_Retail_New_Food Preparation_Natural Gas_Fryer_E1 | Commercial | Retail | New | Food Preparation | Natural Gas | Fryer | E1 | Standard | 100% | 0% | 0% | 0.18594 | 0 | 0 | 0 | 7 | 11 | 2019 | 2021 | 100% | 0 | 0 | 0% | Normal | 0% | 0.046258 | 0 | 0 | 1 unit | 100000 | 0 | 4.8591e-05 | 951.9922 | 3562.1384 | 0 | 0 | 0 | 2016 | 1.0743 | RTF WkBk - ComCookingFryer_v5_0 | RTF WkBk - ComCookingFryer_v5_0 | RTF WkBk - ComCookingFryer_v5_0 | 1 | unit | 4.8591e-05 | Commercial_Retail_New_Food Preparation_Fryer_Standard
Commercial_Retail_New_Food Preparation_Natural Gas_Fryer_E2 | Commercial | Retail | New | Food Preparation | Natural Gas | Fryer | E2 | ENERGY STAR (3.0) | 67.2% | 0% | 0% | 0.22176 | 0 | 0 | 0 | 7 | 11 | 2019 | 2050 | 100% | 0 | 0 | 0% | Normal | 0% | 0.031085 | 0 | 0 | 1 unit | 100000 | 0 | 4.8591e-05 | 639.7296 | 4248.3333 | 0 | 0 | 0 | 2016 | 1.0743 | RTF WkBk - ComCookingFryer_v5_0 | RTF WkBk - ComCookingFryer_v5_0 | RTF WkBk - ComCookingFryer_v5_0 | 1 | unit | 4.8591e-05 | Commercial_Retail_New_Food Preparation_Fryer_ENERGY STAR (3.0)
Commercial_Retail_New_Food Preparation_Natural Gas_Fryer_E3 | Commercial | Retail | New | Food Preparation | Natural Gas | Fryer | E3 |  | 0% | 0% | 0% | 0 | 0 | 0 | 0 | 0 | 0 | 0 | 0 | 0% | 0 | 0 | 0% | Normal | 0% | 0 | 0 | 0 | [17 empty] | Commercial_Retail_New_Food Preparation_Fryer_
Commercial_Retail_New_Food Preparation_Natural Gas_Fryer_E4 | Commercial | Retail | New | Food Preparation | Natural Gas | Fryer | E4 |  | 0% | 0% | 0% | 0 | 0 | 0 | 0 | 0 | 0 | 0 | 0 | 0% | 0 | 0 | 0% | Normal | 0% | 0 | 0 | 0 | [17 empty] | Commercial_Retail_New_Food Preparation_Fryer_
Commercial_Retail_New_Food Preparation_Natural Gas_Fryer_E5 | Commercial | Retail | New | Food Preparation | Natural Gas | Fryer | E5 |  | 0% | 0% | 0% | 0 | 0 | 0 | 0 | 0 | 0 | 0 | 0 | 0% | 0 | 0 | 0% | Normal | 0% | 0 | 0 | 0 | [17 empty] | Commercial_Retail_New_Food Preparation_Fryer_
Commercial_Retail_New_Food Preparation_Natural Gas_Fryer_E6 | Commercial | Retail | New | Food Preparation | Natural Gas | Fryer | E6 |  | 0% | 0% | 0% | 0 | 0 | 0 | 0 | 0 | 0 | 0 | 0 | 0% | 0 | 0 | 0% | Normal | 0% | 0 | 0 | 0 | [17 empty] | Commercial_Retail_New_Food Preparation_Fryer_
Commercial_Retail_New_Food Preparation_Natural Gas_Fryer_E7 | Commercial | Retail | New | Food Preparation | Natural Gas | Fryer | E7 |  | 0% | 0% | 0% | 0 | 0 | 0 | 0 | 0 | 0 | 0 | 0 | 0% | 0 | 0 | 0% | Normal | 0% | 0 | 0 | 0 | [17 empty] | Commercial_Retail_New_Food Preparation_Fryer_
Commercial_Retail_New_Food Preparation_Natural Gas_Fryer_E8 | Commercial | Retail | New | Food Preparation | Natural Gas | Fryer | E8 |  | 0% | 0% | 0% | 0 | 0 | 0 | 0 | 0 | 0 | 0 | 0 | 0% | 0 | 0 | 0% | Normal | 0% | 0 | 0 | 0 | [17 empty] | Commercial_Retail_New_Food Preparation_Fryer_
Commercial_Retail_New_Food Preparation_Natural Gas_Fryer_E9 | Commercial | Retail | New | Food Preparation | Natural Gas | Fryer | E9 |  | 0% | 0% | 0% | 0 | 0 | 0 | 0 | 0 | 0 | 0 | 0 | 0% | 0 | 0 | 0% | Normal | 0% | 0 | 0 | 0 | [17 empty] | Commercial_Retail_New_Food Preparation_Fryer_
Commercial_Retail_New_Food Preparation_Natural Gas_Fryer_E10 | Commercial | Retail | New | Food Preparation | Natural Gas | Fryer | E10 |  | 0% | 0% | 0% | 0 | 0 | 0 | 0 | 0 | 0 | 0 | 0 | 0% | 0 | 0 | 0% | Normal | 0% | 0 | 0 | 0 | [17 empty] | Commercial_Retail_New_Food Preparation_Fryer_
Commercial_Retail_New_Food Preparation_Natural Gas_Broiler_E1 | Commercial | Retail | New | Food Preparation | Natural Gas | Broiler | E1 | Standard | 100% | 0% | 0% | 0.20775 | 0 | 0 | 0 | 10 | 14 | 2019 | 2050 | 100% | 0 | 0 | 0% | Normal | 0% | 0.047912 | 0 | 0 | 1 unit | 100000 | 0 | 7.1227e-05 | 672.672 | 2500 | 0 | 0 | 0 | 2011 | 1.1667 | IL TRM - 4.2.14 - CI-FSE-IRBL-V02-180101 | Estimate | IL TRM - 4.2.14 - CI-FSE-IRBL-V02-180101 | 1 | unit | 7.1227e-05 | Commercial_Retail_New_Food Preparation_Broiler_Standard
Commercial_Retail_New_Food Preparation_Natural Gas_Broiler_E2 | Commercial | Retail | New | Food Preparation | Natural Gas | Broiler | E2 | Infrared Burners | 64.29% | 0% | 0% | 0.29085 | 0 | 0 | 0 | 10 | 14 | 2019 | 2050 | 100% | 0 | 0 | 0% | Normal | 0% | 0.030801 | 0 | 0 | 1 unit | 100000 | 0 | 7.1227e-05 | 432.432 | 3500 | 0 | 0 | 0 | 2011 | 1.1667 | IL TRM - 4.2.14 - CI-FSE-IRBL-V02-180101 | IL TRM - 4.2.14 - CI-FSE-IRBL-V02-180101 | IL TRM - 4.2.14 - CI-FSE-IRBL-V02-180101 | 1 | unit | 7.1227e-05 | Commercial_Retail_New_Food Preparation_Broiler_Infrared Burners
Commercial_Retail_New_Food Preparation_Natural Gas_Broiler_E3 | Commercial | Retail | New | Food Preparation | Natural Gas | Broiler | E3 |  | 0% | 0% | 0% | 0 | 0 | 0 | 0 | 0 | 0 | 0 | 0 | 0% | 0 | 0 | 0% | Normal | 0% | 0 | 0 | 0 | [17 empty] | Commercial_Retail_New_Food Preparation_Broiler_
Commercial_Retail_New_Food Preparation_Natural Gas_Broiler_E4 | Commercial | Retail | New | Food Preparation | Natural Gas | Broiler | E4 |  | 0% | 0% | 0% | 0 | 0 | 0 | 0 | 0 | 0 | 0 | 0 | 0% | 0 | 0 | 0% | Normal | 0% | 0 | 0 | 0 | [17 empty] | Commercial_Retail_New_Food Preparation_Broiler_
Commercial_Retail_New_Food Preparation_Natural Gas_Broiler_E5 | Commercial | Retail | New | Food Preparation | Natural Gas | Broiler | E5 |  | 0% | 0% | 0% | 0 | 0 | 0 | 0 | 0 | 0 | 0 | 0 | 0% | 0 | 0 | 0% | Normal | 0% | 0 | 0 | 0 | [17 empty] | Commercial_Retail_New_Food Preparation_Broiler_
Commercial_Retail_New_Food Preparation_Natural Gas_Broiler_E6 | Commercial | Retail | New | Food Preparation | Natural Gas | Broiler | E6 |  | 0% | 0% | 0% | 0 | 0 | 0 | 0 | 0 | 0 | 0 | 0 | 0% | 0 | 0 | 0% | Normal | 0% | 0 | 0 | 0 | [17 empty] | Commercial_Retail_New_Food Preparation_Broiler_
Commercial_Retail_New_Food Preparation_Natural Gas_Broiler_E7 | Commercial | Retail | New | Food Preparation | Natural Gas | Broiler | E7 |  | 0% | 0% | 0% | 0 | 0 | 0 | 0 | 0 | 0 | 0 | 0 | 0% | 0 | 0 | 0% | Normal | 0% | 0 | 0 | 0 | [17 empty] | Commercial_Retail_New_Food Preparation_Broiler_
Commercial_Retail_New_Food Preparation_Natural Gas_Broiler_E8 | Commercial | Retail | New | Food Preparation | Natural Gas | Broiler | E8 |  | 0% | 0% | 0% | 0 | 0 | 0 | 0 | 0 | 0 | 0 | 0 | 0% | 0 | 0 | 0% | Normal | 0% | 0 | 0 | 0 | [17 empty] | Commercial_Retail_New_Food Preparation_Broiler_
Commercial_Retail_New_Food Preparation_Natural Gas_Broiler_E9 | Commercial | Retail | New | Food Preparation | Natural Gas | Broiler | E9 |  | 0% | 0% | 0% | 0 | 0 | 0 | 0 | 0 | 0 | 0 | 0 | 0% | 0 | 0 | 0% | Normal | 0% | 0 | 0 | 0 | [17 empty] | Commercial_Retail_New_Food Preparation_Broiler_
Commercial_Retail_New_Food Preparation_Natural Gas_Broiler_E10 | Commercial | Retail | New | Food Preparation | Natural Gas | Broiler | E10 |  | 0% | 0% | 0% | 0 | 0 | 0 | 0 | 0 | 0 | 0 | 0 | 0% | 0 | 0 | 0% | Normal | 0% | 0 | 0 | 0 | [17 empty] | Commercial_Retail_New_Food Preparation_Broiler_
Commercial_Retail_New_Food Preparation_Natural Gas_Griddle_E1 | Commercial | Retail | New | Food Preparation | Natural Gas | Griddle | E1 | Standard | 100% | 0% | 0% | 0.15123 | 0 | 0 | 0 | 10 | 14 | 2019 | 2050 | 100% | 0 | 0 | 0% | Normal | 0% | 0.032164 | 0 | 0 | 1 unit | 100000 | 0 | 2.6109e-05 | 1231.891 | 5150 | 0 | 0 | 0 | 2013 | 1.1247 | IL TRM - 4.2.8 - CI-FSE-ESGR-V04-200101 | COOK_GRD-Food Preparation-EIA14-2014 Ref. Case-5 | IL TRM - 4.2.8 - CI-FSE-ESGR-V04-200101 | 1 | unit | 2.6109e-05 | Commercial_Retail_New_Food Preparation_Griddle_Standard
Commercial_Retail_New_Food Preparation_Natural Gas_Griddle_E2 | Commercial | Retail | New | Food Preparation | Natural Gas | Griddle | E2 | ENERGY STAR | 86.37% | 0% | 0% | 0.1618 | 0 | 0 | 0 | 10 | 14 | 2019 | 2050 | 100% | 0 | 0 | 0% | Normal | 0% | 0.027779 | 0 | 0 | 1 unit | 100000 | 0 | 2.6109e-05 | 1063.9446 | 5510 | 0 | 0 | 0 | 2013 | 1.1247 | IL TRM - 4.2.8 - CI-FSE-ESGR-V04-200101 | COOK_GRD-Food Preparation-EIA14-2014 Ref. Case-5 | IL TRM - 4.2.8 - CI-FSE-ESGR-V04-200101 | 1 | unit | 2.6109e-05 | Commercial_Retail_New_Food Preparation_Griddle_ENERGY STAR
Commercial_Retail_New_Food Preparation_Natural Gas_Griddle_E3 | Commercial | Retail | New | Food Preparation | Natural Gas | Griddle | E3 |  | 0% | 0% | 0% | 0 | 0 | 0 | 0 | 0 | 0 | 0 | 0 | 0% | 0 | 0 | 0% | Normal | 0% | 0 | 0 | 0 | [17 empty] | Commercial_Retail_New_Food Preparation_Griddle_
Commercial_Retail_New_Food Preparation_Natural Gas_Griddle_E4 | Commercial | Retail | New | Food Preparation | Natural Gas | Griddle | E4 |  | 0% | 0% | 0% | 0 | 0 | 0 | 0 | 0 | 0 | 0 | 0 | 0% | 0 | 0 | 0% | Normal | 0% | 0 | 0 | 0 | [17 empty] | Commercial_Retail_New_Food Preparation_Griddle_
Commercial_Retail_New_Food Preparation_Natural Gas_Griddle_E5 | Commercial | Retail | New | Food Preparation | Natural Gas | Griddle | E5 |  | 0% | 0% | 0% | 0 | 0 | 0 | 0 | 0 | 0 | 0 | 0 | 0% | 0 | 0 | 0% | Normal | 0% | 0 | 0 | 0 | [17 empty] | Commercial_Retail_New_Food Preparation_Griddle_
Commercial_Retail_New_Food Preparation_Natural Gas_Griddle_E6 | Commercial | Retail | New | Food Preparation | Natural Gas | Griddle | E6 |  | 0% | 0% | 0% | 0 | 0 | 0 | 0 | 0 | 0 | 0 | 0 | 0% | 0 | 0 | 0% | Normal | 0% | 0 | 0 | 0 | [17 empty] | Commercial_Retail_New_Food Preparation_Griddle_
Commercial_Retail_New_Food Preparation_Natural Gas_Griddle_E7 | Commercial | Retail | New | Food Preparation | Natural Gas | Griddle | E7 |  | 0% | 0% | 0% | 0 | 0 | 0 | 0 | 0 | 0 | 0 | 0 | 0% | 0 | 0 | 0% | Normal | 0% | 0 | 0 | 0 | [17 empty] | Commercial_Retail_New_Food Preparation_Griddle_
Commercial_Retail_New_Food Preparation_Natural Gas_Griddle_E8 | Commercial | Retail | New | Food Preparation | Natural Gas | Griddle | E8 |  | 0% | 0% | 0% | 0 | 0 | 0 | 0 | 0 | 0 | 0 | 0 | 0% | 0 | 0 | 0% | Normal | 0% | 0 | 0 | 0 | [17 empty] | Commercial_Retail_New_Food Preparation_Griddle_
Commercial_Retail_New_Food Preparation_Natural Gas_Griddle_E9 | Commercial | Retail | New | Food Preparation | Natural Gas | Griddle | E9 |  | 0% | 0% | 0% | 0 | 0 | 0 | 0 | 0 | 0 | 0 | 0 | 0% | 0 | 0 | 0% | Normal | 0% | 0 | 0 | 0 | [17 empty] | Commercial_Retail_New_Food Preparation_Griddle_
Commercial_Retail_New_Food Preparation_Natural Gas_Griddle_E10 | Commercial | Retail | New | Food Preparation | Natural Gas | Griddle | E10 |  | 0% | 0% | 0% | 0 | 0 | 0 | 0 | 0 | 0 | 0 | 0 | 0% | 0 | 0 | 0% | Normal | 0% | 0 | 0 | 0 | [17 empty] | Commercial_Retail_New_Food Preparation_Griddle_
Commercial_Retail_New_Food Preparation_Natural Gas_Range_E1 | Commercial | Retail | New | Food Preparation | Natural Gas | Range | E1 | Standard | 100% | 0% | 0% | 0.24809 | 0 | 0 | 0 | 8 | 12 | 2019 | 2050 | 100% | 0 | 0 | 0% | Normal | 0% | 0.037589 | 0 | 0 | 1 unit | 100000 | 0 | 3.1324e-05 | 1200 | 7450 | 0 | 0 | 0 | 2017 | 1.0631 | COOK_OVN-Food Preparation-AEO17-1 | EIA 2018 Tech Forecast | Navigant 2009 | 1 | unit | 3.1324e-05 | Commercial_Retail_New_Food Preparation_Range_Standard
Commercial_Retail_New_Food Preparation_Natural Gas_Range_E2 | Commercial | Retail | New | Food Preparation | Natural Gas | Range | E2 | High Efficiency | 75% | 0% | 0% | 0.24812 | 0 | 0 | 0 | 8 | 12 | 2019 | 2050 | 100% | 0 | 0 | 0% | Normal | 0% | 0.028192 | 0 | 0 | 1 unit | 100000 | 0 | 3.1324e-05 | 900 | 7451 | 0 | 0 | 0 | 2017 | 1.0631 | COOK_OVN-Food Preparation-AEO17-1 | EIA 2018 Tech Forecast | EIA 2018 Tech Forecast | 1 | unit | 3.1324e-05 | Commercial_Retail_New_Food Preparation_Range_High Efficiency
Commercial_Retail_New_Food Preparation_Natural Gas_Range_E3 | Commercial | Retail | New | Food Preparation | Natural Gas | Range | E3 |  | 0% | 0% | 0% | 0 | 0 | 0 | 0 | 0 | 0 | 0 | 0 | 0% | 0 | 0 | 0% | Normal | 0% | 0 | 0 | 0 | [17 empty] | Commercial_Retail_New_Food Preparation_Range_
Commercial_Retail_New_Food Preparation_Natural Gas_Range_E4 | Commercial | Retail | New | Food Preparation | Natural Gas | Range | E4 |  | 0% | 0% | 0% | 0 | 0 | 0 | 0 | 0 | 0 | 0 | 0 | 0% | 0 | 0 | 0% | Normal | 0% | 0 | 0 | 0 | [17 empty] | Commercial_Retail_New_Food Preparation_Range_
Commercial_Retail_New_Food Preparation_Natural Gas_Range_E5 | Commercial | Retail | New | Food Preparation | Natural Gas | Range | E5 |  | 0% | 0% | 0% | 0 | 0 | 0 | 0 | 0 | 0 | 0 | 0 | 0% | 0 | 0 | 0% | Normal | 0% | 0 | 0 | 0 | [17 empty] | Commercial_Retail_New_Food Preparation_Range_
Commercial_Retail_New_Food Preparation_Natural Gas_Range_E6 | Commercial | Retail | New | Food Preparation | Natural Gas | Range | E6 |  | 0% | 0% | 0% | 0 | 0 | 0 | 0 | 0 | 0 | 0 | 0 | 0% | 0 | 0 | 0% | Normal | 0% | 0 | 0 | 0 | [17 empty] | Commercial_Retail_New_Food Preparation_Range_
Commercial_Retail_New_Food Preparation_Natural Gas_Range_E7 | Commercial | Retail | New | Food Preparation | Natural Gas | Range | E7 |  | 0% | 0% | 0% | 0 | 0 | 0 | 0 | 0 | 0 | 0 | 0 | 0% | 0 | 0 | 0% | Normal | 0% | 0 | 0 | 0 | [17 empty] | Commercial_Retail_New_Food Preparation_Range_
Commercial_Retail_New_Food Preparation_Natural Gas_Range_E8 | Commercial | Retail | New | Food Preparation | Natural Gas | Range | E8 |  | 0% | 0% | 0% | 0 | 0 | 0 | 0 | 0 | 0 | 0 | 0 | 0% | 0 | 0 | 0% | Normal | 0% | 0 | 0 | 0 | [17 empty] | Commercial_Retail_New_Food Preparation_Range_
Commercial_Retail_New_Food Preparation_Natural Gas_Range_E9 | Commercial | Retail | New | Food Preparation | Natural Gas | Range | E9 |  | 0% | 0% | 0% | 0 | 0 | 0 | 0 | 0 | 0 | 0 | 0 | 0% | 0 | 0 | 0% | Normal | 0% | 0 | 0 | 0 | [17 empty] | Commercial_Retail_New_Food Preparation_Range_
Commercial_Retail_New_Food Preparation_Natural Gas_Range_E10 | Commercial | Retail | New | Food Preparation | Natural Gas | Range | E10 |  | 0% | 0% | 0% | 0 | 0 | 0 | 0 | 0 | 0 | 0 | 0 | 0% | 0 | 0 | 0% | Normal | 0% | 0 | 0 | 0 | [17 empty] | Commercial_Retail_New_Food Preparation_Range_
Commercial_Retail_New_Food Preparation_Natural Gas_Steamer_E1 | Commercial | Retail | New | Food Preparation | Natural Gas | Steamer | E1 | Standard | 100% | 0% | 0% | 0.87099 | 0 | 0 | 0 | 8 | 16 | 2019 | 2021 | 100% | 0 | 0 | 0% | Normal | 0% | 0.088566 | 0 | 0 | 1 unit | 100000 | 0 | 5.7999e-05 | 1527.0152 | 13100 | 0 | 0 | 0 | 2012 | 1.1464 | IL TRM - 4.2.3 - CI-FSE-STMC-V05-190101 | DOE Commercial R&D 2016 - Table 2-10 | IL TRM - 4.2.3 - CI-FSE-STMC-V05-190101 | 1 | unit | 5.7999e-05 | Commercial_Retail_New_Food Preparation_Steamer_Standard
Commercial_Retail_New_Food Preparation_Natural Gas_Steamer_E2 | Commercial | Retail | New | Food Preparation | Natural Gas | Steamer | E2 | ENERGY STAR | 20.86% | 0% | 0% | 0.93735 | 0 | -0.00017485 | 0 | 8 | 16 | 2019 | 2050 | 100% | 0 | 0 | 0% | Normal | 0% | 0.018474 | 0 | 0 | 1 unit | 100000 | 0 | 5.7999e-05 | 318.5218 | 14098 | 0 | -2.6298 | 0 | 2012 | 1.1464 | IL TRM - 4.2.3 - CI-FSE-STMC-V05-190101 | IL TRM - 4.2.3 - CI-FSE-STMC-V05-190101 | IL TRM - 4.2.3 - CI-FSE-STMC-V05-190101 | 1 | unit | 5.7999e-05 | Commercial_Retail_New_Food Preparation_Steamer_ENERGY STAR
Commercial_Retail_New_Food Preparation_Natural Gas_Steamer_E3 | Commercial | Retail | New | Food Preparation | Natural Gas | Steamer | E3 |  | 0% | 0% | 0% | 0 | 0 | 0 | 0 | 0 | 0 | 0 | 0 | 0% | 0 | 0 | 0% | Normal | 0% | 0 | 0 | 0 | [17 empty] | Commercial_Retail_New_Food Preparation_Steamer_
Commercial_Retail_New_Food Preparation_Natural Gas_Steamer_E4 | Commercial | Retail | New | Food Preparation | Natural Gas | Steamer | E4 |  | 0% | 0% | 0% | 0 | 0 | 0 | 0 | 0 | 0 | 0 | 0 | 0% | 0 | 0 | 0% | Normal | 0% | 0 | 0 | 0 | [17 empty] | Commercial_Retail_New_Food Preparation_Steamer_
Commercial_Retail_New_Food Preparation_Natural Gas_Steamer_E5 | Commercial | Retail | New | Food Preparation | Natural Gas | Steamer | E5 |  | 0% | 0% | 0% | 0 | 0 | 0 | 0 | 0 | 0 | 0 | 0 | 0% | 0 | 0 | 0% | Normal | 0% | 0 | 0 | 0 | [17 empty] | Commercial_Retail_New_Food Preparation_Steamer_
Commercial_Retail_New_Food Preparation_Natural Gas_Steamer_E6 | Commercial | Retail | New | Food Preparation | Natural Gas | Steamer | E6 |  | 0% | 0% | 0% | 0 | 0 | 0 | 0 | 0 | 0 | 0 | 0 | 0% | 0 | 0 | 0% | Normal | 0% | 0 | 0 | 0 | [17 empty] | Commercial_Retail_New_Food Preparation_Steamer_
Commercial_Retail_New_Food Preparation_Natural Gas_Steamer_E7 | Commercial | Retail | New | Food Preparation | Natural Gas | Steamer | E7 |  | 0% | 0% | 0% | 0 | 0 | 0 | 0 | 0 | 0 | 0 | 0 | 0% | 0 | 0 | 0% | Normal | 0% | 0 | 0 | 0 | [17 empty] | Commercial_Retail_New_Food Preparation_Steamer_
Commercial_Retail_New_Food Preparation_Natural Gas_Steamer_E8 | Commercial | Retail | New | Food Preparation | Natural Gas | Steamer | E8 |  | 0% | 0% | 0% | 0 | 0 | 0 | 0 | 0 | 0 | 0 | 0 | 0% | 0 | 0 | 0% | Normal | 0% | 0 | 0 | 0 | [17 empty] | Commercial_Retail_New_Food Preparation_Steamer_
Commercial_Retail_New_Food Preparation_Natural Gas_Steamer_E9 | Commercial | Retail | New | Food Preparation | Natural Gas | Steamer | E9 |  | 0% | 0% | 0% | 0 | 0 | 0 | 0 | 0 | 0 | 0 | 0 | 0% | 0 | 0 | 0% | Normal | 0% | 0 | 0 | 0 | [17 empty] | Commercial_Retail_New_Food Preparation_Steamer_
Commercial_Retail_New_Food Preparation_Natural Gas_Steamer_E10 | Commercial | Retail | New | Food Preparation | Natural Gas | Steamer | E10 |  | 0% | 0% | 0% | 0 | 0 | 0 | 0 | 0 | 0 | 0 | 0 | 0% | 0 | 0 | 0% | Normal | 0% | 0 | 0 | 0 | [17 empty] | Commercial_Retail_New_Food Preparation_Steamer_
Commercial_Retail_New_Food Preparation_Natural Gas_Food Prep Other_E1 | Commercial | Retail | New | Food Preparation | Natural Gas | Food Prep Other | E1 | Standard | 100% | 0% | 0% | 0.031713 | 0 | 0 | 0 | 8 | 12 | 2019 | 2050 | 100% | 0 | 0 | 0% | Normal | 0% | 0.038065 | 0 | 0 | 1 unit | 100000 | 0 | 2.6747e-05 | 1423.18 | 1000 | 0 | 0 | 0 | 2010 | 1.1857 | Default | Default | Default | 1 | unit | 2.6747e-05 | Commercial_Retail_New_Food Preparation_Food Prep Other_Standard
Commercial_Retail_New_Food Preparation_Natural Gas_Food Prep Other_E2 | Commercial | Retail | New | Food Preparation | Natural Gas | Food Prep Other | E2 | ENERGY STAR | 100% | 0% | 0% | 0.031745 | 0 | 0 | 0 | 8 | 12 | 2019 | 2050 | 100% | 0 | 0 | 0% | Normal | 0% | 0.038065 | 0 | 0 | 1 unit | 100000 | 0 | 2.6747e-05 | 1423.17 | 1001 | 0 | 0 | 0 | 2010 | 1.1857 | N/A | N/A | N/A | 1 | unit | 2.6747e-05 | Commercial_Retail_New_Food Preparation_Food Prep Other_ENERGY STAR
Commercial_Retail_New_Food Preparation_Natural Gas_Food Prep Other_E3 | Commercial | Retail | New | Food Preparation | Natural Gas | Food Prep Other | E3 |  | 0% | 0% | 0% | 0 | 0 | 0 | 0 | 0 | 0 | 0 | 0 | 0% | 0 | 0 | 0% | Normal | 0% | 0 | 0 | 0 | [17 empty] | Commercial_Retail_New_Food Preparation_Food Prep Other_
Commercial_Retail_New_Food Preparation_Natural Gas_Food Prep Other_E4 | Commercial | Retail | New | Food Preparation | Natural Gas | Food Prep Other | E4 |  | 0% | 0% | 0% | 0 | 0 | 0 | 0 | 0 | 0 | 0 | 0 | 0% | 0 | 0 | 0% | Normal | 0% | 0 | 0 | 0 | [17 empty] | Commercial_Retail_New_Food Preparation_Food Prep Other_
Commercial_Retail_New_Food Preparation_Natural Gas_Food Prep Other_E5 | Commercial | Retail | New | Food Preparation | Natural Gas | Food Prep Other | E5 |  | 0% | 0% | 0% | 0 | 0 | 0 | 0 | 0 | 0 | 0 | 0 | 0% | 0 | 0 | 0% | Normal | 0% | 0 | 0 | 0 | [17 empty] | Commercial_Retail_New_Food Preparation_Food Prep Other_
Commercial_Retail_New_Food Preparation_Natural Gas_Food Prep Other_E6 | Commercial | Retail | New | Food Preparation | Natural Gas | Food Prep Other | E6 |  | 0% | 0% | 0% | 0 | 0 | 0 | 0 | 0 | 0 | 0 | 0 | 0% | 0 | 0 | 0% | Normal | 0% | 0 | 0 | 0 | [17 empty] | Commercial_Retail_New_Food Preparation_Food Prep Other_
Commercial_Retail_New_Food Preparation_Natural Gas_Food Prep Other_E7 | Commercial | Retail | New | Food Preparation | Natural Gas | Food Prep Other | E7 |  | 0% | 0% | 0% | 0 | 0 | 0 | 0 | 0 | 0 | 0 | 0 | 0% | 0 | 0 | 0% | Normal | 0% | 0 | 0 | 0 | [17 empty] | Commercial_Retail_New_Food Preparation_Food Prep Other_
Commercial_Retail_New_Food Preparation_Natural Gas_Food Prep Other_E8 | Commercial | Retail | New | Food Preparation | Natural Gas | Food Prep Other | E8 |  | 0% | 0% | 0% | 0 | 0 | 0 | 0 | 0 | 0 | 0 | 0 | 0% | 0 | 0 | 0% | Normal | 0% | 0 | 0 | 0 | [17 empty] | Commercial_Retail_New_Food Preparation_Food Prep Other_
Commercial_Retail_New_Food Preparation_Natural Gas_Food Prep Other_E9 | Commercial | Retail | New | Food Preparation | Natural Gas | Food Prep Other | E9 |  | 0% | 0% | 0% | 0 | 0 | 0 | 0 | 0 | 0 | 0 | 0 | 0% | 0 | 0 | 0% | Normal | 0% | 0 | 0 | 0 | [17 empty] | Commercial_Retail_New_Food Preparation_Food Prep Other_
Commercial_Retail_New_Food Preparation_Natural Gas_Food Prep Other_E10 | Commercial | Retail | New | Food Preparation | Natural Gas | Food Prep Other | E10 |  | 0% | 0% | 0% | 0 | 0 | 0 | 0 | 0 | 0 | 0 | 0 | 0% | 0 | 0 | 0% | Normal | 0% | 0 | 0 | 0 | [17 empty] | Commercial_Retail_New_Food Preparation_Food Prep Other_
Commercial_Retail_New_Miscellaneous_Natural Gas_Pool Heater_E1 | Commercial | Retail | New | Miscellaneous | Natural Gas | Pool Heater | E1 | Standard (EF .78) | 100% | 0% | 0% | 0.00020995 | 0 | 0 | 0 | 4 | 8 | 2019 | 2050 | 100% | 0 | 0 | 0% | Normal | 0% | 0.00015765 | 0 | 0 | 1 unit | 100000 | 0 | 1.0524e-08 | 14980 | 18052 | 0 | 0 | 0 | 2014 | 1.1051 | DOE Commercial R&D 2016 - Table 7-6 | DOE Commercial R&D 2016 - Table 7-7 | DOE Commercial R&D 2016 - Table 7-8 | 1 | unit | 1.0524e-08 | Commercial_Retail_New_Miscellaneous_Pool Heater_Standard (EF .78)
Commercial_Retail_New_Miscellaneous_Natural Gas_Pool Heater_E2 | Commercial | Retail | New | Miscellaneous | Natural Gas | Pool Heater | E2 | Condensing (EF .90) | 85% | 0% | 0% | 0.00034377 | 0 | 0 | 0 | 4 | 8 | 2019 | 2050 | 100% | 0 | 0 | 0% | Normal | 0% | 0.000134 | 0 | 0 | 1 unit | 100000 | 0 | 1.0524e-08 | 12733 | 29558 | 0 | 0 | 0 | 2014 | 1.1051 | DOE Commercial R&D 2016 - Table 7-6 | DOE Commercial R&D 2016 - Table 7-7 | DOE Commercial R&D 2016 - Table 7-9 | 1 | unit | 1.0524e-08 | Commercial_Retail_New_Miscellaneous_Pool Heater_Condensing (EF .90)
Commercial_Retail_New_Miscellaneous_Natural Gas_Pool Heater_E3 | Commercial | Retail | New | Miscellaneous | Natural Gas | Pool Heater | E3 |  | 0% | 0% | 0% | 0 | 0 | 0 | 0 | 0 | 0 | 0 | 0 | 0% | 0 | 0 | 0% | Normal | 0% | 0 | 0 | 0 | [17 empty] | Commercial_Retail_New_Miscellaneous_Pool Heater_
Commercial_Retail_New_Miscellaneous_Natural Gas_Pool Heater_E4 | Commercial | Retail | New | Miscellaneous | Natural Gas | Pool Heater | E4 |  | 0% | 0% | 0% | 0 | 0 | 0 | 0 | 0 | 0 | 0 | 0 | 0% | 0 | 0 | 0% | Normal | 0% | 0 | 0 | 0 | [17 empty] | Commercial_Retail_New_Miscellaneous_Pool Heater_
Commercial_Retail_New_Miscellaneous_Natural Gas_Pool Heater_E5 | Commercial | Retail | New | Miscellaneous | Natural Gas | Pool Heater | E5 |  | 0% | 0% | 0% | 0 | 0 | 0 | 0 | 0 | 0 | 0 | 0 | 0% | 0 | 0 | 0% | Normal | 0% | 0 | 0 | 0 | [17 empty] | Commercial_Retail_New_Miscellaneous_Pool Heater_
Commercial_Retail_New_Miscellaneous_Natural Gas_Pool Heater_E6 | Commercial | Retail | New | Miscellaneous | Natural Gas | Pool Heater | E6 |  | 0% | 0% | 0% | 0 | 0 | 0 | 0 | 0 | 0 | 0 | 0 | 0% | 0 | 0 | 0% | Normal | 0% | 0 | 0 | 0 | [17 empty] | Commercial_Retail_New_Miscellaneous_Pool Heater_
Commercial_Retail_New_Miscellaneous_Natural Gas_Pool Heater_E7 | Commercial | Retail | New | Miscellaneous | Natural Gas | Pool Heater | E7 |  | 0% | 0% | 0% | 0 | 0 | 0 | 0 | 0 | 0 | 0 | 0 | 0% | 0 | 0 | 0% | Normal | 0% | 0 | 0 | 0 | [17 empty] | Commercial_Retail_New_Miscellaneous_Pool Heater_
Commercial_Retail_New_Miscellaneous_Natural Gas_Pool Heater_E8 | Commercial | Retail | New | Miscellaneous | Natural Gas | Pool Heater | E8 |  | 0% | 0% | 0% | 0 | 0 | 0 | 0 | 0 | 0 | 0 | 0 | 0% | 0 | 0 | 0% | Normal | 0% | 0 | 0 | 0 | [17 empty] | Commercial_Retail_New_Miscellaneous_Pool Heater_
Commercial_Retail_New_Miscellaneous_Natural Gas_Pool Heater_E9 | Commercial | Retail | New | Miscellaneous | Natural Gas | Pool Heater | E9 |  | 0% | 0% | 0% | 0 | 0 | 0 | 0 | 0 | 0 | 0 | 0 | 0% | 0 | 0 | 0% | Normal | 0% | 0 | 0 | 0 | [17 empty] | Commercial_Retail_New_Miscellaneous_Pool Heater_
Commercial_Retail_New_Miscellaneous_Natural Gas_Pool Heater_E10 | Commercial | Retail | New | Miscellaneous | Natural Gas | Pool Heater | E10 |  | 0% | 0% | 0% | 0 | 0 | 0 | 0 | 0 | 0 | 0 | 0 | 0% | 0 | 0 | 0% | Normal | 0% | 0 | 0 | 0 | [17 empty] | Commercial_Retail_New_Miscellaneous_Pool Heater_
Commercial_Retail_New_Miscellaneous_Natural Gas_Miscellaneous_E1 | Commercial | Retail | New | Miscellaneous | Natural Gas | Miscellaneous | E1 | Miscellaneous | 100% | 0% | 0% | 1.0743 | 0 | 0 | 0 | 2 | 8 | 2019 | 2050 | 100% | 0 | 0 | 0% | Normal | 0% | 0.00010421 | 0 | 0 | 1 unit | 100000 | 0 | 1 | 1 | 1 | 0 | 0 | 0 | 2016 | 1.0743 | N/A | N/A | N/A | 1 | unit | 1 | Commercial_Retail_New_Miscellaneous_Miscellaneous_Miscellaneous
Commercial_Retail_New_Miscellaneous_Natural Gas_Miscellaneous_E2 | Commercial | Retail | New | Miscellaneous | Natural Gas | Miscellaneous | E2 |  | 0% | 0% | 0% | 0 | 0 | 0 | 0 | 0 | 0 | 0 | 0 | 0% | 0 | 0 | 0% | Normal | 0% | 0 | 0 | 0 | [17 empty] | Commercial_Retail_New_Miscellaneous_Miscellaneous_
Commercial_Retail_New_Miscellaneous_Natural Gas_Miscellaneous_E3 | Commercial | Retail | New | Miscellaneous | Natural Gas | Miscellaneous | E3 |  | 0% | 0% | 0% | 0 | 0 | 0 | 0 | 0 | 0 | 0 | 0 | 0% | 0 | 0 | 0% | Normal | 0% | 0 | 0 | 0 | [17 empty] | Commercial_Retail_New_Miscellaneous_Miscellaneous_
Commercial_Retail_New_Miscellaneous_Natural Gas_Miscellaneous_E4 | Commercial | Retail | New | Miscellaneous | Natural Gas | Miscellaneous | E4 |  | 0% | 0% | 0% | 0 | 0 | 0 | 0 | 0 | 0 | 0 | 0 | 0% | 0 | 0 | 0% | Normal | 0% | 0 | 0 | 0 | [17 empty] | Commercial_Retail_New_Miscellaneous_Miscellaneous_
Commercial_Retail_New_Miscellaneous_Natural Gas_Miscellaneous_E5 | Commercial | Retail | New | Miscellaneous | Natural Gas | Miscellaneous | E5 |  | 0% | 0% | 0% | 0 | 0 | 0 | 0 | 0 | 0 | 0 | 0 | 0% | 0 | 0 | 0% | Normal | 0% | 0 | 0 | 0 | [17 empty] | Commercial_Retail_New_Miscellaneous_Miscellaneous_
Commercial_Retail_New_Miscellaneous_Natural Gas_Miscellaneous_E6 | Commercial | Retail | New | Miscellaneous | Natural Gas | Miscellaneous | E6 |  | 0% | 0% | 0% | 0 | 0 | 0 | 0 | 0 | 0 | 0 | 0 | 0% | 0 | 0 | 0% | Normal | 0% | 0 | 0 | 0 | [17 empty] | Commercial_Retail_New_Miscellaneous_Miscellaneous_
Commercial_Retail_New_Miscellaneous_Natural Gas_Miscellaneous_E7 | Commercial | Retail | New | Miscellaneous | Natural Gas | Miscellaneous | E7 |  | 0% | 0% | 0% | 0 | 0 | 0 | 0 | 0 | 0 | 0 | 0 | 0% | 0 | 0 | 0% | Normal | 0% | 0 | 0 | 0 | [17 empty] | Commercial_Retail_New_Miscellaneous_Miscellaneous_
Commercial_Retail_New_Miscellaneous_Natural Gas_Miscellaneous_E8 | Commercial | Retail | New | Miscellaneous | Natural Gas | Miscellaneous | E8 |  | 0% | 0% | 0% | 0 | 0 | 0 | 0 | 0 | 0 | 0 | 0 | 0% | 0 | 0 | 0% | Normal | 0% | 0 | 0 | 0 | [17 empty] | Commercial_Retail_New_Miscellaneous_Miscellaneous_
Commercial_Retail_New_Miscellaneous_Natural Gas_Miscellaneous_E9 | Commercial | Retail | New | Miscellaneous | Natural Gas | Miscellaneous | E9 |  | 0% | 0% | 0% | 0 | 0 | 0 | 0 | 0 | 0 | 0 | 0 | 0% | 0 | 0 | 0% | Normal | 0% | 0 | 0 | 0 | [17 empty] | Commercial_Retail_New_Miscellaneous_Miscellaneous_
Commercial_Retail_New_Miscellaneous_Natural Gas_Miscellaneous_E10 | Commercial | Retail | New | Miscellaneous | Natural Gas | Miscellaneous | E10 |  | 0% | 0% | 0% | 0 | 0 | 0 | 0 | 0 | 0 | 0 | 0 | 0% | 0 | 0 | 0% | Normal | 0% | 0 | 0 | 0 | [17 empty] | Commercial_Retail_New_Miscellaneous_Miscellaneous_
Commercial_Restaurant_Existing_Space Heating_Natural Gas_Furnace_E1 | Commercial | Restaurant | Existing | Space Heating | Natural Gas | Furnace | E1 | AFUE 80% (Standard) | 100% | 0% | 0% | 0.56834 | 0.22 | 0.060142 | 0 | 17 | 29 | 2019 | 2023 | 30% | 0 | 0 | 0% | Normal | 0% | 0.3653 | 0 | 0 | 140 kBtu/hr | 5500 | 0 | 0.0004898 | 5.8256 | 1050 | 406.4484 | 111.11 | 0 | 2014 | 1.1051 | EIA 2018 Tech Forecast | 2015 DOE Commercial Warm Air Furnace TSD - EERE-2013-BT-STD-0021-0050 | AEG BEST | 140 | kBtu/hr | 0.068571 | Commercial_Restaurant_Existing_Space Heating_Furnace_AFUE 80% (Standard)
Commercial_Restaurant_Existing_Space Heating_Natural Gas_Furnace_E2 | Commercial | Restaurant | Existing | Space Heating | Natural Gas | Furnace | E2 | AFUE 81% (2023 Fed Standard) | 98.77% | 0% | 0% | 0.94724 | 0.22 | 0.060434 | 0 | 17 | 29 | 2019 | 2023 | 30% | 0 | 0 | 0% | Normal | 0% | 0.36079 | 0 | 0 | 140 kBtu/hr | 5500 | 0 | 0.0004898 | 5.7537 | 1750 | 406.4484 | 111.651 | 0 | 2014 | 1.1051 | EIA 2018 Tech Forecast | 2015 DOE Commercial Warm Air Furnace TSD - EERE-2013-BT-STD-0021-0050 | AEG BEST | 140 | kBtu/hr | 0.068571 | Commercial_Restaurant_Existing_Space Heating_Furnace_AFUE 81% (2023 Fed Standard)
Commercial_Restaurant_Existing_Space Heating_Natural Gas_Furnace_E3 | Commercial | Restaurant | Existing | Space Heating | Natural Gas | Furnace | E3 | AFUE 91% (WA State Min 2023) | 87.91% | 0% | 0% | 1.3261 | 0.22 | 0.06307 | 0 | 17 | 29 | 2019 | 2050 | 30% | 0 | 0 | 0% | Normal | 0% | 0.32114 | 0 | 0 | 140 kBtu/hr | 5500 | 0 | 0.0004898 | 5.1214 | 2450 | 406.4484 | 116.52 | 0 | 2014 | 1.1051 | EIA 2018 Tech Forecast | 2015 DOE Commercial Warm Air Furnace TSD - EERE-2013-BT-STD-0021-0050 | AEG BEST | 140 | kBtu/hr | 0.068571 | Commercial_Restaurant_Existing_Space Heating_Furnace_AFUE 91% (WA State Min 2023)
Commercial_Restaurant_Existing_Space Heating_Natural Gas_Furnace_E4 | Commercial | Restaurant | Existing | Space Heating | Natural Gas | Furnace | E4 | AFUE 96% | 83.33% | 0% | 0% | 0.82437 | 0.30212 | 0.06307 | 0 | 17 | 29 | 2019 | 2050 | 100% | 0 | 0 | 0% | Normal | 0% | 0.30441 | 0 | 0 | 140 kBtu/hr | 5500 | 0 | 0.0004898 | 4.8547 | 1522.9949 | 558.1641 | 116.52 | 0 | 2014 | 1.1051 | EIA 2018 Tech Forecast | 2015 DOE Commercial Warm Air Furnace TSD - EERE-2013-BT-STD-0021-0050 | AEG BEST | 140 | kBtu/hr | 0.068571 | Commercial_Restaurant_Existing_Space Heating_Furnace_AFUE 96%
Commercial_Restaurant_Existing_Space Heating_Natural Gas_Furnace_E5 | Commercial | Restaurant | Existing | Space Heating | Natural Gas | Furnace | E5 | Convert to Gas-Fired ASHP | 61.54% | 0% | 0% | 14.0937 | 1.3885 | 0.088519 | 0 | 17 | 29 | 2026 | 2050 | 100% | 0 | 0 | 0% | Normal | 0% | 0.2248 | 0 | 0 | 140 kBtu/hr | 5500 | 0 | 0.0004898 | 3.585 | 27066.6667 | 2666.6667 | 170 | 0 | 2017 | 1.0631 | EIA 2018 Tech Forecast | EIA 2018/2023 Tech Forecast, Adjusted for Size | AEG BEST | 140 | kBtu/hr | 0.068571 | Commercial_Restaurant_Existing_Space Heating_Furnace_Convert to Gas-Fired ASHP
Commercial_Restaurant_Existing_Space Heating_Natural Gas_Furnace_E6 | Commercial | Restaurant | Existing | Space Heating | Natural Gas | Furnace | E6 |  | 0% | 0% | 0% | 0 | 0 | 0 | 0 | 0 | 0 | 0 | 0 | 0% | 0 | 0 | 0% | Normal | 0% | 0 | 0 | 0 | [17 empty] | Commercial_Restaurant_Existing_Space Heating_Furnace_
Commercial_Restaurant_Existing_Space Heating_Natural Gas_Furnace_E7 | Commercial | Restaurant | Existing | Space Heating | Natural Gas | Furnace | E7 |  | 0% | 0% | 0% | 0 | 0 | 0 | 0 | 0 | 0 | 0 | 0 | 0% | 0 | 0 | 0% | Normal | 0% | 0 | 0 | 0 | [17 empty] | Commercial_Restaurant_Existing_Space Heating_Furnace_
Commercial_Restaurant_Existing_Space Heating_Natural Gas_Furnace_E8 | Commercial | Restaurant | Existing | Space Heating | Natural Gas | Furnace | E8 |  | 0% | 0% | 0% | 0 | 0 | 0 | 0 | 0 | 0 | 0 | 0 | 0% | 0 | 0 | 0% | Normal | 0% | 0 | 0 | 0 | [17 empty] | Commercial_Restaurant_Existing_Space Heating_Furnace_
Commercial_Restaurant_Existing_Space Heating_Natural Gas_Furnace_E9 | Commercial | Restaurant | Existing | Space Heating | Natural Gas | Furnace | E9 |  | 0% | 0% | 0% | 0 | 0 | 0 | 0 | 0 | 0 | 0 | 0 | 0% | 0 | 0 | 0% | Normal | 0% | 0 | 0 | 0 | [17 empty] | Commercial_Restaurant_Existing_Space Heating_Furnace_
Commercial_Restaurant_Existing_Space Heating_Natural Gas_Furnace_E10 | Commercial | Restaurant | Existing | Space Heating | Natural Gas | Furnace | E10 |  | 0% | 0% | 0% | 0 | 0 | 0 | 0 | 0 | 0 | 0 | 0 | 0% | 0 | 0 | 0% | Normal | 0% | 0 | 0 | 0 | [17 empty] | Commercial_Restaurant_Existing_Space Heating_Furnace_
Commercial_Restaurant_Existing_Space Heating_Natural Gas_Boiler_E1 | Commercial | Restaurant | Existing | Space Heating | Natural Gas | Boiler | E1 | TE 80% | 100% | 0% | 0% | 2.1075 | 1.1775 | 0 | 0 | 19 | 31 | 2019 | 2023 | 100% | 0 | 0 | 0% | Normal | 0% | 1.2679 | 0 | 0 | 513.550054507209 kBtu/hr | 5500 | 0 | 0.00013352 | 15.4457 | 14516 | 8110 | 0 | 0 | 2015 | 1.0873 | RTF Wkbk - ComGasBoilersUES_v2.1 | CE_EWR Measure Cost Benchmarking - 02.08.23 | AEG BEST | 513.5501 | kBtu/hr | 0.068571 | Commercial_Restaurant_Existing_Space Heating_Boiler_TE 80%
Commercial_Restaurant_Existing_Space Heating_Natural Gas_Boiler_E2 | Commercial | Restaurant | Existing | Space Heating | Natural Gas | Boiler | E2 | TE 84% (2023 Standard) | 95.24% | 0% | 0% | 2.2183 | 1.1775 | 0 | 0 | 19 | 31 | 2019 | 2023 | 100% | 0 | 0 | 0% | Normal | 0% | 1.2076 | 0 | 0 | 513.550054507209 kBtu/hr | 5500 | 0 | 0.00013352 | 14.7102 | 15279 | 8110 | 0 | 0 | 2015 | 1.0873 | RTF Wkbk - ComGasBoilersUES_v2.1 | CE_EWR Measure Cost Benchmarking - 02.08.23 | AEG BEST | 513.5501 | kBtu/hr | 0.068571 | Commercial_Restaurant_Existing_Space Heating_Boiler_TE 84% (2023 Standard)
Commercial_Restaurant_Existing_Space Heating_Natural Gas_Boiler_E3 | Commercial | Restaurant | Existing | Space Heating | Natural Gas | Boiler | E3 | TE 94% (ENERGY STAR 1.0) | 85.11% | 0% | 0% | 4.0126 | 1.325 | 0 | 0 | 19 | 31 | 2019 | 2050 | 100% | 0 | 0 | 0% | Normal | 0% | 1.0791 | 0 | 0 | 513.550054507209 kBtu/hr | 5500 | 0 | 0.00013352 | 13.1453 | 27638 | 9126 | 0 | 0 | 2015 | 1.0873 | RTF Wkbk - ComGasBoilersUES_v2.1 | CE_EWR Measure Cost Benchmarking - 02.08.23 | AEG BEST | 513.5501 | kBtu/hr | 0.068571 | Commercial_Restaurant_Existing_Space Heating_Boiler_TE 94% (ENERGY STAR 1.0)
Commercial_Restaurant_Existing_Space Heating_Natural Gas_Boiler_E4 | Commercial | Restaurant | Existing | Space Heating | Natural Gas | Boiler | E4 | TE 98% | 81.63% | 0% | 0% | 4.5125 | 1.325 | 0 | 0 | 19 | 31 | 2019 | 2050 | 100% | 0 | 0 | 0% | Normal | 0% | 1.0351 | 0 | 0 | 513.550054507209 kBtu/hr | 5500 | 0 | 0.00013352 | 12.6088 | 31080.8718 | 9126 | 0 | 0 | 2015 | 1.0873 | RTF Wkbk - ComGasBoilersUES_v2.1 | CE_EWR Measure Cost Benchmarking - 02.08.23 | AEG BEST | 513.5501 | kBtu/hr | 0.068571 | Commercial_Restaurant_Existing_Space Heating_Boiler_TE 98%
Commercial_Restaurant_Existing_Space Heating_Natural Gas_Boiler_E5 | Commercial | Restaurant | Existing | Space Heating | Natural Gas | Boiler | E5 | Convert to Gas-Fired ASHP | 61.54% | 0% | 0% | 14.4263 | 0.82803 | 0.27104 | 0 | 19 | 31 | 2019 | 2050 | 100% | 0 | 0 | 0% | Normal | 0% | 0.78027 | 0 | 0 | 800 kBtu/hr | 5500 | 0 | 8.5714e-05 | 9.5051 | 158316.7533 | 9086.959 | 2974.436 | 0 | 2017 | 1.0631 | RTF Wkbk - ComGasBoilersUES_v2.1 | AEO 2021 - gas_eng-driven_RTHP-heat 2017 typical | AEG BEST | 800 | kBtu/hr | 0.068571 | Commercial_Restaurant_Existing_Space Heating_Boiler_Convert to Gas-Fired ASHP
Commercial_Restaurant_Existing_Space Heating_Natural Gas_Boiler_E6 | Commercial | Restaurant | Existing | Space Heating | Natural Gas | Boiler | E6 |  | 0% | 0% | 0% | 0 | 0 | 0 | 0 | 0 | 0 | 0 | 0 | 0% | 0 | 0 | 0% | Normal | 0% | 0 | 0 | 0 | [17 empty] | Commercial_Restaurant_Existing_Space Heating_Boiler_
Commercial_Restaurant_Existing_Space Heating_Natural Gas_Boiler_E7 | Commercial | Restaurant | Existing | Space Heating | Natural Gas | Boiler | E7 |  | 0% | 0% | 0% | 0 | 0 | 0 | 0 | 0 | 0 | 0 | 0 | 0% | 0 | 0 | 0% | Normal | 0% | 0 | 0 | 0 | [17 empty] | Commercial_Restaurant_Existing_Space Heating_Boiler_
Commercial_Restaurant_Existing_Space Heating_Natural Gas_Boiler_E8 | Commercial | Restaurant | Existing | Space Heating | Natural Gas | Boiler | E8 |  | 0% | 0% | 0% | 0 | 0 | 0 | 0 | 0 | 0 | 0 | 0 | 0% | 0 | 0 | 0% | Normal | 0% | 0 | 0 | 0 | [17 empty] | Commercial_Restaurant_Existing_Space Heating_Boiler_
Commercial_Restaurant_Existing_Space Heating_Natural Gas_Boiler_E9 | Commercial | Restaurant | Existing | Space Heating | Natural Gas | Boiler | E9 |  | 0% | 0% | 0% | 0 | 0 | 0 | 0 | 0 | 0 | 0 | 0 | 0% | 0 | 0 | 0% | Normal | 0% | 0 | 0 | 0 | [17 empty] | Commercial_Restaurant_Existing_Space Heating_Boiler_
Commercial_Restaurant_Existing_Space Heating_Natural Gas_Boiler_E10 | Commercial | Restaurant | Existing | Space Heating | Natural Gas | Boiler | E10 |  | 0% | 0% | 0% | 0 | 0 | 0 | 0 | 0 | 0 | 0 | 0 | 0% | 0 | 0 | 0% | Normal | 0% | 0 | 0 | 0 | [17 empty] | Commercial_Restaurant_Existing_Space Heating_Boiler_
Commercial_Restaurant_Existing_Space Heating_Natural Gas_Unit Heater_E1 | Commercial | Restaurant | Existing | Space Heating | Natural Gas | Unit Heater | E1 | Standard | 100% | 0% | 0% | 0.83634 | 0 | 0 | 0 | 9 | 15 | 2019 | 2023 | 100% | 0 | 0 | 0% | Normal | 0% | 0.90461 | 0 | 0 | 120 kBtu/Hr | 5500 | 0 | 7.8124e-06 | 1071.1875 | 849.6 | 0 | 0 | 0 | 2018 | 1.05 | IL TRM v11 - 4.4.5 (Adjusted for WA Climate) | IL TRM v11 - 4.4.5 (Adjusted for WA Climate) | IL TRM v11 - 4.4.5 (Adjusted for WA Climate) | 120 | kBtu/Hr | 0.00093748 | Commercial_Restaurant_Existing_Space Heating_Unit Heater_Standard
Commercial_Restaurant_Existing_Space Heating_Natural Gas_Unit Heater_E2 | Commercial | Restaurant | Existing | Space Heating | Natural Gas | Unit Heater | E2 | Condensing | 89.99% | 0% | 0% | 2.6744 | 0 | 0 | 0 | 9 | 15 | 2019 | 2050 | 100% | 0 | 0 | 0% | Normal | 0% | 0.81405 | 0 | 0 | 120 kBtu/Hr | 5500 | 0 | 7.8124e-06 | 963.9483 | 2716.8 | 0 | 0 | 0 | 2018 | 1.05 | IL TRM v11 - 4.4.5 (Adjusted for WA Climate) | IL TRM v11 - 4.4.5 (Adjusted for WA Climate) | IL TRM v11 - 4.4.5 (Adjusted for WA Climate) | 120 | kBtu/Hr | 0.00093748 | Commercial_Restaurant_Existing_Space Heating_Unit Heater_Condensing
Commercial_Restaurant_Existing_Space Heating_Natural Gas_Unit Heater_E3 | Commercial | Restaurant | Existing | Space Heating | Natural Gas | Unit Heater | E3 | Infrared Radiant | 77.72% | 0% | 0% | 1.1553 | 0 | 0 | 0 | 9 | 15 | 2019 | 2050 | 100% | 0 | 0 | 0% | Normal | 0% | 0.70305 | 0 | 0 | 120 kBtu/Hr | 5500 | 0 | 7.8124e-06 | 832.5115 | 1173.6 | 0 | 0 | 0 | 2018 | 1.05 | IL TRM v11 - 4.4.5 (Adjusted for WA Climate) | IL TRM v11 - 4.4.5 (Adjusted for WA Climate) | IL TRM v11 - 4.4.5 (Adjusted for WA Climate) | 120 | kBtu/Hr | 0.00093748 | Commercial_Restaurant_Existing_Space Heating_Unit Heater_Infrared Radiant
Commercial_Restaurant_Existing_Space Heating_Natural Gas_Unit Heater_E4 | Commercial | Restaurant | Existing | Space Heating | Natural Gas | Unit Heater | E4 |  | 0% | 0% | 0% | 0 | 0 | 0 | 0 | 0 | 0 | 0 | 0 | 0% | 0 | 0 | 0% | Normal | 0% | 0 | 0 | 0 | [17 empty] | Commercial_Restaurant_Existing_Space Heating_Unit Heater_
Commercial_Restaurant_Existing_Space Heating_Natural Gas_Unit Heater_E5 | Commercial | Restaurant | Existing | Space Heating | Natural Gas | Unit Heater | E5 |  | 0% | 0% | 0% | 0 | 0 | 0 | 0 | 0 | 0 | 0 | 0 | 0% | 0 | 0 | 0% | Normal | 0% | 0 | 0 | 0 | [17 empty] | Commercial_Restaurant_Existing_Space Heating_Unit Heater_
Commercial_Restaurant_Existing_Space Heating_Natural Gas_Unit Heater_E6 | Commercial | Restaurant | Existing | Space Heating | Natural Gas | Unit Heater | E6 |  | 0% | 0% | 0% | 0 | 0 | 0 | 0 | 0 | 0 | 0 | 0 | 0% | 0 | 0 | 0% | Normal | 0% | 0 | 0 | 0 | [17 empty] | Commercial_Restaurant_Existing_Space Heating_Unit Heater_
Commercial_Restaurant_Existing_Space Heating_Natural Gas_Unit Heater_E7 | Commercial | Restaurant | Existing | Space Heating | Natural Gas | Unit Heater | E7 |  | 0% | 0% | 0% | 0 | 0 | 0 | 0 | 0 | 0 | 0 | 0 | 0% | 0 | 0 | 0% | Normal | 0% | 0 | 0 | 0 | [17 empty] | Commercial_Restaurant_Existing_Space Heating_Unit Heater_
Commercial_Restaurant_Existing_Space Heating_Natural Gas_Unit Heater_E8 | Commercial | Restaurant | Existing | Space Heating | Natural Gas | Unit Heater | E8 |  | 0% | 0% | 0% | 0 | 0 | 0 | 0 | 0 | 0 | 0 | 0 | 0% | 0 | 0 | 0% | Normal | 0% | 0 | 0 | 0 | [17 empty] | Commercial_Restaurant_Existing_Space Heating_Unit Heater_
Commercial_Restaurant_Existing_Space Heating_Natural Gas_Unit Heater_E9 | Commercial | Restaurant | Existing | Space Heating | Natural Gas | Unit Heater | E9 |  | 0% | 0% | 0% | 0 | 0 | 0 | 0 | 0 | 0 | 0 | 0 | 0% | 0 | 0 | 0% | Normal | 0% | 0 | 0 | 0 | [17 empty] | Commercial_Restaurant_Existing_Space Heating_Unit Heater_
Commercial_Restaurant_Existing_Space Heating_Natural Gas_Unit Heater_E10 | Commercial | Restaurant | Existing | Space Heating | Natural Gas | Unit Heater | E10 |  | 0% | 0% | 0% | 0 | 0 | 0 | 0 | 0 | 0 | 0 | 0 | 0% | 0 | 0 | 0% | Normal | 0% | 0 | 0 | 0 | [17 empty] | Commercial_Restaurant_Existing_Space Heating_Unit Heater_
Commercial_Restaurant_Existing_Water Heating_Natural Gas_Water Heater_E1 | Commercial | Restaurant | Existing | Water Heating | Natural Gas | Water Heater | E1 | TE 80% | 100% | 0% | 0% | 0.60167 | 0 | 0 | 0 | 8 | 12 | 2019 | 2050 | 100% | 0 | 0 | 0% | Normal | 0% | 0.84525 | 0 | 0 | 1 kBtu/hr | 5500 | 0 | 0.021585 | 31.9701 | 26.22 | 0 | 0 | 0 | 2017 | 1.0631 | AEO 2022 - gas_water_heater 2017 current standard | AEO 2022 - gas_water_heater 2017 current standard | AEG BEST / Market Profile | 1 | kBtu/hr | 0.021585 | Commercial_Restaurant_Existing_Water Heating_Water Heater_TE 80%
Commercial_Restaurant_Existing_Water Heating_Natural Gas_Water Heater_E2 | Commercial | Restaurant | Existing | Water Heating | Natural Gas | Water Heater | E2 | TE 94% (ENERGY STAR 2.0) | 85.11% | 0% | 0% | 0.67235 | 0 | 0 | 0 | 8 | 12 | 2019 | 2050 | 100% | 0 | 0 | 0% | Normal | 0% | 0.71937 | 0 | 0 | 1 kBtu/hr | 5500 | 0 | 0.021585 | 27.2086 | 29.3 | 0 | 0 | 0 | 2017 | 1.0631 | AEO 2022 - gas_water_heater 2017 ENERGY STAR | AEO 2022 - gas_water_heater 2017 ENERGY STAR | AEG BEST / Market Profile | 1 | kBtu/hr | 0.021585 | Commercial_Restaurant_Existing_Water Heating_Water Heater_TE 94% (ENERGY STAR 2.0)
Commercial_Restaurant_Existing_Water Heating_Natural Gas_Water Heater_E3 | Commercial | Restaurant | Existing | Water Heating | Natural Gas | Water Heater | E3 | TE 96% (Instantaneous) | 70.92% | 0% | 0% | 0.70282 | 0 | 0 | 0 | 8 | 12 | 2019 | 2050 | 100% | 0 | 0 | 0% | Normal | 0% | 0.59947 | 0 | 0 | 1 kBtu/hr | 5500 | 0 | 0.021585 | 22.6738 | 30.6277 | 0 | 0 | 0 | 2017 | 1.0631 | AEO 2022 - gas_water_heater 2017 current standard | AEO interpolation based on EIA data | AEG BEST / Market Profile | 1 | kBtu/hr | 0.021585 | Commercial_Restaurant_Existing_Water Heating_Water Heater_TE 96% (Instantaneous)
Commercial_Restaurant_Existing_Water Heating_Natural Gas_Water Heater_E4 | Commercial | Restaurant | Existing | Water Heating | Natural Gas | Water Heater | E4 | UEF 1.0+ (Gas-Fired HPWH) | 53.53% | 0% | 0% | 1.2939 | 0 | 0 | 0 | 11 | 19 | 2026 | 2050 | 100% | 0 | 0 | 0% | Normal | 0% | 0.45243 | 0 | 0 | 1 kBtu/hr | 5500 | 0 | 0.021585 | 17.1123 | 56.3879 | 0 | 0 | 0 | 2017 | 1.0631 | AEO 2022 - HP water heater 2020 typical | NEEA Report #E20-309, Robur Heat Pump Field Trial. March 11, 2020. | AEG BEST / Market Profile | 1 | kBtu/hr | 0.021585 | Commercial_Restaurant_Existing_Water Heating_Water Heater_UEF 1.0+ (Gas-Fired HPWH)
Commercial_Restaurant_Existing_Water Heating_Natural Gas_Water Heater_E5 | Commercial | Restaurant | Existing | Water Heating | Natural Gas | Water Heater | E5 |  | 0% | 0% | 0% | 0 | 0 | 0 | 0 | 0 | 0 | 0 | 0 | 0% | 0 | 0 | 0% | Normal | 0% | 0 | 0 | 0 | [17 empty] | Commercial_Restaurant_Existing_Water Heating_Water Heater_
Commercial_Restaurant_Existing_Water Heating_Natural Gas_Water Heater_E6 | Commercial | Restaurant | Existing | Water Heating | Natural Gas | Water Heater | E6 |  | 0% | 0% | 0% | 0 | 0 | 0 | 0 | 0 | 0 | 0 | 0 | 0% | 0 | 0 | 0% | Normal | 0% | 0 | 0 | 0 | [17 empty] | Commercial_Restaurant_Existing_Water Heating_Water Heater_
Commercial_Restaurant_Existing_Water Heating_Natural Gas_Water Heater_E7 | Commercial | Restaurant | Existing | Water Heating | Natural Gas | Water Heater | E7 |  | 0% | 0% | 0% | 0 | 0 | 0 | 0 | 0 | 0 | 0 | 0 | 0% | 0 | 0 | 0% | Normal | 0% | 0 | 0 | 0 | [17 empty] | Commercial_Restaurant_Existing_Water Heating_Water Heater_
Commercial_Restaurant_Existing_Water Heating_Natural Gas_Water Heater_E8 | Commercial | Restaurant | Existing | Water Heating | Natural Gas | Water Heater | E8 |  | 0% | 0% | 0% | 0 | 0 | 0 | 0 | 0 | 0 | 0 | 0 | 0% | 0 | 0 | 0% | Normal | 0% | 0 | 0 | 0 | [17 empty] | Commercial_Restaurant_Existing_Water Heating_Water Heater_
Commercial_Restaurant_Existing_Water Heating_Natural Gas_Water Heater_E9 | Commercial | Restaurant | Existing | Water Heating | Natural Gas | Water Heater | E9 |  | 0% | 0% | 0% | 0 | 0 | 0 | 0 | 0 | 0 | 0 | 0 | 0% | 0 | 0 | 0% | Normal | 0% | 0 | 0 | 0 | [17 empty] | Commercial_Restaurant_Existing_Water Heating_Water Heater_
Commercial_Restaurant_Existing_Water Heating_Natural Gas_Water Heater_E10 | Commercial | Restaurant | Existing | Water Heating | Natural Gas | Water Heater | E10 |  | 0% | 0% | 0% | 0 | 0 | 0 | 0 | 0 | 0 | 0 | 0 | 0% | 0 | 0 | 0% | Normal | 0% | 0 | 0 | 0 | [17 empty] | Commercial_Restaurant_Existing_Water Heating_Water Heater_
Commercial_Restaurant_Existing_Food Preparation_Natural Gas_Oven_E1 | Commercial | Restaurant | Existing | Food Preparation | Natural Gas | Oven | E1 | Standard | 100% | 0% | 0% | 16.5359 | 0 | 0 | 0 | 8 | 13 | 2019 | 2050 | 100% | 0 | 0 | 0% | Normal | 0% | 0.68778 | 0 | 0 | 1 unit | 5500 | 0 | 0.00091345 | 752.9515 | 16851 | 0 | 0 | 0 | 2016 | 1.0743 | RTF WkBk - ComCookingCombinationOven_v5_0 | ENERGY STAR Version 3.0 Commercial Ovens Final Specification Data Package | RTF WkBk - ComCookingCombinationOven_v5_0 | 1 | unit | 0.00091345 | Commercial_Restaurant_Existing_Food Preparation_Oven_Standard
Commercial_Restaurant_Existing_Food Preparation_Natural Gas_Oven_E2 | Commercial | Restaurant | Existing | Food Preparation | Natural Gas | Oven | E2 | ENERGY STAR (3.0) | 57.26% | 0% | 0% | 17.2308 | 0 | 0 | 0 | 8 | 13 | 2019 | 2050 | 100% | 0 | 0 | 0% | Normal | 0% | 0.39384 | 0 | 0 | 1 unit | 5500 | 0 | 0.00091345 | 431.1611 | 17559.1305 | 0 | 0 | 0 | 2016 | 1.0743 | RTF WkBk - ComCookingCombinationOven_v5_0 | RTF WkBk - ComCookingCombinationOven_v5_0 | RTF WkBk - ComCookingCombinationOven_v5_0 | 1 | unit | 0.00091345 | Commercial_Restaurant_Existing_Food Preparation_Oven_ENERGY STAR (3.0)
Commercial_Restaurant_Existing_Food Preparation_Natural Gas_Oven_E3 | Commercial | Restaurant | Existing | Food Preparation | Natural Gas | Oven | E3 |  | 0% | 0% | 0% | 0 | 0 | 0 | 0 | 0 | 0 | 0 | 0 | 0% | 0 | 0 | 0% | Normal | 0% | 0 | 0 | 0 | [17 empty] | Commercial_Restaurant_Existing_Food Preparation_Oven_
Commercial_Restaurant_Existing_Food Preparation_Natural Gas_Oven_E4 | Commercial | Restaurant | Existing | Food Preparation | Natural Gas | Oven | E4 |  | 0% | 0% | 0% | 0 | 0 | 0 | 0 | 0 | 0 | 0 | 0 | 0% | 0 | 0 | 0% | Normal | 0% | 0 | 0 | 0 | [17 empty] | Commercial_Restaurant_Existing_Food Preparation_Oven_
Commercial_Restaurant_Existing_Food Preparation_Natural Gas_Oven_E5 | Commercial | Restaurant | Existing | Food Preparation | Natural Gas | Oven | E5 |  | 0% | 0% | 0% | 0 | 0 | 0 | 0 | 0 | 0 | 0 | 0 | 0% | 0 | 0 | 0% | Normal | 0% | 0 | 0 | 0 | [17 empty] | Commercial_Restaurant_Existing_Food Preparation_Oven_
Commercial_Restaurant_Existing_Food Preparation_Natural Gas_Oven_E6 | Commercial | Restaurant | Existing | Food Preparation | Natural Gas | Oven | E6 |  | 0% | 0% | 0% | 0 | 0 | 0 | 0 | 0 | 0 | 0 | 0 | 0% | 0 | 0 | 0% | Normal | 0% | 0 | 0 | 0 | [17 empty] | Commercial_Restaurant_Existing_Food Preparation_Oven_
Commercial_Restaurant_Existing_Food Preparation_Natural Gas_Oven_E7 | Commercial | Restaurant | Existing | Food Preparation | Natural Gas | Oven | E7 |  | 0% | 0% | 0% | 0 | 0 | 0 | 0 | 0 | 0 | 0 | 0 | 0% | 0 | 0 | 0% | Normal | 0% | 0 | 0 | 0 | [17 empty] | Commercial_Restaurant_Existing_Food Preparation_Oven_
Commercial_Restaurant_Existing_Food Preparation_Natural Gas_Oven_E8 | Commercial | Restaurant | Existing | Food Preparation | Natural Gas | Oven | E8 |  | 0% | 0% | 0% | 0 | 0 | 0 | 0 | 0 | 0 | 0 | 0 | 0% | 0 | 0 | 0% | Normal | 0% | 0 | 0 | 0 | [17 empty] | Commercial_Restaurant_Existing_Food Preparation_Oven_
Commercial_Restaurant_Existing_Food Preparation_Natural Gas_Oven_E9 | Commercial | Restaurant | Existing | Food Preparation | Natural Gas | Oven | E9 |  | 0% | 0% | 0% | 0 | 0 | 0 | 0 | 0 | 0 | 0 | 0 | 0% | 0 | 0 | 0% | Normal | 0% | 0 | 0 | 0 | [17 empty] | Commercial_Restaurant_Existing_Food Preparation_Oven_
Commercial_Restaurant_Existing_Food Preparation_Natural Gas_Oven_E10 | Commercial | Restaurant | Existing | Food Preparation | Natural Gas | Oven | E10 |  | 0% | 0% | 0% | 0 | 0 | 0 | 0 | 0 | 0 | 0 | 0 | 0% | 0 | 0 | 0% | Normal | 0% | 0 | 0 | 0 | [17 empty] | Commercial_Restaurant_Existing_Food Preparation_Oven_
Commercial_Restaurant_Existing_Food Preparation_Natural Gas_Conveyor Oven_E1 | Commercial | Restaurant | Existing | Food Preparation | Natural Gas | Conveyor Oven | E1 | Standard | 100% | 0% | 0% | 3.9316 | 0 | 0 | 0 | 15 | 19 | 2019 | 2050 | 100% | 0 | 0 | 0% | Normal | 0% | 1.0252 | 0 | 0 | 1 unit | 5500 | 0 | 0.00035529 | 2885.475 | 10177 | 0 | 0 | 0 | 2015 | 1.0873 | IL TRM - 4.2.4 - CI-FSE-CVOV-V02-180101 | PGE Workpaper, PGECOFST117 R5, 2015 | MN TRM 3.1 - Gas Conveyor Oven v1.1 | 1 | unit | 0.00035529 | Commercial_Restaurant_Existing_Food Preparation_Conveyor Oven_Standard
Commercial_Restaurant_Existing_Food Preparation_Natural Gas_Conveyor Oven_E2 | Commercial | Restaurant | Existing | Food Preparation | Natural Gas | Conveyor Oven | E2 | Efficient (>44% Baking Efficiency) | 76.02% | 0% | 0% | 4.793 | 0 | 0 | 0 | 15 | 19 | 2019 | 2050 | 100% | 0 | 0 | 0% | Normal | 0% | 0.77929 | 0 | 0 | 1 unit | 5500 | 0 | 0.00035529 | 2193.4093 | 12407 | 0 | 0 | 0 | 2015 | 1.0873 | IL TRM - 4.2.4 - CI-FSE-CVOV-V02-180101 | PGE Workpaper, PGECOFST117 R5, 2015 | MN TRM 3.1 - Gas Conveyor Oven v1.1 | 1 | unit | 0.00035529 | Commercial_Restaurant_Existing_Food Preparation_Conveyor Oven_Efficient (>44% Baking Efficiency)
Commercial_Restaurant_Existing_Food Preparation_Natural Gas_Conveyor Oven_E3 | Commercial | Restaurant | Existing | Food Preparation | Natural Gas | Conveyor Oven | E3 |  | 0% | 0% | 0% | 0 | 0 | 0 | 0 | 0 | 0 | 0 | 0 | 0% | 0 | 0 | 0% | Normal | 0% | 0 | 0 | 0 | [17 empty] | Commercial_Restaurant_Existing_Food Preparation_Conveyor Oven_
Commercial_Restaurant_Existing_Food Preparation_Natural Gas_Conveyor Oven_E4 | Commercial | Restaurant | Existing | Food Preparation | Natural Gas | Conveyor Oven | E4 |  | 0% | 0% | 0% | 0 | 0 | 0 | 0 | 0 | 0 | 0 | 0 | 0% | 0 | 0 | 0% | Normal | 0% | 0 | 0 | 0 | [17 empty] | Commercial_Restaurant_Existing_Food Preparation_Conveyor Oven_
Commercial_Restaurant_Existing_Food Preparation_Natural Gas_Conveyor Oven_E5 | Commercial | Restaurant | Existing | Food Preparation | Natural Gas | Conveyor Oven | E5 |  | 0% | 0% | 0% | 0 | 0 | 0 | 0 | 0 | 0 | 0 | 0 | 0% | 0 | 0 | 0% | Normal | 0% | 0 | 0 | 0 | [17 empty] | Commercial_Restaurant_Existing_Food Preparation_Conveyor Oven_
Commercial_Restaurant_Existing_Food Preparation_Natural Gas_Conveyor Oven_E6 | Commercial | Restaurant | Existing | Food Preparation | Natural Gas | Conveyor Oven | E6 |  | 0% | 0% | 0% | 0 | 0 | 0 | 0 | 0 | 0 | 0 | 0 | 0% | 0 | 0 | 0% | Normal | 0% | 0 | 0 | 0 | [17 empty] | Commercial_Restaurant_Existing_Food Preparation_Conveyor Oven_
Commercial_Restaurant_Existing_Food Preparation_Natural Gas_Conveyor Oven_E7 | Commercial | Restaurant | Existing | Food Preparation | Natural Gas | Conveyor Oven | E7 |  | 0% | 0% | 0% | 0 | 0 | 0 | 0 | 0 | 0 | 0 | 0 | 0% | 0 | 0 | 0% | Normal | 0% | 0 | 0 | 0 | [17 empty] | Commercial_Restaurant_Existing_Food Preparation_Conveyor Oven_
Commercial_Restaurant_Existing_Food Preparation_Natural Gas_Conveyor Oven_E8 | Commercial | Restaurant | Existing | Food Preparation | Natural Gas | Conveyor Oven | E8 |  | 0% | 0% | 0% | 0 | 0 | 0 | 0 | 0 | 0 | 0 | 0 | 0% | 0 | 0 | 0% | Normal | 0% | 0 | 0 | 0 | [17 empty] | Commercial_Restaurant_Existing_Food Preparation_Conveyor Oven_
Commercial_Restaurant_Existing_Food Preparation_Natural Gas_Conveyor Oven_E9 | Commercial | Restaurant | Existing | Food Preparation | Natural Gas | Conveyor Oven | E9 |  | 0% | 0% | 0% | 0 | 0 | 0 | 0 | 0 | 0 | 0 | 0 | 0% | 0 | 0 | 0% | Normal | 0% | 0 | 0 | 0 | [17 empty] | Commercial_Restaurant_Existing_Food Preparation_Conveyor Oven_
Commercial_Restaurant_Existing_Food Preparation_Natural Gas_Conveyor Oven_E10 | Commercial | Restaurant | Existing | Food Preparation | Natural Gas | Conveyor Oven | E10 |  | 0% | 0% | 0% | 0 | 0 | 0 | 0 | 0 | 0 | 0 | 0 | 0% | 0 | 0 | 0% | Normal | 0% | 0 | 0 | 0 | [17 empty] | Commercial_Restaurant_Existing_Food Preparation_Conveyor Oven_
Commercial_Restaurant_Existing_Food Preparation_Natural Gas_Double Rack Oven_E1 | Commercial | Restaurant | Existing | Food Preparation | Natural Gas | Double Rack Oven | E1 | Standard | 100% | 0% | 0% | 5.7827 | 0 | 0 | 0 | 10 | 14 | 2019 | 2050 | 100% | 0 | 0 | 0% | Normal | 0% | 1.827 | 0 | 0 | 1 unit | 5500 | 0 | 0.00043018 | 4247.1 | 12513 | 0 | 0 | 0 | 2016 | 1.0743 | IL TRM - 4.2.18 - CI-FSE-RKOV-VO2-180101 | PGE Workpaper, PGECOFST109 R6, 2016 | IL TRM - 4.2.18 - CI-FSE-RKOV-VO2-180101 | 1 | unit | 0.00043018 | Commercial_Restaurant_Existing_Food Preparation_Double Rack Oven_Standard
Commercial_Restaurant_Existing_Food Preparation_Natural Gas_Double Rack Oven_E2 | Commercial | Restaurant | Existing | Food Preparation | Natural Gas | Double Rack Oven | E2 | FTSC Qualified (>50% Cooking Efficiency) | 54.55% | 0% | 0% | 7.6903 | 0 | 0 | 0 | 10 | 14 | 2019 | 2050 | 100% | 0 | 0 | 0% | Normal | 0% | 0.99655 | 0 | 0 | 1 unit | 5500 | 0 | 0.00043018 | 2316.6 | 16641 | 0 | 0 | 0 | 2016 | 1.0743 | IL TRM - 4.2.18 - CI-FSE-RKOV-VO2-180101 | PGE Workpaper, PGECOFST109 R6, 2016 | IL TRM - 4.2.18 - CI-FSE-RKOV-VO2-180101 | 1 | unit | 0.00043018 | Commercial_Restaurant_Existing_Food Preparation_Double Rack Oven_FTSC Qualified (>50% Cooking Efficiency)
Commercial_Restaurant_Existing_Food Preparation_Natural Gas_Double Rack Oven_E3 | Commercial | Restaurant | Existing | Food Preparation | Natural Gas | Double Rack Oven | E3 |  | 0% | 0% | 0% | 0 | 0 | 0 | 0 | 0 | 0 | 0 | 0 | 0% | 0 | 0 | 0% | Normal | 0% | 0 | 0 | 0 | [17 empty] | Commercial_Restaurant_Existing_Food Preparation_Double Rack Oven_
Commercial_Restaurant_Existing_Food Preparation_Natural Gas_Double Rack Oven_E4 | Commercial | Restaurant | Existing | Food Preparation | Natural Gas | Double Rack Oven | E4 |  | 0% | 0% | 0% | 0 | 0 | 0 | 0 | 0 | 0 | 0 | 0 | 0% | 0 | 0 | 0% | Normal | 0% | 0 | 0 | 0 | [17 empty] | Commercial_Restaurant_Existing_Food Preparation_Double Rack Oven_
Commercial_Restaurant_Existing_Food Preparation_Natural Gas_Double Rack Oven_E5 | Commercial | Restaurant | Existing | Food Preparation | Natural Gas | Double Rack Oven | E5 |  | 0% | 0% | 0% | 0 | 0 | 0 | 0 | 0 | 0 | 0 | 0 | 0% | 0 | 0 | 0% | Normal | 0% | 0 | 0 | 0 | [17 empty] | Commercial_Restaurant_Existing_Food Preparation_Double Rack Oven_
Commercial_Restaurant_Existing_Food Preparation_Natural Gas_Double Rack Oven_E6 | Commercial | Restaurant | Existing | Food Preparation | Natural Gas | Double Rack Oven | E6 |  | 0% | 0% | 0% | 0 | 0 | 0 | 0 | 0 | 0 | 0 | 0 | 0% | 0 | 0 | 0% | Normal | 0% | 0 | 0 | 0 | [17 empty] | Commercial_Restaurant_Existing_Food Preparation_Double Rack Oven_
Commercial_Restaurant_Existing_Food Preparation_Natural Gas_Double Rack Oven_E7 | Commercial | Restaurant | Existing | Food Preparation | Natural Gas | Double Rack Oven | E7 |  | 0% | 0% | 0% | 0 | 0 | 0 | 0 | 0 | 0 | 0 | 0 | 0% | 0 | 0 | 0% | Normal | 0% | 0 | 0 | 0 | [17 empty] | Commercial_Restaurant_Existing_Food Preparation_Double Rack Oven_
Commercial_Restaurant_Existing_Food Preparation_Natural Gas_Double Rack Oven_E8 | Commercial | Restaurant | Existing | Food Preparation | Natural Gas | Double Rack Oven | E8 |  | 0% | 0% | 0% | 0 | 0 | 0 | 0 | 0 | 0 | 0 | 0 | 0% | 0 | 0 | 0% | Normal | 0% | 0 | 0 | 0 | [17 empty] | Commercial_Restaurant_Existing_Food Preparation_Double Rack Oven_
Commercial_Restaurant_Existing_Food Preparation_Natural Gas_Double Rack Oven_E9 | Commercial | Restaurant | Existing | Food Preparation | Natural Gas | Double Rack Oven | E9 |  | 0% | 0% | 0% | 0 | 0 | 0 | 0 | 0 | 0 | 0 | 0 | 0% | 0 | 0 | 0% | Normal | 0% | 0 | 0 | 0 | [17 empty] | Commercial_Restaurant_Existing_Food Preparation_Double Rack Oven_
Commercial_Restaurant_Existing_Food Preparation_Natural Gas_Double Rack Oven_E10 | Commercial | Restaurant | Existing | Food Preparation | Natural Gas | Double Rack Oven | E10 |  | 0% | 0% | 0% | 0 | 0 | 0 | 0 | 0 | 0 | 0 | 0 | 0% | 0 | 0 | 0% | Normal | 0% | 0 | 0 | 0 | [17 empty] | Commercial_Restaurant_Existing_Food Preparation_Double Rack Oven_
Commercial_Restaurant_Existing_Food Preparation_Natural Gas_Fryer_E1 | Commercial | Restaurant | Existing | Food Preparation | Natural Gas | Fryer | E1 | Standard | 100% | 0% | 0% | 3.6563 | 0 | 0 | 0 | 7 | 11 | 2019 | 2021 | 100% | 0 | 0 | 0% | Normal | 0% | 0.90959 | 0 | 0 | 1 unit | 5500 | 0 | 0.00095546 | 951.9922 | 3562.1384 | 0 | 0 | 0 | 2016 | 1.0743 | RTF WkBk - ComCookingFryer_v5_0 | RTF WkBk - ComCookingFryer_v5_0 | RTF WkBk - ComCookingFryer_v5_0 | 1 | unit | 0.00095546 | Commercial_Restaurant_Existing_Food Preparation_Fryer_Standard
Commercial_Restaurant_Existing_Food Preparation_Natural Gas_Fryer_E2 | Commercial | Restaurant | Existing | Food Preparation | Natural Gas | Fryer | E2 | ENERGY STAR (3.0) | 67.2% | 0% | 0% | 4.3606 | 0 | 0 | 0 | 7 | 11 | 2019 | 2050 | 100% | 0 | 0 | 0% | Normal | 0% | 0.61124 | 0 | 0 | 1 unit | 5500 | 0 | 0.00095546 | 639.7296 | 4248.3333 | 0 | 0 | 0 | 2016 | 1.0743 | RTF WkBk - ComCookingFryer_v5_0 | RTF WkBk - ComCookingFryer_v5_0 | RTF WkBk - ComCookingFryer_v5_0 | 1 | unit | 0.00095546 | Commercial_Restaurant_Existing_Food Preparation_Fryer_ENERGY STAR (3.0)
Commercial_Restaurant_Existing_Food Preparation_Natural Gas_Fryer_E3 | Commercial | Restaurant | Existing | Food Preparation | Natural Gas | Fryer | E3 |  | 0% | 0% | 0% | 0 | 0 | 0 | 0 | 0 | 0 | 0 | 0 | 0% | 0 | 0 | 0% | Normal | 0% | 0 | 0 | 0 | [17 empty] | Commercial_Restaurant_Existing_Food Preparation_Fryer_
Commercial_Restaurant_Existing_Food Preparation_Natural Gas_Fryer_E4 | Commercial | Restaurant | Existing | Food Preparation | Natural Gas | Fryer | E4 |  | 0% | 0% | 0% | 0 | 0 | 0 | 0 | 0 | 0 | 0 | 0 | 0% | 0 | 0 | 0% | Normal | 0% | 0 | 0 | 0 | [17 empty] | Commercial_Restaurant_Existing_Food Preparation_Fryer_
Commercial_Restaurant_Existing_Food Preparation_Natural Gas_Fryer_E5 | Commercial | Restaurant | Existing | Food Preparation | Natural Gas | Fryer | E5 |  | 0% | 0% | 0% | 0 | 0 | 0 | 0 | 0 | 0 | 0 | 0 | 0% | 0 | 0 | 0% | Normal | 0% | 0 | 0 | 0 | [17 empty] | Commercial_Restaurant_Existing_Food Preparation_Fryer_
Commercial_Restaurant_Existing_Food Preparation_Natural Gas_Fryer_E6 | Commercial | Restaurant | Existing | Food Preparation | Natural Gas | Fryer | E6 |  | 0% | 0% | 0% | 0 | 0 | 0 | 0 | 0 | 0 | 0 | 0 | 0% | 0 | 0 | 0% | Normal | 0% | 0 | 0 | 0 | [17 empty] | Commercial_Restaurant_Existing_Food Preparation_Fryer_
Commercial_Restaurant_Existing_Food Preparation_Natural Gas_Fryer_E7 | Commercial | Restaurant | Existing | Food Preparation | Natural Gas | Fryer | E7 |  | 0% | 0% | 0% | 0 | 0 | 0 | 0 | 0 | 0 | 0 | 0 | 0% | 0 | 0 | 0% | Normal | 0% | 0 | 0 | 0 | [17 empty] | Commercial_Restaurant_Existing_Food Preparation_Fryer_
Commercial_Restaurant_Existing_Food Preparation_Natural Gas_Fryer_E8 | Commercial | Restaurant | Existing | Food Preparation | Natural Gas | Fryer | E8 |  | 0% | 0% | 0% | 0 | 0 | 0 | 0 | 0 | 0 | 0 | 0 | 0% | 0 | 0 | 0% | Normal | 0% | 0 | 0 | 0 | [17 empty] | Commercial_Restaurant_Existing_Food Preparation_Fryer_
Commercial_Restaurant_Existing_Food Preparation_Natural Gas_Fryer_E9 | Commercial | Restaurant | Existing | Food Preparation | Natural Gas | Fryer | E9 |  | 0% | 0% | 0% | 0 | 0 | 0 | 0 | 0 | 0 | 0 | 0 | 0% | 0 | 0 | 0% | Normal | 0% | 0 | 0 | 0 | [17 empty] | Commercial_Restaurant_Existing_Food Preparation_Fryer_
Commercial_Restaurant_Existing_Food Preparation_Natural Gas_Fryer_E10 | Commercial | Restaurant | Existing | Food Preparation | Natural Gas | Fryer | E10 |  | 0% | 0% | 0% | 0 | 0 | 0 | 0 | 0 | 0 | 0 | 0 | 0% | 0 | 0 | 0% | Normal | 0% | 0 | 0 | 0 | [17 empty] | Commercial_Restaurant_Existing_Food Preparation_Fryer_
Commercial_Restaurant_Existing_Food Preparation_Natural Gas_Broiler_E1 | Commercial | Restaurant | Existing | Food Preparation | Natural Gas | Broiler | E1 | Standard | 100% | 0% | 0% | 4.0851 | 0 | 0 | 0 | 10 | 14 | 2019 | 2050 | 100% | 0 | 0 | 0% | Normal | 0% | 0.94212 | 0 | 0 | 1 unit | 5500 | 0 | 0.0014006 | 672.672 | 2500 | 0 | 0 | 0 | 2011 | 1.1667 | IL TRM - 4.2.14 - CI-FSE-IRBL-V02-180101 | Estimate | IL TRM - 4.2.14 - CI-FSE-IRBL-V02-180101 | 1 | unit | 0.0014006 | Commercial_Restaurant_Existing_Food Preparation_Broiler_Standard
Commercial_Restaurant_Existing_Food Preparation_Natural Gas_Broiler_E2 | Commercial | Restaurant | Existing | Food Preparation | Natural Gas | Broiler | E2 | Infrared Burners | 64.29% | 0% | 0% | 5.7192 | 0 | 0 | 0 | 10 | 14 | 2019 | 2050 | 100% | 0 | 0 | 0% | Normal | 0% | 0.60565 | 0 | 0 | 1 unit | 5500 | 0 | 0.0014006 | 432.432 | 3500 | 0 | 0 | 0 | 2011 | 1.1667 | IL TRM - 4.2.14 - CI-FSE-IRBL-V02-180101 | IL TRM - 4.2.14 - CI-FSE-IRBL-V02-180101 | IL TRM - 4.2.14 - CI-FSE-IRBL-V02-180101 | 1 | unit | 0.0014006 | Commercial_Restaurant_Existing_Food Preparation_Broiler_Infrared Burners
Commercial_Restaurant_Existing_Food Preparation_Natural Gas_Broiler_E3 | Commercial | Restaurant | Existing | Food Preparation | Natural Gas | Broiler | E3 |  | 0% | 0% | 0% | 0 | 0 | 0 | 0 | 0 | 0 | 0 | 0 | 0% | 0 | 0 | 0% | Normal | 0% | 0 | 0 | 0 | [17 empty] | Commercial_Restaurant_Existing_Food Preparation_Broiler_
Commercial_Restaurant_Existing_Food Preparation_Natural Gas_Broiler_E4 | Commercial | Restaurant | Existing | Food Preparation | Natural Gas | Broiler | E4 |  | 0% | 0% | 0% | 0 | 0 | 0 | 0 | 0 | 0 | 0 | 0 | 0% | 0 | 0 | 0% | Normal | 0% | 0 | 0 | 0 | [17 empty] | Commercial_Restaurant_Existing_Food Preparation_Broiler_
Commercial_Restaurant_Existing_Food Preparation_Natural Gas_Broiler_E5 | Commercial | Restaurant | Existing | Food Preparation | Natural Gas | Broiler | E5 |  | 0% | 0% | 0% | 0 | 0 | 0 | 0 | 0 | 0 | 0 | 0 | 0% | 0 | 0 | 0% | Normal | 0% | 0 | 0 | 0 | [17 empty] | Commercial_Restaurant_Existing_Food Preparation_Broiler_
Commercial_Restaurant_Existing_Food Preparation_Natural Gas_Broiler_E6 | Commercial | Restaurant | Existing | Food Preparation | Natural Gas | Broiler | E6 |  | 0% | 0% | 0% | 0 | 0 | 0 | 0 | 0 | 0 | 0 | 0 | 0% | 0 | 0 | 0% | Normal | 0% | 0 | 0 | 0 | [17 empty] | Commercial_Restaurant_Existing_Food Preparation_Broiler_
Commercial_Restaurant_Existing_Food Preparation_Natural Gas_Broiler_E7 | Commercial | Restaurant | Existing | Food Preparation | Natural Gas | Broiler | E7 |  | 0% | 0% | 0% | 0 | 0 | 0 | 0 | 0 | 0 | 0 | 0 | 0% | 0 | 0 | 0% | Normal | 0% | 0 | 0 | 0 | [17 empty] | Commercial_Restaurant_Existing_Food Preparation_Broiler_
Commercial_Restaurant_Existing_Food Preparation_Natural Gas_Broiler_E8 | Commercial | Restaurant | Existing | Food Preparation | Natural Gas | Broiler | E8 |  | 0% | 0% | 0% | 0 | 0 | 0 | 0 | 0 | 0 | 0 | 0 | 0% | 0 | 0 | 0% | Normal | 0% | 0 | 0 | 0 | [17 empty] | Commercial_Restaurant_Existing_Food Preparation_Broiler_
Commercial_Restaurant_Existing_Food Preparation_Natural Gas_Broiler_E9 | Commercial | Restaurant | Existing | Food Preparation | Natural Gas | Broiler | E9 |  | 0% | 0% | 0% | 0 | 0 | 0 | 0 | 0 | 0 | 0 | 0 | 0% | 0 | 0 | 0% | Normal | 0% | 0 | 0 | 0 | [17 empty] | Commercial_Restaurant_Existing_Food Preparation_Broiler_
Commercial_Restaurant_Existing_Food Preparation_Natural Gas_Broiler_E10 | Commercial | Restaurant | Existing | Food Preparation | Natural Gas | Broiler | E10 |  | 0% | 0% | 0% | 0 | 0 | 0 | 0 | 0 | 0 | 0 | 0 | 0% | 0 | 0 | 0% | Normal | 0% | 0 | 0 | 0 | [17 empty] | Commercial_Restaurant_Existing_Food Preparation_Broiler_
Commercial_Restaurant_Existing_Food Preparation_Natural Gas_Griddle_E1 | Commercial | Restaurant | Existing | Food Preparation | Natural Gas | Griddle | E1 | Standard | 100% | 0% | 0% | 2.9736 | 0 | 0 | 0 | 10 | 14 | 2019 | 2050 | 100% | 0 | 0 | 0% | Normal | 0% | 0.63245 | 0 | 0 | 1 unit | 5500 | 0 | 0.0005134 | 1231.891 | 5150 | 0 | 0 | 0 | 2013 | 1.1247 | IL TRM - 4.2.8 - CI-FSE-ESGR-V04-200101 | COOK_GRD-Food Preparation-EIA14-2014 Ref. Case-5 | IL TRM - 4.2.8 - CI-FSE-ESGR-V04-200101 | 1 | unit | 0.0005134 | Commercial_Restaurant_Existing_Food Preparation_Griddle_Standard
Commercial_Restaurant_Existing_Food Preparation_Natural Gas_Griddle_E2 | Commercial | Restaurant | Existing | Food Preparation | Natural Gas | Griddle | E2 | ENERGY STAR | 86.37% | 0% | 0% | 3.1815 | 0 | 0 | 0 | 10 | 14 | 2019 | 2050 | 100% | 0 | 0 | 0% | Normal | 0% | 0.54623 | 0 | 0 | 1 unit | 5500 | 0 | 0.0005134 | 1063.9446 | 5510 | 0 | 0 | 0 | 2013 | 1.1247 | IL TRM - 4.2.8 - CI-FSE-ESGR-V04-200101 | COOK_GRD-Food Preparation-EIA14-2014 Ref. Case-5 | IL TRM - 4.2.8 - CI-FSE-ESGR-V04-200101 | 1 | unit | 0.0005134 | Commercial_Restaurant_Existing_Food Preparation_Griddle_ENERGY STAR
Commercial_Restaurant_Existing_Food Preparation_Natural Gas_Griddle_E3 | Commercial | Restaurant | Existing | Food Preparation | Natural Gas | Griddle | E3 |  | 0% | 0% | 0% | 0 | 0 | 0 | 0 | 0 | 0 | 0 | 0 | 0% | 0 | 0 | 0% | Normal | 0% | 0 | 0 | 0 | [17 empty] | Commercial_Restaurant_Existing_Food Preparation_Griddle_
Commercial_Restaurant_Existing_Food Preparation_Natural Gas_Griddle_E4 | Commercial | Restaurant | Existing | Food Preparation | Natural Gas | Griddle | E4 |  | 0% | 0% | 0% | 0 | 0 | 0 | 0 | 0 | 0 | 0 | 0 | 0% | 0 | 0 | 0% | Normal | 0% | 0 | 0 | 0 | [17 empty] | Commercial_Restaurant_Existing_Food Preparation_Griddle_
Commercial_Restaurant_Existing_Food Preparation_Natural Gas_Griddle_E5 | Commercial | Restaurant | Existing | Food Preparation | Natural Gas | Griddle | E5 |  | 0% | 0% | 0% | 0 | 0 | 0 | 0 | 0 | 0 | 0 | 0 | 0% | 0 | 0 | 0% | Normal | 0% | 0 | 0 | 0 | [17 empty] | Commercial_Restaurant_Existing_Food Preparation_Griddle_
Commercial_Restaurant_Existing_Food Preparation_Natural Gas_Griddle_E6 | Commercial | Restaurant | Existing | Food Preparation | Natural Gas | Griddle | E6 |  | 0% | 0% | 0% | 0 | 0 | 0 | 0 | 0 | 0 | 0 | 0 | 0% | 0 | 0 | 0% | Normal | 0% | 0 | 0 | 0 | [17 empty] | Commercial_Restaurant_Existing_Food Preparation_Griddle_
Commercial_Restaurant_Existing_Food Preparation_Natural Gas_Griddle_E7 | Commercial | Restaurant | Existing | Food Preparation | Natural Gas | Griddle | E7 |  | 0% | 0% | 0% | 0 | 0 | 0 | 0 | 0 | 0 | 0 | 0 | 0% | 0 | 0 | 0% | Normal | 0% | 0 | 0 | 0 | [17 empty] | Commercial_Restaurant_Existing_Food Preparation_Griddle_
Commercial_Restaurant_Existing_Food Preparation_Natural Gas_Griddle_E8 | Commercial | Restaurant | Existing | Food Preparation | Natural Gas | Griddle | E8 |  | 0% | 0% | 0% | 0 | 0 | 0 | 0 | 0 | 0 | 0 | 0 | 0% | 0 | 0 | 0% | Normal | 0% | 0 | 0 | 0 | [17 empty] | Commercial_Restaurant_Existing_Food Preparation_Griddle_
Commercial_Restaurant_Existing_Food Preparation_Natural Gas_Griddle_E9 | Commercial | Restaurant | Existing | Food Preparation | Natural Gas | Griddle | E9 |  | 0% | 0% | 0% | 0 | 0 | 0 | 0 | 0 | 0 | 0 | 0 | 0% | 0 | 0 | 0% | Normal | 0% | 0 | 0 | 0 | [17 empty] | Commercial_Restaurant_Existing_Food Preparation_Griddle_
Commercial_Restaurant_Existing_Food Preparation_Natural Gas_Griddle_E10 | Commercial | Restaurant | Existing | Food Preparation | Natural Gas | Griddle | E10 |  | 0% | 0% | 0% | 0 | 0 | 0 | 0 | 0 | 0 | 0 | 0 | 0% | 0 | 0 | 0% | Normal | 0% | 0 | 0 | 0 | [17 empty] | Commercial_Restaurant_Existing_Food Preparation_Griddle_
Commercial_Restaurant_Existing_Food Preparation_Natural Gas_Range_E1 | Commercial | Restaurant | Existing | Food Preparation | Natural Gas | Range | E1 | Standard | 100% | 0% | 0% | 4.8783 | 0 | 0 | 0 | 8 | 12 | 2019 | 2050 | 100% | 0 | 0 | 0% | Normal | 0% | 0.73913 | 0 | 0 | 1 unit | 5500 | 0 | 0.00061594 | 1200 | 7450 | 0 | 0 | 0 | 2017 | 1.0631 | COOK_OVN-Food Preparation-AEO17-1 | EIA 2018 Tech Forecast | Navigant 2009 | 1 | unit | 0.00061594 | Commercial_Restaurant_Existing_Food Preparation_Range_Standard
Commercial_Restaurant_Existing_Food Preparation_Natural Gas_Range_E2 | Commercial | Restaurant | Existing | Food Preparation | Natural Gas | Range | E2 | High Efficiency | 75% | 0% | 0% | 4.8789 | 0 | 0 | 0 | 8 | 12 | 2019 | 2050 | 100% | 0 | 0 | 0% | Normal | 0% | 0.55435 | 0 | 0 | 1 unit | 5500 | 0 | 0.00061594 | 900 | 7451 | 0 | 0 | 0 | 2017 | 1.0631 | COOK_OVN-Food Preparation-AEO17-1 | EIA 2018 Tech Forecast | EIA 2018 Tech Forecast | 1 | unit | 0.00061594 | Commercial_Restaurant_Existing_Food Preparation_Range_High Efficiency
Commercial_Restaurant_Existing_Food Preparation_Natural Gas_Range_E3 | Commercial | Restaurant | Existing | Food Preparation | Natural Gas | Range | E3 |  | 0% | 0% | 0% | 0 | 0 | 0 | 0 | 0 | 0 | 0 | 0 | 0% | 0 | 0 | 0% | Normal | 0% | 0 | 0 | 0 | [17 empty] | Commercial_Restaurant_Existing_Food Preparation_Range_
Commercial_Restaurant_Existing_Food Preparation_Natural Gas_Range_E4 | Commercial | Restaurant | Existing | Food Preparation | Natural Gas | Range | E4 |  | 0% | 0% | 0% | 0 | 0 | 0 | 0 | 0 | 0 | 0 | 0 | 0% | 0 | 0 | 0% | Normal | 0% | 0 | 0 | 0 | [17 empty] | Commercial_Restaurant_Existing_Food Preparation_Range_
Commercial_Restaurant_Existing_Food Preparation_Natural Gas_Range_E5 | Commercial | Restaurant | Existing | Food Preparation | Natural Gas | Range | E5 |  | 0% | 0% | 0% | 0 | 0 | 0 | 0 | 0 | 0 | 0 | 0 | 0% | 0 | 0 | 0% | Normal | 0% | 0 | 0 | 0 | [17 empty] | Commercial_Restaurant_Existing_Food Preparation_Range_
Commercial_Restaurant_Existing_Food Preparation_Natural Gas_Range_E6 | Commercial | Restaurant | Existing | Food Preparation | Natural Gas | Range | E6 |  | 0% | 0% | 0% | 0 | 0 | 0 | 0 | 0 | 0 | 0 | 0 | 0% | 0 | 0 | 0% | Normal | 0% | 0 | 0 | 0 | [17 empty] | Commercial_Restaurant_Existing_Food Preparation_Range_
Commercial_Restaurant_Existing_Food Preparation_Natural Gas_Range_E7 | Commercial | Restaurant | Existing | Food Preparation | Natural Gas | Range | E7 |  | 0% | 0% | 0% | 0 | 0 | 0 | 0 | 0 | 0 | 0 | 0 | 0% | 0 | 0 | 0% | Normal | 0% | 0 | 0 | 0 | [17 empty] | Commercial_Restaurant_Existing_Food Preparation_Range_
Commercial_Restaurant_Existing_Food Preparation_Natural Gas_Range_E8 | Commercial | Restaurant | Existing | Food Preparation | Natural Gas | Range | E8 |  | 0% | 0% | 0% | 0 | 0 | 0 | 0 | 0 | 0 | 0 | 0 | 0% | 0 | 0 | 0% | Normal | 0% | 0 | 0 | 0 | [17 empty] | Commercial_Restaurant_Existing_Food Preparation_Range_
Commercial_Restaurant_Existing_Food Preparation_Natural Gas_Range_E9 | Commercial | Restaurant | Existing | Food Preparation | Natural Gas | Range | E9 |  | 0% | 0% | 0% | 0 | 0 | 0 | 0 | 0 | 0 | 0 | 0 | 0% | 0 | 0 | 0% | Normal | 0% | 0 | 0 | 0 | [17 empty] | Commercial_Restaurant_Existing_Food Preparation_Range_
Commercial_Restaurant_Existing_Food Preparation_Natural Gas_Range_E10 | Commercial | Restaurant | Existing | Food Preparation | Natural Gas | Range | E10 |  | 0% | 0% | 0% | 0 | 0 | 0 | 0 | 0 | 0 | 0 | 0 | 0% | 0 | 0 | 0% | Normal | 0% | 0 | 0 | 0 | [17 empty] | Commercial_Restaurant_Existing_Food Preparation_Range_
Commercial_Restaurant_Existing_Food Preparation_Natural Gas_Steamer_E1 | Commercial | Restaurant | Existing | Food Preparation | Natural Gas | Steamer | E1 | Standard | 100% | 0% | 0% | 17.1267 | 0 | 0 | 0 | 8 | 16 | 2019 | 2021 | 100% | 0 | 0 | 0% | Normal | 0% | 1.7415 | 0 | 0 | 1 unit | 5500 | 0 | 0.0011405 | 1527.0152 | 13100 | 0 | 0 | 0 | 2012 | 1.1464 | IL TRM - 4.2.3 - CI-FSE-STMC-V05-190101 | DOE Commercial R&D 2016 - Table 2-10 | IL TRM - 4.2.3 - CI-FSE-STMC-V05-190101 | 1 | unit | 0.0011405 | Commercial_Restaurant_Existing_Food Preparation_Steamer_Standard
Commercial_Restaurant_Existing_Food Preparation_Natural Gas_Steamer_E2 | Commercial | Restaurant | Existing | Food Preparation | Natural Gas | Steamer | E2 | ENERGY STAR | 20.86% | 0% | 0% | 18.4315 | 0 | -0.0034382 | 0 | 8 | 16 | 2019 | 2050 | 100% | 0 | 0 | 0% | Normal | 0% | 0.36326 | 0 | 0 | 1 unit | 5500 | 0 | 0.0011405 | 318.5218 | 14098 | 0 | -2.6298 | 0 | 2012 | 1.1464 | IL TRM - 4.2.3 - CI-FSE-STMC-V05-190101 | IL TRM - 4.2.3 - CI-FSE-STMC-V05-190101 | IL TRM - 4.2.3 - CI-FSE-STMC-V05-190101 | 1 | unit | 0.0011405 | Commercial_Restaurant_Existing_Food Preparation_Steamer_ENERGY STAR
Commercial_Restaurant_Existing_Food Preparation_Natural Gas_Steamer_E3 | Commercial | Restaurant | Existing | Food Preparation | Natural Gas | Steamer | E3 |  | 0% | 0% | 0% | 0 | 0 | 0 | 0 | 0 | 0 | 0 | 0 | 0% | 0 | 0 | 0% | Normal | 0% | 0 | 0 | 0 | [17 empty] | Commercial_Restaurant_Existing_Food Preparation_Steamer_
Commercial_Restaurant_Existing_Food Preparation_Natural Gas_Steamer_E4 | Commercial | Restaurant | Existing | Food Preparation | Natural Gas | Steamer | E4 |  | 0% | 0% | 0% | 0 | 0 | 0 | 0 | 0 | 0 | 0 | 0 | 0% | 0 | 0 | 0% | Normal | 0% | 0 | 0 | 0 | [17 empty] | Commercial_Restaurant_Existing_Food Preparation_Steamer_
Commercial_Restaurant_Existing_Food Preparation_Natural Gas_Steamer_E5 | Commercial | Restaurant | Existing | Food Preparation | Natural Gas | Steamer | E5 |  | 0% | 0% | 0% | 0 | 0 | 0 | 0 | 0 | 0 | 0 | 0 | 0% | 0 | 0 | 0% | Normal | 0% | 0 | 0 | 0 | [17 empty] | Commercial_Restaurant_Existing_Food Preparation_Steamer_
Commercial_Restaurant_Existing_Food Preparation_Natural Gas_Steamer_E6 | Commercial | Restaurant | Existing | Food Preparation | Natural Gas | Steamer | E6 |  | 0% | 0% | 0% | 0 | 0 | 0 | 0 | 0 | 0 | 0 | 0 | 0% | 0 | 0 | 0% | Normal | 0% | 0 | 0 | 0 | [17 empty] | Commercial_Restaurant_Existing_Food Preparation_Steamer_
Commercial_Restaurant_Existing_Food Preparation_Natural Gas_Steamer_E7 | Commercial | Restaurant | Existing | Food Preparation | Natural Gas | Steamer | E7 |  | 0% | 0% | 0% | 0 | 0 | 0 | 0 | 0 | 0 | 0 | 0 | 0% | 0 | 0 | 0% | Normal | 0% | 0 | 0 | 0 | [17 empty] | Commercial_Restaurant_Existing_Food Preparation_Steamer_
Commercial_Restaurant_Existing_Food Preparation_Natural Gas_Steamer_E8 | Commercial | Restaurant | Existing | Food Preparation | Natural Gas | Steamer | E8 |  | 0% | 0% | 0% | 0 | 0 | 0 | 0 | 0 | 0 | 0 | 0 | 0% | 0 | 0 | 0% | Normal | 0% | 0 | 0 | 0 | [17 empty] | Commercial_Restaurant_Existing_Food Preparation_Steamer_
Commercial_Restaurant_Existing_Food Preparation_Natural Gas_Steamer_E9 | Commercial | Restaurant | Existing | Food Preparation | Natural Gas | Steamer | E9 |  | 0% | 0% | 0% | 0 | 0 | 0 | 0 | 0 | 0 | 0 | 0 | 0% | 0 | 0 | 0% | Normal | 0% | 0 | 0 | 0 | [17 empty] | Commercial_Restaurant_Existing_Food Preparation_Steamer_
Commercial_Restaurant_Existing_Food Preparation_Natural Gas_Steamer_E10 | Commercial | Restaurant | Existing | Food Preparation | Natural Gas | Steamer | E10 |  | 0% | 0% | 0% | 0 | 0 | 0 | 0 | 0 | 0 | 0 | 0 | 0% | 0 | 0 | 0% | Normal | 0% | 0 | 0 | 0 | [17 empty] | Commercial_Restaurant_Existing_Food Preparation_Steamer_
Commercial_Restaurant_Existing_Food Preparation_Natural Gas_Food Prep Other_E1 | Commercial | Restaurant | Existing | Food Preparation | Natural Gas | Food Prep Other | E1 | Standard | 100% | 0% | 0% | 0.6236 | 0 | 0 | 0 | 8 | 12 | 2019 | 2050 | 100% | 0 | 0 | 0% | Normal | 0% | 0.74849 | 0 | 0 | 1 unit | 5500 | 0 | 0.00052593 | 1423.18 | 1000 | 0 | 0 | 0 | 2010 | 1.1857 | Default | Default | Default | 1 | unit | 0.00052593 | Commercial_Restaurant_Existing_Food Preparation_Food Prep Other_Standard
Commercial_Restaurant_Existing_Food Preparation_Natural Gas_Food Prep Other_E2 | Commercial | Restaurant | Existing | Food Preparation | Natural Gas | Food Prep Other | E2 | ENERGY STAR | 100% | 0% | 0% | 0.62422 | 0 | 0 | 0 | 8 | 12 | 2019 | 2050 | 100% | 0 | 0 | 0% | Normal | 0% | 0.74849 | 0 | 0 | 1 unit | 5500 | 0 | 0.00052593 | 1423.17 | 1001 | 0 | 0 | 0 | 2010 | 1.1857 | N/A | N/A | N/A | 1 | unit | 0.00052593 | Commercial_Restaurant_Existing_Food Preparation_Food Prep Other_ENERGY STAR
Commercial_Restaurant_Existing_Food Preparation_Natural Gas_Food Prep Other_E3 | Commercial | Restaurant | Existing | Food Preparation | Natural Gas | Food Prep Other | E3 |  | 0% | 0% | 0% | 0 | 0 | 0 | 0 | 0 | 0 | 0 | 0 | 0% | 0 | 0 | 0% | Normal | 0% | 0 | 0 | 0 | [17 empty] | Commercial_Restaurant_Existing_Food Preparation_Food Prep Other_
Commercial_Restaurant_Existing_Food Preparation_Natural Gas_Food Prep Other_E4 | Commercial | Restaurant | Existing | Food Preparation | Natural Gas | Food Prep Other | E4 |  | 0% | 0% | 0% | 0 | 0 | 0 | 0 | 0 | 0 | 0 | 0 | 0% | 0 | 0 | 0% | Normal | 0% | 0 | 0 | 0 | [17 empty] | Commercial_Restaurant_Existing_Food Preparation_Food Prep Other_
Commercial_Restaurant_Existing_Food Preparation_Natural Gas_Food Prep Other_E5 | Commercial | Restaurant | Existing | Food Preparation | Natural Gas | Food Prep Other | E5 |  | 0% | 0% | 0% | 0 | 0 | 0 | 0 | 0 | 0 | 0 | 0 | 0% | 0 | 0 | 0% | Normal | 0% | 0 | 0 | 0 | [17 empty] | Commercial_Restaurant_Existing_Food Preparation_Food Prep Other_
Commercial_Restaurant_Existing_Food Preparation_Natural Gas_Food Prep Other_E6 | Commercial | Restaurant | Existing | Food Preparation | Natural Gas | Food Prep Other | E6 |  | 0% | 0% | 0% | 0 | 0 | 0 | 0 | 0 | 0 | 0 | 0 | 0% | 0 | 0 | 0% | Normal | 0% | 0 | 0 | 0 | [17 empty] | Commercial_Restaurant_Existing_Food Preparation_Food Prep Other_
Commercial_Restaurant_Existing_Food Preparation_Natural Gas_Food Prep Other_E7 | Commercial | Restaurant | Existing | Food Preparation | Natural Gas | Food Prep Other | E7 |  | 0% | 0% | 0% | 0 | 0 | 0 | 0 | 0 | 0 | 0 | 0 | 0% | 0 | 0 | 0% | Normal | 0% | 0 | 0 | 0 | [17 empty] | Commercial_Restaurant_Existing_Food Preparation_Food Prep Other_
Commercial_Restaurant_Existing_Food Preparation_Natural Gas_Food Prep Other_E8 | Commercial | Restaurant | Existing | Food Preparation | Natural Gas | Food Prep Other | E8 |  | 0% | 0% | 0% | 0 | 0 | 0 | 0 | 0 | 0 | 0 | 0 | 0% | 0 | 0 | 0% | Normal | 0% | 0 | 0 | 0 | [17 empty] | Commercial_Restaurant_Existing_Food Preparation_Food Prep Other_
Commercial_Restaurant_Existing_Food Preparation_Natural Gas_Food Prep Other_E9 | Commercial | Restaurant | Existing | Food Preparation | Natural Gas | Food Prep Other | E9 |  | 0% | 0% | 0% | 0 | 0 | 0 | 0 | 0 | 0 | 0 | 0 | 0% | 0 | 0 | 0% | Normal | 0% | 0 | 0 | 0 | [17 empty] | Commercial_Restaurant_Existing_Food Preparation_Food Prep Other_
Commercial_Restaurant_Existing_Food Preparation_Natural Gas_Food Prep Other_E10 | Commercial | Restaurant | Existing | Food Preparation | Natural Gas | Food Prep Other | E10 |  | 0% | 0% | 0% | 0 | 0 | 0 | 0 | 0 | 0 | 0 | 0 | 0% | 0 | 0 | 0% | Normal | 0% | 0 | 0 | 0 | [17 empty] | Commercial_Restaurant_Existing_Food Preparation_Food Prep Other_
Commercial_Restaurant_Existing_Miscellaneous_Natural Gas_Pool Heater_E1 | Commercial | Restaurant | Existing | Miscellaneous | Natural Gas | Pool Heater | E1 | Standard (EF .78) | 100% | 0% | 0% | 0.00073714 | 0 | 0 | 0 | 4 | 8 | 2019 | 2050 | 100% | 0 | 0 | 0% | Normal | 0% | 0.00055351 | 0 | 0 | 1 unit | 5500 | 0 | 3.695e-08 | 14980 | 18052 | 0 | 0 | 0 | 2014 | 1.1051 | DOE Commercial R&D 2016 - Table 7-6 | DOE Commercial R&D 2016 - Table 7-7 | DOE Commercial R&D 2016 - Table 7-8 | 1 | unit | 3.695e-08 | Commercial_Restaurant_Existing_Miscellaneous_Pool Heater_Standard (EF .78)
Commercial_Restaurant_Existing_Miscellaneous_Natural Gas_Pool Heater_E2 | Commercial | Restaurant | Existing | Miscellaneous | Natural Gas | Pool Heater | E2 | Condensing (EF .90) | 85% | 0% | 0% | 0.001207 | 0 | 0 | 0 | 4 | 8 | 2019 | 2050 | 100% | 0 | 0 | 0% | Normal | 0% | 0.00047049 | 0 | 0 | 1 unit | 5500 | 0 | 3.695e-08 | 12733 | 29558 | 0 | 0 | 0 | 2014 | 1.1051 | DOE Commercial R&D 2016 - Table 7-6 | DOE Commercial R&D 2016 - Table 7-7 | DOE Commercial R&D 2016 - Table 7-9 | 1 | unit | 3.695e-08 | Commercial_Restaurant_Existing_Miscellaneous_Pool Heater_Condensing (EF .90)
Commercial_Restaurant_Existing_Miscellaneous_Natural Gas_Pool Heater_E3 | Commercial | Restaurant | Existing | Miscellaneous | Natural Gas | Pool Heater | E3 |  | 0% | 0% | 0% | 0 | 0 | 0 | 0 | 0 | 0 | 0 | 0 | 0% | 0 | 0 | 0% | Normal | 0% | 0 | 0 | 0 | [17 empty] | Commercial_Restaurant_Existing_Miscellaneous_Pool Heater_
Commercial_Restaurant_Existing_Miscellaneous_Natural Gas_Pool Heater_E4 | Commercial | Restaurant | Existing | Miscellaneous | Natural Gas | Pool Heater | E4 |  | 0% | 0% | 0% | 0 | 0 | 0 | 0 | 0 | 0 | 0 | 0 | 0% | 0 | 0 | 0% | Normal | 0% | 0 | 0 | 0 | [17 empty] | Commercial_Restaurant_Existing_Miscellaneous_Pool Heater_
Commercial_Restaurant_Existing_Miscellaneous_Natural Gas_Pool Heater_E5 | Commercial | Restaurant | Existing | Miscellaneous | Natural Gas | Pool Heater | E5 |  | 0% | 0% | 0% | 0 | 0 | 0 | 0 | 0 | 0 | 0 | 0 | 0% | 0 | 0 | 0% | Normal | 0% | 0 | 0 | 0 | [17 empty] | Commercial_Restaurant_Existing_Miscellaneous_Pool Heater_
Commercial_Restaurant_Existing_Miscellaneous_Natural Gas_Pool Heater_E6 | Commercial | Restaurant | Existing | Miscellaneous | Natural Gas | Pool Heater | E6 |  | 0% | 0% | 0% | 0 | 0 | 0 | 0 | 0 | 0 | 0 | 0 | 0% | 0 | 0 | 0% | Normal | 0% | 0 | 0 | 0 | [17 empty] | Commercial_Restaurant_Existing_Miscellaneous_Pool Heater_
Commercial_Restaurant_Existing_Miscellaneous_Natural Gas_Pool Heater_E7 | Commercial | Restaurant | Existing | Miscellaneous | Natural Gas | Pool Heater | E7 |  | 0% | 0% | 0% | 0 | 0 | 0 | 0 | 0 | 0 | 0 | 0 | 0% | 0 | 0 | 0% | Normal | 0% | 0 | 0 | 0 | [17 empty] | Commercial_Restaurant_Existing_Miscellaneous_Pool Heater_
Commercial_Restaurant_Existing_Miscellaneous_Natural Gas_Pool Heater_E8 | Commercial | Restaurant | Existing | Miscellaneous | Natural Gas | Pool Heater | E8 |  | 0% | 0% | 0% | 0 | 0 | 0 | 0 | 0 | 0 | 0 | 0 | 0% | 0 | 0 | 0% | Normal | 0% | 0 | 0 | 0 | [17 empty] | Commercial_Restaurant_Existing_Miscellaneous_Pool Heater_
Commercial_Restaurant_Existing_Miscellaneous_Natural Gas_Pool Heater_E9 | Commercial | Restaurant | Existing | Miscellaneous | Natural Gas | Pool Heater | E9 |  | 0% | 0% | 0% | 0 | 0 | 0 | 0 | 0 | 0 | 0 | 0 | 0% | 0 | 0 | 0% | Normal | 0% | 0 | 0 | 0 | [17 empty] | Commercial_Restaurant_Existing_Miscellaneous_Pool Heater_
Commercial_Restaurant_Existing_Miscellaneous_Natural Gas_Pool Heater_E10 | Commercial | Restaurant | Existing | Miscellaneous | Natural Gas | Pool Heater | E10 |  | 0% | 0% | 0% | 0 | 0 | 0 | 0 | 0 | 0 | 0 | 0 | 0% | 0 | 0 | 0% | Normal | 0% | 0 | 0 | 0 | [17 empty] | Commercial_Restaurant_Existing_Miscellaneous_Pool Heater_
Commercial_Restaurant_Existing_Miscellaneous_Natural Gas_Miscellaneous_E1 | Commercial | Restaurant | Existing | Miscellaneous | Natural Gas | Miscellaneous | E1 | Miscellaneous | 100% | 0% | 0% | 0.00055125 | 0 | 0 | 0 | 2 | 8 | 2019 | 2050 | 100% | 0 | 0 | 0% | Normal | 0% | 0.00051313 | 0 | 0 | 1 unit | 5500 | 0 | 0.00051313 | 1 | 1 | 0 | 0 | 0 | 2016 | 1.0743 | N/A | N/A | N/A | 1 | unit | 0.00051313 | Commercial_Restaurant_Existing_Miscellaneous_Miscellaneous_Miscellaneous
Commercial_Restaurant_Existing_Miscellaneous_Natural Gas_Miscellaneous_E2 | Commercial | Restaurant | Existing | Miscellaneous | Natural Gas | Miscellaneous | E2 |  | 0% | 0% | 0% | 0 | 0 | 0 | 0 | 0 | 0 | 0 | 0 | 0% | 0 | 0 | 0% | Normal | 0% | 0 | 0 | 0 | [17 empty] | Commercial_Restaurant_Existing_Miscellaneous_Miscellaneous_
Commercial_Restaurant_Existing_Miscellaneous_Natural Gas_Miscellaneous_E3 | Commercial | Restaurant | Existing | Miscellaneous | Natural Gas | Miscellaneous | E3 |  | 0% | 0% | 0% | 0 | 0 | 0 | 0 | 0 | 0 | 0 | 0 | 0% | 0 | 0 | 0% | Normal | 0% | 0 | 0 | 0 | [17 empty] | Commercial_Restaurant_Existing_Miscellaneous_Miscellaneous_
Commercial_Restaurant_Existing_Miscellaneous_Natural Gas_Miscellaneous_E4 | Commercial | Restaurant | Existing | Miscellaneous | Natural Gas | Miscellaneous | E4 |  | 0% | 0% | 0% | 0 | 0 | 0 | 0 | 0 | 0 | 0 | 0 | 0% | 0 | 0 | 0% | Normal | 0% | 0 | 0 | 0 | [17 empty] | Commercial_Restaurant_Existing_Miscellaneous_Miscellaneous_
Commercial_Restaurant_Existing_Miscellaneous_Natural Gas_Miscellaneous_E5 | Commercial | Restaurant | Existing | Miscellaneous | Natural Gas | Miscellaneous | E5 |  | 0% | 0% | 0% | 0 | 0 | 0 | 0 | 0 | 0 | 0 | 0 | 0% | 0 | 0 | 0% | Normal | 0% | 0 | 0 | 0 | [17 empty] | Commercial_Restaurant_Existing_Miscellaneous_Miscellaneous_
Commercial_Restaurant_Existing_Miscellaneous_Natural Gas_Miscellaneous_E6 | Commercial | Restaurant | Existing | Miscellaneous | Natural Gas | Miscellaneous | E6 |  | 0% | 0% | 0% | 0 | 0 | 0 | 0 | 0 | 0 | 0 | 0 | 0% | 0 | 0 | 0% | Normal | 0% | 0 | 0 | 0 | [17 empty] | Commercial_Restaurant_Existing_Miscellaneous_Miscellaneous_
Commercial_Restaurant_Existing_Miscellaneous_Natural Gas_Miscellaneous_E7 | Commercial | Restaurant | Existing | Miscellaneous | Natural Gas | Miscellaneous | E7 |  | 0% | 0% | 0% | 0 | 0 | 0 | 0 | 0 | 0 | 0 | 0 | 0% | 0 | 0 | 0% | Normal | 0% | 0 | 0 | 0 | [17 empty] | Commercial_Restaurant_Existing_Miscellaneous_Miscellaneous_
Commercial_Restaurant_Existing_Miscellaneous_Natural Gas_Miscellaneous_E8 | Commercial | Restaurant | Existing | Miscellaneous | Natural Gas | Miscellaneous | E8 |  | 0% | 0% | 0% | 0 | 0 | 0 | 0 | 0 | 0 | 0 | 0 | 0% | 0 | 0 | 0% | Normal | 0% | 0 | 0 | 0 | [17 empty] | Commercial_Restaurant_Existing_Miscellaneous_Miscellaneous_
Commercial_Restaurant_Existing_Miscellaneous_Natural Gas_Miscellaneous_E9 | Commercial | Restaurant | Existing | Miscellaneous | Natural Gas | Miscellaneous | E9 |  | 0% | 0% | 0% | 0 | 0 | 0 | 0 | 0 | 0 | 0 | 0 | 0% | 0 | 0 | 0% | Normal | 0% | 0 | 0 | 0 | [17 empty] | Commercial_Restaurant_Existing_Miscellaneous_Miscellaneous_
Commercial_Restaurant_Existing_Miscellaneous_Natural Gas_Miscellaneous_E10 | Commercial | Restaurant | Existing | Miscellaneous | Natural Gas | Miscellaneous | E10 |  | 0% | 0% | 0% | 0 | 0 | 0 | 0 | 0 | 0 | 0 | 0 | 0% | 0 | 0 | 0% | Normal | 0% | 0 | 0 | 0 | [17 empty] | Commercial_Restaurant_Existing_Miscellaneous_Miscellaneous_
Commercial_Restaurant_New_Space Heating_Natural Gas_Furnace_E1 | Commercial | Restaurant | New | Space Heating | Natural Gas | Furnace | E1 | AFUE 80% (Standard) | 100% | 0% | 0% | 0.56834 | 0.22 | 0.060142 | 0 | 17 | 29 | 2019 | 2023 | 30% | 0 | 0 | 0% | Normal | 0% | 0.36526 | 0 | 0 | 140 kBtu/hr | 5500 | 0 | 0.0004898 | 5.8264 | 1050 | 406.4484 | 111.11 | 0 | 2014 | 1.1051 | EIA 2018 Tech Forecast | 2015 DOE Commercial Warm Air Furnace TSD - EERE-2013-BT-STD-0021-0050 | AEG BEST | 140 | kBtu/hr | 0.068571 | Commercial_Restaurant_New_Space Heating_Furnace_AFUE 80% (Standard)
Commercial_Restaurant_New_Space Heating_Natural Gas_Furnace_E2 | Commercial | Restaurant | New | Space Heating | Natural Gas | Furnace | E2 | AFUE 81% (2023 Fed Standard) | 98.77% | 0% | 0% | 0.94724 | 0.22 | 0.060434 | 0 | 17 | 29 | 2019 | 2023 | 30% | 0 | 0 | 0% | Normal | 0% | 0.36075 | 0 | 0 | 140 kBtu/hr | 5500 | 0 | 0.0004898 | 5.7545 | 1750 | 406.4484 | 111.651 | 0 | 2014 | 1.1051 | EIA 2018 Tech Forecast | 2015 DOE Commercial Warm Air Furnace TSD - EERE-2013-BT-STD-0021-0050 | AEG BEST | 140 | kBtu/hr | 0.068571 | Commercial_Restaurant_New_Space Heating_Furnace_AFUE 81% (2023 Fed Standard)
Commercial_Restaurant_New_Space Heating_Natural Gas_Furnace_E3 | Commercial | Restaurant | New | Space Heating | Natural Gas | Furnace | E3 | AFUE 91% (WA State Min 2023) | 87.91% | 0% | 0% | 1.3261 | 0.22 | 0.06307 | 0 | 17 | 29 | 2019 | 2050 | 30% | 0 | 0 | 0% | Normal | 0% | 0.3211 | 0 | 0 | 140 kBtu/hr | 5500 | 0 | 0.0004898 | 5.1221 | 2450 | 406.4484 | 116.52 | 0 | 2014 | 1.1051 | EIA 2018 Tech Forecast | 2015 DOE Commercial Warm Air Furnace TSD - EERE-2013-BT-STD-0021-0050 | AEG BEST | 140 | kBtu/hr | 0.068571 | Commercial_Restaurant_New_Space Heating_Furnace_AFUE 91% (WA State Min 2023)
Commercial_Restaurant_New_Space Heating_Natural Gas_Furnace_E4 | Commercial | Restaurant | New | Space Heating | Natural Gas | Furnace | E4 | AFUE 96% | 83.33% | 0% | 0% | 0.82437 | 0.30212 | 0.06307 | 0 | 17 | 29 | 2019 | 2050 | 100% | 0 | 0 | 0% | Normal | 0% | 0.30438 | 0 | 0 | 140 kBtu/hr | 5500 | 0 | 0.0004898 | 4.8553 | 1522.9949 | 558.1641 | 116.52 | 0 | 2014 | 1.1051 | EIA 2018 Tech Forecast | 2015 DOE Commercial Warm Air Furnace TSD - EERE-2013-BT-STD-0021-0050 | AEG BEST | 140 | kBtu/hr | 0.068571 | Commercial_Restaurant_New_Space Heating_Furnace_AFUE 96%
Commercial_Restaurant_New_Space Heating_Natural Gas_Furnace_E5 | Commercial | Restaurant | New | Space Heating | Natural Gas | Furnace | E5 | Convert to Gas-Fired ASHP | 61.54% | 0% | 0% | 14.0937 | 1.3885 | 0.088519 | 0 | 17 | 29 | 2026 | 2050 | 100% | 0 | 0 | 0% | Normal | 0% | 0.22477 | 0 | 0 | 140 kBtu/hr | 5500 | 0 | 0.0004898 | 3.5855 | 27066.6667 | 2666.6667 | 170 | 0 | 2017 | 1.0631 | EIA 2018 Tech Forecast | EIA 2018/2023 Tech Forecast, Adjusted for Size | AEG BEST | 140 | kBtu/hr | 0.068571 | Commercial_Restaurant_New_Space Heating_Furnace_Convert to Gas-Fired ASHP
Commercial_Restaurant_New_Space Heating_Natural Gas_Furnace_E6 | Commercial | Restaurant | New | Space Heating | Natural Gas | Furnace | E6 |  | 0% | 0% | 0% | 0 | 0 | 0 | 0 | 0 | 0 | 0 | 0 | 0% | 0 | 0 | 0% | Normal | 0% | 0 | 0 | 0 | [17 empty] | Commercial_Restaurant_New_Space Heating_Furnace_
Commercial_Restaurant_New_Space Heating_Natural Gas_Furnace_E7 | Commercial | Restaurant | New | Space Heating | Natural Gas | Furnace | E7 |  | 0% | 0% | 0% | 0 | 0 | 0 | 0 | 0 | 0 | 0 | 0 | 0% | 0 | 0 | 0% | Normal | 0% | 0 | 0 | 0 | [17 empty] | Commercial_Restaurant_New_Space Heating_Furnace_
Commercial_Restaurant_New_Space Heating_Natural Gas_Furnace_E8 | Commercial | Restaurant | New | Space Heating | Natural Gas | Furnace | E8 |  | 0% | 0% | 0% | 0 | 0 | 0 | 0 | 0 | 0 | 0 | 0 | 0% | 0 | 0 | 0% | Normal | 0% | 0 | 0 | 0 | [17 empty] | Commercial_Restaurant_New_Space Heating_Furnace_
Commercial_Restaurant_New_Space Heating_Natural Gas_Furnace_E9 | Commercial | Restaurant | New | Space Heating | Natural Gas | Furnace | E9 |  | 0% | 0% | 0% | 0 | 0 | 0 | 0 | 0 | 0 | 0 | 0 | 0% | 0 | 0 | 0% | Normal | 0% | 0 | 0 | 0 | [17 empty] | Commercial_Restaurant_New_Space Heating_Furnace_
Commercial_Restaurant_New_Space Heating_Natural Gas_Furnace_E10 | Commercial | Restaurant | New | Space Heating | Natural Gas | Furnace | E10 |  | 0% | 0% | 0% | 0 | 0 | 0 | 0 | 0 | 0 | 0 | 0 | 0% | 0 | 0 | 0% | Normal | 0% | 0 | 0 | 0 | [17 empty] | Commercial_Restaurant_New_Space Heating_Furnace_
Commercial_Restaurant_New_Space Heating_Natural Gas_Boiler_E1 | Commercial | Restaurant | New | Space Heating | Natural Gas | Boiler | E1 | TE 80% | 100% | 0% | 0% | 2.1075 | 1.1775 | 0 | 0 | 19 | 31 | 2019 | 2023 | 100% | 0 | 0 | 0% | Normal | 0% | 1.2712 | 0 | 0 | 513.550054507209 kBtu/hr | 5500 | 0 | 0.00013352 | 15.6092 | 14516 | 8110 | 0 | 0 | 2015 | 1.0873 | RTF Wkbk - ComGasBoilersUES_v2.1 | CE_EWR Measure Cost Benchmarking - 02.08.23 | AEG BEST | 513.5501 | kBtu/hr | 0.068571 | Commercial_Restaurant_New_Space Heating_Boiler_TE 80%
Commercial_Restaurant_New_Space Heating_Natural Gas_Boiler_E2 | Commercial | Restaurant | New | Space Heating | Natural Gas | Boiler | E2 | TE 84% (2023 Standard) | 95.24% | 0% | 0% | 2.2183 | 1.1775 | 0 | 0 | 19 | 31 | 2019 | 2023 | 100% | 0 | 0 | 0% | Normal | 0% | 1.2107 | 0 | 0 | 513.550054507209 kBtu/hr | 5500 | 0 | 0.00013352 | 14.8659 | 15279 | 8110 | 0 | 0 | 2015 | 1.0873 | RTF Wkbk - ComGasBoilersUES_v2.1 | CE_EWR Measure Cost Benchmarking - 02.08.23 | AEG BEST | 513.5501 | kBtu/hr | 0.068571 | Commercial_Restaurant_New_Space Heating_Boiler_TE 84% (2023 Standard)
Commercial_Restaurant_New_Space Heating_Natural Gas_Boiler_E3 | Commercial | Restaurant | New | Space Heating | Natural Gas | Boiler | E3 | TE 94% (ENERGY STAR 1.0) | 85.11% | 0% | 0% | 4.0126 | 1.325 | 0 | 0 | 19 | 31 | 2019 | 2050 | 100% | 0 | 0 | 0% | Normal | 0% | 1.0819 | 0 | 0 | 513.550054507209 kBtu/hr | 5500 | 0 | 0.00013352 | 13.2844 | 27638 | 9126 | 0 | 0 | 2015 | 1.0873 | RTF Wkbk - ComGasBoilersUES_v2.1 | CE_EWR Measure Cost Benchmarking - 02.08.23 | AEG BEST | 513.5501 | kBtu/hr | 0.068571 | Commercial_Restaurant_New_Space Heating_Boiler_TE 94% (ENERGY STAR 1.0)
Commercial_Restaurant_New_Space Heating_Natural Gas_Boiler_E4 | Commercial | Restaurant | New | Space Heating | Natural Gas | Boiler | E4 | TE 98% | 81.63% | 0% | 0% | 4.5125 | 1.325 | 0 | 0 | 19 | 31 | 2019 | 2050 | 100% | 0 | 0 | 0% | Normal | 0% | 1.0377 | 0 | 0 | 513.550054507209 kBtu/hr | 5500 | 0 | 0.00013352 | 12.7422 | 31080.8718 | 9126 | 0 | 0 | 2015 | 1.0873 | RTF Wkbk - ComGasBoilersUES_v2.1 | CE_EWR Measure Cost Benchmarking - 02.08.23 | AEG BEST | 513.5501 | kBtu/hr | 0.068571 | Commercial_Restaurant_New_Space Heating_Boiler_TE 98%
Commercial_Restaurant_New_Space Heating_Natural Gas_Boiler_E5 | Commercial | Restaurant | New | Space Heating | Natural Gas | Boiler | E5 | Convert to Gas-Fired ASHP | 61.54% | 0% | 0% | 14.4263 | 0.82803 | 0.27104 | 0 | 19 | 31 | 2019 | 2050 | 100% | 0 | 0 | 0% | Normal | 0% | 0.78227 | 0 | 0 | 800 kBtu/hr | 5500 | 0 | 8.5714e-05 | 9.6057 | 158316.7533 | 9086.959 | 2974.436 | 0 | 2017 | 1.0631 | RTF Wkbk - ComGasBoilersUES_v2.1 | AEO 2021 - gas_eng-driven_RTHP-heat 2017 typical | AEG BEST | 800 | kBtu/hr | 0.068571 | Commercial_Restaurant_New_Space Heating_Boiler_Convert to Gas-Fired ASHP
Commercial_Restaurant_New_Space Heating_Natural Gas_Boiler_E6 | Commercial | Restaurant | New | Space Heating | Natural Gas | Boiler | E6 |  | 0% | 0% | 0% | 0 | 0 | 0 | 0 | 0 | 0 | 0 | 0 | 0% | 0 | 0 | 0% | Normal | 0% | 0 | 0 | 0 | [17 empty] | Commercial_Restaurant_New_Space Heating_Boiler_
Commercial_Restaurant_New_Space Heating_Natural Gas_Boiler_E7 | Commercial | Restaurant | New | Space Heating | Natural Gas | Boiler | E7 |  | 0% | 0% | 0% | 0 | 0 | 0 | 0 | 0 | 0 | 0 | 0 | 0% | 0 | 0 | 0% | Normal | 0% | 0 | 0 | 0 | [17 empty] | Commercial_Restaurant_New_Space Heating_Boiler_
Commercial_Restaurant_New_Space Heating_Natural Gas_Boiler_E8 | Commercial | Restaurant | New | Space Heating | Natural Gas | Boiler | E8 |  | 0% | 0% | 0% | 0 | 0 | 0 | 0 | 0 | 0 | 0 | 0 | 0% | 0 | 0 | 0% | Normal | 0% | 0 | 0 | 0 | [17 empty] | Commercial_Restaurant_New_Space Heating_Boiler_
Commercial_Restaurant_New_Space Heating_Natural Gas_Boiler_E9 | Commercial | Restaurant | New | Space Heating | Natural Gas | Boiler | E9 |  | 0% | 0% | 0% | 0 | 0 | 0 | 0 | 0 | 0 | 0 | 0 | 0% | 0 | 0 | 0% | Normal | 0% | 0 | 0 | 0 | [17 empty] | Commercial_Restaurant_New_Space Heating_Boiler_
Commercial_Restaurant_New_Space Heating_Natural Gas_Boiler_E10 | Commercial | Restaurant | New | Space Heating | Natural Gas | Boiler | E10 |  | 0% | 0% | 0% | 0 | 0 | 0 | 0 | 0 | 0 | 0 | 0 | 0% | 0 | 0 | 0% | Normal | 0% | 0 | 0 | 0 | [17 empty] | Commercial_Restaurant_New_Space Heating_Boiler_
Commercial_Restaurant_New_Space Heating_Natural Gas_Unit Heater_E1 | Commercial | Restaurant | New | Space Heating | Natural Gas | Unit Heater | E1 | Standard | 100% | 0% | 0% | 0.83634 | 0 | 0 | 0 | 9 | 15 | 2019 | 2023 | 100% | 0 | 0 | 0% | Normal | 0% | 0.90461 | 0 | 0 | 120 kBtu/Hr | 5500 | 0 | 7.8124e-06 | 1071.1875 | 849.6 | 0 | 0 | 0 | 2018 | 1.05 | IL TRM v11 - 4.4.5 (Adjusted for WA Climate) | IL TRM v11 - 4.4.5 (Adjusted for WA Climate) | IL TRM v11 - 4.4.5 (Adjusted for WA Climate) | 120 | kBtu/Hr | 0.00093748 | Commercial_Restaurant_New_Space Heating_Unit Heater_Standard
Commercial_Restaurant_New_Space Heating_Natural Gas_Unit Heater_E2 | Commercial | Restaurant | New | Space Heating | Natural Gas | Unit Heater | E2 | Condensing | 89.99% | 0% | 0% | 2.6744 | 0 | 0 | 0 | 9 | 15 | 2019 | 2050 | 100% | 0 | 0 | 0% | Normal | 0% | 0.81405 | 0 | 0 | 120 kBtu/Hr | 5500 | 0 | 7.8124e-06 | 963.9483 | 2716.8 | 0 | 0 | 0 | 2018 | 1.05 | IL TRM v11 - 4.4.5 (Adjusted for WA Climate) | IL TRM v11 - 4.4.5 (Adjusted for WA Climate) | IL TRM v11 - 4.4.5 (Adjusted for WA Climate) | 120 | kBtu/Hr | 0.00093748 | Commercial_Restaurant_New_Space Heating_Unit Heater_Condensing
Commercial_Restaurant_New_Space Heating_Natural Gas_Unit Heater_E3 | Commercial | Restaurant | New | Space Heating | Natural Gas | Unit Heater | E3 | Infrared Radiant | 77.72% | 0% | 0% | 1.1553 | 0 | 0 | 0 | 9 | 15 | 2019 | 2050 | 100% | 0 | 0 | 0% | Normal | 0% | 0.70305 | 0 | 0 | 120 kBtu/Hr | 5500 | 0 | 7.8124e-06 | 832.5115 | 1173.6 | 0 | 0 | 0 | 2018 | 1.05 | IL TRM v11 - 4.4.5 (Adjusted for WA Climate) | IL TRM v11 - 4.4.5 (Adjusted for WA Climate) | IL TRM v11 - 4.4.5 (Adjusted for WA Climate) | 120 | kBtu/Hr | 0.00093748 | Commercial_Restaurant_New_Space Heating_Unit Heater_Infrared Radiant
Commercial_Restaurant_New_Space Heating_Natural Gas_Unit Heater_E4 | Commercial | Restaurant | New | Space Heating | Natural Gas | Unit Heater | E4 |  | 0% | 0% | 0% | 0 | 0 | 0 | 0 | 0 | 0 | 0 | 0 | 0% | 0 | 0 | 0% | Normal | 0% | 0 | 0 | 0 | [17 empty] | Commercial_Restaurant_New_Space Heating_Unit Heater_
Commercial_Restaurant_New_Space Heating_Natural Gas_Unit Heater_E5 | Commercial | Restaurant | New | Space Heating | Natural Gas | Unit Heater | E5 |  | 0% | 0% | 0% | 0 | 0 | 0 | 0 | 0 | 0 | 0 | 0 | 0% | 0 | 0 | 0% | Normal | 0% | 0 | 0 | 0 | [17 empty] | Commercial_Restaurant_New_Space Heating_Unit Heater_
Commercial_Restaurant_New_Space Heating_Natural Gas_Unit Heater_E6 | Commercial | Restaurant | New | Space Heating | Natural Gas | Unit Heater | E6 |  | 0% | 0% | 0% | 0 | 0 | 0 | 0 | 0 | 0 | 0 | 0 | 0% | 0 | 0 | 0% | Normal | 0% | 0 | 0 | 0 | [17 empty] | Commercial_Restaurant_New_Space Heating_Unit Heater_
Commercial_Restaurant_New_Space Heating_Natural Gas_Unit Heater_E7 | Commercial | Restaurant | New | Space Heating | Natural Gas | Unit Heater | E7 |  | 0% | 0% | 0% | 0 | 0 | 0 | 0 | 0 | 0 | 0 | 0 | 0% | 0 | 0 | 0% | Normal | 0% | 0 | 0 | 0 | [17 empty] | Commercial_Restaurant_New_Space Heating_Unit Heater_
Commercial_Restaurant_New_Space Heating_Natural Gas_Unit Heater_E8 | Commercial | Restaurant | New | Space Heating | Natural Gas | Unit Heater | E8 |  | 0% | 0% | 0% | 0 | 0 | 0 | 0 | 0 | 0 | 0 | 0 | 0% | 0 | 0 | 0% | Normal | 0% | 0 | 0 | 0 | [17 empty] | Commercial_Restaurant_New_Space Heating_Unit Heater_
Commercial_Restaurant_New_Space Heating_Natural Gas_Unit Heater_E9 | Commercial | Restaurant | New | Space Heating | Natural Gas | Unit Heater | E9 |  | 0% | 0% | 0% | 0 | 0 | 0 | 0 | 0 | 0 | 0 | 0 | 0% | 0 | 0 | 0% | Normal | 0% | 0 | 0 | 0 | [17 empty] | Commercial_Restaurant_New_Space Heating_Unit Heater_
Commercial_Restaurant_New_Space Heating_Natural Gas_Unit Heater_E10 | Commercial | Restaurant | New | Space Heating | Natural Gas | Unit Heater | E10 |  | 0% | 0% | 0% | 0 | 0 | 0 | 0 | 0 | 0 | 0 | 0 | 0% | 0 | 0 | 0% | Normal | 0% | 0 | 0 | 0 | [17 empty] | Commercial_Restaurant_New_Space Heating_Unit Heater_
Commercial_Restaurant_New_Water Heating_Natural Gas_Water Heater_E1 | Commercial | Restaurant | New | Water Heating | Natural Gas | Water Heater | E1 | TE 80% | 100% | 0% | 0% | 0.42877 | 0 | 0 | 0 | 8 | 12 | 2019 | 2050 | 100% | 0 | 0 | 0% | Normal | 0% | 0.84546 | 0 | 0 | 1 kBtu/hr | 5500 | 0 | 0.015382 | 44.8624 | 26.22 | 0 | 0 | 0 | 2017 | 1.0631 | AEO 2022 - gas_water_heater 2017 current standard | AEO 2022 - gas_water_heater 2017 current standard | AEG BEST / Market Profile | 1 | kBtu/hr | 0.015382 | Commercial_Restaurant_New_Water Heating_Water Heater_TE 80%
Commercial_Restaurant_New_Water Heating_Natural Gas_Water Heater_E2 | Commercial | Restaurant | New | Water Heating | Natural Gas | Water Heater | E2 | TE 94% (ENERGY STAR 2.0) | 85.11% | 0% | 0% | 0.47913 | 0 | 0 | 0 | 8 | 12 | 2019 | 2050 | 100% | 0 | 0 | 0% | Normal | 0% | 0.71954 | 0 | 0 | 1 kBtu/hr | 5500 | 0 | 0.015382 | 38.1807 | 29.3 | 0 | 0 | 0 | 2017 | 1.0631 | AEO 2022 - gas_water_heater 2017 ENERGY STAR | AEO 2022 - gas_water_heater 2017 ENERGY STAR | AEG BEST / Market Profile | 1 | kBtu/hr | 0.015382 | Commercial_Restaurant_New_Water Heating_Water Heater_TE 94% (ENERGY STAR 2.0)
Commercial_Restaurant_New_Water Heating_Natural Gas_Water Heater_E3 | Commercial | Restaurant | New | Water Heating | Natural Gas | Water Heater | E3 | TE 96% (Instantaneous) | 70.92% | 0% | 0% | 0.50085 | 0 | 0 | 0 | 8 | 12 | 2019 | 2050 | 100% | 0 | 0 | 0% | Normal | 0% | 0.59961 | 0 | 0 | 1 kBtu/hr | 5500 | 0 | 0.015382 | 31.8173 | 30.6277 | 0 | 0 | 0 | 2017 | 1.0631 | AEO 2022 - gas_water_heater 2017 current standard | AEO interpolation based on EIA data | AEG BEST / Market Profile | 1 | kBtu/hr | 0.015382 | Commercial_Restaurant_New_Water Heating_Water Heater_TE 96% (Instantaneous)
Commercial_Restaurant_New_Water Heating_Natural Gas_Water Heater_E4 | Commercial | Restaurant | New | Water Heating | Natural Gas | Water Heater | E4 | UEF 1.0+ (Gas-Fired HPWH) | 53.53% | 0% | 0% | 0.92209 | 0 | 0 | 0 | 11 | 19 | 2026 | 2050 | 100% | 0 | 0 | 0% | Normal | 0% | 0.45254 | 0 | 0 | 1 kBtu/hr | 5500 | 0 | 0.015382 | 24.013 | 56.3879 | 0 | 0 | 0 | 2017 | 1.0631 | AEO 2022 - HP water heater 2020 typical | NEEA Report #E20-309, Robur Heat Pump Field Trial. March 11, 2020. | AEG BEST / Market Profile | 1 | kBtu/hr | 0.015382 | Commercial_Restaurant_New_Water Heating_Water Heater_UEF 1.0+ (Gas-Fired HPWH)
Commercial_Restaurant_New_Water Heating_Natural Gas_Water Heater_E5 | Commercial | Restaurant | New | Water Heating | Natural Gas | Water Heater | E5 |  | 0% | 0% | 0% | 0 | 0 | 0 | 0 | 0 | 0 | 0 | 0 | 0% | 0 | 0 | 0% | Normal | 0% | 0 | 0 | 0 | [17 empty] | Commercial_Restaurant_New_Water Heating_Water Heater_
Commercial_Restaurant_New_Water Heating_Natural Gas_Water Heater_E6 | Commercial | Restaurant | New | Water Heating | Natural Gas | Water Heater | E6 |  | 0% | 0% | 0% | 0 | 0 | 0 | 0 | 0 | 0 | 0 | 0 | 0% | 0 | 0 | 0% | Normal | 0% | 0 | 0 | 0 | [17 empty] | Commercial_Restaurant_New_Water Heating_Water Heater_
Commercial_Restaurant_New_Water Heating_Natural Gas_Water Heater_E7 | Commercial | Restaurant | New | Water Heating | Natural Gas | Water Heater | E7 |  | 0% | 0% | 0% | 0 | 0 | 0 | 0 | 0 | 0 | 0 | 0 | 0% | 0 | 0 | 0% | Normal | 0% | 0 | 0 | 0 | [17 empty] | Commercial_Restaurant_New_Water Heating_Water Heater_
Commercial_Restaurant_New_Water Heating_Natural Gas_Water Heater_E8 | Commercial | Restaurant | New | Water Heating | Natural Gas | Water Heater | E8 |  | 0% | 0% | 0% | 0 | 0 | 0 | 0 | 0 | 0 | 0 | 0 | 0% | 0 | 0 | 0% | Normal | 0% | 0 | 0 | 0 | [17 empty] | Commercial_Restaurant_New_Water Heating_Water Heater_
Commercial_Restaurant_New_Water Heating_Natural Gas_Water Heater_E9 | Commercial | Restaurant | New | Water Heating | Natural Gas | Water Heater | E9 |  | 0% | 0% | 0% | 0 | 0 | 0 | 0 | 0 | 0 | 0 | 0 | 0% | 0 | 0 | 0% | Normal | 0% | 0 | 0 | 0 | [17 empty] | Commercial_Restaurant_New_Water Heating_Water Heater_
Commercial_Restaurant_New_Water Heating_Natural Gas_Water Heater_E10 | Commercial | Restaurant | New | Water Heating | Natural Gas | Water Heater | E10 |  | 0% | 0% | 0% | 0 | 0 | 0 | 0 | 0 | 0 | 0 | 0 | 0% | 0 | 0 | 0% | Normal | 0% | 0 | 0 | 0 | [17 empty] | Commercial_Restaurant_New_Water Heating_Water Heater_
Commercial_Restaurant_New_Food Preparation_Natural Gas_Oven_E1 | Commercial | Restaurant | New | Food Preparation | Natural Gas | Oven | E1 | Standard | 100% | 0% | 0% | 16.5359 | 0 | 0 | 0 | 8 | 13 | 2019 | 2050 | 100% | 0 | 0 | 0% | Normal | 0% | 0.68778 | 0 | 0 | 1 unit | 5500 | 0 | 0.00091345 | 752.9515 | 16851 | 0 | 0 | 0 | 2016 | 1.0743 | RTF WkBk - ComCookingCombinationOven_v5_0 | ENERGY STAR Version 3.0 Commercial Ovens Final Specification Data Package | RTF WkBk - ComCookingCombinationOven_v5_0 | 1 | unit | 0.00091345 | Commercial_Restaurant_New_Food Preparation_Oven_Standard
Commercial_Restaurant_New_Food Preparation_Natural Gas_Oven_E2 | Commercial | Restaurant | New | Food Preparation | Natural Gas | Oven | E2 | ENERGY STAR (3.0) | 57.26% | 0% | 0% | 17.2308 | 0 | 0 | 0 | 8 | 13 | 2019 | 2050 | 100% | 0 | 0 | 0% | Normal | 0% | 0.39384 | 0 | 0 | 1 unit | 5500 | 0 | 0.00091345 | 431.1611 | 17559.1305 | 0 | 0 | 0 | 2016 | 1.0743 | RTF WkBk - ComCookingCombinationOven_v5_0 | RTF WkBk - ComCookingCombinationOven_v5_0 | RTF WkBk - ComCookingCombinationOven_v5_0 | 1 | unit | 0.00091345 | Commercial_Restaurant_New_Food Preparation_Oven_ENERGY STAR (3.0)
Commercial_Restaurant_New_Food Preparation_Natural Gas_Oven_E3 | Commercial | Restaurant | New | Food Preparation | Natural Gas | Oven | E3 |  | 0% | 0% | 0% | 0 | 0 | 0 | 0 | 0 | 0 | 0 | 0 | 0% | 0 | 0 | 0% | Normal | 0% | 0 | 0 | 0 | [17 empty] | Commercial_Restaurant_New_Food Preparation_Oven_
Commercial_Restaurant_New_Food Preparation_Natural Gas_Oven_E4 | Commercial | Restaurant | New | Food Preparation | Natural Gas | Oven | E4 |  | 0% | 0% | 0% | 0 | 0 | 0 | 0 | 0 | 0 | 0 | 0 | 0% | 0 | 0 | 0% | Normal | 0% | 0 | 0 | 0 | [17 empty] | Commercial_Restaurant_New_Food Preparation_Oven_
Commercial_Restaurant_New_Food Preparation_Natural Gas_Oven_E5 | Commercial | Restaurant | New | Food Preparation | Natural Gas | Oven | E5 |  | 0% | 0% | 0% | 0 | 0 | 0 | 0 | 0 | 0 | 0 | 0 | 0% | 0 | 0 | 0% | Normal | 0% | 0 | 0 | 0 | [17 empty] | Commercial_Restaurant_New_Food Preparation_Oven_
Commercial_Restaurant_New_Food Preparation_Natural Gas_Oven_E6 | Commercial | Restaurant | New | Food Preparation | Natural Gas | Oven | E6 |  | 0% | 0% | 0% | 0 | 0 | 0 | 0 | 0 | 0 | 0 | 0 | 0% | 0 | 0 | 0% | Normal | 0% | 0 | 0 | 0 | [17 empty] | Commercial_Restaurant_New_Food Preparation_Oven_
Commercial_Restaurant_New_Food Preparation_Natural Gas_Oven_E7 | Commercial | Restaurant | New | Food Preparation | Natural Gas | Oven | E7 |  | 0% | 0% | 0% | 0 | 0 | 0 | 0 | 0 | 0 | 0 | 0 | 0% | 0 | 0 | 0% | Normal | 0% | 0 | 0 | 0 | [17 empty] | Commercial_Restaurant_New_Food Preparation_Oven_
Commercial_Restaurant_New_Food Preparation_Natural Gas_Oven_E8 | Commercial | Restaurant | New | Food Preparation | Natural Gas | Oven | E8 |  | 0% | 0% | 0% | 0 | 0 | 0 | 0 | 0 | 0 | 0 | 0 | 0% | 0 | 0 | 0% | Normal | 0% | 0 | 0 | 0 | [17 empty] | Commercial_Restaurant_New_Food Preparation_Oven_
Commercial_Restaurant_New_Food Preparation_Natural Gas_Oven_E9 | Commercial | Restaurant | New | Food Preparation | Natural Gas | Oven | E9 |  | 0% | 0% | 0% | 0 | 0 | 0 | 0 | 0 | 0 | 0 | 0 | 0% | 0 | 0 | 0% | Normal | 0% | 0 | 0 | 0 | [17 empty] | Commercial_Restaurant_New_Food Preparation_Oven_
Commercial_Restaurant_New_Food Preparation_Natural Gas_Oven_E10 | Commercial | Restaurant | New | Food Preparation | Natural Gas | Oven | E10 |  | 0% | 0% | 0% | 0 | 0 | 0 | 0 | 0 | 0 | 0 | 0 | 0% | 0 | 0 | 0% | Normal | 0% | 0 | 0 | 0 | [17 empty] | Commercial_Restaurant_New_Food Preparation_Oven_
Commercial_Restaurant_New_Food Preparation_Natural Gas_Conveyor Oven_E1 | Commercial | Restaurant | New | Food Preparation | Natural Gas | Conveyor Oven | E1 | Standard | 100% | 0% | 0% | 3.9316 | 0 | 0 | 0 | 15 | 19 | 2019 | 2050 | 100% | 0 | 0 | 0% | Normal | 0% | 1.0252 | 0 | 0 | 1 unit | 5500 | 0 | 0.00035529 | 2885.475 | 10177 | 0 | 0 | 0 | 2015 | 1.0873 | IL TRM - 4.2.4 - CI-FSE-CVOV-V02-180101 | PGE Workpaper, PGECOFST117 R5, 2015 | MN TRM 3.1 - Gas Conveyor Oven v1.1 | 1 | unit | 0.00035529 | Commercial_Restaurant_New_Food Preparation_Conveyor Oven_Standard
Commercial_Restaurant_New_Food Preparation_Natural Gas_Conveyor Oven_E2 | Commercial | Restaurant | New | Food Preparation | Natural Gas | Conveyor Oven | E2 | Efficient (>44% Baking Efficiency) | 76.02% | 0% | 0% | 4.793 | 0 | 0 | 0 | 15 | 19 | 2019 | 2050 | 100% | 0 | 0 | 0% | Normal | 0% | 0.77929 | 0 | 0 | 1 unit | 5500 | 0 | 0.00035529 | 2193.4093 | 12407 | 0 | 0 | 0 | 2015 | 1.0873 | IL TRM - 4.2.4 - CI-FSE-CVOV-V02-180101 | PGE Workpaper, PGECOFST117 R5, 2015 | MN TRM 3.1 - Gas Conveyor Oven v1.1 | 1 | unit | 0.00035529 | Commercial_Restaurant_New_Food Preparation_Conveyor Oven_Efficient (>44% Baking Efficiency)
Commercial_Restaurant_New_Food Preparation_Natural Gas_Conveyor Oven_E3 | Commercial | Restaurant | New | Food Preparation | Natural Gas | Conveyor Oven | E3 |  | 0% | 0% | 0% | 0 | 0 | 0 | 0 | 0 | 0 | 0 | 0 | 0% | 0 | 0 | 0% | Normal | 0% | 0 | 0 | 0 | [17 empty] | Commercial_Restaurant_New_Food Preparation_Conveyor Oven_
Commercial_Restaurant_New_Food Preparation_Natural Gas_Conveyor Oven_E4 | Commercial | Restaurant | New | Food Preparation | Natural Gas | Conveyor Oven | E4 |  | 0% | 0% | 0% | 0 | 0 | 0 | 0 | 0 | 0 | 0 | 0 | 0% | 0 | 0 | 0% | Normal | 0% | 0 | 0 | 0 | [17 empty] | Commercial_Restaurant_New_Food Preparation_Conveyor Oven_
Commercial_Restaurant_New_Food Preparation_Natural Gas_Conveyor Oven_E5 | Commercial | Restaurant | New | Food Preparation | Natural Gas | Conveyor Oven | E5 |  | 0% | 0% | 0% | 0 | 0 | 0 | 0 | 0 | 0 | 0 | 0 | 0% | 0 | 0 | 0% | Normal | 0% | 0 | 0 | 0 | [17 empty] | Commercial_Restaurant_New_Food Preparation_Conveyor Oven_
Commercial_Restaurant_New_Food Preparation_Natural Gas_Conveyor Oven_E6 | Commercial | Restaurant | New | Food Preparation | Natural Gas | Conveyor Oven | E6 |  | 0% | 0% | 0% | 0 | 0 | 0 | 0 | 0 | 0 | 0 | 0 | 0% | 0 | 0 | 0% | Normal | 0% | 0 | 0 | 0 | [17 empty] | Commercial_Restaurant_New_Food Preparation_Conveyor Oven_
Commercial_Restaurant_New_Food Preparation_Natural Gas_Conveyor Oven_E7 | Commercial | Restaurant | New | Food Preparation | Natural Gas | Conveyor Oven | E7 |  | 0% | 0% | 0% | 0 | 0 | 0 | 0 | 0 | 0 | 0 | 0 | 0% | 0 | 0 | 0% | Normal | 0% | 0 | 0 | 0 | [17 empty] | Commercial_Restaurant_New_Food Preparation_Conveyor Oven_
Commercial_Restaurant_New_Food Preparation_Natural Gas_Conveyor Oven_E8 | Commercial | Restaurant | New | Food Preparation | Natural Gas | Conveyor Oven | E8 |  | 0% | 0% | 0% | 0 | 0 | 0 | 0 | 0 | 0 | 0 | 0 | 0% | 0 | 0 | 0% | Normal | 0% | 0 | 0 | 0 | [17 empty] | Commercial_Restaurant_New_Food Preparation_Conveyor Oven_
Commercial_Restaurant_New_Food Preparation_Natural Gas_Conveyor Oven_E9 | Commercial | Restaurant | New | Food Preparation | Natural Gas | Conveyor Oven | E9 |  | 0% | 0% | 0% | 0 | 0 | 0 | 0 | 0 | 0 | 0 | 0 | 0% | 0 | 0 | 0% | Normal | 0% | 0 | 0 | 0 | [17 empty] | Commercial_Restaurant_New_Food Preparation_Conveyor Oven_
Commercial_Restaurant_New_Food Preparation_Natural Gas_Conveyor Oven_E10 | Commercial | Restaurant | New | Food Preparation | Natural Gas | Conveyor Oven | E10 |  | 0% | 0% | 0% | 0 | 0 | 0 | 0 | 0 | 0 | 0 | 0 | 0% | 0 | 0 | 0% | Normal | 0% | 0 | 0 | 0 | [17 empty] | Commercial_Restaurant_New_Food Preparation_Conveyor Oven_
Commercial_Restaurant_New_Food Preparation_Natural Gas_Double Rack Oven_E1 | Commercial | Restaurant | New | Food Preparation | Natural Gas | Double Rack Oven | E1 | Standard | 100% | 0% | 0% | 5.7827 | 0 | 0 | 0 | 10 | 14 | 2019 | 2050 | 100% | 0 | 0 | 0% | Normal | 0% | 1.827 | 0 | 0 | 1 unit | 5500 | 0 | 0.00043018 | 4247.1 | 12513 | 0 | 0 | 0 | 2016 | 1.0743 | IL TRM - 4.2.18 - CI-FSE-RKOV-VO2-180101 | PGE Workpaper, PGECOFST109 R6, 2016 | IL TRM - 4.2.18 - CI-FSE-RKOV-VO2-180101 | 1 | unit | 0.00043018 | Commercial_Restaurant_New_Food Preparation_Double Rack Oven_Standard
Commercial_Restaurant_New_Food Preparation_Natural Gas_Double Rack Oven_E2 | Commercial | Restaurant | New | Food Preparation | Natural Gas | Double Rack Oven | E2 | FTSC Qualified (>50% Cooking Efficiency) | 54.55% | 0% | 0% | 7.6903 | 0 | 0 | 0 | 10 | 14 | 2019 | 2050 | 100% | 0 | 0 | 0% | Normal | 0% | 0.99655 | 0 | 0 | 1 unit | 5500 | 0 | 0.00043018 | 2316.6 | 16641 | 0 | 0 | 0 | 2016 | 1.0743 | IL TRM - 4.2.18 - CI-FSE-RKOV-VO2-180101 | PGE Workpaper, PGECOFST109 R6, 2016 | IL TRM - 4.2.18 - CI-FSE-RKOV-VO2-180101 | 1 | unit | 0.00043018 | Commercial_Restaurant_New_Food Preparation_Double Rack Oven_FTSC Qualified (>50% Cooking Efficiency)
Commercial_Restaurant_New_Food Preparation_Natural Gas_Double Rack Oven_E3 | Commercial | Restaurant | New | Food Preparation | Natural Gas | Double Rack Oven | E3 |  | 0% | 0% | 0% | 0 | 0 | 0 | 0 | 0 | 0 | 0 | 0 | 0% | 0 | 0 | 0% | Normal | 0% | 0 | 0 | 0 | [17 empty] | Commercial_Restaurant_New_Food Preparation_Double Rack Oven_
Commercial_Restaurant_New_Food Preparation_Natural Gas_Double Rack Oven_E4 | Commercial | Restaurant | New | Food Preparation | Natural Gas | Double Rack Oven | E4 |  | 0% | 0% | 0% | 0 | 0 | 0 | 0 | 0 | 0 | 0 | 0 | 0% | 0 | 0 | 0% | Normal | 0% | 0 | 0 | 0 | [17 empty] | Commercial_Restaurant_New_Food Preparation_Double Rack Oven_
Commercial_Restaurant_New_Food Preparation_Natural Gas_Double Rack Oven_E5 | Commercial | Restaurant | New | Food Preparation | Natural Gas | Double Rack Oven | E5 |  | 0% | 0% | 0% | 0 | 0 | 0 | 0 | 0 | 0 | 0 | 0 | 0% | 0 | 0 | 0% | Normal | 0% | 0 | 0 | 0 | [17 empty] | Commercial_Restaurant_New_Food Preparation_Double Rack Oven_
Commercial_Restaurant_New_Food Preparation_Natural Gas_Double Rack Oven_E6 | Commercial | Restaurant | New | Food Preparation | Natural Gas | Double Rack Oven | E6 |  | 0% | 0% | 0% | 0 | 0 | 0 | 0 | 0 | 0 | 0 | 0 | 0% | 0 | 0 | 0% | Normal | 0% | 0 | 0 | 0 | [17 empty] | Commercial_Restaurant_New_Food Preparation_Double Rack Oven_
Commercial_Restaurant_New_Food Preparation_Natural Gas_Double Rack Oven_E7 | Commercial | Restaurant | New | Food Preparation | Natural Gas | Double Rack Oven | E7 |  | 0% | 0% | 0% | 0 | 0 | 0 | 0 | 0 | 0 | 0 | 0 | 0% | 0 | 0 | 0% | Normal | 0% | 0 | 0 | 0 | [17 empty] | Commercial_Restaurant_New_Food Preparation_Double Rack Oven_
Commercial_Restaurant_New_Food Preparation_Natural Gas_Double Rack Oven_E8 | Commercial | Restaurant | New | Food Preparation | Natural Gas | Double Rack Oven | E8 |  | 0% | 0% | 0% | 0 | 0 | 0 | 0 | 0 | 0 | 0 | 0 | 0% | 0 | 0 | 0% | Normal | 0% | 0 | 0 | 0 | [17 empty] | Commercial_Restaurant_New_Food Preparation_Double Rack Oven_
Commercial_Restaurant_New_Food Preparation_Natural Gas_Double Rack Oven_E9 | Commercial | Restaurant | New | Food Preparation | Natural Gas | Double Rack Oven | E9 |  | 0% | 0% | 0% | 0 | 0 | 0 | 0 | 0 | 0 | 0 | 0 | 0% | 0 | 0 | 0% | Normal | 0% | 0 | 0 | 0 | [17 empty] | Commercial_Restaurant_New_Food Preparation_Double Rack Oven_
Commercial_Restaurant_New_Food Preparation_Natural Gas_Double Rack Oven_E10 | Commercial | Restaurant | New | Food Preparation | Natural Gas | Double Rack Oven | E10 |  | 0% | 0% | 0% | 0 | 0 | 0 | 0 | 0 | 0 | 0 | 0 | 0% | 0 | 0 | 0% | Normal | 0% | 0 | 0 | 0 | [17 empty] | Commercial_Restaurant_New_Food Preparation_Double Rack Oven_
Commercial_Restaurant_New_Food Preparation_Natural Gas_Fryer_E1 | Commercial | Restaurant | New | Food Preparation | Natural Gas | Fryer | E1 | Standard | 100% | 0% | 0% | 3.6563 | 0 | 0 | 0 | 7 | 11 | 2019 | 2021 | 100% | 0 | 0 | 0% | Normal | 0% | 0.90959 | 0 | 0 | 1 unit | 5500 | 0 | 0.00095546 | 951.9922 | 3562.1384 | 0 | 0 | 0 | 2016 | 1.0743 | RTF WkBk - ComCookingFryer_v5_0 | RTF WkBk - ComCookingFryer_v5_0 | RTF WkBk - ComCookingFryer_v5_0 | 1 | unit | 0.00095546 | Commercial_Restaurant_New_Food Preparation_Fryer_Standard
Commercial_Restaurant_New_Food Preparation_Natural Gas_Fryer_E2 | Commercial | Restaurant | New | Food Preparation | Natural Gas | Fryer | E2 | ENERGY STAR (3.0) | 67.2% | 0% | 0% | 4.3606 | 0 | 0 | 0 | 7 | 11 | 2019 | 2050 | 100% | 0 | 0 | 0% | Normal | 0% | 0.61124 | 0 | 0 | 1 unit | 5500 | 0 | 0.00095546 | 639.7296 | 4248.3333 | 0 | 0 | 0 | 2016 | 1.0743 | RTF WkBk - ComCookingFryer_v5_0 | RTF WkBk - ComCookingFryer_v5_0 | RTF WkBk - ComCookingFryer_v5_0 | 1 | unit | 0.00095546 | Commercial_Restaurant_New_Food Preparation_Fryer_ENERGY STAR (3.0)
Commercial_Restaurant_New_Food Preparation_Natural Gas_Fryer_E3 | Commercial | Restaurant | New | Food Preparation | Natural Gas | Fryer | E3 |  | 0% | 0% | 0% | 0 | 0 | 0 | 0 | 0 | 0 | 0 | 0 | 0% | 0 | 0 | 0% | Normal | 0% | 0 | 0 | 0 | [17 empty] | Commercial_Restaurant_New_Food Preparation_Fryer_
Commercial_Restaurant_New_Food Preparation_Natural Gas_Fryer_E4 | Commercial | Restaurant | New | Food Preparation | Natural Gas | Fryer | E4 |  | 0% | 0% | 0% | 0 | 0 | 0 | 0 | 0 | 0 | 0 | 0 | 0% | 0 | 0 | 0% | Normal | 0% | 0 | 0 | 0 | [17 empty] | Commercial_Restaurant_New_Food Preparation_Fryer_
Commercial_Restaurant_New_Food Preparation_Natural Gas_Fryer_E5 | Commercial | Restaurant | New | Food Preparation | Natural Gas | Fryer | E5 |  | 0% | 0% | 0% | 0 | 0 | 0 | 0 | 0 | 0 | 0 | 0 | 0% | 0 | 0 | 0% | Normal | 0% | 0 | 0 | 0 | [17 empty] | Commercial_Restaurant_New_Food Preparation_Fryer_
Commercial_Restaurant_New_Food Preparation_Natural Gas_Fryer_E6 | Commercial | Restaurant | New | Food Preparation | Natural Gas | Fryer | E6 |  | 0% | 0% | 0% | 0 | 0 | 0 | 0 | 0 | 0 | 0 | 0 | 0% | 0 | 0 | 0% | Normal | 0% | 0 | 0 | 0 | [17 empty] | Commercial_Restaurant_New_Food Preparation_Fryer_
Commercial_Restaurant_New_Food Preparation_Natural Gas_Fryer_E7 | Commercial | Restaurant | New | Food Preparation | Natural Gas | Fryer | E7 |  | 0% | 0% | 0% | 0 | 0 | 0 | 0 | 0 | 0 | 0 | 0 | 0% | 0 | 0 | 0% | Normal | 0% | 0 | 0 | 0 | [17 empty] | Commercial_Restaurant_New_Food Preparation_Fryer_
Commercial_Restaurant_New_Food Preparation_Natural Gas_Fryer_E8 | Commercial | Restaurant | New | Food Preparation | Natural Gas | Fryer | E8 |  | 0% | 0% | 0% | 0 | 0 | 0 | 0 | 0 | 0 | 0 | 0 | 0% | 0 | 0 | 0% | Normal | 0% | 0 | 0 | 0 | [17 empty] | Commercial_Restaurant_New_Food Preparation_Fryer_
Commercial_Restaurant_New_Food Preparation_Natural Gas_Fryer_E9 | Commercial | Restaurant | New | Food Preparation | Natural Gas | Fryer | E9 |  | 0% | 0% | 0% | 0 | 0 | 0 | 0 | 0 | 0 | 0 | 0 | 0% | 0 | 0 | 0% | Normal | 0% | 0 | 0 | 0 | [17 empty] | Commercial_Restaurant_New_Food Preparation_Fryer_
Commercial_Restaurant_New_Food Preparation_Natural Gas_Fryer_E10 | Commercial | Restaurant | New | Food Preparation | Natural Gas | Fryer | E10 |  | 0% | 0% | 0% | 0 | 0 | 0 | 0 | 0 | 0 | 0 | 0 | 0% | 0 | 0 | 0% | Normal | 0% | 0 | 0 | 0 | [17 empty] | Commercial_Restaurant_New_Food Preparation_Fryer_
Commercial_Restaurant_New_Food Preparation_Natural Gas_Broiler_E1 | Commercial | Restaurant | New | Food Preparation | Natural Gas | Broiler | E1 | Standard | 100% | 0% | 0% | 4.0851 | 0 | 0 | 0 | 10 | 14 | 2019 | 2050 | 100% | 0 | 0 | 0% | Normal | 0% | 0.94212 | 0 | 0 | 1 unit | 5500 | 0 | 0.0014006 | 672.672 | 2500 | 0 | 0 | 0 | 2011 | 1.1667 | IL TRM - 4.2.14 - CI-FSE-IRBL-V02-180101 | Estimate | IL TRM - 4.2.14 - CI-FSE-IRBL-V02-180101 | 1 | unit | 0.0014006 | Commercial_Restaurant_New_Food Preparation_Broiler_Standard
Commercial_Restaurant_New_Food Preparation_Natural Gas_Broiler_E2 | Commercial | Restaurant | New | Food Preparation | Natural Gas | Broiler | E2 | Infrared Burners | 64.29% | 0% | 0% | 5.7192 | 0 | 0 | 0 | 10 | 14 | 2019 | 2050 | 100% | 0 | 0 | 0% | Normal | 0% | 0.60565 | 0 | 0 | 1 unit | 5500 | 0 | 0.0014006 | 432.432 | 3500 | 0 | 0 | 0 | 2011 | 1.1667 | IL TRM - 4.2.14 - CI-FSE-IRBL-V02-180101 | IL TRM - 4.2.14 - CI-FSE-IRBL-V02-180101 | IL TRM - 4.2.14 - CI-FSE-IRBL-V02-180101 | 1 | unit | 0.0014006 | Commercial_Restaurant_New_Food Preparation_Broiler_Infrared Burners
Commercial_Restaurant_New_Food Preparation_Natural Gas_Broiler_E3 | Commercial | Restaurant | New | Food Preparation | Natural Gas | Broiler | E3 |  | 0% | 0% | 0% | 0 | 0 | 0 | 0 | 0 | 0 | 0 | 0 | 0% | 0 | 0 | 0% | Normal | 0% | 0 | 0 | 0 | [17 empty] | Commercial_Restaurant_New_Food Preparation_Broiler_
Commercial_Restaurant_New_Food Preparation_Natural Gas_Broiler_E4 | Commercial | Restaurant | New | Food Preparation | Natural Gas | Broiler | E4 |  | 0% | 0% | 0% | 0 | 0 | 0 | 0 | 0 | 0 | 0 | 0 | 0% | 0 | 0 | 0% | Normal | 0% | 0 | 0 | 0 | [17 empty] | Commercial_Restaurant_New_Food Preparation_Broiler_
Commercial_Restaurant_New_Food Preparation_Natural Gas_Broiler_E5 | Commercial | Restaurant | New | Food Preparation | Natural Gas | Broiler | E5 |  | 0% | 0% | 0% | 0 | 0 | 0 | 0 | 0 | 0 | 0 | 0 | 0% | 0 | 0 | 0% | Normal | 0% | 0 | 0 | 0 | [17 empty] | Commercial_Restaurant_New_Food Preparation_Broiler_
Commercial_Restaurant_New_Food Preparation_Natural Gas_Broiler_E6 | Commercial | Restaurant | New | Food Preparation | Natural Gas | Broiler | E6 |  | 0% | 0% | 0% | 0 | 0 | 0 | 0 | 0 | 0 | 0 | 0 | 0% | 0 | 0 | 0% | Normal | 0% | 0 | 0 | 0 | [17 empty] | Commercial_Restaurant_New_Food Preparation_Broiler_
Commercial_Restaurant_New_Food Preparation_Natural Gas_Broiler_E7 | Commercial | Restaurant | New | Food Preparation | Natural Gas | Broiler | E7 |  | 0% | 0% | 0% | 0 | 0 | 0 | 0 | 0 | 0 | 0 | 0 | 0% | 0 | 0 | 0% | Normal | 0% | 0 | 0 | 0 | [17 empty] | Commercial_Restaurant_New_Food Preparation_Broiler_
Commercial_Restaurant_New_Food Preparation_Natural Gas_Broiler_E8 | Commercial | Restaurant | New | Food Preparation | Natural Gas | Broiler | E8 |  | 0% | 0% | 0% | 0 | 0 | 0 | 0 | 0 | 0 | 0 | 0 | 0% | 0 | 0 | 0% | Normal | 0% | 0 | 0 | 0 | [17 empty] | Commercial_Restaurant_New_Food Preparation_Broiler_
Commercial_Restaurant_New_Food Preparation_Natural Gas_Broiler_E9 | Commercial | Restaurant | New | Food Preparation | Natural Gas | Broiler | E9 |  | 0% | 0% | 0% | 0 | 0 | 0 | 0 | 0 | 0 | 0 | 0 | 0% | 0 | 0 | 0% | Normal | 0% | 0 | 0 | 0 | [17 empty] | Commercial_Restaurant_New_Food Preparation_Broiler_
Commercial_Restaurant_New_Food Preparation_Natural Gas_Broiler_E10 | Commercial | Restaurant | New | Food Preparation | Natural Gas | Broiler | E10 |  | 0% | 0% | 0% | 0 | 0 | 0 | 0 | 0 | 0 | 0 | 0 | 0% | 0 | 0 | 0% | Normal | 0% | 0 | 0 | 0 | [17 empty] | Commercial_Restaurant_New_Food Preparation_Broiler_
Commercial_Restaurant_New_Food Preparation_Natural Gas_Griddle_E1 | Commercial | Restaurant | New | Food Preparation | Natural Gas | Griddle | E1 | Standard | 100% | 0% | 0% | 2.9736 | 0 | 0 | 0 | 10 | 14 | 2019 | 2050 | 100% | 0 | 0 | 0% | Normal | 0% | 0.63245 | 0 | 0 | 1 unit | 5500 | 0 | 0.0005134 | 1231.891 | 5150 | 0 | 0 | 0 | 2013 | 1.1247 | IL TRM - 4.2.8 - CI-FSE-ESGR-V04-200101 | COOK_GRD-Food Preparation-EIA14-2014 Ref. Case-5 | IL TRM - 4.2.8 - CI-FSE-ESGR-V04-200101 | 1 | unit | 0.0005134 | Commercial_Restaurant_New_Food Preparation_Griddle_Standard
Commercial_Restaurant_New_Food Preparation_Natural Gas_Griddle_E2 | Commercial | Restaurant | New | Food Preparation | Natural Gas | Griddle | E2 | ENERGY STAR | 86.37% | 0% | 0% | 3.1815 | 0 | 0 | 0 | 10 | 14 | 2019 | 2050 | 100% | 0 | 0 | 0% | Normal | 0% | 0.54623 | 0 | 0 | 1 unit | 5500 | 0 | 0.0005134 | 1063.9446 | 5510 | 0 | 0 | 0 | 2013 | 1.1247 | IL TRM - 4.2.8 - CI-FSE-ESGR-V04-200101 | COOK_GRD-Food Preparation-EIA14-2014 Ref. Case-5 | IL TRM - 4.2.8 - CI-FSE-ESGR-V04-200101 | 1 | unit | 0.0005134 | Commercial_Restaurant_New_Food Preparation_Griddle_ENERGY STAR
Commercial_Restaurant_New_Food Preparation_Natural Gas_Griddle_E3 | Commercial | Restaurant | New | Food Preparation | Natural Gas | Griddle | E3 |  | 0% | 0% | 0% | 0 | 0 | 0 | 0 | 0 | 0 | 0 | 0 | 0% | 0 | 0 | 0% | Normal | 0% | 0 | 0 | 0 | [17 empty] | Commercial_Restaurant_New_Food Preparation_Griddle_
Commercial_Restaurant_New_Food Preparation_Natural Gas_Griddle_E4 | Commercial | Restaurant | New | Food Preparation | Natural Gas | Griddle | E4 |  | 0% | 0% | 0% | 0 | 0 | 0 | 0 | 0 | 0 | 0 | 0 | 0% | 0 | 0 | 0% | Normal | 0% | 0 | 0 | 0 | [17 empty] | Commercial_Restaurant_New_Food Preparation_Griddle_
Commercial_Restaurant_New_Food Preparation_Natural Gas_Griddle_E5 | Commercial | Restaurant | New | Food Preparation | Natural Gas | Griddle | E5 |  | 0% | 0% | 0% | 0 | 0 | 0 | 0 | 0 | 0 | 0 | 0 | 0% | 0 | 0 | 0% | Normal | 0% | 0 | 0 | 0 | [17 empty] | Commercial_Restaurant_New_Food Preparation_Griddle_
Commercial_Restaurant_New_Food Preparation_Natural Gas_Griddle_E6 | Commercial | Restaurant | New | Food Preparation | Natural Gas | Griddle | E6 |  | 0% | 0% | 0% | 0 | 0 | 0 | 0 | 0 | 0 | 0 | 0 | 0% | 0 | 0 | 0% | Normal | 0% | 0 | 0 | 0 | [17 empty] | Commercial_Restaurant_New_Food Preparation_Griddle_
Commercial_Restaurant_New_Food Preparation_Natural Gas_Griddle_E7 | Commercial | Restaurant | New | Food Preparation | Natural Gas | Griddle | E7 |  | 0% | 0% | 0% | 0 | 0 | 0 | 0 | 0 | 0 | 0 | 0 | 0% | 0 | 0 | 0% | Normal | 0% | 0 | 0 | 0 | [17 empty] | Commercial_Restaurant_New_Food Preparation_Griddle_
Commercial_Restaurant_New_Food Preparation_Natural Gas_Griddle_E8 | Commercial | Restaurant | New | Food Preparation | Natural Gas | Griddle | E8 |  | 0% | 0% | 0% | 0 | 0 | 0 | 0 | 0 | 0 | 0 | 0 | 0% | 0 | 0 | 0% | Normal | 0% | 0 | 0 | 0 | [17 empty] | Commercial_Restaurant_New_Food Preparation_Griddle_
Commercial_Restaurant_New_Food Preparation_Natural Gas_Griddle_E9 | Commercial | Restaurant | New | Food Preparation | Natural Gas | Griddle | E9 |  | 0% | 0% | 0% | 0 | 0 | 0 | 0 | 0 | 0 | 0 | 0 | 0% | 0 | 0 | 0% | Normal | 0% | 0 | 0 | 0 | [17 empty] | Commercial_Restaurant_New_Food Preparation_Griddle_
Commercial_Restaurant_New_Food Preparation_Natural Gas_Griddle_E10 | Commercial | Restaurant | New | Food Preparation | Natural Gas | Griddle | E10 |  | 0% | 0% | 0% | 0 | 0 | 0 | 0 | 0 | 0 | 0 | 0 | 0% | 0 | 0 | 0% | Normal | 0% | 0 | 0 | 0 | [17 empty] | Commercial_Restaurant_New_Food Preparation_Griddle_
Commercial_Restaurant_New_Food Preparation_Natural Gas_Range_E1 | Commercial | Restaurant | New | Food Preparation | Natural Gas | Range | E1 | Standard | 100% | 0% | 0% | 4.8783 | 0 | 0 | 0 | 8 | 12 | 2019 | 2050 | 100% | 0 | 0 | 0% | Normal | 0% | 0.73913 | 0 | 0 | 1 unit | 5500 | 0 | 0.00061594 | 1200 | 7450 | 0 | 0 | 0 | 2017 | 1.0631 | COOK_OVN-Food Preparation-AEO17-1 | EIA 2018 Tech Forecast | Navigant 2009 | 1 | unit | 0.00061594 | Commercial_Restaurant_New_Food Preparation_Range_Standard
Commercial_Restaurant_New_Food Preparation_Natural Gas_Range_E2 | Commercial | Restaurant | New | Food Preparation | Natural Gas | Range | E2 | High Efficiency | 75% | 0% | 0% | 4.8789 | 0 | 0 | 0 | 8 | 12 | 2019 | 2050 | 100% | 0 | 0 | 0% | Normal | 0% | 0.55435 | 0 | 0 | 1 unit | 5500 | 0 | 0.00061594 | 900 | 7451 | 0 | 0 | 0 | 2017 | 1.0631 | COOK_OVN-Food Preparation-AEO17-1 | EIA 2018 Tech Forecast | EIA 2018 Tech Forecast | 1 | unit | 0.00061594 | Commercial_Restaurant_New_Food Preparation_Range_High Efficiency
Commercial_Restaurant_New_Food Preparation_Natural Gas_Range_E3 | Commercial | Restaurant | New | Food Preparation | Natural Gas | Range | E3 |  | 0% | 0% | 0% | 0 | 0 | 0 | 0 | 0 | 0 | 0 | 0 | 0% | 0 | 0 | 0% | Normal | 0% | 0 | 0 | 0 | [17 empty] | Commercial_Restaurant_New_Food Preparation_Range_
Commercial_Restaurant_New_Food Preparation_Natural Gas_Range_E4 | Commercial | Restaurant | New | Food Preparation | Natural Gas | Range | E4 |  | 0% | 0% | 0% | 0 | 0 | 0 | 0 | 0 | 0 | 0 | 0 | 0% | 0 | 0 | 0% | Normal | 0% | 0 | 0 | 0 | [17 empty] | Commercial_Restaurant_New_Food Preparation_Range_
Commercial_Restaurant_New_Food Preparation_Natural Gas_Range_E5 | Commercial | Restaurant | New | Food Preparation | Natural Gas | Range | E5 |  | 0% | 0% | 0% | 0 | 0 | 0 | 0 | 0 | 0 | 0 | 0 | 0% | 0 | 0 | 0% | Normal | 0% | 0 | 0 | 0 | [17 empty] | Commercial_Restaurant_New_Food Preparation_Range_
Commercial_Restaurant_New_Food Preparation_Natural Gas_Range_E6 | Commercial | Restaurant | New | Food Preparation | Natural Gas | Range | E6 |  | 0% | 0% | 0% | 0 | 0 | 0 | 0 | 0 | 0 | 0 | 0 | 0% | 0 | 0 | 0% | Normal | 0% | 0 | 0 | 0 | [17 empty] | Commercial_Restaurant_New_Food Preparation_Range_
Commercial_Restaurant_New_Food Preparation_Natural Gas_Range_E7 | Commercial | Restaurant | New | Food Preparation | Natural Gas | Range | E7 |  | 0% | 0% | 0% | 0 | 0 | 0 | 0 | 0 | 0 | 0 | 0 | 0% | 0 | 0 | 0% | Normal | 0% | 0 | 0 | 0 | [17 empty] | Commercial_Restaurant_New_Food Preparation_Range_
Commercial_Restaurant_New_Food Preparation_Natural Gas_Range_E8 | Commercial | Restaurant | New | Food Preparation | Natural Gas | Range | E8 |  | 0% | 0% | 0% | 0 | 0 | 0 | 0 | 0 | 0 | 0 | 0 | 0% | 0 | 0 | 0% | Normal | 0% | 0 | 0 | 0 | [17 empty] | Commercial_Restaurant_New_Food Preparation_Range_
Commercial_Restaurant_New_Food Preparation_Natural Gas_Range_E9 | Commercial | Restaurant | New | Food Preparation | Natural Gas | Range | E9 |  | 0% | 0% | 0% | 0 | 0 | 0 | 0 | 0 | 0 | 0 | 0 | 0% | 0 | 0 | 0% | Normal | 0% | 0 | 0 | 0 | [17 empty] | Commercial_Restaurant_New_Food Preparation_Range_
Commercial_Restaurant_New_Food Preparation_Natural Gas_Range_E10 | Commercial | Restaurant | New | Food Preparation | Natural Gas | Range | E10 |  | 0% | 0% | 0% | 0 | 0 | 0 | 0 | 0 | 0 | 0 | 0 | 0% | 0 | 0 | 0% | Normal | 0% | 0 | 0 | 0 | [17 empty] | Commercial_Restaurant_New_Food Preparation_Range_
Commercial_Restaurant_New_Food Preparation_Natural Gas_Steamer_E1 | Commercial | Restaurant | New | Food Preparation | Natural Gas | Steamer | E1 | Standard | 100% | 0% | 0% | 17.1267 | 0 | 0 | 0 | 8 | 16 | 2019 | 2021 | 100% | 0 | 0 | 0% | Normal | 0% | 1.7415 | 0 | 0 | 1 unit | 5500 | 0 | 0.0011405 | 1527.0152 | 13100 | 0 | 0 | 0 | 2012 | 1.1464 | IL TRM - 4.2.3 - CI-FSE-STMC-V05-190101 | DOE Commercial R&D 2016 - Table 2-10 | IL TRM - 4.2.3 - CI-FSE-STMC-V05-190101 | 1 | unit | 0.0011405 | Commercial_Restaurant_New_Food Preparation_Steamer_Standard
Commercial_Restaurant_New_Food Preparation_Natural Gas_Steamer_E2 | Commercial | Restaurant | New | Food Preparation | Natural Gas | Steamer | E2 | ENERGY STAR | 20.86% | 0% | 0% | 18.4315 | 0 | -0.0034382 | 0 | 8 | 16 | 2019 | 2050 | 100% | 0 | 0 | 0% | Normal | 0% | 0.36326 | 0 | 0 | 1 unit | 5500 | 0 | 0.0011405 | 318.5218 | 14098 | 0 | -2.6298 | 0 | 2012 | 1.1464 | IL TRM - 4.2.3 - CI-FSE-STMC-V05-190101 | IL TRM - 4.2.3 - CI-FSE-STMC-V05-190101 | IL TRM - 4.2.3 - CI-FSE-STMC-V05-190101 | 1 | unit | 0.0011405 | Commercial_Restaurant_New_Food Preparation_Steamer_ENERGY STAR
Commercial_Restaurant_New_Food Preparation_Natural Gas_Steamer_E3 | Commercial | Restaurant | New | Food Preparation | Natural Gas | Steamer | E3 |  | 0% | 0% | 0% | 0 | 0 | 0 | 0 | 0 | 0 | 0 | 0 | 0% | 0 | 0 | 0% | Normal | 0% | 0 | 0 | 0 | [17 empty] | Commercial_Restaurant_New_Food Preparation_Steamer_
Commercial_Restaurant_New_Food Preparation_Natural Gas_Steamer_E4 | Commercial | Restaurant | New | Food Preparation | Natural Gas | Steamer | E4 |  | 0% | 0% | 0% | 0 | 0 | 0 | 0 | 0 | 0 | 0 | 0 | 0% | 0 | 0 | 0% | Normal | 0% | 0 | 0 | 0 | [17 empty] | Commercial_Restaurant_New_Food Preparation_Steamer_
Commercial_Restaurant_New_Food Preparation_Natural Gas_Steamer_E5 | Commercial | Restaurant | New | Food Preparation | Natural Gas | Steamer | E5 |  | 0% | 0% | 0% | 0 | 0 | 0 | 0 | 0 | 0 | 0 | 0 | 0% | 0 | 0 | 0% | Normal | 0% | 0 | 0 | 0 | [17 empty] | Commercial_Restaurant_New_Food Preparation_Steamer_
Commercial_Restaurant_New_Food Preparation_Natural Gas_Steamer_E6 | Commercial | Restaurant | New | Food Preparation | Natural Gas | Steamer | E6 |  | 0% | 0% | 0% | 0 | 0 | 0 | 0 | 0 | 0 | 0 | 0 | 0% | 0 | 0 | 0% | Normal | 0% | 0 | 0 | 0 | [17 empty] | Commercial_Restaurant_New_Food Preparation_Steamer_
Commercial_Restaurant_New_Food Preparation_Natural Gas_Steamer_E7 | Commercial | Restaurant | New | Food Preparation | Natural Gas | Steamer | E7 |  | 0% | 0% | 0% | 0 | 0 | 0 | 0 | 0 | 0 | 0 | 0 | 0% | 0 | 0 | 0% | Normal | 0% | 0 | 0 | 0 | [17 empty] | Commercial_Restaurant_New_Food Preparation_Steamer_
Commercial_Restaurant_New_Food Preparation_Natural Gas_Steamer_E8 | Commercial | Restaurant | New | Food Preparation | Natural Gas | Steamer | E8 |  | 0% | 0% | 0% | 0 | 0 | 0 | 0 | 0 | 0 | 0 | 0 | 0% | 0 | 0 | 0% | Normal | 0% | 0 | 0 | 0 | [17 empty] | Commercial_Restaurant_New_Food Preparation_Steamer_
Commercial_Restaurant_New_Food Preparation_Natural Gas_Steamer_E9 | Commercial | Restaurant | New | Food Preparation | Natural Gas | Steamer | E9 |  | 0% | 0% | 0% | 0 | 0 | 0 | 0 | 0 | 0 | 0 | 0 | 0% | 0 | 0 | 0% | Normal | 0% | 0 | 0 | 0 | [17 empty] | Commercial_Restaurant_New_Food Preparation_Steamer_
Commercial_Restaurant_New_Food Preparation_Natural Gas_Steamer_E10 | Commercial | Restaurant | New | Food Preparation | Natural Gas | Steamer | E10 |  | 0% | 0% | 0% | 0 | 0 | 0 | 0 | 0 | 0 | 0 | 0 | 0% | 0 | 0 | 0% | Normal | 0% | 0 | 0 | 0 | [17 empty] | Commercial_Restaurant_New_Food Preparation_Steamer_
Commercial_Restaurant_New_Food Preparation_Natural Gas_Food Prep Other_E1 | Commercial | Restaurant | New | Food Preparation | Natural Gas | Food Prep Other | E1 | Standard | 100% | 0% | 0% | 0.6236 | 0 | 0 | 0 | 8 | 12 | 2019 | 2050 | 100% | 0 | 0 | 0% | Normal | 0% | 0.74849 | 0 | 0 | 1 unit | 5500 | 0 | 0.00052593 | 1423.18 | 1000 | 0 | 0 | 0 | 2010 | 1.1857 | Default | Default | Default | 1 | unit | 0.00052593 | Commercial_Restaurant_New_Food Preparation_Food Prep Other_Standard
Commercial_Restaurant_New_Food Preparation_Natural Gas_Food Prep Other_E2 | Commercial | Restaurant | New | Food Preparation | Natural Gas | Food Prep Other | E2 | ENERGY STAR | 100% | 0% | 0% | 0.62422 | 0 | 0 | 0 | 8 | 12 | 2019 | 2050 | 100% | 0 | 0 | 0% | Normal | 0% | 0.74849 | 0 | 0 | 1 unit | 5500 | 0 | 0.00052593 | 1423.17 | 1001 | 0 | 0 | 0 | 2010 | 1.1857 | N/A | N/A | N/A | 1 | unit | 0.00052593 | Commercial_Restaurant_New_Food Preparation_Food Prep Other_ENERGY STAR
Commercial_Restaurant_New_Food Preparation_Natural Gas_Food Prep Other_E3 | Commercial | Restaurant | New | Food Preparation | Natural Gas | Food Prep Other | E3 |  | 0% | 0% | 0% | 0 | 0 | 0 | 0 | 0 | 0 | 0 | 0 | 0% | 0 | 0 | 0% | Normal | 0% | 0 | 0 | 0 | [17 empty] | Commercial_Restaurant_New_Food Preparation_Food Prep Other_
Commercial_Restaurant_New_Food Preparation_Natural Gas_Food Prep Other_E4 | Commercial | Restaurant | New | Food Preparation | Natural Gas | Food Prep Other | E4 |  | 0% | 0% | 0% | 0 | 0 | 0 | 0 | 0 | 0 | 0 | 0 | 0% | 0 | 0 | 0% | Normal | 0% | 0 | 0 | 0 | [17 empty] | Commercial_Restaurant_New_Food Preparation_Food Prep Other_
Commercial_Restaurant_New_Food Preparation_Natural Gas_Food Prep Other_E5 | Commercial | Restaurant | New | Food Preparation | Natural Gas | Food Prep Other | E5 |  | 0% | 0% | 0% | 0 | 0 | 0 | 0 | 0 | 0 | 0 | 0 | 0% | 0 | 0 | 0% | Normal | 0% | 0 | 0 | 0 | [17 empty] | Commercial_Restaurant_New_Food Preparation_Food Prep Other_
Commercial_Restaurant_New_Food Preparation_Natural Gas_Food Prep Other_E6 | Commercial | Restaurant | New | Food Preparation | Natural Gas | Food Prep Other | E6 |  | 0% | 0% | 0% | 0 | 0 | 0 | 0 | 0 | 0 | 0 | 0 | 0% | 0 | 0 | 0% | Normal | 0% | 0 | 0 | 0 | [17 empty] | Commercial_Restaurant_New_Food Preparation_Food Prep Other_
Commercial_Restaurant_New_Food Preparation_Natural Gas_Food Prep Other_E7 | Commercial | Restaurant | New | Food Preparation | Natural Gas | Food Prep Other | E7 |  | 0% | 0% | 0% | 0 | 0 | 0 | 0 | 0 | 0 | 0 | 0 | 0% | 0 | 0 | 0% | Normal | 0% | 0 | 0 | 0 | [17 empty] | Commercial_Restaurant_New_Food Preparation_Food Prep Other_
Commercial_Restaurant_New_Food Preparation_Natural Gas_Food Prep Other_E8 | Commercial | Restaurant | New | Food Preparation | Natural Gas | Food Prep Other | E8 |  | 0% | 0% | 0% | 0 | 0 | 0 | 0 | 0 | 0 | 0 | 0 | 0% | 0 | 0 | 0% | Normal | 0% | 0 | 0 | 0 | [17 empty] | Commercial_Restaurant_New_Food Preparation_Food Prep Other_
Commercial_Restaurant_New_Food Preparation_Natural Gas_Food Prep Other_E9 | Commercial | Restaurant | New | Food Preparation | Natural Gas | Food Prep Other | E9 |  | 0% | 0% | 0% | 0 | 0 | 0 | 0 | 0 | 0 | 0 | 0 | 0% | 0 | 0 | 0% | Normal | 0% | 0 | 0 | 0 | [17 empty] | Commercial_Restaurant_New_Food Preparation_Food Prep Other_
Commercial_Restaurant_New_Food Preparation_Natural Gas_Food Prep Other_E10 | Commercial | Restaurant | New | Food Preparation | Natural Gas | Food Prep Other | E10 |  | 0% | 0% | 0% | 0 | 0 | 0 | 0 | 0 | 0 | 0 | 0 | 0% | 0 | 0 | 0% | Normal | 0% | 0 | 0 | 0 | [17 empty] | Commercial_Restaurant_New_Food Preparation_Food Prep Other_
Commercial_Restaurant_New_Miscellaneous_Natural Gas_Pool Heater_E1 | Commercial | Restaurant | New | Miscellaneous | Natural Gas | Pool Heater | E1 | Standard (EF .78) | 100% | 0% | 0% | 0.00073714 | 0 | 0 | 0 | 4 | 8 | 2019 | 2050 | 100% | 0 | 0 | 0% | Normal | 0% | 0.00055351 | 0 | 0 | 1 unit | 5500 | 0 | 3.695e-08 | 14980 | 18052 | 0 | 0 | 0 | 2014 | 1.1051 | DOE Commercial R&D 2016 - Table 7-6 | DOE Commercial R&D 2016 - Table 7-7 | DOE Commercial R&D 2016 - Table 7-8 | 1 | unit | 3.695e-08 | Commercial_Restaurant_New_Miscellaneous_Pool Heater_Standard (EF .78)
Commercial_Restaurant_New_Miscellaneous_Natural Gas_Pool Heater_E2 | Commercial | Restaurant | New | Miscellaneous | Natural Gas | Pool Heater | E2 | Condensing (EF .90) | 85% | 0% | 0% | 0.001207 | 0 | 0 | 0 | 4 | 8 | 2019 | 2050 | 100% | 0 | 0 | 0% | Normal | 0% | 0.00047049 | 0 | 0 | 1 unit | 5500 | 0 | 3.695e-08 | 12733 | 29558 | 0 | 0 | 0 | 2014 | 1.1051 | DOE Commercial R&D 2016 - Table 7-6 | DOE Commercial R&D 2016 - Table 7-7 | DOE Commercial R&D 2016 - Table 7-9 | 1 | unit | 3.695e-08 | Commercial_Restaurant_New_Miscellaneous_Pool Heater_Condensing (EF .90)
Commercial_Restaurant_New_Miscellaneous_Natural Gas_Pool Heater_E3 | Commercial | Restaurant | New | Miscellaneous | Natural Gas | Pool Heater | E3 |  | 0% | 0% | 0% | 0 | 0 | 0 | 0 | 0 | 0 | 0 | 0 | 0% | 0 | 0 | 0% | Normal | 0% | 0 | 0 | 0 | [17 empty] | Commercial_Restaurant_New_Miscellaneous_Pool Heater_
Commercial_Restaurant_New_Miscellaneous_Natural Gas_Pool Heater_E4 | Commercial | Restaurant | New | Miscellaneous | Natural Gas | Pool Heater | E4 |  | 0% | 0% | 0% | 0 | 0 | 0 | 0 | 0 | 0 | 0 | 0 | 0% | 0 | 0 | 0% | Normal | 0% | 0 | 0 | 0 | [17 empty] | Commercial_Restaurant_New_Miscellaneous_Pool Heater_
Commercial_Restaurant_New_Miscellaneous_Natural Gas_Pool Heater_E5 | Commercial | Restaurant | New | Miscellaneous | Natural Gas | Pool Heater | E5 |  | 0% | 0% | 0% | 0 | 0 | 0 | 0 | 0 | 0 | 0 | 0 | 0% | 0 | 0 | 0% | Normal | 0% | 0 | 0 | 0 | [17 empty] | Commercial_Restaurant_New_Miscellaneous_Pool Heater_
Commercial_Restaurant_New_Miscellaneous_Natural Gas_Pool Heater_E6 | Commercial | Restaurant | New | Miscellaneous | Natural Gas | Pool Heater | E6 |  | 0% | 0% | 0% | 0 | 0 | 0 | 0 | 0 | 0 | 0 | 0 | 0% | 0 | 0 | 0% | Normal | 0% | 0 | 0 | 0 | [17 empty] | Commercial_Restaurant_New_Miscellaneous_Pool Heater_
Commercial_Restaurant_New_Miscellaneous_Natural Gas_Pool Heater_E7 | Commercial | Restaurant | New | Miscellaneous | Natural Gas | Pool Heater | E7 |  | 0% | 0% | 0% | 0 | 0 | 0 | 0 | 0 | 0 | 0 | 0 | 0% | 0 | 0 | 0% | Normal | 0% | 0 | 0 | 0 | [17 empty] | Commercial_Restaurant_New_Miscellaneous_Pool Heater_
Commercial_Restaurant_New_Miscellaneous_Natural Gas_Pool Heater_E8 | Commercial | Restaurant | New | Miscellaneous | Natural Gas | Pool Heater | E8 |  | 0% | 0% | 0% | 0 | 0 | 0 | 0 | 0 | 0 | 0 | 0 | 0% | 0 | 0 | 0% | Normal | 0% | 0 | 0 | 0 | [17 empty] | Commercial_Restaurant_New_Miscellaneous_Pool Heater_
Commercial_Restaurant_New_Miscellaneous_Natural Gas_Pool Heater_E9 | Commercial | Restaurant | New | Miscellaneous | Natural Gas | Pool Heater | E9 |  | 0% | 0% | 0% | 0 | 0 | 0 | 0 | 0 | 0 | 0 | 0 | 0% | 0 | 0 | 0% | Normal | 0% | 0 | 0 | 0 | [17 empty] | Commercial_Restaurant_New_Miscellaneous_Pool Heater_
Commercial_Restaurant_New_Miscellaneous_Natural Gas_Pool Heater_E10 | Commercial | Restaurant | New | Miscellaneous | Natural Gas | Pool Heater | E10 |  | 0% | 0% | 0% | 0 | 0 | 0 | 0 | 0 | 0 | 0 | 0 | 0% | 0 | 0 | 0% | Normal | 0% | 0 | 0 | 0 | [17 empty] | Commercial_Restaurant_New_Miscellaneous_Pool Heater_
Commercial_Restaurant_New_Miscellaneous_Natural Gas_Miscellaneous_E1 | Commercial | Restaurant | New | Miscellaneous | Natural Gas | Miscellaneous | E1 | Miscellaneous | 100% | 0% | 0% | 1.0743 | 0 | 0 | 0 | 2 | 8 | 2019 | 2050 | 100% | 0 | 0 | 0% | Normal | 0% | 0.00051313 | 0 | 0 | 1 unit | 5500 | 0 | 1 | 1 | 1 | 0 | 0 | 0 | 2016 | 1.0743 | N/A | N/A | N/A | 1 | unit | 1 | Commercial_Restaurant_New_Miscellaneous_Miscellaneous_Miscellaneous
Commercial_Restaurant_New_Miscellaneous_Natural Gas_Miscellaneous_E2 | Commercial | Restaurant | New | Miscellaneous | Natural Gas | Miscellaneous | E2 |  | 0% | 0% | 0% | 0 | 0 | 0 | 0 | 0 | 0 | 0 | 0 | 0% | 0 | 0 | 0% | Normal | 0% | 0 | 0 | 0 | [17 empty] | Commercial_Restaurant_New_Miscellaneous_Miscellaneous_
Commercial_Restaurant_New_Miscellaneous_Natural Gas_Miscellaneous_E3 | Commercial | Restaurant | New | Miscellaneous | Natural Gas | Miscellaneous | E3 |  | 0% | 0% | 0% | 0 | 0 | 0 | 0 | 0 | 0 | 0 | 0 | 0% | 0 | 0 | 0% | Normal | 0% | 0 | 0 | 0 | [17 empty] | Commercial_Restaurant_New_Miscellaneous_Miscellaneous_
Commercial_Restaurant_New_Miscellaneous_Natural Gas_Miscellaneous_E4 | Commercial | Restaurant | New | Miscellaneous | Natural Gas | Miscellaneous | E4 |  | 0% | 0% | 0% | 0 | 0 | 0 | 0 | 0 | 0 | 0 | 0 | 0% | 0 | 0 | 0% | Normal | 0% | 0 | 0 | 0 | [17 empty] | Commercial_Restaurant_New_Miscellaneous_Miscellaneous_
Commercial_Restaurant_New_Miscellaneous_Natural Gas_Miscellaneous_E5 | Commercial | Restaurant | New | Miscellaneous | Natural Gas | Miscellaneous | E5 |  | 0% | 0% | 0% | 0 | 0 | 0 | 0 | 0 | 0 | 0 | 0 | 0% | 0 | 0 | 0% | Normal | 0% | 0 | 0 | 0 | [17 empty] | Commercial_Restaurant_New_Miscellaneous_Miscellaneous_
Commercial_Restaurant_New_Miscellaneous_Natural Gas_Miscellaneous_E6 | Commercial | Restaurant | New | Miscellaneous | Natural Gas | Miscellaneous | E6 |  | 0% | 0% | 0% | 0 | 0 | 0 | 0 | 0 | 0 | 0 | 0 | 0% | 0 | 0 | 0% | Normal | 0% | 0 | 0 | 0 | [17 empty] | Commercial_Restaurant_New_Miscellaneous_Miscellaneous_
Commercial_Restaurant_New_Miscellaneous_Natural Gas_Miscellaneous_E7 | Commercial | Restaurant | New | Miscellaneous | Natural Gas | Miscellaneous | E7 |  | 0% | 0% | 0% | 0 | 0 | 0 | 0 | 0 | 0 | 0 | 0 | 0% | 0 | 0 | 0% | Normal | 0% | 0 | 0 | 0 | [17 empty] | Commercial_Restaurant_New_Miscellaneous_Miscellaneous_
Commercial_Restaurant_New_Miscellaneous_Natural Gas_Miscellaneous_E8 | Commercial | Restaurant | New | Miscellaneous | Natural Gas | Miscellaneous | E8 |  | 0% | 0% | 0% | 0 | 0 | 0 | 0 | 0 | 0 | 0 | 0 | 0% | 0 | 0 | 0% | Normal | 0% | 0 | 0 | 0 | [17 empty] | Commercial_Restaurant_New_Miscellaneous_Miscellaneous_
Commercial_Restaurant_New_Miscellaneous_Natural Gas_Miscellaneous_E9 | Commercial | Restaurant | New | Miscellaneous | Natural Gas | Miscellaneous | E9 |  | 0% | 0% | 0% | 0 | 0 | 0 | 0 | 0 | 0 | 0 | 0 | 0% | 0 | 0 | 0% | Normal | 0% | 0 | 0 | 0 | [17 empty] | Commercial_Restaurant_New_Miscellaneous_Miscellaneous_
Commercial_Restaurant_New_Miscellaneous_Natural Gas_Miscellaneous_E10 | Commercial | Restaurant | New | Miscellaneous | Natural Gas | Miscellaneous | E10 |  | 0% | 0% | 0% | 0 | 0 | 0 | 0 | 0 | 0 | 0 | 0 | 0% | 0 | 0 | 0% | Normal | 0% | 0 | 0 | 0 | [17 empty] | Commercial_Restaurant_New_Miscellaneous_Miscellaneous_
Commercial_Grocery_Existing_Space Heating_Natural Gas_Furnace_E1 | Commercial | Grocery | Existing | Space Heating | Natural Gas | Furnace | E1 | AFUE 80% (Standard) | 100% | 0% | 0% | 0.33153 | 0.12833 | 0.035083 | 0 | 17 | 29 | 2019 | 2023 | 25% | 0 | 0 | 0% | Normal | 0% | 0.42069 | 0 | 0 | 140 kBtu/hr | 20000 | 0 | 0.00028571 | 11.5327 | 1050 | 406.4484 | 111.11 | 0 | 2014 | 1.1051 | EIA 2018 Tech Forecast | 2015 DOE Commercial Warm Air Furnace TSD - EERE-2013-BT-STD-0021-0050 | AEG BEST | 140 | kBtu/hr | 0.04 | Commercial_Grocery_Existing_Space Heating_Furnace_AFUE 80% (Standard)
Commercial_Grocery_Existing_Space Heating_Natural Gas_Furnace_E2 | Commercial | Grocery | Existing | Space Heating | Natural Gas | Furnace | E2 | AFUE 81% (2023 Fed Standard) | 98.77% | 0% | 0% | 0.55256 | 0.12833 | 0.035253 | 0 | 17 | 29 | 2019 | 2023 | 25% | 0 | 0 | 0% | Normal | 0% | 0.4155 | 0 | 0 | 140 kBtu/hr | 20000 | 0 | 0.00028571 | 11.3903 | 1750 | 406.4484 | 111.651 | 0 | 2014 | 1.1051 | EIA 2018 Tech Forecast | 2015 DOE Commercial Warm Air Furnace TSD - EERE-2013-BT-STD-0021-0050 | AEG BEST | 140 | kBtu/hr | 0.04 | Commercial_Grocery_Existing_Space Heating_Furnace_AFUE 81% (2023 Fed Standard)
Commercial_Grocery_Existing_Space Heating_Natural Gas_Furnace_E3 | Commercial | Grocery | Existing | Space Heating | Natural Gas | Furnace | E3 | AFUE 91% (WA State Min 2023) | 87.91% | 0% | 0% | 0.77358 | 0.12833 | 0.036791 | 0 | 17 | 29 | 2019 | 2050 | 25% | 0 | 0 | 0% | Normal | 0% | 0.36984 | 0 | 0 | 140 kBtu/hr | 20000 | 0 | 0.00028571 | 10.1386 | 2450 | 406.4484 | 116.52 | 0 | 2014 | 1.1051 | EIA 2018 Tech Forecast | 2015 DOE Commercial Warm Air Furnace TSD - EERE-2013-BT-STD-0021-0050 | AEG BEST | 140 | kBtu/hr | 0.04 | Commercial_Grocery_Existing_Space Heating_Furnace_AFUE 91% (WA State Min 2023)
Commercial_Grocery_Existing_Space Heating_Natural Gas_Furnace_E4 | Commercial | Grocery | Existing | Space Heating | Natural Gas | Furnace | E4 | AFUE 96% | 83.33% | 0% | 0% | 0.48088 | 0.17624 | 0.036791 | 0 | 17 | 29 | 2019 | 2050 | 100% | 0 | 0 | 0% | Normal | 0% | 0.35058 | 0 | 0 | 140 kBtu/hr | 20000 | 0 | 0.00028571 | 9.6106 | 1522.9949 | 558.1641 | 116.52 | 0 | 2014 | 1.1051 | EIA 2018 Tech Forecast | 2015 DOE Commercial Warm Air Furnace TSD - EERE-2013-BT-STD-0021-0050 | AEG BEST | 140 | kBtu/hr | 0.04 | Commercial_Grocery_Existing_Space Heating_Furnace_AFUE 96%
Commercial_Grocery_Existing_Space Heating_Natural Gas_Furnace_E5 | Commercial | Grocery | Existing | Space Heating | Natural Gas | Furnace | E5 | Convert to Gas-Fired ASHP | 61.54% | 0% | 0% | 8.2213 | 0.80998 | 0.051636 | 0 | 17 | 29 | 2026 | 2050 | 100% | 0 | 0 | 0% | Normal | 0% | 0.25889 | 0 | 0 | 140 kBtu/hr | 20000 | 0 | 0.00028571 | 7.097 | 27066.6667 | 2666.6667 | 170 | 0 | 2017 | 1.0631 | EIA 2018 Tech Forecast | EIA 2018/2023 Tech Forecast, Adjusted for Size | AEG BEST | 140 | kBtu/hr | 0.04 | Commercial_Grocery_Existing_Space Heating_Furnace_Convert to Gas-Fired ASHP
Commercial_Grocery_Existing_Space Heating_Natural Gas_Furnace_E6 | Commercial | Grocery | Existing | Space Heating | Natural Gas | Furnace | E6 |  | 0% | 0% | 0% | 0 | 0 | 0 | 0 | 0 | 0 | 0 | 0 | 0% | 0 | 0 | 0% | Normal | 0% | 0 | 0 | 0 | [17 empty] | Commercial_Grocery_Existing_Space Heating_Furnace_
Commercial_Grocery_Existing_Space Heating_Natural Gas_Furnace_E7 | Commercial | Grocery | Existing | Space Heating | Natural Gas | Furnace | E7 |  | 0% | 0% | 0% | 0 | 0 | 0 | 0 | 0 | 0 | 0 | 0 | 0% | 0 | 0 | 0% | Normal | 0% | 0 | 0 | 0 | [17 empty] | Commercial_Grocery_Existing_Space Heating_Furnace_
Commercial_Grocery_Existing_Space Heating_Natural Gas_Furnace_E8 | Commercial | Grocery | Existing | Space Heating | Natural Gas | Furnace | E8 |  | 0% | 0% | 0% | 0 | 0 | 0 | 0 | 0 | 0 | 0 | 0 | 0% | 0 | 0 | 0% | Normal | 0% | 0 | 0 | 0 | [17 empty] | Commercial_Grocery_Existing_Space Heating_Furnace_
Commercial_Grocery_Existing_Space Heating_Natural Gas_Furnace_E9 | Commercial | Grocery | Existing | Space Heating | Natural Gas | Furnace | E9 |  | 0% | 0% | 0% | 0 | 0 | 0 | 0 | 0 | 0 | 0 | 0 | 0% | 0 | 0 | 0% | Normal | 0% | 0 | 0 | 0 | [17 empty] | Commercial_Grocery_Existing_Space Heating_Furnace_
Commercial_Grocery_Existing_Space Heating_Natural Gas_Furnace_E10 | Commercial | Grocery | Existing | Space Heating | Natural Gas | Furnace | E10 |  | 0% | 0% | 0% | 0 | 0 | 0 | 0 | 0 | 0 | 0 | 0 | 0% | 0 | 0 | 0% | Normal | 0% | 0 | 0 | 0 | [17 empty] | Commercial_Grocery_Existing_Space Heating_Furnace_
Commercial_Grocery_Existing_Space Heating_Natural Gas_Boiler_E1 | Commercial | Grocery | Existing | Space Heating | Natural Gas | Boiler | E1 | TE 80% | 100% | 0% | 0% | 1.2294 | 0.68685 | 0 | 0 | 19 | 31 | 2019 | 2023 | 100% | 0 | 0 | 0% | Normal | 0% | 1.7728 | 0 | 0 | 513.550054507209 kBtu/hr | 20000 | 0 | 7.7889e-05 | 34.6052 | 14516 | 8110 | 0 | 0 | 2015 | 1.0873 | RTF Wkbk - ComGasBoilersUES_v2.1 | CE_EWR Measure Cost Benchmarking - 02.08.23 | AEG BEST | 513.5501 | kBtu/hr | 0.04 | Commercial_Grocery_Existing_Space Heating_Boiler_TE 80%
Commercial_Grocery_Existing_Space Heating_Natural Gas_Boiler_E2 | Commercial | Grocery | Existing | Space Heating | Natural Gas | Boiler | E2 | TE 84% (2023 Standard) | 95.24% | 0% | 0% | 1.294 | 0.68685 | 0 | 0 | 19 | 31 | 2019 | 2023 | 100% | 0 | 0 | 0% | Normal | 0% | 1.6884 | 0 | 0 | 513.550054507209 kBtu/hr | 20000 | 0 | 7.7889e-05 | 32.9573 | 15279 | 8110 | 0 | 0 | 2015 | 1.0873 | RTF Wkbk - ComGasBoilersUES_v2.1 | CE_EWR Measure Cost Benchmarking - 02.08.23 | AEG BEST | 513.5501 | kBtu/hr | 0.04 | Commercial_Grocery_Existing_Space Heating_Boiler_TE 84% (2023 Standard)
Commercial_Grocery_Existing_Space Heating_Natural Gas_Boiler_E3 | Commercial | Grocery | Existing | Space Heating | Natural Gas | Boiler | E3 | TE 94% (ENERGY STAR 1.0) | 85.11% | 0% | 0% | 2.3407 | 0.7729 | 0 | 0 | 19 | 31 | 2019 | 2050 | 100% | 0 | 0 | 0% | Normal | 0% | 1.5088 | 0 | 0 | 513.550054507209 kBtu/hr | 20000 | 0 | 7.7889e-05 | 29.4512 | 27638 | 9126 | 0 | 0 | 2015 | 1.0873 | RTF Wkbk - ComGasBoilersUES_v2.1 | CE_EWR Measure Cost Benchmarking - 02.08.23 | AEG BEST | 513.5501 | kBtu/hr | 0.04 | Commercial_Grocery_Existing_Space Heating_Boiler_TE 94% (ENERGY STAR 1.0)
Commercial_Grocery_Existing_Space Heating_Natural Gas_Boiler_E4 | Commercial | Grocery | Existing | Space Heating | Natural Gas | Boiler | E4 | TE 98% | 81.63% | 0% | 0% | 2.6323 | 0.7729 | 0 | 0 | 19 | 31 | 2019 | 2050 | 100% | 0 | 0 | 0% | Normal | 0% | 1.4472 | 0 | 0 | 513.550054507209 kBtu/hr | 20000 | 0 | 7.7889e-05 | 28.2491 | 31080.8718 | 9126 | 0 | 0 | 2015 | 1.0873 | RTF Wkbk - ComGasBoilersUES_v2.1 | CE_EWR Measure Cost Benchmarking - 02.08.23 | AEG BEST | 513.5501 | kBtu/hr | 0.04 | Commercial_Grocery_Existing_Space Heating_Boiler_TE 98%
Commercial_Grocery_Existing_Space Heating_Natural Gas_Boiler_E5 | Commercial | Grocery | Existing | Space Heating | Natural Gas | Boiler | E5 | Convert to Gas-Fired ASHP | 61.54% | 0% | 0% | 8.4153 | 0.48302 | 0.15811 | 0 | 19 | 31 | 2019 | 2050 | 100% | 0 | 0 | 0% | Normal | 0% | 1.091 | 0 | 0 | 800 kBtu/hr | 20000 | 0 | 5e-05 | 21.2955 | 158316.7533 | 9086.959 | 2974.436 | 0 | 2017 | 1.0631 | RTF Wkbk - ComGasBoilersUES_v2.1 | AEO 2021 - gas_eng-driven_RTHP-heat 2017 typical | AEG BEST | 800 | kBtu/hr | 0.04 | Commercial_Grocery_Existing_Space Heating_Boiler_Convert to Gas-Fired ASHP
Commercial_Grocery_Existing_Space Heating_Natural Gas_Boiler_E6 | Commercial | Grocery | Existing | Space Heating | Natural Gas | Boiler | E6 |  | 0% | 0% | 0% | 0 | 0 | 0 | 0 | 0 | 0 | 0 | 0 | 0% | 0 | 0 | 0% | Normal | 0% | 0 | 0 | 0 | [17 empty] | Commercial_Grocery_Existing_Space Heating_Boiler_
Commercial_Grocery_Existing_Space Heating_Natural Gas_Boiler_E7 | Commercial | Grocery | Existing | Space Heating | Natural Gas | Boiler | E7 |  | 0% | 0% | 0% | 0 | 0 | 0 | 0 | 0 | 0 | 0 | 0 | 0% | 0 | 0 | 0% | Normal | 0% | 0 | 0 | 0 | [17 empty] | Commercial_Grocery_Existing_Space Heating_Boiler_
Commercial_Grocery_Existing_Space Heating_Natural Gas_Boiler_E8 | Commercial | Grocery | Existing | Space Heating | Natural Gas | Boiler | E8 |  | 0% | 0% | 0% | 0 | 0 | 0 | 0 | 0 | 0 | 0 | 0 | 0% | 0 | 0 | 0% | Normal | 0% | 0 | 0 | 0 | [17 empty] | Commercial_Grocery_Existing_Space Heating_Boiler_
Commercial_Grocery_Existing_Space Heating_Natural Gas_Boiler_E9 | Commercial | Grocery | Existing | Space Heating | Natural Gas | Boiler | E9 |  | 0% | 0% | 0% | 0 | 0 | 0 | 0 | 0 | 0 | 0 | 0 | 0% | 0 | 0 | 0% | Normal | 0% | 0 | 0 | 0 | [17 empty] | Commercial_Grocery_Existing_Space Heating_Boiler_
Commercial_Grocery_Existing_Space Heating_Natural Gas_Boiler_E10 | Commercial | Grocery | Existing | Space Heating | Natural Gas | Boiler | E10 |  | 0% | 0% | 0% | 0 | 0 | 0 | 0 | 0 | 0 | 0 | 0 | 0% | 0 | 0 | 0% | Normal | 0% | 0 | 0 | 0 | [17 empty] | Commercial_Grocery_Existing_Space Heating_Boiler_
Commercial_Grocery_Existing_Space Heating_Natural Gas_Unit Heater_E1 | Commercial | Grocery | Existing | Space Heating | Natural Gas | Unit Heater | E1 | Standard | 100% | 0% | 0% | 1.1495 | 0 | 0 | 0 | 9 | 15 | 2019 | 2023 | 100% | 0 | 0 | 0% | Normal | 0% | 1.281 | 0 | 0 | 120 kBtu/Hr | 20000 | 0 | 1.0737e-05 | 1071.1875 | 849.6 | 0 | 0 | 0 | 2018 | 1.05 | IL TRM v11 - 4.4.5 (Adjusted for WA Climate) | IL TRM v11 - 4.4.5 (Adjusted for WA Climate) | IL TRM v11 - 4.4.5 (Adjusted for WA Climate) | 120 | kBtu/Hr | 0.0012885 | Commercial_Grocery_Existing_Space Heating_Unit Heater_Standard
Commercial_Grocery_Existing_Space Heating_Natural Gas_Unit Heater_E2 | Commercial | Grocery | Existing | Space Heating | Natural Gas | Unit Heater | E2 | Condensing | 89.99% | 0% | 0% | 3.6757 | 0 | 0 | 0 | 9 | 15 | 2019 | 2050 | 100% | 0 | 0 | 0% | Normal | 0% | 1.1527 | 0 | 0 | 120 kBtu/Hr | 20000 | 0 | 1.0737e-05 | 963.9483 | 2716.8 | 0 | 0 | 0 | 2018 | 1.05 | IL TRM v11 - 4.4.5 (Adjusted for WA Climate) | IL TRM v11 - 4.4.5 (Adjusted for WA Climate) | IL TRM v11 - 4.4.5 (Adjusted for WA Climate) | 120 | kBtu/Hr | 0.0012885 | Commercial_Grocery_Existing_Space Heating_Unit Heater_Condensing
Commercial_Grocery_Existing_Space Heating_Natural Gas_Unit Heater_E3 | Commercial | Grocery | Existing | Space Heating | Natural Gas | Unit Heater | E3 | Infrared Radiant | 77.72% | 0% | 0% | 1.5878 | 0 | 0 | 0 | 9 | 15 | 2019 | 2050 | 100% | 0 | 0 | 0% | Normal | 0% | 0.99555 | 0 | 0 | 120 kBtu/Hr | 20000 | 0 | 1.0737e-05 | 832.5115 | 1173.6 | 0 | 0 | 0 | 2018 | 1.05 | IL TRM v11 - 4.4.5 (Adjusted for WA Climate) | IL TRM v11 - 4.4.5 (Adjusted for WA Climate) | IL TRM v11 - 4.4.5 (Adjusted for WA Climate) | 120 | kBtu/Hr | 0.0012885 | Commercial_Grocery_Existing_Space Heating_Unit Heater_Infrared Radiant
Commercial_Grocery_Existing_Space Heating_Natural Gas_Unit Heater_E4 | Commercial | Grocery | Existing | Space Heating | Natural Gas | Unit Heater | E4 |  | 0% | 0% | 0% | 0 | 0 | 0 | 0 | 0 | 0 | 0 | 0 | 0% | 0 | 0 | 0% | Normal | 0% | 0 | 0 | 0 | [17 empty] | Commercial_Grocery_Existing_Space Heating_Unit Heater_
Commercial_Grocery_Existing_Space Heating_Natural Gas_Unit Heater_E5 | Commercial | Grocery | Existing | Space Heating | Natural Gas | Unit Heater | E5 |  | 0% | 0% | 0% | 0 | 0 | 0 | 0 | 0 | 0 | 0 | 0 | 0% | 0 | 0 | 0% | Normal | 0% | 0 | 0 | 0 | [17 empty] | Commercial_Grocery_Existing_Space Heating_Unit Heater_
Commercial_Grocery_Existing_Space Heating_Natural Gas_Unit Heater_E6 | Commercial | Grocery | Existing | Space Heating | Natural Gas | Unit Heater | E6 |  | 0% | 0% | 0% | 0 | 0 | 0 | 0 | 0 | 0 | 0 | 0 | 0% | 0 | 0 | 0% | Normal | 0% | 0 | 0 | 0 | [17 empty] | Commercial_Grocery_Existing_Space Heating_Unit Heater_
Commercial_Grocery_Existing_Space Heating_Natural Gas_Unit Heater_E7 | Commercial | Grocery | Existing | Space Heating | Natural Gas | Unit Heater | E7 |  | 0% | 0% | 0% | 0 | 0 | 0 | 0 | 0 | 0 | 0 | 0 | 0% | 0 | 0 | 0% | Normal | 0% | 0 | 0 | 0 | [17 empty] | Commercial_Grocery_Existing_Space Heating_Unit Heater_
Commercial_Grocery_Existing_Space Heating_Natural Gas_Unit Heater_E8 | Commercial | Grocery | Existing | Space Heating | Natural Gas | Unit Heater | E8 |  | 0% | 0% | 0% | 0 | 0 | 0 | 0 | 0 | 0 | 0 | 0 | 0% | 0 | 0 | 0% | Normal | 0% | 0 | 0 | 0 | [17 empty] | Commercial_Grocery_Existing_Space Heating_Unit Heater_
Commercial_Grocery_Existing_Space Heating_Natural Gas_Unit Heater_E9 | Commercial | Grocery | Existing | Space Heating | Natural Gas | Unit Heater | E9 |  | 0% | 0% | 0% | 0 | 0 | 0 | 0 | 0 | 0 | 0 | 0 | 0% | 0 | 0 | 0% | Normal | 0% | 0 | 0 | 0 | [17 empty] | Commercial_Grocery_Existing_Space Heating_Unit Heater_
Commercial_Grocery_Existing_Space Heating_Natural Gas_Unit Heater_E10 | Commercial | Grocery | Existing | Space Heating | Natural Gas | Unit Heater | E10 |  | 0% | 0% | 0% | 0 | 0 | 0 | 0 | 0 | 0 | 0 | 0 | 0% | 0 | 0 | 0% | Normal | 0% | 0 | 0 | 0 | [17 empty] | Commercial_Grocery_Existing_Space Heating_Unit Heater_
Commercial_Grocery_Existing_Water Heating_Natural Gas_Water Heater_E1 | Commercial | Grocery | Existing | Water Heating | Natural Gas | Water Heater | E1 | TE 80% | 100% | 0% | 0% | 0.1232 | 0 | 0 | 0 | 8 | 12 | 2019 | 2050 | 100% | 0 | 0 | 0% | Normal | 0% | 0.18511 | 0 | 0 | 1 kBtu/hr | 20000 | 0 | 0.0044198 | 34.1915 | 26.22 | 0 | 0 | 0 | 2017 | 1.0631 | AEO 2022 - gas_water_heater 2017 current standard | AEO 2022 - gas_water_heater 2017 current standard | AEG BEST / Market Profile | 1 | kBtu/hr | 0.0044198 | Commercial_Grocery_Existing_Water Heating_Water Heater_TE 80%
Commercial_Grocery_Existing_Water Heating_Natural Gas_Water Heater_E2 | Commercial | Grocery | Existing | Water Heating | Natural Gas | Water Heater | E2 | TE 94% (ENERGY STAR 2.0) | 85.11% | 0% | 0% | 0.13767 | 0 | 0 | 0 | 8 | 12 | 2019 | 2050 | 100% | 0 | 0 | 0% | Normal | 0% | 0.15754 | 0 | 0 | 1 kBtu/hr | 20000 | 0 | 0.0044198 | 29.0992 | 29.3 | 0 | 0 | 0 | 2017 | 1.0631 | AEO 2022 - gas_water_heater 2017 ENERGY STAR | AEO 2022 - gas_water_heater 2017 ENERGY STAR | AEG BEST / Market Profile | 1 | kBtu/hr | 0.0044198 | Commercial_Grocery_Existing_Water Heating_Water Heater_TE 94% (ENERGY STAR 2.0)
Commercial_Grocery_Existing_Water Heating_Natural Gas_Water Heater_E3 | Commercial | Grocery | Existing | Water Heating | Natural Gas | Water Heater | E3 | TE 96% (Instantaneous) | 70.92% | 0% | 0% | 0.14391 | 0 | 0 | 0 | 8 | 12 | 2019 | 2050 | 100% | 0 | 0 | 0% | Normal | 0% | 0.13129 | 0 | 0 | 1 kBtu/hr | 20000 | 0 | 0.0044198 | 24.2493 | 30.6277 | 0 | 0 | 0 | 2017 | 1.0631 | AEO 2022 - gas_water_heater 2017 current standard | AEO interpolation based on EIA data | AEG BEST / Market Profile | 1 | kBtu/hr | 0.0044198 | Commercial_Grocery_Existing_Water Heating_Water Heater_TE 96% (Instantaneous)
Commercial_Grocery_Existing_Water Heating_Natural Gas_Water Heater_E4 | Commercial | Grocery | Existing | Water Heating | Natural Gas | Water Heater | E4 | UEF 1.0+ (Gas-Fired HPWH) | 53.53% | 0% | 0% | 0.26495 | 0 | 0 | 0 | 11 | 19 | 2026 | 2050 | 100% | 0 | 0 | 0% | Normal | 0% | 0.099083 | 0 | 0 | 1 kBtu/hr | 20000 | 0 | 0.0044198 | 18.3014 | 56.3879 | 0 | 0 | 0 | 2017 | 1.0631 | AEO 2022 - HP water heater 2020 typical | NEEA Report #E20-309, Robur Heat Pump Field Trial. March 11, 2020. | AEG BEST / Market Profile | 1 | kBtu/hr | 0.0044198 | Commercial_Grocery_Existing_Water Heating_Water Heater_UEF 1.0+ (Gas-Fired HPWH)
Commercial_Grocery_Existing_Water Heating_Natural Gas_Water Heater_E5 | Commercial | Grocery | Existing | Water Heating | Natural Gas | Water Heater | E5 |  | 0% | 0% | 0% | 0 | 0 | 0 | 0 | 0 | 0 | 0 | 0 | 0% | 0 | 0 | 0% | Normal | 0% | 0 | 0 | 0 | [17 empty] | Commercial_Grocery_Existing_Water Heating_Water Heater_
Commercial_Grocery_Existing_Water Heating_Natural Gas_Water Heater_E6 | Commercial | Grocery | Existing | Water Heating | Natural Gas | Water Heater | E6 |  | 0% | 0% | 0% | 0 | 0 | 0 | 0 | 0 | 0 | 0 | 0 | 0% | 0 | 0 | 0% | Normal | 0% | 0 | 0 | 0 | [17 empty] | Commercial_Grocery_Existing_Water Heating_Water Heater_
Commercial_Grocery_Existing_Water Heating_Natural Gas_Water Heater_E7 | Commercial | Grocery | Existing | Water Heating | Natural Gas | Water Heater | E7 |  | 0% | 0% | 0% | 0 | 0 | 0 | 0 | 0 | 0 | 0 | 0 | 0% | 0 | 0 | 0% | Normal | 0% | 0 | 0 | 0 | [17 empty] | Commercial_Grocery_Existing_Water Heating_Water Heater_
Commercial_Grocery_Existing_Water Heating_Natural Gas_Water Heater_E8 | Commercial | Grocery | Existing | Water Heating | Natural Gas | Water Heater | E8 |  | 0% | 0% | 0% | 0 | 0 | 0 | 0 | 0 | 0 | 0 | 0 | 0% | 0 | 0 | 0% | Normal | 0% | 0 | 0 | 0 | [17 empty] | Commercial_Grocery_Existing_Water Heating_Water Heater_
Commercial_Grocery_Existing_Water Heating_Natural Gas_Water Heater_E9 | Commercial | Grocery | Existing | Water Heating | Natural Gas | Water Heater | E9 |  | 0% | 0% | 0% | 0 | 0 | 0 | 0 | 0 | 0 | 0 | 0 | 0% | 0 | 0 | 0% | Normal | 0% | 0 | 0 | 0 | [17 empty] | Commercial_Grocery_Existing_Water Heating_Water Heater_
Commercial_Grocery_Existing_Water Heating_Natural Gas_Water Heater_E10 | Commercial | Grocery | Existing | Water Heating | Natural Gas | Water Heater | E10 |  | 0% | 0% | 0% | 0 | 0 | 0 | 0 | 0 | 0 | 0 | 0 | 0% | 0 | 0 | 0% | Normal | 0% | 0 | 0 | 0 | [17 empty] | Commercial_Grocery_Existing_Water Heating_Water Heater_
Commercial_Grocery_Existing_Food Preparation_Natural Gas_Oven_E1 | Commercial | Grocery | Existing | Food Preparation | Natural Gas | Oven | E1 | Standard | 100% | 0% | 0% | 8.442 | 0 | 0 | 0 | 8 | 13 | 2019 | 2050 | 100% | 0 | 0 | 0% | Normal | 0% | 0.35113 | 0 | 0 | 1 unit | 20000 | 0 | 0.00046634 | 752.9515 | 16851 | 0 | 0 | 0 | 2016 | 1.0743 | RTF WkBk - ComCookingCombinationOven_v5_0 | ENERGY STAR Version 3.0 Commercial Ovens Final Specification Data Package | RTF WkBk - ComCookingCombinationOven_v5_0 | 1 | unit | 0.00046634 | Commercial_Grocery_Existing_Food Preparation_Oven_Standard
Commercial_Grocery_Existing_Food Preparation_Natural Gas_Oven_E2 | Commercial | Grocery | Existing | Food Preparation | Natural Gas | Oven | E2 | ENERGY STAR (3.0) | 57.26% | 0% | 0% | 8.7968 | 0 | 0 | 0 | 8 | 13 | 2019 | 2050 | 100% | 0 | 0 | 0% | Normal | 0% | 0.20107 | 0 | 0 | 1 unit | 20000 | 0 | 0.00046634 | 431.1611 | 17559.1305 | 0 | 0 | 0 | 2016 | 1.0743 | RTF WkBk - ComCookingCombinationOven_v5_0 | RTF WkBk - ComCookingCombinationOven_v5_0 | RTF WkBk - ComCookingCombinationOven_v5_0 | 1 | unit | 0.00046634 | Commercial_Grocery_Existing_Food Preparation_Oven_ENERGY STAR (3.0)
Commercial_Grocery_Existing_Food Preparation_Natural Gas_Oven_E3 | Commercial | Grocery | Existing | Food Preparation | Natural Gas | Oven | E3 |  | 0% | 0% | 0% | 0 | 0 | 0 | 0 | 0 | 0 | 0 | 0 | 0% | 0 | 0 | 0% | Normal | 0% | 0 | 0 | 0 | [17 empty] | Commercial_Grocery_Existing_Food Preparation_Oven_
Commercial_Grocery_Existing_Food Preparation_Natural Gas_Oven_E4 | Commercial | Grocery | Existing | Food Preparation | Natural Gas | Oven | E4 |  | 0% | 0% | 0% | 0 | 0 | 0 | 0 | 0 | 0 | 0 | 0 | 0% | 0 | 0 | 0% | Normal | 0% | 0 | 0 | 0 | [17 empty] | Commercial_Grocery_Existing_Food Preparation_Oven_
Commercial_Grocery_Existing_Food Preparation_Natural Gas_Oven_E5 | Commercial | Grocery | Existing | Food Preparation | Natural Gas | Oven | E5 |  | 0% | 0% | 0% | 0 | 0 | 0 | 0 | 0 | 0 | 0 | 0 | 0% | 0 | 0 | 0% | Normal | 0% | 0 | 0 | 0 | [17 empty] | Commercial_Grocery_Existing_Food Preparation_Oven_
Commercial_Grocery_Existing_Food Preparation_Natural Gas_Oven_E6 | Commercial | Grocery | Existing | Food Preparation | Natural Gas | Oven | E6 |  | 0% | 0% | 0% | 0 | 0 | 0 | 0 | 0 | 0 | 0 | 0 | 0% | 0 | 0 | 0% | Normal | 0% | 0 | 0 | 0 | [17 empty] | Commercial_Grocery_Existing_Food Preparation_Oven_
Commercial_Grocery_Existing_Food Preparation_Natural Gas_Oven_E7 | Commercial | Grocery | Existing | Food Preparation | Natural Gas | Oven | E7 |  | 0% | 0% | 0% | 0 | 0 | 0 | 0 | 0 | 0 | 0 | 0 | 0% | 0 | 0 | 0% | Normal | 0% | 0 | 0 | 0 | [17 empty] | Commercial_Grocery_Existing_Food Preparation_Oven_
Commercial_Grocery_Existing_Food Preparation_Natural Gas_Oven_E8 | Commercial | Grocery | Existing | Food Preparation | Natural Gas | Oven | E8 |  | 0% | 0% | 0% | 0 | 0 | 0 | 0 | 0 | 0 | 0 | 0 | 0% | 0 | 0 | 0% | Normal | 0% | 0 | 0 | 0 | [17 empty] | Commercial_Grocery_Existing_Food Preparation_Oven_
Commercial_Grocery_Existing_Food Preparation_Natural Gas_Oven_E9 | Commercial | Grocery | Existing | Food Preparation | Natural Gas | Oven | E9 |  | 0% | 0% | 0% | 0 | 0 | 0 | 0 | 0 | 0 | 0 | 0 | 0% | 0 | 0 | 0% | Normal | 0% | 0 | 0 | 0 | [17 empty] | Commercial_Grocery_Existing_Food Preparation_Oven_
Commercial_Grocery_Existing_Food Preparation_Natural Gas_Oven_E10 | Commercial | Grocery | Existing | Food Preparation | Natural Gas | Oven | E10 |  | 0% | 0% | 0% | 0 | 0 | 0 | 0 | 0 | 0 | 0 | 0 | 0% | 0 | 0 | 0% | Normal | 0% | 0 | 0 | 0 | [17 empty] | Commercial_Grocery_Existing_Food Preparation_Oven_
Commercial_Grocery_Existing_Food Preparation_Natural Gas_Conveyor Oven_E1 | Commercial | Grocery | Existing | Food Preparation | Natural Gas | Conveyor Oven | E1 | Standard | 100% | 0% | 0% | 2.0072 | 0 | 0 | 0 | 15 | 19 | 2019 | 2050 | 100% | 0 | 0 | 0% | Normal | 0% | 0.52338 | 0 | 0 | 1 unit | 20000 | 0 | 0.00018138 | 2885.475 | 10177 | 0 | 0 | 0 | 2015 | 1.0873 | IL TRM - 4.2.4 - CI-FSE-CVOV-V02-180101 | PGE Workpaper, PGECOFST117 R5, 2015 | MN TRM 3.1 - Gas Conveyor Oven v1.1 | 1 | unit | 0.00018138 | Commercial_Grocery_Existing_Food Preparation_Conveyor Oven_Standard
Commercial_Grocery_Existing_Food Preparation_Natural Gas_Conveyor Oven_E2 | Commercial | Grocery | Existing | Food Preparation | Natural Gas | Conveyor Oven | E2 | Efficient (>44% Baking Efficiency) | 76.02% | 0% | 0% | 2.447 | 0 | 0 | 0 | 15 | 19 | 2019 | 2050 | 100% | 0 | 0 | 0% | Normal | 0% | 0.39785 | 0 | 0 | 1 unit | 20000 | 0 | 0.00018138 | 2193.4093 | 12407 | 0 | 0 | 0 | 2015 | 1.0873 | IL TRM - 4.2.4 - CI-FSE-CVOV-V02-180101 | PGE Workpaper, PGECOFST117 R5, 2015 | MN TRM 3.1 - Gas Conveyor Oven v1.1 | 1 | unit | 0.00018138 | Commercial_Grocery_Existing_Food Preparation_Conveyor Oven_Efficient (>44% Baking Efficiency)
Commercial_Grocery_Existing_Food Preparation_Natural Gas_Conveyor Oven_E3 | Commercial | Grocery | Existing | Food Preparation | Natural Gas | Conveyor Oven | E3 |  | 0% | 0% | 0% | 0 | 0 | 0 | 0 | 0 | 0 | 0 | 0 | 0% | 0 | 0 | 0% | Normal | 0% | 0 | 0 | 0 | [17 empty] | Commercial_Grocery_Existing_Food Preparation_Conveyor Oven_
Commercial_Grocery_Existing_Food Preparation_Natural Gas_Conveyor Oven_E4 | Commercial | Grocery | Existing | Food Preparation | Natural Gas | Conveyor Oven | E4 |  | 0% | 0% | 0% | 0 | 0 | 0 | 0 | 0 | 0 | 0 | 0 | 0% | 0 | 0 | 0% | Normal | 0% | 0 | 0 | 0 | [17 empty] | Commercial_Grocery_Existing_Food Preparation_Conveyor Oven_
Commercial_Grocery_Existing_Food Preparation_Natural Gas_Conveyor Oven_E5 | Commercial | Grocery | Existing | Food Preparation | Natural Gas | Conveyor Oven | E5 |  | 0% | 0% | 0% | 0 | 0 | 0 | 0 | 0 | 0 | 0 | 0 | 0% | 0 | 0 | 0% | Normal | 0% | 0 | 0 | 0 | [17 empty] | Commercial_Grocery_Existing_Food Preparation_Conveyor Oven_
Commercial_Grocery_Existing_Food Preparation_Natural Gas_Conveyor Oven_E6 | Commercial | Grocery | Existing | Food Preparation | Natural Gas | Conveyor Oven | E6 |  | 0% | 0% | 0% | 0 | 0 | 0 | 0 | 0 | 0 | 0 | 0 | 0% | 0 | 0 | 0% | Normal | 0% | 0 | 0 | 0 | [17 empty] | Commercial_Grocery_Existing_Food Preparation_Conveyor Oven_
Commercial_Grocery_Existing_Food Preparation_Natural Gas_Conveyor Oven_E7 | Commercial | Grocery | Existing | Food Preparation | Natural Gas | Conveyor Oven | E7 |  | 0% | 0% | 0% | 0 | 0 | 0 | 0 | 0 | 0 | 0 | 0 | 0% | 0 | 0 | 0% | Normal | 0% | 0 | 0 | 0 | [17 empty] | Commercial_Grocery_Existing_Food Preparation_Conveyor Oven_
Commercial_Grocery_Existing_Food Preparation_Natural Gas_Conveyor Oven_E8 | Commercial | Grocery | Existing | Food Preparation | Natural Gas | Conveyor Oven | E8 |  | 0% | 0% | 0% | 0 | 0 | 0 | 0 | 0 | 0 | 0 | 0 | 0% | 0 | 0 | 0% | Normal | 0% | 0 | 0 | 0 | [17 empty] | Commercial_Grocery_Existing_Food Preparation_Conveyor Oven_
Commercial_Grocery_Existing_Food Preparation_Natural Gas_Conveyor Oven_E9 | Commercial | Grocery | Existing | Food Preparation | Natural Gas | Conveyor Oven | E9 |  | 0% | 0% | 0% | 0 | 0 | 0 | 0 | 0 | 0 | 0 | 0 | 0% | 0 | 0 | 0% | Normal | 0% | 0 | 0 | 0 | [17 empty] | Commercial_Grocery_Existing_Food Preparation_Conveyor Oven_
Commercial_Grocery_Existing_Food Preparation_Natural Gas_Conveyor Oven_E10 | Commercial | Grocery | Existing | Food Preparation | Natural Gas | Conveyor Oven | E10 |  | 0% | 0% | 0% | 0 | 0 | 0 | 0 | 0 | 0 | 0 | 0 | 0% | 0 | 0 | 0% | Normal | 0% | 0 | 0 | 0 | [17 empty] | Commercial_Grocery_Existing_Food Preparation_Conveyor Oven_
Commercial_Grocery_Existing_Food Preparation_Natural Gas_Double Rack Oven_E1 | Commercial | Grocery | Existing | Food Preparation | Natural Gas | Double Rack Oven | E1 | Standard | 100% | 0% | 0% | 2.9522 | 0 | 0 | 0 | 10 | 14 | 2019 | 2050 | 100% | 0 | 0 | 0% | Normal | 0% | 0.93274 | 0 | 0 | 1 unit | 20000 | 0 | 0.00021962 | 4247.1 | 12513 | 0 | 0 | 0 | 2016 | 1.0743 | IL TRM - 4.2.18 - CI-FSE-RKOV-VO2-180101 | PGE Workpaper, PGECOFST109 R6, 2016 | IL TRM - 4.2.18 - CI-FSE-RKOV-VO2-180101 | 1 | unit | 0.00021962 | Commercial_Grocery_Existing_Food Preparation_Double Rack Oven_Standard
Commercial_Grocery_Existing_Food Preparation_Natural Gas_Double Rack Oven_E2 | Commercial | Grocery | Existing | Food Preparation | Natural Gas | Double Rack Oven | E2 | FTSC Qualified (>50% Cooking Efficiency) | 54.55% | 0% | 0% | 3.9261 | 0 | 0 | 0 | 10 | 14 | 2019 | 2050 | 100% | 0 | 0 | 0% | Normal | 0% | 0.50877 | 0 | 0 | 1 unit | 20000 | 0 | 0.00021962 | 2316.6 | 16641 | 0 | 0 | 0 | 2016 | 1.0743 | IL TRM - 4.2.18 - CI-FSE-RKOV-VO2-180101 | PGE Workpaper, PGECOFST109 R6, 2016 | IL TRM - 4.2.18 - CI-FSE-RKOV-VO2-180101 | 1 | unit | 0.00021962 | Commercial_Grocery_Existing_Food Preparation_Double Rack Oven_FTSC Qualified (>50% Cooking Efficiency)
Commercial_Grocery_Existing_Food Preparation_Natural Gas_Double Rack Oven_E3 | Commercial | Grocery | Existing | Food Preparation | Natural Gas | Double Rack Oven | E3 |  | 0% | 0% | 0% | 0 | 0 | 0 | 0 | 0 | 0 | 0 | 0 | 0% | 0 | 0 | 0% | Normal | 0% | 0 | 0 | 0 | [17 empty] | Commercial_Grocery_Existing_Food Preparation_Double Rack Oven_
Commercial_Grocery_Existing_Food Preparation_Natural Gas_Double Rack Oven_E4 | Commercial | Grocery | Existing | Food Preparation | Natural Gas | Double Rack Oven | E4 |  | 0% | 0% | 0% | 0 | 0 | 0 | 0 | 0 | 0 | 0 | 0 | 0% | 0 | 0 | 0% | Normal | 0% | 0 | 0 | 0 | [17 empty] | Commercial_Grocery_Existing_Food Preparation_Double Rack Oven_
Commercial_Grocery_Existing_Food Preparation_Natural Gas_Double Rack Oven_E5 | Commercial | Grocery | Existing | Food Preparation | Natural Gas | Double Rack Oven | E5 |  | 0% | 0% | 0% | 0 | 0 | 0 | 0 | 0 | 0 | 0 | 0 | 0% | 0 | 0 | 0% | Normal | 0% | 0 | 0 | 0 | [17 empty] | Commercial_Grocery_Existing_Food Preparation_Double Rack Oven_
Commercial_Grocery_Existing_Food Preparation_Natural Gas_Double Rack Oven_E6 | Commercial | Grocery | Existing | Food Preparation | Natural Gas | Double Rack Oven | E6 |  | 0% | 0% | 0% | 0 | 0 | 0 | 0 | 0 | 0 | 0 | 0 | 0% | 0 | 0 | 0% | Normal | 0% | 0 | 0 | 0 | [17 empty] | Commercial_Grocery_Existing_Food Preparation_Double Rack Oven_
Commercial_Grocery_Existing_Food Preparation_Natural Gas_Double Rack Oven_E7 | Commercial | Grocery | Existing | Food Preparation | Natural Gas | Double Rack Oven | E7 |  | 0% | 0% | 0% | 0 | 0 | 0 | 0 | 0 | 0 | 0 | 0 | 0% | 0 | 0 | 0% | Normal | 0% | 0 | 0 | 0 | [17 empty] | Commercial_Grocery_Existing_Food Preparation_Double Rack Oven_
Commercial_Grocery_Existing_Food Preparation_Natural Gas_Double Rack Oven_E8 | Commercial | Grocery | Existing | Food Preparation | Natural Gas | Double Rack Oven | E8 |  | 0% | 0% | 0% | 0 | 0 | 0 | 0 | 0 | 0 | 0 | 0 | 0% | 0 | 0 | 0% | Normal | 0% | 0 | 0 | 0 | [17 empty] | Commercial_Grocery_Existing_Food Preparation_Double Rack Oven_
Commercial_Grocery_Existing_Food Preparation_Natural Gas_Double Rack Oven_E9 | Commercial | Grocery | Existing | Food Preparation | Natural Gas | Double Rack Oven | E9 |  | 0% | 0% | 0% | 0 | 0 | 0 | 0 | 0 | 0 | 0 | 0 | 0% | 0 | 0 | 0% | Normal | 0% | 0 | 0 | 0 | [17 empty] | Commercial_Grocery_Existing_Food Preparation_Double Rack Oven_
Commercial_Grocery_Existing_Food Preparation_Natural Gas_Double Rack Oven_E10 | Commercial | Grocery | Existing | Food Preparation | Natural Gas | Double Rack Oven | E10 |  | 0% | 0% | 0% | 0 | 0 | 0 | 0 | 0 | 0 | 0 | 0 | 0% | 0 | 0 | 0% | Normal | 0% | 0 | 0 | 0 | [17 empty] | Commercial_Grocery_Existing_Food Preparation_Double Rack Oven_
Commercial_Grocery_Existing_Food Preparation_Natural Gas_Fryer_E1 | Commercial | Grocery | Existing | Food Preparation | Natural Gas | Fryer | E1 | Standard | 100% | 0% | 0% | 1.8666 | 0 | 0 | 0 | 7 | 11 | 2019 | 2021 | 100% | 0 | 0 | 0% | Normal | 0% | 0.46437 | 0 | 0 | 1 unit | 20000 | 0 | 0.00048779 | 951.9922 | 3562.1384 | 0 | 0 | 0 | 2016 | 1.0743 | RTF WkBk - ComCookingFryer_v5_0 | RTF WkBk - ComCookingFryer_v5_0 | RTF WkBk - ComCookingFryer_v5_0 | 1 | unit | 0.00048779 | Commercial_Grocery_Existing_Food Preparation_Fryer_Standard
Commercial_Grocery_Existing_Food Preparation_Natural Gas_Fryer_E2 | Commercial | Grocery | Existing | Food Preparation | Natural Gas | Fryer | E2 | ENERGY STAR (3.0) | 67.2% | 0% | 0% | 2.2262 | 0 | 0 | 0 | 7 | 11 | 2019 | 2050 | 100% | 0 | 0 | 0% | Normal | 0% | 0.31205 | 0 | 0 | 1 unit | 20000 | 0 | 0.00048779 | 639.7296 | 4248.3333 | 0 | 0 | 0 | 2016 | 1.0743 | RTF WkBk - ComCookingFryer_v5_0 | RTF WkBk - ComCookingFryer_v5_0 | RTF WkBk - ComCookingFryer_v5_0 | 1 | unit | 0.00048779 | Commercial_Grocery_Existing_Food Preparation_Fryer_ENERGY STAR (3.0)
Commercial_Grocery_Existing_Food Preparation_Natural Gas_Fryer_E3 | Commercial | Grocery | Existing | Food Preparation | Natural Gas | Fryer | E3 |  | 0% | 0% | 0% | 0 | 0 | 0 | 0 | 0 | 0 | 0 | 0 | 0% | 0 | 0 | 0% | Normal | 0% | 0 | 0 | 0 | [17 empty] | Commercial_Grocery_Existing_Food Preparation_Fryer_
Commercial_Grocery_Existing_Food Preparation_Natural Gas_Fryer_E4 | Commercial | Grocery | Existing | Food Preparation | Natural Gas | Fryer | E4 |  | 0% | 0% | 0% | 0 | 0 | 0 | 0 | 0 | 0 | 0 | 0 | 0% | 0 | 0 | 0% | Normal | 0% | 0 | 0 | 0 | [17 empty] | Commercial_Grocery_Existing_Food Preparation_Fryer_
Commercial_Grocery_Existing_Food Preparation_Natural Gas_Fryer_E5 | Commercial | Grocery | Existing | Food Preparation | Natural Gas | Fryer | E5 |  | 0% | 0% | 0% | 0 | 0 | 0 | 0 | 0 | 0 | 0 | 0 | 0% | 0 | 0 | 0% | Normal | 0% | 0 | 0 | 0 | [17 empty] | Commercial_Grocery_Existing_Food Preparation_Fryer_
Commercial_Grocery_Existing_Food Preparation_Natural Gas_Fryer_E6 | Commercial | Grocery | Existing | Food Preparation | Natural Gas | Fryer | E6 |  | 0% | 0% | 0% | 0 | 0 | 0 | 0 | 0 | 0 | 0 | 0 | 0% | 0 | 0 | 0% | Normal | 0% | 0 | 0 | 0 | [17 empty] | Commercial_Grocery_Existing_Food Preparation_Fryer_
Commercial_Grocery_Existing_Food Preparation_Natural Gas_Fryer_E7 | Commercial | Grocery | Existing | Food Preparation | Natural Gas | Fryer | E7 |  | 0% | 0% | 0% | 0 | 0 | 0 | 0 | 0 | 0 | 0 | 0 | 0% | 0 | 0 | 0% | Normal | 0% | 0 | 0 | 0 | [17 empty] | Commercial_Grocery_Existing_Food Preparation_Fryer_
Commercial_Grocery_Existing_Food Preparation_Natural Gas_Fryer_E8 | Commercial | Grocery | Existing | Food Preparation | Natural Gas | Fryer | E8 |  | 0% | 0% | 0% | 0 | 0 | 0 | 0 | 0 | 0 | 0 | 0 | 0% | 0 | 0 | 0% | Normal | 0% | 0 | 0 | 0 | [17 empty] | Commercial_Grocery_Existing_Food Preparation_Fryer_
Commercial_Grocery_Existing_Food Preparation_Natural Gas_Fryer_E9 | Commercial | Grocery | Existing | Food Preparation | Natural Gas | Fryer | E9 |  | 0% | 0% | 0% | 0 | 0 | 0 | 0 | 0 | 0 | 0 | 0 | 0% | 0 | 0 | 0% | Normal | 0% | 0 | 0 | 0 | [17 empty] | Commercial_Grocery_Existing_Food Preparation_Fryer_
Commercial_Grocery_Existing_Food Preparation_Natural Gas_Fryer_E10 | Commercial | Grocery | Existing | Food Preparation | Natural Gas | Fryer | E10 |  | 0% | 0% | 0% | 0 | 0 | 0 | 0 | 0 | 0 | 0 | 0 | 0% | 0 | 0 | 0% | Normal | 0% | 0 | 0 | 0 | [17 empty] | Commercial_Grocery_Existing_Food Preparation_Fryer_
Commercial_Grocery_Existing_Food Preparation_Natural Gas_Broiler_E1 | Commercial | Grocery | Existing | Food Preparation | Natural Gas | Broiler | E1 | Standard | 100% | 0% | 0% | 2.0856 | 0 | 0 | 0 | 10 | 14 | 2019 | 2050 | 100% | 0 | 0 | 0% | Normal | 0% | 0.48098 | 0 | 0 | 1 unit | 20000 | 0 | 0.00071502 | 672.672 | 2500 | 0 | 0 | 0 | 2011 | 1.1667 | IL TRM - 4.2.14 - CI-FSE-IRBL-V02-180101 | Estimate | IL TRM - 4.2.14 - CI-FSE-IRBL-V02-180101 | 1 | unit | 0.00071502 | Commercial_Grocery_Existing_Food Preparation_Broiler_Standard
Commercial_Grocery_Existing_Food Preparation_Natural Gas_Broiler_E2 | Commercial | Grocery | Existing | Food Preparation | Natural Gas | Broiler | E2 | Infrared Burners | 64.29% | 0% | 0% | 2.9198 | 0 | 0 | 0 | 10 | 14 | 2019 | 2050 | 100% | 0 | 0 | 0% | Normal | 0% | 0.3092 | 0 | 0 | 1 unit | 20000 | 0 | 0.00071502 | 432.432 | 3500 | 0 | 0 | 0 | 2011 | 1.1667 | IL TRM - 4.2.14 - CI-FSE-IRBL-V02-180101 | IL TRM - 4.2.14 - CI-FSE-IRBL-V02-180101 | IL TRM - 4.2.14 - CI-FSE-IRBL-V02-180101 | 1 | unit | 0.00071502 | Commercial_Grocery_Existing_Food Preparation_Broiler_Infrared Burners
Commercial_Grocery_Existing_Food Preparation_Natural Gas_Broiler_E3 | Commercial | Grocery | Existing | Food Preparation | Natural Gas | Broiler | E3 |  | 0% | 0% | 0% | 0 | 0 | 0 | 0 | 0 | 0 | 0 | 0 | 0% | 0 | 0 | 0% | Normal | 0% | 0 | 0 | 0 | [17 empty] | Commercial_Grocery_Existing_Food Preparation_Broiler_
Commercial_Grocery_Existing_Food Preparation_Natural Gas_Broiler_E4 | Commercial | Grocery | Existing | Food Preparation | Natural Gas | Broiler | E4 |  | 0% | 0% | 0% | 0 | 0 | 0 | 0 | 0 | 0 | 0 | 0 | 0% | 0 | 0 | 0% | Normal | 0% | 0 | 0 | 0 | [17 empty] | Commercial_Grocery_Existing_Food Preparation_Broiler_
Commercial_Grocery_Existing_Food Preparation_Natural Gas_Broiler_E5 | Commercial | Grocery | Existing | Food Preparation | Natural Gas | Broiler | E5 |  | 0% | 0% | 0% | 0 | 0 | 0 | 0 | 0 | 0 | 0 | 0 | 0% | 0 | 0 | 0% | Normal | 0% | 0 | 0 | 0 | [17 empty] | Commercial_Grocery_Existing_Food Preparation_Broiler_
Commercial_Grocery_Existing_Food Preparation_Natural Gas_Broiler_E6 | Commercial | Grocery | Existing | Food Preparation | Natural Gas | Broiler | E6 |  | 0% | 0% | 0% | 0 | 0 | 0 | 0 | 0 | 0 | 0 | 0 | 0% | 0 | 0 | 0% | Normal | 0% | 0 | 0 | 0 | [17 empty] | Commercial_Grocery_Existing_Food Preparation_Broiler_
Commercial_Grocery_Existing_Food Preparation_Natural Gas_Broiler_E7 | Commercial | Grocery | Existing | Food Preparation | Natural Gas | Broiler | E7 |  | 0% | 0% | 0% | 0 | 0 | 0 | 0 | 0 | 0 | 0 | 0 | 0% | 0 | 0 | 0% | Normal | 0% | 0 | 0 | 0 | [17 empty] | Commercial_Grocery_Existing_Food Preparation_Broiler_
Commercial_Grocery_Existing_Food Preparation_Natural Gas_Broiler_E8 | Commercial | Grocery | Existing | Food Preparation | Natural Gas | Broiler | E8 |  | 0% | 0% | 0% | 0 | 0 | 0 | 0 | 0 | 0 | 0 | 0 | 0% | 0 | 0 | 0% | Normal | 0% | 0 | 0 | 0 | [17 empty] | Commercial_Grocery_Existing_Food Preparation_Broiler_
Commercial_Grocery_Existing_Food Preparation_Natural Gas_Broiler_E9 | Commercial | Grocery | Existing | Food Preparation | Natural Gas | Broiler | E9 |  | 0% | 0% | 0% | 0 | 0 | 0 | 0 | 0 | 0 | 0 | 0 | 0% | 0 | 0 | 0% | Normal | 0% | 0 | 0 | 0 | [17 empty] | Commercial_Grocery_Existing_Food Preparation_Broiler_
Commercial_Grocery_Existing_Food Preparation_Natural Gas_Broiler_E10 | Commercial | Grocery | Existing | Food Preparation | Natural Gas | Broiler | E10 |  | 0% | 0% | 0% | 0 | 0 | 0 | 0 | 0 | 0 | 0 | 0 | 0% | 0 | 0 | 0% | Normal | 0% | 0 | 0 | 0 | [17 empty] | Commercial_Grocery_Existing_Food Preparation_Broiler_
Commercial_Grocery_Existing_Food Preparation_Natural Gas_Griddle_E1 | Commercial | Grocery | Existing | Food Preparation | Natural Gas | Griddle | E1 | Standard | 100% | 0% | 0% | 1.5181 | 0 | 0 | 0 | 10 | 14 | 2019 | 2050 | 100% | 0 | 0 | 0% | Normal | 0% | 0.32288 | 0 | 0 | 1 unit | 20000 | 0 | 0.0002621 | 1231.891 | 5150 | 0 | 0 | 0 | 2013 | 1.1247 | IL TRM - 4.2.8 - CI-FSE-ESGR-V04-200101 | COOK_GRD-Food Preparation-EIA14-2014 Ref. Case-5 | IL TRM - 4.2.8 - CI-FSE-ESGR-V04-200101 | 1 | unit | 0.0002621 | Commercial_Grocery_Existing_Food Preparation_Griddle_Standard
Commercial_Grocery_Existing_Food Preparation_Natural Gas_Griddle_E2 | Commercial | Grocery | Existing | Food Preparation | Natural Gas | Griddle | E2 | ENERGY STAR | 86.37% | 0% | 0% | 1.6242 | 0 | 0 | 0 | 10 | 14 | 2019 | 2050 | 100% | 0 | 0 | 0% | Normal | 0% | 0.27886 | 0 | 0 | 1 unit | 20000 | 0 | 0.0002621 | 1063.9446 | 5510 | 0 | 0 | 0 | 2013 | 1.1247 | IL TRM - 4.2.8 - CI-FSE-ESGR-V04-200101 | COOK_GRD-Food Preparation-EIA14-2014 Ref. Case-5 | IL TRM - 4.2.8 - CI-FSE-ESGR-V04-200101 | 1 | unit | 0.0002621 | Commercial_Grocery_Existing_Food Preparation_Griddle_ENERGY STAR
Commercial_Grocery_Existing_Food Preparation_Natural Gas_Griddle_E3 | Commercial | Grocery | Existing | Food Preparation | Natural Gas | Griddle | E3 |  | 0% | 0% | 0% | 0 | 0 | 0 | 0 | 0 | 0 | 0 | 0 | 0% | 0 | 0 | 0% | Normal | 0% | 0 | 0 | 0 | [17 empty] | Commercial_Grocery_Existing_Food Preparation_Griddle_
Commercial_Grocery_Existing_Food Preparation_Natural Gas_Griddle_E4 | Commercial | Grocery | Existing | Food Preparation | Natural Gas | Griddle | E4 |  | 0% | 0% | 0% | 0 | 0 | 0 | 0 | 0 | 0 | 0 | 0 | 0% | 0 | 0 | 0% | Normal | 0% | 0 | 0 | 0 | [17 empty] | Commercial_Grocery_Existing_Food Preparation_Griddle_
Commercial_Grocery_Existing_Food Preparation_Natural Gas_Griddle_E5 | Commercial | Grocery | Existing | Food Preparation | Natural Gas | Griddle | E5 |  | 0% | 0% | 0% | 0 | 0 | 0 | 0 | 0 | 0 | 0 | 0 | 0% | 0 | 0 | 0% | Normal | 0% | 0 | 0 | 0 | [17 empty] | Commercial_Grocery_Existing_Food Preparation_Griddle_
Commercial_Grocery_Existing_Food Preparation_Natural Gas_Griddle_E6 | Commercial | Grocery | Existing | Food Preparation | Natural Gas | Griddle | E6 |  | 0% | 0% | 0% | 0 | 0 | 0 | 0 | 0 | 0 | 0 | 0 | 0% | 0 | 0 | 0% | Normal | 0% | 0 | 0 | 0 | [17 empty] | Commercial_Grocery_Existing_Food Preparation_Griddle_
Commercial_Grocery_Existing_Food Preparation_Natural Gas_Griddle_E7 | Commercial | Grocery | Existing | Food Preparation | Natural Gas | Griddle | E7 |  | 0% | 0% | 0% | 0 | 0 | 0 | 0 | 0 | 0 | 0 | 0 | 0% | 0 | 0 | 0% | Normal | 0% | 0 | 0 | 0 | [17 empty] | Commercial_Grocery_Existing_Food Preparation_Griddle_
Commercial_Grocery_Existing_Food Preparation_Natural Gas_Griddle_E8 | Commercial | Grocery | Existing | Food Preparation | Natural Gas | Griddle | E8 |  | 0% | 0% | 0% | 0 | 0 | 0 | 0 | 0 | 0 | 0 | 0 | 0% | 0 | 0 | 0% | Normal | 0% | 0 | 0 | 0 | [17 empty] | Commercial_Grocery_Existing_Food Preparation_Griddle_
Commercial_Grocery_Existing_Food Preparation_Natural Gas_Griddle_E9 | Commercial | Grocery | Existing | Food Preparation | Natural Gas | Griddle | E9 |  | 0% | 0% | 0% | 0 | 0 | 0 | 0 | 0 | 0 | 0 | 0 | 0% | 0 | 0 | 0% | Normal | 0% | 0 | 0 | 0 | [17 empty] | Commercial_Grocery_Existing_Food Preparation_Griddle_
Commercial_Grocery_Existing_Food Preparation_Natural Gas_Griddle_E10 | Commercial | Grocery | Existing | Food Preparation | Natural Gas | Griddle | E10 |  | 0% | 0% | 0% | 0 | 0 | 0 | 0 | 0 | 0 | 0 | 0 | 0% | 0 | 0 | 0% | Normal | 0% | 0 | 0 | 0 | [17 empty] | Commercial_Grocery_Existing_Food Preparation_Griddle_
Commercial_Grocery_Existing_Food Preparation_Natural Gas_Range_E1 | Commercial | Grocery | Existing | Food Preparation | Natural Gas | Range | E1 | Standard | 100% | 0% | 0% | 2.4905 | 0 | 0 | 0 | 8 | 12 | 2019 | 2050 | 100% | 0 | 0 | 0% | Normal | 0% | 0.37734 | 0 | 0 | 1 unit | 20000 | 0 | 0.00031445 | 1200 | 7450 | 0 | 0 | 0 | 2017 | 1.0631 | COOK_OVN-Food Preparation-AEO17-1 | EIA 2018 Tech Forecast | Navigant 2009 | 1 | unit | 0.00031445 | Commercial_Grocery_Existing_Food Preparation_Range_Standard
Commercial_Grocery_Existing_Food Preparation_Natural Gas_Range_E2 | Commercial | Grocery | Existing | Food Preparation | Natural Gas | Range | E2 | High Efficiency | 75% | 0% | 0% | 2.4908 | 0 | 0 | 0 | 8 | 12 | 2019 | 2050 | 100% | 0 | 0 | 0% | Normal | 0% | 0.28301 | 0 | 0 | 1 unit | 20000 | 0 | 0.00031445 | 900 | 7451 | 0 | 0 | 0 | 2017 | 1.0631 | COOK_OVN-Food Preparation-AEO17-1 | EIA 2018 Tech Forecast | EIA 2018 Tech Forecast | 1 | unit | 0.00031445 | Commercial_Grocery_Existing_Food Preparation_Range_High Efficiency
Commercial_Grocery_Existing_Food Preparation_Natural Gas_Range_E3 | Commercial | Grocery | Existing | Food Preparation | Natural Gas | Range | E3 |  | 0% | 0% | 0% | 0 | 0 | 0 | 0 | 0 | 0 | 0 | 0 | 0% | 0 | 0 | 0% | Normal | 0% | 0 | 0 | 0 | [17 empty] | Commercial_Grocery_Existing_Food Preparation_Range_
Commercial_Grocery_Existing_Food Preparation_Natural Gas_Range_E4 | Commercial | Grocery | Existing | Food Preparation | Natural Gas | Range | E4 |  | 0% | 0% | 0% | 0 | 0 | 0 | 0 | 0 | 0 | 0 | 0 | 0% | 0 | 0 | 0% | Normal | 0% | 0 | 0 | 0 | [17 empty] | Commercial_Grocery_Existing_Food Preparation_Range_
Commercial_Grocery_Existing_Food Preparation_Natural Gas_Range_E5 | Commercial | Grocery | Existing | Food Preparation | Natural Gas | Range | E5 |  | 0% | 0% | 0% | 0 | 0 | 0 | 0 | 0 | 0 | 0 | 0 | 0% | 0 | 0 | 0% | Normal | 0% | 0 | 0 | 0 | [17 empty] | Commercial_Grocery_Existing_Food Preparation_Range_
Commercial_Grocery_Existing_Food Preparation_Natural Gas_Range_E6 | Commercial | Grocery | Existing | Food Preparation | Natural Gas | Range | E6 |  | 0% | 0% | 0% | 0 | 0 | 0 | 0 | 0 | 0 | 0 | 0 | 0% | 0 | 0 | 0% | Normal | 0% | 0 | 0 | 0 | [17 empty] | Commercial_Grocery_Existing_Food Preparation_Range_
Commercial_Grocery_Existing_Food Preparation_Natural Gas_Range_E7 | Commercial | Grocery | Existing | Food Preparation | Natural Gas | Range | E7 |  | 0% | 0% | 0% | 0 | 0 | 0 | 0 | 0 | 0 | 0 | 0 | 0% | 0 | 0 | 0% | Normal | 0% | 0 | 0 | 0 | [17 empty] | Commercial_Grocery_Existing_Food Preparation_Range_
Commercial_Grocery_Existing_Food Preparation_Natural Gas_Range_E8 | Commercial | Grocery | Existing | Food Preparation | Natural Gas | Range | E8 |  | 0% | 0% | 0% | 0 | 0 | 0 | 0 | 0 | 0 | 0 | 0 | 0% | 0 | 0 | 0% | Normal | 0% | 0 | 0 | 0 | [17 empty] | Commercial_Grocery_Existing_Food Preparation_Range_
Commercial_Grocery_Existing_Food Preparation_Natural Gas_Range_E9 | Commercial | Grocery | Existing | Food Preparation | Natural Gas | Range | E9 |  | 0% | 0% | 0% | 0 | 0 | 0 | 0 | 0 | 0 | 0 | 0 | 0% | 0 | 0 | 0% | Normal | 0% | 0 | 0 | 0 | [17 empty] | Commercial_Grocery_Existing_Food Preparation_Range_
Commercial_Grocery_Existing_Food Preparation_Natural Gas_Range_E10 | Commercial | Grocery | Existing | Food Preparation | Natural Gas | Range | E10 |  | 0% | 0% | 0% | 0 | 0 | 0 | 0 | 0 | 0 | 0 | 0 | 0% | 0 | 0 | 0% | Normal | 0% | 0 | 0 | 0 | [17 empty] | Commercial_Grocery_Existing_Food Preparation_Range_
Commercial_Grocery_Existing_Food Preparation_Natural Gas_Steamer_E1 | Commercial | Grocery | Existing | Food Preparation | Natural Gas | Steamer | E1 | Standard | 100% | 0% | 0% | 8.7436 | 0 | 0 | 0 | 8 | 16 | 2019 | 2021 | 100% | 0 | 0 | 0% | Normal | 0% | 0.88909 | 0 | 0 | 1 unit | 20000 | 0 | 0.00058224 | 1527.0152 | 13100 | 0 | 0 | 0 | 2012 | 1.1464 | IL TRM - 4.2.3 - CI-FSE-STMC-V05-190101 | DOE Commercial R&D 2016 - Table 2-10 | IL TRM - 4.2.3 - CI-FSE-STMC-V05-190101 | 1 | unit | 0.00058224 | Commercial_Grocery_Existing_Food Preparation_Steamer_Standard
Commercial_Grocery_Existing_Food Preparation_Natural Gas_Steamer_E2 | Commercial | Grocery | Existing | Food Preparation | Natural Gas | Steamer | E2 | ENERGY STAR | 20.86% | 0% | 0% | 9.4098 | 0 | -0.0017553 | 0 | 8 | 16 | 2019 | 2050 | 100% | 0 | 0 | 0% | Normal | 0% | 0.18546 | 0 | 0 | 1 unit | 20000 | 0 | 0.00058224 | 318.5218 | 14098 | 0 | -2.6298 | 0 | 2012 | 1.1464 | IL TRM - 4.2.3 - CI-FSE-STMC-V05-190101 | IL TRM - 4.2.3 - CI-FSE-STMC-V05-190101 | IL TRM - 4.2.3 - CI-FSE-STMC-V05-190101 | 1 | unit | 0.00058224 | Commercial_Grocery_Existing_Food Preparation_Steamer_ENERGY STAR
Commercial_Grocery_Existing_Food Preparation_Natural Gas_Steamer_E3 | Commercial | Grocery | Existing | Food Preparation | Natural Gas | Steamer | E3 |  | 0% | 0% | 0% | 0 | 0 | 0 | 0 | 0 | 0 | 0 | 0 | 0% | 0 | 0 | 0% | Normal | 0% | 0 | 0 | 0 | [17 empty] | Commercial_Grocery_Existing_Food Preparation_Steamer_
Commercial_Grocery_Existing_Food Preparation_Natural Gas_Steamer_E4 | Commercial | Grocery | Existing | Food Preparation | Natural Gas | Steamer | E4 |  | 0% | 0% | 0% | 0 | 0 | 0 | 0 | 0 | 0 | 0 | 0 | 0% | 0 | 0 | 0% | Normal | 0% | 0 | 0 | 0 | [17 empty] | Commercial_Grocery_Existing_Food Preparation_Steamer_
Commercial_Grocery_Existing_Food Preparation_Natural Gas_Steamer_E5 | Commercial | Grocery | Existing | Food Preparation | Natural Gas | Steamer | E5 |  | 0% | 0% | 0% | 0 | 0 | 0 | 0 | 0 | 0 | 0 | 0 | 0% | 0 | 0 | 0% | Normal | 0% | 0 | 0 | 0 | [17 empty] | Commercial_Grocery_Existing_Food Preparation_Steamer_
Commercial_Grocery_Existing_Food Preparation_Natural Gas_Steamer_E6 | Commercial | Grocery | Existing | Food Preparation | Natural Gas | Steamer | E6 |  | 0% | 0% | 0% | 0 | 0 | 0 | 0 | 0 | 0 | 0 | 0 | 0% | 0 | 0 | 0% | Normal | 0% | 0 | 0 | 0 | [17 empty] | Commercial_Grocery_Existing_Food Preparation_Steamer_
Commercial_Grocery_Existing_Food Preparation_Natural Gas_Steamer_E7 | Commercial | Grocery | Existing | Food Preparation | Natural Gas | Steamer | E7 |  | 0% | 0% | 0% | 0 | 0 | 0 | 0 | 0 | 0 | 0 | 0 | 0% | 0 | 0 | 0% | Normal | 0% | 0 | 0 | 0 | [17 empty] | Commercial_Grocery_Existing_Food Preparation_Steamer_
Commercial_Grocery_Existing_Food Preparation_Natural Gas_Steamer_E8 | Commercial | Grocery | Existing | Food Preparation | Natural Gas | Steamer | E8 |  | 0% | 0% | 0% | 0 | 0 | 0 | 0 | 0 | 0 | 0 | 0 | 0% | 0 | 0 | 0% | Normal | 0% | 0 | 0 | 0 | [17 empty] | Commercial_Grocery_Existing_Food Preparation_Steamer_
Commercial_Grocery_Existing_Food Preparation_Natural Gas_Steamer_E9 | Commercial | Grocery | Existing | Food Preparation | Natural Gas | Steamer | E9 |  | 0% | 0% | 0% | 0 | 0 | 0 | 0 | 0 | 0 | 0 | 0 | 0% | 0 | 0 | 0% | Normal | 0% | 0 | 0 | 0 | [17 empty] | Commercial_Grocery_Existing_Food Preparation_Steamer_
Commercial_Grocery_Existing_Food Preparation_Natural Gas_Steamer_E10 | Commercial | Grocery | Existing | Food Preparation | Natural Gas | Steamer | E10 |  | 0% | 0% | 0% | 0 | 0 | 0 | 0 | 0 | 0 | 0 | 0 | 0% | 0 | 0 | 0% | Normal | 0% | 0 | 0 | 0 | [17 empty] | Commercial_Grocery_Existing_Food Preparation_Steamer_
Commercial_Grocery_Existing_Food Preparation_Natural Gas_Food Prep Other_E1 | Commercial | Grocery | Existing | Food Preparation | Natural Gas | Food Prep Other | E1 | Standard | 100% | 0% | 0% | 0.31836 | 0 | 0 | 0 | 8 | 12 | 2019 | 2050 | 100% | 0 | 0 | 0% | Normal | 0% | 0.38213 | 0 | 0 | 1 unit | 20000 | 0 | 0.0002685 | 1423.18 | 1000 | 0 | 0 | 0 | 2010 | 1.1857 | Default | Default | Default | 1 | unit | 0.0002685 | Commercial_Grocery_Existing_Food Preparation_Food Prep Other_Standard
Commercial_Grocery_Existing_Food Preparation_Natural Gas_Food Prep Other_E2 | Commercial | Grocery | Existing | Food Preparation | Natural Gas | Food Prep Other | E2 | ENERGY STAR | 100% | 0% | 0% | 0.31868 | 0 | 0 | 0 | 8 | 12 | 2019 | 2050 | 100% | 0 | 0 | 0% | Normal | 0% | 0.38212 | 0 | 0 | 1 unit | 20000 | 0 | 0.0002685 | 1423.17 | 1001 | 0 | 0 | 0 | 2010 | 1.1857 | N/A | N/A | N/A | 1 | unit | 0.0002685 | Commercial_Grocery_Existing_Food Preparation_Food Prep Other_ENERGY STAR
Commercial_Grocery_Existing_Food Preparation_Natural Gas_Food Prep Other_E3 | Commercial | Grocery | Existing | Food Preparation | Natural Gas | Food Prep Other | E3 |  | 0% | 0% | 0% | 0 | 0 | 0 | 0 | 0 | 0 | 0 | 0 | 0% | 0 | 0 | 0% | Normal | 0% | 0 | 0 | 0 | [17 empty] | Commercial_Grocery_Existing_Food Preparation_Food Prep Other_
Commercial_Grocery_Existing_Food Preparation_Natural Gas_Food Prep Other_E4 | Commercial | Grocery | Existing | Food Preparation | Natural Gas | Food Prep Other | E4 |  | 0% | 0% | 0% | 0 | 0 | 0 | 0 | 0 | 0 | 0 | 0 | 0% | 0 | 0 | 0% | Normal | 0% | 0 | 0 | 0 | [17 empty] | Commercial_Grocery_Existing_Food Preparation_Food Prep Other_
Commercial_Grocery_Existing_Food Preparation_Natural Gas_Food Prep Other_E5 | Commercial | Grocery | Existing | Food Preparation | Natural Gas | Food Prep Other | E5 |  | 0% | 0% | 0% | 0 | 0 | 0 | 0 | 0 | 0 | 0 | 0 | 0% | 0 | 0 | 0% | Normal | 0% | 0 | 0 | 0 | [17 empty] | Commercial_Grocery_Existing_Food Preparation_Food Prep Other_
Commercial_Grocery_Existing_Food Preparation_Natural Gas_Food Prep Other_E6 | Commercial | Grocery | Existing | Food Preparation | Natural Gas | Food Prep Other | E6 |  | 0% | 0% | 0% | 0 | 0 | 0 | 0 | 0 | 0 | 0 | 0 | 0% | 0 | 0 | 0% | Normal | 0% | 0 | 0 | 0 | [17 empty] | Commercial_Grocery_Existing_Food Preparation_Food Prep Other_
Commercial_Grocery_Existing_Food Preparation_Natural Gas_Food Prep Other_E7 | Commercial | Grocery | Existing | Food Preparation | Natural Gas | Food Prep Other | E7 |  | 0% | 0% | 0% | 0 | 0 | 0 | 0 | 0 | 0 | 0 | 0 | 0% | 0 | 0 | 0% | Normal | 0% | 0 | 0 | 0 | [17 empty] | Commercial_Grocery_Existing_Food Preparation_Food Prep Other_
Commercial_Grocery_Existing_Food Preparation_Natural Gas_Food Prep Other_E8 | Commercial | Grocery | Existing | Food Preparation | Natural Gas | Food Prep Other | E8 |  | 0% | 0% | 0% | 0 | 0 | 0 | 0 | 0 | 0 | 0 | 0 | 0% | 0 | 0 | 0% | Normal | 0% | 0 | 0 | 0 | [17 empty] | Commercial_Grocery_Existing_Food Preparation_Food Prep Other_
Commercial_Grocery_Existing_Food Preparation_Natural Gas_Food Prep Other_E9 | Commercial | Grocery | Existing | Food Preparation | Natural Gas | Food Prep Other | E9 |  | 0% | 0% | 0% | 0 | 0 | 0 | 0 | 0 | 0 | 0 | 0 | 0% | 0 | 0 | 0% | Normal | 0% | 0 | 0 | 0 | [17 empty] | Commercial_Grocery_Existing_Food Preparation_Food Prep Other_
Commercial_Grocery_Existing_Food Preparation_Natural Gas_Food Prep Other_E10 | Commercial | Grocery | Existing | Food Preparation | Natural Gas | Food Prep Other | E10 |  | 0% | 0% | 0% | 0 | 0 | 0 | 0 | 0 | 0 | 0 | 0 | 0% | 0 | 0 | 0% | Normal | 0% | 0 | 0 | 0 | [17 empty] | Commercial_Grocery_Existing_Food Preparation_Food Prep Other_
Commercial_Grocery_Existing_Miscellaneous_Natural Gas_Pool Heater_E1 | Commercial | Grocery | Existing | Miscellaneous | Natural Gas | Pool Heater | E1 | Standard (EF .78) | 100% | 0% | 0% | 0.00053494 | 0 | 0 | 0 | 4 | 8 | 2019 | 2050 | 100% | 0 | 0 | 0% | Normal | 0% | 0.00040169 | 0 | 0 | 1 unit | 20000 | 0 | 2.6815e-08 | 14980 | 18052 | 0 | 0 | 0 | 2014 | 1.1051 | DOE Commercial R&D 2016 - Table 7-6 | DOE Commercial R&D 2016 - Table 7-7 | DOE Commercial R&D 2016 - Table 7-8 | 1 | unit | 2.6815e-08 | Commercial_Grocery_Existing_Miscellaneous_Pool Heater_Standard (EF .78)
Commercial_Grocery_Existing_Miscellaneous_Natural Gas_Pool Heater_E2 | Commercial | Grocery | Existing | Miscellaneous | Natural Gas | Pool Heater | E2 | Condensing (EF .90) | 85% | 0% | 0% | 0.0008759 | 0 | 0 | 0 | 4 | 8 | 2019 | 2050 | 100% | 0 | 0 | 0% | Normal | 0% | 0.00034143 | 0 | 0 | 1 unit | 20000 | 0 | 2.6815e-08 | 12733 | 29558 | 0 | 0 | 0 | 2014 | 1.1051 | DOE Commercial R&D 2016 - Table 7-6 | DOE Commercial R&D 2016 - Table 7-7 | DOE Commercial R&D 2016 - Table 7-9 | 1 | unit | 2.6815e-08 | Commercial_Grocery_Existing_Miscellaneous_Pool Heater_Condensing (EF .90)
Commercial_Grocery_Existing_Miscellaneous_Natural Gas_Pool Heater_E3 | Commercial | Grocery | Existing | Miscellaneous | Natural Gas | Pool Heater | E3 |  | 0% | 0% | 0% | 0 | 0 | 0 | 0 | 0 | 0 | 0 | 0 | 0% | 0 | 0 | 0% | Normal | 0% | 0 | 0 | 0 | [17 empty] | Commercial_Grocery_Existing_Miscellaneous_Pool Heater_
Commercial_Grocery_Existing_Miscellaneous_Natural Gas_Pool Heater_E4 | Commercial | Grocery | Existing | Miscellaneous | Natural Gas | Pool Heater | E4 |  | 0% | 0% | 0% | 0 | 0 | 0 | 0 | 0 | 0 | 0 | 0 | 0% | 0 | 0 | 0% | Normal | 0% | 0 | 0 | 0 | [17 empty] | Commercial_Grocery_Existing_Miscellaneous_Pool Heater_
Commercial_Grocery_Existing_Miscellaneous_Natural Gas_Pool Heater_E5 | Commercial | Grocery | Existing | Miscellaneous | Natural Gas | Pool Heater | E5 |  | 0% | 0% | 0% | 0 | 0 | 0 | 0 | 0 | 0 | 0 | 0 | 0% | 0 | 0 | 0% | Normal | 0% | 0 | 0 | 0 | [17 empty] | Commercial_Grocery_Existing_Miscellaneous_Pool Heater_
Commercial_Grocery_Existing_Miscellaneous_Natural Gas_Pool Heater_E6 | Commercial | Grocery | Existing | Miscellaneous | Natural Gas | Pool Heater | E6 |  | 0% | 0% | 0% | 0 | 0 | 0 | 0 | 0 | 0 | 0 | 0 | 0% | 0 | 0 | 0% | Normal | 0% | 0 | 0 | 0 | [17 empty] | Commercial_Grocery_Existing_Miscellaneous_Pool Heater_
Commercial_Grocery_Existing_Miscellaneous_Natural Gas_Pool Heater_E7 | Commercial | Grocery | Existing | Miscellaneous | Natural Gas | Pool Heater | E7 |  | 0% | 0% | 0% | 0 | 0 | 0 | 0 | 0 | 0 | 0 | 0 | 0% | 0 | 0 | 0% | Normal | 0% | 0 | 0 | 0 | [17 empty] | Commercial_Grocery_Existing_Miscellaneous_Pool Heater_
Commercial_Grocery_Existing_Miscellaneous_Natural Gas_Pool Heater_E8 | Commercial | Grocery | Existing | Miscellaneous | Natural Gas | Pool Heater | E8 |  | 0% | 0% | 0% | 0 | 0 | 0 | 0 | 0 | 0 | 0 | 0 | 0% | 0 | 0 | 0% | Normal | 0% | 0 | 0 | 0 | [17 empty] | Commercial_Grocery_Existing_Miscellaneous_Pool Heater_
Commercial_Grocery_Existing_Miscellaneous_Natural Gas_Pool Heater_E9 | Commercial | Grocery | Existing | Miscellaneous | Natural Gas | Pool Heater | E9 |  | 0% | 0% | 0% | 0 | 0 | 0 | 0 | 0 | 0 | 0 | 0 | 0% | 0 | 0 | 0% | Normal | 0% | 0 | 0 | 0 | [17 empty] | Commercial_Grocery_Existing_Miscellaneous_Pool Heater_
Commercial_Grocery_Existing_Miscellaneous_Natural Gas_Pool Heater_E10 | Commercial | Grocery | Existing | Miscellaneous | Natural Gas | Pool Heater | E10 |  | 0% | 0% | 0% | 0 | 0 | 0 | 0 | 0 | 0 | 0 | 0 | 0% | 0 | 0 | 0% | Normal | 0% | 0 | 0 | 0 | [17 empty] | Commercial_Grocery_Existing_Miscellaneous_Pool Heater_
Commercial_Grocery_Existing_Miscellaneous_Natural Gas_Miscellaneous_E1 | Commercial | Grocery | Existing | Miscellaneous | Natural Gas | Miscellaneous | E1 | Miscellaneous | 100% | 0% | 0% | 0.00055035 | 0 | 0 | 0 | 2 | 8 | 2019 | 2050 | 100% | 0 | 0 | 0% | Normal | 0% | 0.0005123 | 0 | 0 | 1 unit | 20000 | 0 | 0.0005123 | 1 | 1 | 0 | 0 | 0 | 2016 | 1.0743 | N/A | N/A | N/A | 1 | unit | 0.0005123 | Commercial_Grocery_Existing_Miscellaneous_Miscellaneous_Miscellaneous
Commercial_Grocery_Existing_Miscellaneous_Natural Gas_Miscellaneous_E2 | Commercial | Grocery | Existing | Miscellaneous | Natural Gas | Miscellaneous | E2 |  | 0% | 0% | 0% | 0 | 0 | 0 | 0 | 0 | 0 | 0 | 0 | 0% | 0 | 0 | 0% | Normal | 0% | 0 | 0 | 0 | [17 empty] | Commercial_Grocery_Existing_Miscellaneous_Miscellaneous_
Commercial_Grocery_Existing_Miscellaneous_Natural Gas_Miscellaneous_E3 | Commercial | Grocery | Existing | Miscellaneous | Natural Gas | Miscellaneous | E3 |  | 0% | 0% | 0% | 0 | 0 | 0 | 0 | 0 | 0 | 0 | 0 | 0% | 0 | 0 | 0% | Normal | 0% | 0 | 0 | 0 | [17 empty] | Commercial_Grocery_Existing_Miscellaneous_Miscellaneous_
Commercial_Grocery_Existing_Miscellaneous_Natural Gas_Miscellaneous_E4 | Commercial | Grocery | Existing | Miscellaneous | Natural Gas | Miscellaneous | E4 |  | 0% | 0% | 0% | 0 | 0 | 0 | 0 | 0 | 0 | 0 | 0 | 0% | 0 | 0 | 0% | Normal | 0% | 0 | 0 | 0 | [17 empty] | Commercial_Grocery_Existing_Miscellaneous_Miscellaneous_
Commercial_Grocery_Existing_Miscellaneous_Natural Gas_Miscellaneous_E5 | Commercial | Grocery | Existing | Miscellaneous | Natural Gas | Miscellaneous | E5 |  | 0% | 0% | 0% | 0 | 0 | 0 | 0 | 0 | 0 | 0 | 0 | 0% | 0 | 0 | 0% | Normal | 0% | 0 | 0 | 0 | [17 empty] | Commercial_Grocery_Existing_Miscellaneous_Miscellaneous_
Commercial_Grocery_Existing_Miscellaneous_Natural Gas_Miscellaneous_E6 | Commercial | Grocery | Existing | Miscellaneous | Natural Gas | Miscellaneous | E6 |  | 0% | 0% | 0% | 0 | 0 | 0 | 0 | 0 | 0 | 0 | 0 | 0% | 0 | 0 | 0% | Normal | 0% | 0 | 0 | 0 | [17 empty] | Commercial_Grocery_Existing_Miscellaneous_Miscellaneous_
Commercial_Grocery_Existing_Miscellaneous_Natural Gas_Miscellaneous_E7 | Commercial | Grocery | Existing | Miscellaneous | Natural Gas | Miscellaneous | E7 |  | 0% | 0% | 0% | 0 | 0 | 0 | 0 | 0 | 0 | 0 | 0 | 0% | 0 | 0 | 0% | Normal | 0% | 0 | 0 | 0 | [17 empty] | Commercial_Grocery_Existing_Miscellaneous_Miscellaneous_
Commercial_Grocery_Existing_Miscellaneous_Natural Gas_Miscellaneous_E8 | Commercial | Grocery | Existing | Miscellaneous | Natural Gas | Miscellaneous | E8 |  | 0% | 0% | 0% | 0 | 0 | 0 | 0 | 0 | 0 | 0 | 0 | 0% | 0 | 0 | 0% | Normal | 0% | 0 | 0 | 0 | [17 empty] | Commercial_Grocery_Existing_Miscellaneous_Miscellaneous_
Commercial_Grocery_Existing_Miscellaneous_Natural Gas_Miscellaneous_E9 | Commercial | Grocery | Existing | Miscellaneous | Natural Gas | Miscellaneous | E9 |  | 0% | 0% | 0% | 0 | 0 | 0 | 0 | 0 | 0 | 0 | 0 | 0% | 0 | 0 | 0% | Normal | 0% | 0 | 0 | 0 | [17 empty] | Commercial_Grocery_Existing_Miscellaneous_Miscellaneous_
Commercial_Grocery_Existing_Miscellaneous_Natural Gas_Miscellaneous_E10 | Commercial | Grocery | Existing | Miscellaneous | Natural Gas | Miscellaneous | E10 |  | 0% | 0% | 0% | 0 | 0 | 0 | 0 | 0 | 0 | 0 | 0 | 0% | 0 | 0 | 0% | Normal | 0% | 0 | 0 | 0 | [17 empty] | Commercial_Grocery_Existing_Miscellaneous_Miscellaneous_
Commercial_Grocery_New_Space Heating_Natural Gas_Furnace_E1 | Commercial | Grocery | New | Space Heating | Natural Gas | Furnace | E1 | AFUE 80% (Standard) | 100% | 0% | 0% | 0.33153 | 0.12833 | 0.035083 | 0 | 17 | 29 | 2019 | 2023 | 25% | 0 | 0 | 0% | Normal | 0% | 0.4207 | 0 | 0 | 140 kBtu/hr | 35000 | 0 | 0.00028571 | 11.5327 | 1050 | 406.4484 | 111.11 | 0 | 2014 | 1.1051 | EIA 2018 Tech Forecast | 2015 DOE Commercial Warm Air Furnace TSD - EERE-2013-BT-STD-0021-0050 | AEG BEST | 140 | kBtu/hr | 0.04 | Commercial_Grocery_New_Space Heating_Furnace_AFUE 80% (Standard)
Commercial_Grocery_New_Space Heating_Natural Gas_Furnace_E2 | Commercial | Grocery | New | Space Heating | Natural Gas | Furnace | E2 | AFUE 81% (2023 Fed Standard) | 98.77% | 0% | 0% | 0.55256 | 0.12833 | 0.035253 | 0 | 17 | 29 | 2019 | 2023 | 25% | 0 | 0 | 0% | Normal | 0% | 0.4155 | 0 | 0 | 140 kBtu/hr | 35000 | 0 | 0.00028571 | 11.3903 | 1750 | 406.4484 | 111.651 | 0 | 2014 | 1.1051 | EIA 2018 Tech Forecast | 2015 DOE Commercial Warm Air Furnace TSD - EERE-2013-BT-STD-0021-0050 | AEG BEST | 140 | kBtu/hr | 0.04 | Commercial_Grocery_New_Space Heating_Furnace_AFUE 81% (2023 Fed Standard)
Commercial_Grocery_New_Space Heating_Natural Gas_Furnace_E3 | Commercial | Grocery | New | Space Heating | Natural Gas | Furnace | E3 | AFUE 91% (WA State Min 2023) | 87.91% | 0% | 0% | 0.77358 | 0.12833 | 0.036791 | 0 | 17 | 29 | 2019 | 2050 | 25% | 0 | 0 | 0% | Normal | 0% | 0.36984 | 0 | 0 | 140 kBtu/hr | 35000 | 0 | 0.00028571 | 10.1386 | 2450 | 406.4484 | 116.52 | 0 | 2014 | 1.1051 | EIA 2018 Tech Forecast | 2015 DOE Commercial Warm Air Furnace TSD - EERE-2013-BT-STD-0021-0050 | AEG BEST | 140 | kBtu/hr | 0.04 | Commercial_Grocery_New_Space Heating_Furnace_AFUE 91% (WA State Min 2023)
Commercial_Grocery_New_Space Heating_Natural Gas_Furnace_E4 | Commercial | Grocery | New | Space Heating | Natural Gas | Furnace | E4 | AFUE 96% | 83.33% | 0% | 0% | 0.48088 | 0.17624 | 0.036791 | 0 | 17 | 29 | 2019 | 2050 | 100% | 0 | 0 | 0% | Normal | 0% | 0.35058 | 0 | 0 | 140 kBtu/hr | 35000 | 0 | 0.00028571 | 9.6106 | 1522.9949 | 558.1641 | 116.52 | 0 | 2014 | 1.1051 | EIA 2018 Tech Forecast | 2015 DOE Commercial Warm Air Furnace TSD - EERE-2013-BT-STD-0021-0050 | AEG BEST | 140 | kBtu/hr | 0.04 | Commercial_Grocery_New_Space Heating_Furnace_AFUE 96%
Commercial_Grocery_New_Space Heating_Natural Gas_Furnace_E5 | Commercial | Grocery | New | Space Heating | Natural Gas | Furnace | E5 | Convert to Gas-Fired ASHP | 61.54% | 0% | 0% | 8.2213 | 0.80998 | 0.051636 | 0 | 17 | 29 | 2026 | 2050 | 100% | 0 | 0 | 0% | Normal | 0% | 0.25889 | 0 | 0 | 140 kBtu/hr | 35000 | 0 | 0.00028571 | 7.097 | 27066.6667 | 2666.6667 | 170 | 0 | 2017 | 1.0631 | EIA 2018 Tech Forecast | EIA 2018/2023 Tech Forecast, Adjusted for Size | AEG BEST | 140 | kBtu/hr | 0.04 | Commercial_Grocery_New_Space Heating_Furnace_Convert to Gas-Fired ASHP
Commercial_Grocery_New_Space Heating_Natural Gas_Furnace_E6 | Commercial | Grocery | New | Space Heating | Natural Gas | Furnace | E6 |  | 0% | 0% | 0% | 0 | 0 | 0 | 0 | 0 | 0 | 0 | 0 | 0% | 0 | 0 | 0% | Normal | 0% | 0 | 0 | 0 | [17 empty] | Commercial_Grocery_New_Space Heating_Furnace_
Commercial_Grocery_New_Space Heating_Natural Gas_Furnace_E7 | Commercial | Grocery | New | Space Heating | Natural Gas | Furnace | E7 |  | 0% | 0% | 0% | 0 | 0 | 0 | 0 | 0 | 0 | 0 | 0 | 0% | 0 | 0 | 0% | Normal | 0% | 0 | 0 | 0 | [17 empty] | Commercial_Grocery_New_Space Heating_Furnace_
Commercial_Grocery_New_Space Heating_Natural Gas_Furnace_E8 | Commercial | Grocery | New | Space Heating | Natural Gas | Furnace | E8 |  | 0% | 0% | 0% | 0 | 0 | 0 | 0 | 0 | 0 | 0 | 0 | 0% | 0 | 0 | 0% | Normal | 0% | 0 | 0 | 0 | [17 empty] | Commercial_Grocery_New_Space Heating_Furnace_
Commercial_Grocery_New_Space Heating_Natural Gas_Furnace_E9 | Commercial | Grocery | New | Space Heating | Natural Gas | Furnace | E9 |  | 0% | 0% | 0% | 0 | 0 | 0 | 0 | 0 | 0 | 0 | 0 | 0% | 0 | 0 | 0% | Normal | 0% | 0 | 0 | 0 | [17 empty] | Commercial_Grocery_New_Space Heating_Furnace_
Commercial_Grocery_New_Space Heating_Natural Gas_Furnace_E10 | Commercial | Grocery | New | Space Heating | Natural Gas | Furnace | E10 |  | 0% | 0% | 0% | 0 | 0 | 0 | 0 | 0 | 0 | 0 | 0 | 0% | 0 | 0 | 0% | Normal | 0% | 0 | 0 | 0 | [17 empty] | Commercial_Grocery_New_Space Heating_Furnace_
Commercial_Grocery_New_Space Heating_Natural Gas_Boiler_E1 | Commercial | Grocery | New | Space Heating | Natural Gas | Boiler | E1 | TE 80% | 100% | 0% | 0% | 1.2294 | 0.68685 | 0 | 0 | 19 | 31 | 2019 | 2023 | 100% | 0 | 0 | 0% | Normal | 0% | 1.7728 | 0 | 0 | 513.550054507209 kBtu/hr | 35000 | 0 | 7.7889e-05 | 34.6056 | 14516 | 8110 | 0 | 0 | 2015 | 1.0873 | RTF Wkbk - ComGasBoilersUES_v2.1 | CE_EWR Measure Cost Benchmarking - 02.08.23 | AEG BEST | 513.5501 | kBtu/hr | 0.04 | Commercial_Grocery_New_Space Heating_Boiler_TE 80%
Commercial_Grocery_New_Space Heating_Natural Gas_Boiler_E2 | Commercial | Grocery | New | Space Heating | Natural Gas | Boiler | E2 | TE 84% (2023 Standard) | 95.24% | 0% | 0% | 1.294 | 0.68685 | 0 | 0 | 19 | 31 | 2019 | 2023 | 100% | 0 | 0 | 0% | Normal | 0% | 1.6884 | 0 | 0 | 513.550054507209 kBtu/hr | 35000 | 0 | 7.7889e-05 | 32.9577 | 15279 | 8110 | 0 | 0 | 2015 | 1.0873 | RTF Wkbk - ComGasBoilersUES_v2.1 | CE_EWR Measure Cost Benchmarking - 02.08.23 | AEG BEST | 513.5501 | kBtu/hr | 0.04 | Commercial_Grocery_New_Space Heating_Boiler_TE 84% (2023 Standard)
Commercial_Grocery_New_Space Heating_Natural Gas_Boiler_E3 | Commercial | Grocery | New | Space Heating | Natural Gas | Boiler | E3 | TE 94% (ENERGY STAR 1.0) | 85.11% | 0% | 0% | 2.3407 | 0.7729 | 0 | 0 | 19 | 31 | 2019 | 2050 | 100% | 0 | 0 | 0% | Normal | 0% | 1.5088 | 0 | 0 | 513.550054507209 kBtu/hr | 35000 | 0 | 7.7889e-05 | 29.4516 | 27638 | 9126 | 0 | 0 | 2015 | 1.0873 | RTF Wkbk - ComGasBoilersUES_v2.1 | CE_EWR Measure Cost Benchmarking - 02.08.23 | AEG BEST | 513.5501 | kBtu/hr | 0.04 | Commercial_Grocery_New_Space Heating_Boiler_TE 94% (ENERGY STAR 1.0)
Commercial_Grocery_New_Space Heating_Natural Gas_Boiler_E4 | Commercial | Grocery | New | Space Heating | Natural Gas | Boiler | E4 | TE 98% | 81.63% | 0% | 0% | 2.6323 | 0.7729 | 0 | 0 | 19 | 31 | 2019 | 2050 | 100% | 0 | 0 | 0% | Normal | 0% | 1.4472 | 0 | 0 | 513.550054507209 kBtu/hr | 35000 | 0 | 7.7889e-05 | 28.2494 | 31080.8718 | 9126 | 0 | 0 | 2015 | 1.0873 | RTF Wkbk - ComGasBoilersUES_v2.1 | CE_EWR Measure Cost Benchmarking - 02.08.23 | AEG BEST | 513.5501 | kBtu/hr | 0.04 | Commercial_Grocery_New_Space Heating_Boiler_TE 98%
Commercial_Grocery_New_Space Heating_Natural Gas_Boiler_E5 | Commercial | Grocery | New | Space Heating | Natural Gas | Boiler | E5 | Convert to Gas-Fired ASHP | 61.54% | 0% | 0% | 8.4153 | 0.48302 | 0.15811 | 0 | 19 | 31 | 2019 | 2050 | 100% | 0 | 0 | 0% | Normal | 0% | 1.091 | 0 | 0 | 800 kBtu/hr | 35000 | 0 | 5e-05 | 21.2957 | 158316.7533 | 9086.959 | 2974.436 | 0 | 2017 | 1.0631 | RTF Wkbk - ComGasBoilersUES_v2.1 | AEO 2021 - gas_eng-driven_RTHP-heat 2017 typical | AEG BEST | 800 | kBtu/hr | 0.04 | Commercial_Grocery_New_Space Heating_Boiler_Convert to Gas-Fired ASHP
Commercial_Grocery_New_Space Heating_Natural Gas_Boiler_E6 | Commercial | Grocery | New | Space Heating | Natural Gas | Boiler | E6 |  | 0% | 0% | 0% | 0 | 0 | 0 | 0 | 0 | 0 | 0 | 0 | 0% | 0 | 0 | 0% | Normal | 0% | 0 | 0 | 0 | [17 empty] | Commercial_Grocery_New_Space Heating_Boiler_
Commercial_Grocery_New_Space Heating_Natural Gas_Boiler_E7 | Commercial | Grocery | New | Space Heating | Natural Gas | Boiler | E7 |  | 0% | 0% | 0% | 0 | 0 | 0 | 0 | 0 | 0 | 0 | 0 | 0% | 0 | 0 | 0% | Normal | 0% | 0 | 0 | 0 | [17 empty] | Commercial_Grocery_New_Space Heating_Boiler_
Commercial_Grocery_New_Space Heating_Natural Gas_Boiler_E8 | Commercial | Grocery | New | Space Heating | Natural Gas | Boiler | E8 |  | 0% | 0% | 0% | 0 | 0 | 0 | 0 | 0 | 0 | 0 | 0 | 0% | 0 | 0 | 0% | Normal | 0% | 0 | 0 | 0 | [17 empty] | Commercial_Grocery_New_Space Heating_Boiler_
Commercial_Grocery_New_Space Heating_Natural Gas_Boiler_E9 | Commercial | Grocery | New | Space Heating | Natural Gas | Boiler | E9 |  | 0% | 0% | 0% | 0 | 0 | 0 | 0 | 0 | 0 | 0 | 0 | 0% | 0 | 0 | 0% | Normal | 0% | 0 | 0 | 0 | [17 empty] | Commercial_Grocery_New_Space Heating_Boiler_
Commercial_Grocery_New_Space Heating_Natural Gas_Boiler_E10 | Commercial | Grocery | New | Space Heating | Natural Gas | Boiler | E10 |  | 0% | 0% | 0% | 0 | 0 | 0 | 0 | 0 | 0 | 0 | 0 | 0% | 0 | 0 | 0% | Normal | 0% | 0 | 0 | 0 | [17 empty] | Commercial_Grocery_New_Space Heating_Boiler_
Commercial_Grocery_New_Space Heating_Natural Gas_Unit Heater_E1 | Commercial | Grocery | New | Space Heating | Natural Gas | Unit Heater | E1 | Standard | 100% | 0% | 0% | 1.1495 | 0 | 0 | 0 | 9 | 15 | 2019 | 2023 | 100% | 0 | 0 | 0% | Normal | 0% | 1.281 | 0 | 0 | 120 kBtu/Hr | 35000 | 0 | 1.0737e-05 | 1071.1875 | 849.6 | 0 | 0 | 0 | 2018 | 1.05 | IL TRM v11 - 4.4.5 (Adjusted for WA Climate) | IL TRM v11 - 4.4.5 (Adjusted for WA Climate) | IL TRM v11 - 4.4.5 (Adjusted for WA Climate) | 120 | kBtu/Hr | 0.0012885 | Commercial_Grocery_New_Space Heating_Unit Heater_Standard
Commercial_Grocery_New_Space Heating_Natural Gas_Unit Heater_E2 | Commercial | Grocery | New | Space Heating | Natural Gas | Unit Heater | E2 | Condensing | 89.99% | 0% | 0% | 3.6757 | 0 | 0 | 0 | 9 | 15 | 2019 | 2050 | 100% | 0 | 0 | 0% | Normal | 0% | 1.1527 | 0 | 0 | 120 kBtu/Hr | 35000 | 0 | 1.0737e-05 | 963.9483 | 2716.8 | 0 | 0 | 0 | 2018 | 1.05 | IL TRM v11 - 4.4.5 (Adjusted for WA Climate) | IL TRM v11 - 4.4.5 (Adjusted for WA Climate) | IL TRM v11 - 4.4.5 (Adjusted for WA Climate) | 120 | kBtu/Hr | 0.0012885 | Commercial_Grocery_New_Space Heating_Unit Heater_Condensing
Commercial_Grocery_New_Space Heating_Natural Gas_Unit Heater_E3 | Commercial | Grocery | New | Space Heating | Natural Gas | Unit Heater | E3 | Infrared Radiant | 77.72% | 0% | 0% | 1.5878 | 0 | 0 | 0 | 9 | 15 | 2019 | 2050 | 100% | 0 | 0 | 0% | Normal | 0% | 0.99555 | 0 | 0 | 120 kBtu/Hr | 35000 | 0 | 1.0737e-05 | 832.5115 | 1173.6 | 0 | 0 | 0 | 2018 | 1.05 | IL TRM v11 - 4.4.5 (Adjusted for WA Climate) | IL TRM v11 - 4.4.5 (Adjusted for WA Climate) | IL TRM v11 - 4.4.5 (Adjusted for WA Climate) | 120 | kBtu/Hr | 0.0012885 | Commercial_Grocery_New_Space Heating_Unit Heater_Infrared Radiant
Commercial_Grocery_New_Space Heating_Natural Gas_Unit Heater_E4 | Commercial | Grocery | New | Space Heating | Natural Gas | Unit Heater | E4 |  | 0% | 0% | 0% | 0 | 0 | 0 | 0 | 0 | 0 | 0 | 0 | 0% | 0 | 0 | 0% | Normal | 0% | 0 | 0 | 0 | [17 empty] | Commercial_Grocery_New_Space Heating_Unit Heater_
Commercial_Grocery_New_Space Heating_Natural Gas_Unit Heater_E5 | Commercial | Grocery | New | Space Heating | Natural Gas | Unit Heater | E5 |  | 0% | 0% | 0% | 0 | 0 | 0 | 0 | 0 | 0 | 0 | 0 | 0% | 0 | 0 | 0% | Normal | 0% | 0 | 0 | 0 | [17 empty] | Commercial_Grocery_New_Space Heating_Unit Heater_
Commercial_Grocery_New_Space Heating_Natural Gas_Unit Heater_E6 | Commercial | Grocery | New | Space Heating | Natural Gas | Unit Heater | E6 |  | 0% | 0% | 0% | 0 | 0 | 0 | 0 | 0 | 0 | 0 | 0 | 0% | 0 | 0 | 0% | Normal | 0% | 0 | 0 | 0 | [17 empty] | Commercial_Grocery_New_Space Heating_Unit Heater_
Commercial_Grocery_New_Space Heating_Natural Gas_Unit Heater_E7 | Commercial | Grocery | New | Space Heating | Natural Gas | Unit Heater | E7 |  | 0% | 0% | 0% | 0 | 0 | 0 | 0 | 0 | 0 | 0 | 0 | 0% | 0 | 0 | 0% | Normal | 0% | 0 | 0 | 0 | [17 empty] | Commercial_Grocery_New_Space Heating_Unit Heater_
Commercial_Grocery_New_Space Heating_Natural Gas_Unit Heater_E8 | Commercial | Grocery | New | Space Heating | Natural Gas | Unit Heater | E8 |  | 0% | 0% | 0% | 0 | 0 | 0 | 0 | 0 | 0 | 0 | 0 | 0% | 0 | 0 | 0% | Normal | 0% | 0 | 0 | 0 | [17 empty] | Commercial_Grocery_New_Space Heating_Unit Heater_
Commercial_Grocery_New_Space Heating_Natural Gas_Unit Heater_E9 | Commercial | Grocery | New | Space Heating | Natural Gas | Unit Heater | E9 |  | 0% | 0% | 0% | 0 | 0 | 0 | 0 | 0 | 0 | 0 | 0 | 0% | 0 | 0 | 0% | Normal | 0% | 0 | 0 | 0 | [17 empty] | Commercial_Grocery_New_Space Heating_Unit Heater_
Commercial_Grocery_New_Space Heating_Natural Gas_Unit Heater_E10 | Commercial | Grocery | New | Space Heating | Natural Gas | Unit Heater | E10 |  | 0% | 0% | 0% | 0 | 0 | 0 | 0 | 0 | 0 | 0 | 0 | 0% | 0 | 0 | 0% | Normal | 0% | 0 | 0 | 0 | [17 empty] | Commercial_Grocery_New_Space Heating_Unit Heater_
Commercial_Grocery_New_Water Heating_Natural Gas_Water Heater_E1 | Commercial | Grocery | New | Water Heating | Natural Gas | Water Heater | E1 | TE 80% | 100% | 0% | 0% | 0.085604 | 0 | 0 | 0 | 8 | 12 | 2019 | 2050 | 100% | 0 | 0 | 0% | Normal | 0% | 0.18514 | 0 | 0 | 1 kBtu/hr | 35000 | 0 | 0.0030711 | 49.2044 | 26.22 | 0 | 0 | 0 | 2017 | 1.0631 | AEO 2022 - gas_water_heater 2017 current standard | AEO 2022 - gas_water_heater 2017 current standard | AEG BEST / Market Profile | 1 | kBtu/hr | 0.0030711 | Commercial_Grocery_New_Water Heating_Water Heater_TE 80%
Commercial_Grocery_New_Water Heating_Natural Gas_Water Heater_E2 | Commercial | Grocery | New | Water Heating | Natural Gas | Water Heater | E2 | TE 94% (ENERGY STAR 2.0) | 85.11% | 0% | 0% | 0.09566 | 0 | 0 | 0 | 8 | 12 | 2019 | 2050 | 100% | 0 | 0 | 0% | Normal | 0% | 0.15757 | 0 | 0 | 1 kBtu/hr | 35000 | 0 | 0.0030711 | 41.8761 | 29.3 | 0 | 0 | 0 | 2017 | 1.0631 | AEO 2022 - gas_water_heater 2017 ENERGY STAR | AEO 2022 - gas_water_heater 2017 ENERGY STAR | AEG BEST / Market Profile | 1 | kBtu/hr | 0.0030711 | Commercial_Grocery_New_Water Heating_Water Heater_TE 94% (ENERGY STAR 2.0)
Commercial_Grocery_New_Water Heating_Natural Gas_Water Heater_E3 | Commercial | Grocery | New | Water Heating | Natural Gas | Water Heater | E3 | TE 96% (Instantaneous) | 70.92% | 0% | 0% | 0.099995 | 0 | 0 | 0 | 8 | 12 | 2019 | 2050 | 100% | 0 | 0 | 0% | Normal | 0% | 0.13131 | 0 | 0 | 1 kBtu/hr | 35000 | 0 | 0.0030711 | 34.8967 | 30.6277 | 0 | 0 | 0 | 2017 | 1.0631 | AEO 2022 - gas_water_heater 2017 current standard | AEO interpolation based on EIA data | AEG BEST / Market Profile | 1 | kBtu/hr | 0.0030711 | Commercial_Grocery_New_Water Heating_Water Heater_TE 96% (Instantaneous)
Commercial_Grocery_New_Water Heating_Natural Gas_Water Heater_E4 | Commercial | Grocery | New | Water Heating | Natural Gas | Water Heater | E4 | UEF 1.0+ (Gas-Fired HPWH) | 53.53% | 0% | 0% | 0.1841 | 0 | 0 | 0 | 11 | 19 | 2026 | 2050 | 100% | 0 | 0 | 0% | Normal | 0% | 0.0991 | 0 | 0 | 1 kBtu/hr | 35000 | 0 | 0.0030711 | 26.3372 | 56.3879 | 0 | 0 | 0 | 2017 | 1.0631 | AEO 2022 - HP water heater 2020 typical | NEEA Report #E20-309, Robur Heat Pump Field Trial. March 11, 2020. | AEG BEST / Market Profile | 1 | kBtu/hr | 0.0030711 | Commercial_Grocery_New_Water Heating_Water Heater_UEF 1.0+ (Gas-Fired HPWH)
Commercial_Grocery_New_Water Heating_Natural Gas_Water Heater_E5 | Commercial | Grocery | New | Water Heating | Natural Gas | Water Heater | E5 |  | 0% | 0% | 0% | 0 | 0 | 0 | 0 | 0 | 0 | 0 | 0 | 0% | 0 | 0 | 0% | Normal | 0% | 0 | 0 | 0 | [17 empty] | Commercial_Grocery_New_Water Heating_Water Heater_
Commercial_Grocery_New_Water Heating_Natural Gas_Water Heater_E6 | Commercial | Grocery | New | Water Heating | Natural Gas | Water Heater | E6 |  | 0% | 0% | 0% | 0 | 0 | 0 | 0 | 0 | 0 | 0 | 0 | 0% | 0 | 0 | 0% | Normal | 0% | 0 | 0 | 0 | [17 empty] | Commercial_Grocery_New_Water Heating_Water Heater_
Commercial_Grocery_New_Water Heating_Natural Gas_Water Heater_E7 | Commercial | Grocery | New | Water Heating | Natural Gas | Water Heater | E7 |  | 0% | 0% | 0% | 0 | 0 | 0 | 0 | 0 | 0 | 0 | 0 | 0% | 0 | 0 | 0% | Normal | 0% | 0 | 0 | 0 | [17 empty] | Commercial_Grocery_New_Water Heating_Water Heater_
Commercial_Grocery_New_Water Heating_Natural Gas_Water Heater_E8 | Commercial | Grocery | New | Water Heating | Natural Gas | Water Heater | E8 |  | 0% | 0% | 0% | 0 | 0 | 0 | 0 | 0 | 0 | 0 | 0 | 0% | 0 | 0 | 0% | Normal | 0% | 0 | 0 | 0 | [17 empty] | Commercial_Grocery_New_Water Heating_Water Heater_
Commercial_Grocery_New_Water Heating_Natural Gas_Water Heater_E9 | Commercial | Grocery | New | Water Heating | Natural Gas | Water Heater | E9 |  | 0% | 0% | 0% | 0 | 0 | 0 | 0 | 0 | 0 | 0 | 0 | 0% | 0 | 0 | 0% | Normal | 0% | 0 | 0 | 0 | [17 empty] | Commercial_Grocery_New_Water Heating_Water Heater_
Commercial_Grocery_New_Water Heating_Natural Gas_Water Heater_E10 | Commercial | Grocery | New | Water Heating | Natural Gas | Water Heater | E10 |  | 0% | 0% | 0% | 0 | 0 | 0 | 0 | 0 | 0 | 0 | 0 | 0% | 0 | 0 | 0% | Normal | 0% | 0 | 0 | 0 | [17 empty] | Commercial_Grocery_New_Water Heating_Water Heater_
Commercial_Grocery_New_Food Preparation_Natural Gas_Oven_E1 | Commercial | Grocery | New | Food Preparation | Natural Gas | Oven | E1 | Standard | 100% | 0% | 0% | 8.442 | 0 | 0 | 0 | 8 | 13 | 2019 | 2050 | 100% | 0 | 0 | 0% | Normal | 0% | 0.35113 | 0 | 0 | 1 unit | 35000 | 0 | 0.00046634 | 752.9515 | 16851 | 0 | 0 | 0 | 2016 | 1.0743 | RTF WkBk - ComCookingCombinationOven_v5_0 | ENERGY STAR Version 3.0 Commercial Ovens Final Specification Data Package | RTF WkBk - ComCookingCombinationOven_v5_0 | 1 | unit | 0.00046634 | Commercial_Grocery_New_Food Preparation_Oven_Standard
Commercial_Grocery_New_Food Preparation_Natural Gas_Oven_E2 | Commercial | Grocery | New | Food Preparation | Natural Gas | Oven | E2 | ENERGY STAR (3.0) | 57.26% | 0% | 0% | 8.7968 | 0 | 0 | 0 | 8 | 13 | 2019 | 2050 | 100% | 0 | 0 | 0% | Normal | 0% | 0.20107 | 0 | 0 | 1 unit | 35000 | 0 | 0.00046634 | 431.1611 | 17559.1305 | 0 | 0 | 0 | 2016 | 1.0743 | RTF WkBk - ComCookingCombinationOven_v5_0 | RTF WkBk - ComCookingCombinationOven_v5_0 | RTF WkBk - ComCookingCombinationOven_v5_0 | 1 | unit | 0.00046634 | Commercial_Grocery_New_Food Preparation_Oven_ENERGY STAR (3.0)
Commercial_Grocery_New_Food Preparation_Natural Gas_Oven_E3 | Commercial | Grocery | New | Food Preparation | Natural Gas | Oven | E3 |  | 0% | 0% | 0% | 0 | 0 | 0 | 0 | 0 | 0 | 0 | 0 | 0% | 0 | 0 | 0% | Normal | 0% | 0 | 0 | 0 | [17 empty] | Commercial_Grocery_New_Food Preparation_Oven_
Commercial_Grocery_New_Food Preparation_Natural Gas_Oven_E4 | Commercial | Grocery | New | Food Preparation | Natural Gas | Oven | E4 |  | 0% | 0% | 0% | 0 | 0 | 0 | 0 | 0 | 0 | 0 | 0 | 0% | 0 | 0 | 0% | Normal | 0% | 0 | 0 | 0 | [17 empty] | Commercial_Grocery_New_Food Preparation_Oven_
Commercial_Grocery_New_Food Preparation_Natural Gas_Oven_E5 | Commercial | Grocery | New | Food Preparation | Natural Gas | Oven | E5 |  | 0% | 0% | 0% | 0 | 0 | 0 | 0 | 0 | 0 | 0 | 0 | 0% | 0 | 0 | 0% | Normal | 0% | 0 | 0 | 0 | [17 empty] | Commercial_Grocery_New_Food Preparation_Oven_
Commercial_Grocery_New_Food Preparation_Natural Gas_Oven_E6 | Commercial | Grocery | New | Food Preparation | Natural Gas | Oven | E6 |  | 0% | 0% | 0% | 0 | 0 | 0 | 0 | 0 | 0 | 0 | 0 | 0% | 0 | 0 | 0% | Normal | 0% | 0 | 0 | 0 | [17 empty] | Commercial_Grocery_New_Food Preparation_Oven_
Commercial_Grocery_New_Food Preparation_Natural Gas_Oven_E7 | Commercial | Grocery | New | Food Preparation | Natural Gas | Oven | E7 |  | 0% | 0% | 0% | 0 | 0 | 0 | 0 | 0 | 0 | 0 | 0 | 0% | 0 | 0 | 0% | Normal | 0% | 0 | 0 | 0 | [17 empty] | Commercial_Grocery_New_Food Preparation_Oven_
Commercial_Grocery_New_Food Preparation_Natural Gas_Oven_E8 | Commercial | Grocery | New | Food Preparation | Natural Gas | Oven | E8 |  | 0% | 0% | 0% | 0 | 0 | 0 | 0 | 0 | 0 | 0 | 0 | 0% | 0 | 0 | 0% | Normal | 0% | 0 | 0 | 0 | [17 empty] | Commercial_Grocery_New_Food Preparation_Oven_
Commercial_Grocery_New_Food Preparation_Natural Gas_Oven_E9 | Commercial | Grocery | New | Food Preparation | Natural Gas | Oven | E9 |  | 0% | 0% | 0% | 0 | 0 | 0 | 0 | 0 | 0 | 0 | 0 | 0% | 0 | 0 | 0% | Normal | 0% | 0 | 0 | 0 | [17 empty] | Commercial_Grocery_New_Food Preparation_Oven_
Commercial_Grocery_New_Food Preparation_Natural Gas_Oven_E10 | Commercial | Grocery | New | Food Preparation | Natural Gas | Oven | E10 |  | 0% | 0% | 0% | 0 | 0 | 0 | 0 | 0 | 0 | 0 | 0 | 0% | 0 | 0 | 0% | Normal | 0% | 0 | 0 | 0 | [17 empty] | Commercial_Grocery_New_Food Preparation_Oven_
Commercial_Grocery_New_Food Preparation_Natural Gas_Conveyor Oven_E1 | Commercial | Grocery | New | Food Preparation | Natural Gas | Conveyor Oven | E1 | Standard | 100% | 0% | 0% | 2.0072 | 0 | 0 | 0 | 15 | 19 | 2019 | 2050 | 100% | 0 | 0 | 0% | Normal | 0% | 0.52338 | 0 | 0 | 1 unit | 35000 | 0 | 0.00018138 | 2885.475 | 10177 | 0 | 0 | 0 | 2015 | 1.0873 | IL TRM - 4.2.4 - CI-FSE-CVOV-V02-180101 | PGE Workpaper, PGECOFST117 R5, 2015 | MN TRM 3.1 - Gas Conveyor Oven v1.1 | 1 | unit | 0.00018138 | Commercial_Grocery_New_Food Preparation_Conveyor Oven_Standard
Commercial_Grocery_New_Food Preparation_Natural Gas_Conveyor Oven_E2 | Commercial | Grocery | New | Food Preparation | Natural Gas | Conveyor Oven | E2 | Efficient (>44% Baking Efficiency) | 76.02% | 0% | 0% | 2.447 | 0 | 0 | 0 | 15 | 19 | 2019 | 2050 | 100% | 0 | 0 | 0% | Normal | 0% | 0.39785 | 0 | 0 | 1 unit | 35000 | 0 | 0.00018138 | 2193.4093 | 12407 | 0 | 0 | 0 | 2015 | 1.0873 | IL TRM - 4.2.4 - CI-FSE-CVOV-V02-180101 | PGE Workpaper, PGECOFST117 R5, 2015 | MN TRM 3.1 - Gas Conveyor Oven v1.1 | 1 | unit | 0.00018138 | Commercial_Grocery_New_Food Preparation_Conveyor Oven_Efficient (>44% Baking Efficiency)
Commercial_Grocery_New_Food Preparation_Natural Gas_Conveyor Oven_E3 | Commercial | Grocery | New | Food Preparation | Natural Gas | Conveyor Oven | E3 |  | 0% | 0% | 0% | 0 | 0 | 0 | 0 | 0 | 0 | 0 | 0 | 0% | 0 | 0 | 0% | Normal | 0% | 0 | 0 | 0 | [17 empty] | Commercial_Grocery_New_Food Preparation_Conveyor Oven_
Commercial_Grocery_New_Food Preparation_Natural Gas_Conveyor Oven_E4 | Commercial | Grocery | New | Food Preparation | Natural Gas | Conveyor Oven | E4 |  | 0% | 0% | 0% | 0 | 0 | 0 | 0 | 0 | 0 | 0 | 0 | 0% | 0 | 0 | 0% | Normal | 0% | 0 | 0 | 0 | [17 empty] | Commercial_Grocery_New_Food Preparation_Conveyor Oven_
Commercial_Grocery_New_Food Preparation_Natural Gas_Conveyor Oven_E5 | Commercial | Grocery | New | Food Preparation | Natural Gas | Conveyor Oven | E5 |  | 0% | 0% | 0% | 0 | 0 | 0 | 0 | 0 | 0 | 0 | 0 | 0% | 0 | 0 | 0% | Normal | 0% | 0 | 0 | 0 | [17 empty] | Commercial_Grocery_New_Food Preparation_Conveyor Oven_
Commercial_Grocery_New_Food Preparation_Natural Gas_Conveyor Oven_E6 | Commercial | Grocery | New | Food Preparation | Natural Gas | Conveyor Oven | E6 |  | 0% | 0% | 0% | 0 | 0 | 0 | 0 | 0 | 0 | 0 | 0 | 0% | 0 | 0 | 0% | Normal | 0% | 0 | 0 | 0 | [17 empty] | Commercial_Grocery_New_Food Preparation_Conveyor Oven_
Commercial_Grocery_New_Food Preparation_Natural Gas_Conveyor Oven_E7 | Commercial | Grocery | New | Food Preparation | Natural Gas | Conveyor Oven | E7 |  | 0% | 0% | 0% | 0 | 0 | 0 | 0 | 0 | 0 | 0 | 0 | 0% | 0 | 0 | 0% | Normal | 0% | 0 | 0 | 0 | [17 empty] | Commercial_Grocery_New_Food Preparation_Conveyor Oven_
Commercial_Grocery_New_Food Preparation_Natural Gas_Conveyor Oven_E8 | Commercial | Grocery | New | Food Preparation | Natural Gas | Conveyor Oven | E8 |  | 0% | 0% | 0% | 0 | 0 | 0 | 0 | 0 | 0 | 0 | 0 | 0% | 0 | 0 | 0% | Normal | 0% | 0 | 0 | 0 | [17 empty] | Commercial_Grocery_New_Food Preparation_Conveyor Oven_
Commercial_Grocery_New_Food Preparation_Natural Gas_Conveyor Oven_E9 | Commercial | Grocery | New | Food Preparation | Natural Gas | Conveyor Oven | E9 |  | 0% | 0% | 0% | 0 | 0 | 0 | 0 | 0 | 0 | 0 | 0 | 0% | 0 | 0 | 0% | Normal | 0% | 0 | 0 | 0 | [17 empty] | Commercial_Grocery_New_Food Preparation_Conveyor Oven_
Commercial_Grocery_New_Food Preparation_Natural Gas_Conveyor Oven_E10 | Commercial | Grocery | New | Food Preparation | Natural Gas | Conveyor Oven | E10 |  | 0% | 0% | 0% | 0 | 0 | 0 | 0 | 0 | 0 | 0 | 0 | 0% | 0 | 0 | 0% | Normal | 0% | 0 | 0 | 0 | [17 empty] | Commercial_Grocery_New_Food Preparation_Conveyor Oven_
Commercial_Grocery_New_Food Preparation_Natural Gas_Double Rack Oven_E1 | Commercial | Grocery | New | Food Preparation | Natural Gas | Double Rack Oven | E1 | Standard | 100% | 0% | 0% | 2.9522 | 0 | 0 | 0 | 10 | 14 | 2019 | 2050 | 100% | 0 | 0 | 0% | Normal | 0% | 0.93274 | 0 | 0 | 1 unit | 35000 | 0 | 0.00021962 | 4247.1 | 12513 | 0 | 0 | 0 | 2016 | 1.0743 | IL TRM - 4.2.18 - CI-FSE-RKOV-VO2-180101 | PGE Workpaper, PGECOFST109 R6, 2016 | IL TRM - 4.2.18 - CI-FSE-RKOV-VO2-180101 | 1 | unit | 0.00021962 | Commercial_Grocery_New_Food Preparation_Double Rack Oven_Standard
Commercial_Grocery_New_Food Preparation_Natural Gas_Double Rack Oven_E2 | Commercial | Grocery | New | Food Preparation | Natural Gas | Double Rack Oven | E2 | FTSC Qualified (>50% Cooking Efficiency) | 54.55% | 0% | 0% | 3.9261 | 0 | 0 | 0 | 10 | 14 | 2019 | 2050 | 100% | 0 | 0 | 0% | Normal | 0% | 0.50877 | 0 | 0 | 1 unit | 35000 | 0 | 0.00021962 | 2316.6 | 16641 | 0 | 0 | 0 | 2016 | 1.0743 | IL TRM - 4.2.18 - CI-FSE-RKOV-VO2-180101 | PGE Workpaper, PGECOFST109 R6, 2016 | IL TRM - 4.2.18 - CI-FSE-RKOV-VO2-180101 | 1 | unit | 0.00021962 | Commercial_Grocery_New_Food Preparation_Double Rack Oven_FTSC Qualified (>50% Cooking Efficiency)
Commercial_Grocery_New_Food Preparation_Natural Gas_Double Rack Oven_E3 | Commercial | Grocery | New | Food Preparation | Natural Gas | Double Rack Oven | E3 |  | 0% | 0% | 0% | 0 | 0 | 0 | 0 | 0 | 0 | 0 | 0 | 0% | 0 | 0 | 0% | Normal | 0% | 0 | 0 | 0 | [17 empty] | Commercial_Grocery_New_Food Preparation_Double Rack Oven_
Commercial_Grocery_New_Food Preparation_Natural Gas_Double Rack Oven_E4 | Commercial | Grocery | New | Food Preparation | Natural Gas | Double Rack Oven | E4 |  | 0% | 0% | 0% | 0 | 0 | 0 | 0 | 0 | 0 | 0 | 0 | 0% | 0 | 0 | 0% | Normal | 0% | 0 | 0 | 0 | [17 empty] | Commercial_Grocery_New_Food Preparation_Double Rack Oven_
Commercial_Grocery_New_Food Preparation_Natural Gas_Double Rack Oven_E5 | Commercial | Grocery | New | Food Preparation | Natural Gas | Double Rack Oven | E5 |  | 0% | 0% | 0% | 0 | 0 | 0 | 0 | 0 | 0 | 0 | 0 | 0% | 0 | 0 | 0% | Normal | 0% | 0 | 0 | 0 | [17 empty] | Commercial_Grocery_New_Food Preparation_Double Rack Oven_
Commercial_Grocery_New_Food Preparation_Natural Gas_Double Rack Oven_E6 | Commercial | Grocery | New | Food Preparation | Natural Gas | Double Rack Oven | E6 |  | 0% | 0% | 0% | 0 | 0 | 0 | 0 | 0 | 0 | 0 | 0 | 0% | 0 | 0 | 0% | Normal | 0% | 0 | 0 | 0 | [17 empty] | Commercial_Grocery_New_Food Preparation_Double Rack Oven_
Commercial_Grocery_New_Food Preparation_Natural Gas_Double Rack Oven_E7 | Commercial | Grocery | New | Food Preparation | Natural Gas | Double Rack Oven | E7 |  | 0% | 0% | 0% | 0 | 0 | 0 | 0 | 0 | 0 | 0 | 0 | 0% | 0 | 0 | 0% | Normal | 0% | 0 | 0 | 0 | [17 empty] | Commercial_Grocery_New_Food Preparation_Double Rack Oven_
Commercial_Grocery_New_Food Preparation_Natural Gas_Double Rack Oven_E8 | Commercial | Grocery | New | Food Preparation | Natural Gas | Double Rack Oven | E8 |  | 0% | 0% | 0% | 0 | 0 | 0 | 0 | 0 | 0 | 0 | 0 | 0% | 0 | 0 | 0% | Normal | 0% | 0 | 0 | 0 | [17 empty] | Commercial_Grocery_New_Food Preparation_Double Rack Oven_
Commercial_Grocery_New_Food Preparation_Natural Gas_Double Rack Oven_E9 | Commercial | Grocery | New | Food Preparation | Natural Gas | Double Rack Oven | E9 |  | 0% | 0% | 0% | 0 | 0 | 0 | 0 | 0 | 0 | 0 | 0 | 0% | 0 | 0 | 0% | Normal | 0% | 0 | 0 | 0 | [17 empty] | Commercial_Grocery_New_Food Preparation_Double Rack Oven_
Commercial_Grocery_New_Food Preparation_Natural Gas_Double Rack Oven_E10 | Commercial | Grocery | New | Food Preparation | Natural Gas | Double Rack Oven | E10 |  | 0% | 0% | 0% | 0 | 0 | 0 | 0 | 0 | 0 | 0 | 0 | 0% | 0 | 0 | 0% | Normal | 0% | 0 | 0 | 0 | [17 empty] | Commercial_Grocery_New_Food Preparation_Double Rack Oven_
Commercial_Grocery_New_Food Preparation_Natural Gas_Fryer_E1 | Commercial | Grocery | New | Food Preparation | Natural Gas | Fryer | E1 | Standard | 100% | 0% | 0% | 1.8666 | 0 | 0 | 0 | 7 | 11 | 2019 | 2021 | 100% | 0 | 0 | 0% | Normal | 0% | 0.46437 | 0 | 0 | 1 unit | 35000 | 0 | 0.00048779 | 951.9922 | 3562.1384 | 0 | 0 | 0 | 2016 | 1.0743 | RTF WkBk - ComCookingFryer_v5_0 | RTF WkBk - ComCookingFryer_v5_0 | RTF WkBk - ComCookingFryer_v5_0 | 1 | unit | 0.00048779 | Commercial_Grocery_New_Food Preparation_Fryer_Standard
Commercial_Grocery_New_Food Preparation_Natural Gas_Fryer_E2 | Commercial | Grocery | New | Food Preparation | Natural Gas | Fryer | E2 | ENERGY STAR (3.0) | 67.2% | 0% | 0% | 2.2262 | 0 | 0 | 0 | 7 | 11 | 2019 | 2050 | 100% | 0 | 0 | 0% | Normal | 0% | 0.31205 | 0 | 0 | 1 unit | 35000 | 0 | 0.00048779 | 639.7296 | 4248.3333 | 0 | 0 | 0 | 2016 | 1.0743 | RTF WkBk - ComCookingFryer_v5_0 | RTF WkBk - ComCookingFryer_v5_0 | RTF WkBk - ComCookingFryer_v5_0 | 1 | unit | 0.00048779 | Commercial_Grocery_New_Food Preparation_Fryer_ENERGY STAR (3.0)
Commercial_Grocery_New_Food Preparation_Natural Gas_Fryer_E3 | Commercial | Grocery | New | Food Preparation | Natural Gas | Fryer | E3 |  | 0% | 0% | 0% | 0 | 0 | 0 | 0 | 0 | 0 | 0 | 0 | 0% | 0 | 0 | 0% | Normal | 0% | 0 | 0 | 0 | [17 empty] | Commercial_Grocery_New_Food Preparation_Fryer_
Commercial_Grocery_New_Food Preparation_Natural Gas_Fryer_E4 | Commercial | Grocery | New | Food Preparation | Natural Gas | Fryer | E4 |  | 0% | 0% | 0% | 0 | 0 | 0 | 0 | 0 | 0 | 0 | 0 | 0% | 0 | 0 | 0% | Normal | 0% | 0 | 0 | 0 | [17 empty] | Commercial_Grocery_New_Food Preparation_Fryer_
Commercial_Grocery_New_Food Preparation_Natural Gas_Fryer_E5 | Commercial | Grocery | New | Food Preparation | Natural Gas | Fryer | E5 |  | 0% | 0% | 0% | 0 | 0 | 0 | 0 | 0 | 0 | 0 | 0 | 0% | 0 | 0 | 0% | Normal | 0% | 0 | 0 | 0 | [17 empty] | Commercial_Grocery_New_Food Preparation_Fryer_
Commercial_Grocery_New_Food Preparation_Natural Gas_Fryer_E6 | Commercial | Grocery | New | Food Preparation | Natural Gas | Fryer | E6 |  | 0% | 0% | 0% | 0 | 0 | 0 | 0 | 0 | 0 | 0 | 0 | 0% | 0 | 0 | 0% | Normal | 0% | 0 | 0 | 0 | [17 empty] | Commercial_Grocery_New_Food Preparation_Fryer_
Commercial_Grocery_New_Food Preparation_Natural Gas_Fryer_E7 | Commercial | Grocery | New | Food Preparation | Natural Gas | Fryer | E7 |  | 0% | 0% | 0% | 0 | 0 | 0 | 0 | 0 | 0 | 0 | 0 | 0% | 0 | 0 | 0% | Normal | 0% | 0 | 0 | 0 | [17 empty] | Commercial_Grocery_New_Food Preparation_Fryer_
Commercial_Grocery_New_Food Preparation_Natural Gas_Fryer_E8 | Commercial | Grocery | New | Food Preparation | Natural Gas | Fryer | E8 |  | 0% | 0% | 0% | 0 | 0 | 0 | 0 | 0 | 0 | 0 | 0 | 0% | 0 | 0 | 0% | Normal | 0% | 0 | 0 | 0 | [17 empty] | Commercial_Grocery_New_Food Preparation_Fryer_
Commercial_Grocery_New_Food Preparation_Natural Gas_Fryer_E9 | Commercial | Grocery | New | Food Preparation | Natural Gas | Fryer | E9 |  | 0% | 0% | 0% | 0 | 0 | 0 | 0 | 0 | 0 | 0 | 0 | 0% | 0 | 0 | 0% | Normal | 0% | 0 | 0 | 0 | [17 empty] | Commercial_Grocery_New_Food Preparation_Fryer_
Commercial_Grocery_New_Food Preparation_Natural Gas_Fryer_E10 | Commercial | Grocery | New | Food Preparation | Natural Gas | Fryer | E10 |  | 0% | 0% | 0% | 0 | 0 | 0 | 0 | 0 | 0 | 0 | 0 | 0% | 0 | 0 | 0% | Normal | 0% | 0 | 0 | 0 | [17 empty] | Commercial_Grocery_New_Food Preparation_Fryer_
Commercial_Grocery_New_Food Preparation_Natural Gas_Broiler_E1 | Commercial | Grocery | New | Food Preparation | Natural Gas | Broiler | E1 | Standard | 100% | 0% | 0% | 2.0856 | 0 | 0 | 0 | 10 | 14 | 2019 | 2050 | 100% | 0 | 0 | 0% | Normal | 0% | 0.48098 | 0 | 0 | 1 unit | 35000 | 0 | 0.00071502 | 672.672 | 2500 | 0 | 0 | 0 | 2011 | 1.1667 | IL TRM - 4.2.14 - CI-FSE-IRBL-V02-180101 | Estimate | IL TRM - 4.2.14 - CI-FSE-IRBL-V02-180101 | 1 | unit | 0.00071502 | Commercial_Grocery_New_Food Preparation_Broiler_Standard
Commercial_Grocery_New_Food Preparation_Natural Gas_Broiler_E2 | Commercial | Grocery | New | Food Preparation | Natural Gas | Broiler | E2 | Infrared Burners | 64.29% | 0% | 0% | 2.9198 | 0 | 0 | 0 | 10 | 14 | 2019 | 2050 | 100% | 0 | 0 | 0% | Normal | 0% | 0.3092 | 0 | 0 | 1 unit | 35000 | 0 | 0.00071502 | 432.432 | 3500 | 0 | 0 | 0 | 2011 | 1.1667 | IL TRM - 4.2.14 - CI-FSE-IRBL-V02-180101 | IL TRM - 4.2.14 - CI-FSE-IRBL-V02-180101 | IL TRM - 4.2.14 - CI-FSE-IRBL-V02-180101 | 1 | unit | 0.00071502 | Commercial_Grocery_New_Food Preparation_Broiler_Infrared Burners
Commercial_Grocery_New_Food Preparation_Natural Gas_Broiler_E3 | Commercial | Grocery | New | Food Preparation | Natural Gas | Broiler | E3 |  | 0% | 0% | 0% | 0 | 0 | 0 | 0 | 0 | 0 | 0 | 0 | 0% | 0 | 0 | 0% | Normal | 0% | 0 | 0 | 0 | [17 empty] | Commercial_Grocery_New_Food Preparation_Broiler_
Commercial_Grocery_New_Food Preparation_Natural Gas_Broiler_E4 | Commercial | Grocery | New | Food Preparation | Natural Gas | Broiler | E4 |  | 0% | 0% | 0% | 0 | 0 | 0 | 0 | 0 | 0 | 0 | 0 | 0% | 0 | 0 | 0% | Normal | 0% | 0 | 0 | 0 | [17 empty] | Commercial_Grocery_New_Food Preparation_Broiler_
Commercial_Grocery_New_Food Preparation_Natural Gas_Broiler_E5 | Commercial | Grocery | New | Food Preparation | Natural Gas | Broiler | E5 |  | 0% | 0% | 0% | 0 | 0 | 0 | 0 | 0 | 0 | 0 | 0 | 0% | 0 | 0 | 0% | Normal | 0% | 0 | 0 | 0 | [17 empty] | Commercial_Grocery_New_Food Preparation_Broiler_
Commercial_Grocery_New_Food Preparation_Natural Gas_Broiler_E6 | Commercial | Grocery | New | Food Preparation | Natural Gas | Broiler | E6 |  | 0% | 0% | 0% | 0 | 0 | 0 | 0 | 0 | 0 | 0 | 0 | 0% | 0 | 0 | 0% | Normal | 0% | 0 | 0 | 0 | [17 empty] | Commercial_Grocery_New_Food Preparation_Broiler_
Commercial_Grocery_New_Food Preparation_Natural Gas_Broiler_E7 | Commercial | Grocery | New | Food Preparation | Natural Gas | Broiler | E7 |  | 0% | 0% | 0% | 0 | 0 | 0 | 0 | 0 | 0 | 0 | 0 | 0% | 0 | 0 | 0% | Normal | 0% | 0 | 0 | 0 | [17 empty] | Commercial_Grocery_New_Food Preparation_Broiler_
Commercial_Grocery_New_Food Preparation_Natural Gas_Broiler_E8 | Commercial | Grocery | New | Food Preparation | Natural Gas | Broiler | E8 |  | 0% | 0% | 0% | 0 | 0 | 0 | 0 | 0 | 0 | 0 | 0 | 0% | 0 | 0 | 0% | Normal | 0% | 0 | 0 | 0 | [17 empty] | Commercial_Grocery_New_Food Preparation_Broiler_
Commercial_Grocery_New_Food Preparation_Natural Gas_Broiler_E9 | Commercial | Grocery | New | Food Preparation | Natural Gas | Broiler | E9 |  | 0% | 0% | 0% | 0 | 0 | 0 | 0 | 0 | 0 | 0 | 0 | 0% | 0 | 0 | 0% | Normal | 0% | 0 | 0 | 0 | [17 empty] | Commercial_Grocery_New_Food Preparation_Broiler_
Commercial_Grocery_New_Food Preparation_Natural Gas_Broiler_E10 | Commercial | Grocery | New | Food Preparation | Natural Gas | Broiler | E10 |  | 0% | 0% | 0% | 0 | 0 | 0 | 0 | 0 | 0 | 0 | 0 | 0% | 0 | 0 | 0% | Normal | 0% | 0 | 0 | 0 | [17 empty] | Commercial_Grocery_New_Food Preparation_Broiler_
Commercial_Grocery_New_Food Preparation_Natural Gas_Griddle_E1 | Commercial | Grocery | New | Food Preparation | Natural Gas | Griddle | E1 | Standard | 100% | 0% | 0% | 1.5181 | 0 | 0 | 0 | 10 | 14 | 2019 | 2050 | 100% | 0 | 0 | 0% | Normal | 0% | 0.32288 | 0 | 0 | 1 unit | 35000 | 0 | 0.0002621 | 1231.891 | 5150 | 0 | 0 | 0 | 2013 | 1.1247 | IL TRM - 4.2.8 - CI-FSE-ESGR-V04-200101 | COOK_GRD-Food Preparation-EIA14-2014 Ref. Case-5 | IL TRM - 4.2.8 - CI-FSE-ESGR-V04-200101 | 1 | unit | 0.0002621 | Commercial_Grocery_New_Food Preparation_Griddle_Standard
Commercial_Grocery_New_Food Preparation_Natural Gas_Griddle_E2 | Commercial | Grocery | New | Food Preparation | Natural Gas | Griddle | E2 | ENERGY STAR | 86.37% | 0% | 0% | 1.6242 | 0 | 0 | 0 | 10 | 14 | 2019 | 2050 | 100% | 0 | 0 | 0% | Normal | 0% | 0.27886 | 0 | 0 | 1 unit | 35000 | 0 | 0.0002621 | 1063.9446 | 5510 | 0 | 0 | 0 | 2013 | 1.1247 | IL TRM - 4.2.8 - CI-FSE-ESGR-V04-200101 | COOK_GRD-Food Preparation-EIA14-2014 Ref. Case-5 | IL TRM - 4.2.8 - CI-FSE-ESGR-V04-200101 | 1 | unit | 0.0002621 | Commercial_Grocery_New_Food Preparation_Griddle_ENERGY STAR
Commercial_Grocery_New_Food Preparation_Natural Gas_Griddle_E3 | Commercial | Grocery | New | Food Preparation | Natural Gas | Griddle | E3 |  | 0% | 0% | 0% | 0 | 0 | 0 | 0 | 0 | 0 | 0 | 0 | 0% | 0 | 0 | 0% | Normal | 0% | 0 | 0 | 0 | [17 empty] | Commercial_Grocery_New_Food Preparation_Griddle_
Commercial_Grocery_New_Food Preparation_Natural Gas_Griddle_E4 | Commercial | Grocery | New | Food Preparation | Natural Gas | Griddle | E4 |  | 0% | 0% | 0% | 0 | 0 | 0 | 0 | 0 | 0 | 0 | 0 | 0% | 0 | 0 | 0% | Normal | 0% | 0 | 0 | 0 | [17 empty] | Commercial_Grocery_New_Food Preparation_Griddle_
Commercial_Grocery_New_Food Preparation_Natural Gas_Griddle_E5 | Commercial | Grocery | New | Food Preparation | Natural Gas | Griddle | E5 |  | 0% | 0% | 0% | 0 | 0 | 0 | 0 | 0 | 0 | 0 | 0 | 0% | 0 | 0 | 0% | Normal | 0% | 0 | 0 | 0 | [17 empty] | Commercial_Grocery_New_Food Preparation_Griddle_
Commercial_Grocery_New_Food Preparation_Natural Gas_Griddle_E6 | Commercial | Grocery | New | Food Preparation | Natural Gas | Griddle | E6 |  | 0% | 0% | 0% | 0 | 0 | 0 | 0 | 0 | 0 | 0 | 0 | 0% | 0 | 0 | 0% | Normal | 0% | 0 | 0 | 0 | [17 empty] | Commercial_Grocery_New_Food Preparation_Griddle_
Commercial_Grocery_New_Food Preparation_Natural Gas_Griddle_E7 | Commercial | Grocery | New | Food Preparation | Natural Gas | Griddle | E7 |  | 0% | 0% | 0% | 0 | 0 | 0 | 0 | 0 | 0 | 0 | 0 | 0% | 0 | 0 | 0% | Normal | 0% | 0 | 0 | 0 | [17 empty] | Commercial_Grocery_New_Food Preparation_Griddle_
Commercial_Grocery_New_Food Preparation_Natural Gas_Griddle_E8 | Commercial | Grocery | New | Food Preparation | Natural Gas | Griddle | E8 |  | 0% | 0% | 0% | 0 | 0 | 0 | 0 | 0 | 0 | 0 | 0 | 0% | 0 | 0 | 0% | Normal | 0% | 0 | 0 | 0 | [17 empty] | Commercial_Grocery_New_Food Preparation_Griddle_
Commercial_Grocery_New_Food Preparation_Natural Gas_Griddle_E9 | Commercial | Grocery | New | Food Preparation | Natural Gas | Griddle | E9 |  | 0% | 0% | 0% | 0 | 0 | 0 | 0 | 0 | 0 | 0 | 0 | 0% | 0 | 0 | 0% | Normal | 0% | 0 | 0 | 0 | [17 empty] | Commercial_Grocery_New_Food Preparation_Griddle_
Commercial_Grocery_New_Food Preparation_Natural Gas_Griddle_E10 | Commercial | Grocery | New | Food Preparation | Natural Gas | Griddle | E10 |  | 0% | 0% | 0% | 0 | 0 | 0 | 0 | 0 | 0 | 0 | 0 | 0% | 0 | 0 | 0% | Normal | 0% | 0 | 0 | 0 | [17 empty] | Commercial_Grocery_New_Food Preparation_Griddle_
Commercial_Grocery_New_Food Preparation_Natural Gas_Range_E1 | Commercial | Grocery | New | Food Preparation | Natural Gas | Range | E1 | Standard | 100% | 0% | 0% | 2.4905 | 0 | 0 | 0 | 8 | 12 | 2019 | 2050 | 100% | 0 | 0 | 0% | Normal | 0% | 0.37734 | 0 | 0 | 1 unit | 35000 | 0 | 0.00031445 | 1200 | 7450 | 0 | 0 | 0 | 2017 | 1.0631 | COOK_OVN-Food Preparation-AEO17-1 | EIA 2018 Tech Forecast | Navigant 2009 | 1 | unit | 0.00031445 | Commercial_Grocery_New_Food Preparation_Range_Standard
Commercial_Grocery_New_Food Preparation_Natural Gas_Range_E2 | Commercial | Grocery | New | Food Preparation | Natural Gas | Range | E2 | High Efficiency | 75% | 0% | 0% | 2.4908 | 0 | 0 | 0 | 8 | 12 | 2019 | 2050 | 100% | 0 | 0 | 0% | Normal | 0% | 0.28301 | 0 | 0 | 1 unit | 35000 | 0 | 0.00031445 | 900 | 7451 | 0 | 0 | 0 | 2017 | 1.0631 | COOK_OVN-Food Preparation-AEO17-1 | EIA 2018 Tech Forecast | EIA 2018 Tech Forecast | 1 | unit | 0.00031445 | Commercial_Grocery_New_Food Preparation_Range_High Efficiency
Commercial_Grocery_New_Food Preparation_Natural Gas_Range_E3 | Commercial | Grocery | New | Food Preparation | Natural Gas | Range | E3 |  | 0% | 0% | 0% | 0 | 0 | 0 | 0 | 0 | 0 | 0 | 0 | 0% | 0 | 0 | 0% | Normal | 0% | 0 | 0 | 0 | [17 empty] | Commercial_Grocery_New_Food Preparation_Range_
Commercial_Grocery_New_Food Preparation_Natural Gas_Range_E4 | Commercial | Grocery | New | Food Preparation | Natural Gas | Range | E4 |  | 0% | 0% | 0% | 0 | 0 | 0 | 0 | 0 | 0 | 0 | 0 | 0% | 0 | 0 | 0% | Normal | 0% | 0 | 0 | 0 | [17 empty] | Commercial_Grocery_New_Food Preparation_Range_
Commercial_Grocery_New_Food Preparation_Natural Gas_Range_E5 | Commercial | Grocery | New | Food Preparation | Natural Gas | Range | E5 |  | 0% | 0% | 0% | 0 | 0 | 0 | 0 | 0 | 0 | 0 | 0 | 0% | 0 | 0 | 0% | Normal | 0% | 0 | 0 | 0 | [17 empty] | Commercial_Grocery_New_Food Preparation_Range_
Commercial_Grocery_New_Food Preparation_Natural Gas_Range_E6 | Commercial | Grocery | New | Food Preparation | Natural Gas | Range | E6 |  | 0% | 0% | 0% | 0 | 0 | 0 | 0 | 0 | 0 | 0 | 0 | 0% | 0 | 0 | 0% | Normal | 0% | 0 | 0 | 0 | [17 empty] | Commercial_Grocery_New_Food Preparation_Range_
Commercial_Grocery_New_Food Preparation_Natural Gas_Range_E7 | Commercial | Grocery | New | Food Preparation | Natural Gas | Range | E7 |  | 0% | 0% | 0% | 0 | 0 | 0 | 0 | 0 | 0 | 0 | 0 | 0% | 0 | 0 | 0% | Normal | 0% | 0 | 0 | 0 | [17 empty] | Commercial_Grocery_New_Food Preparation_Range_
Commercial_Grocery_New_Food Preparation_Natural Gas_Range_E8 | Commercial | Grocery | New | Food Preparation | Natural Gas | Range | E8 |  | 0% | 0% | 0% | 0 | 0 | 0 | 0 | 0 | 0 | 0 | 0 | 0% | 0 | 0 | 0% | Normal | 0% | 0 | 0 | 0 | [17 empty] | Commercial_Grocery_New_Food Preparation_Range_
Commercial_Grocery_New_Food Preparation_Natural Gas_Range_E9 | Commercial | Grocery | New | Food Preparation | Natural Gas | Range | E9 |  | 0% | 0% | 0% | 0 | 0 | 0 | 0 | 0 | 0 | 0 | 0 | 0% | 0 | 0 | 0% | Normal | 0% | 0 | 0 | 0 | [17 empty] | Commercial_Grocery_New_Food Preparation_Range_
Commercial_Grocery_New_Food Preparation_Natural Gas_Range_E10 | Commercial | Grocery | New | Food Preparation | Natural Gas | Range | E10 |  | 0% | 0% | 0% | 0 | 0 | 0 | 0 | 0 | 0 | 0 | 0 | 0% | 0 | 0 | 0% | Normal | 0% | 0 | 0 | 0 | [17 empty] | Commercial_Grocery_New_Food Preparation_Range_
Commercial_Grocery_New_Food Preparation_Natural Gas_Steamer_E1 | Commercial | Grocery | New | Food Preparation | Natural Gas | Steamer | E1 | Standard | 100% | 0% | 0% | 8.7436 | 0 | 0 | 0 | 8 | 16 | 2019 | 2021 | 100% | 0 | 0 | 0% | Normal | 0% | 0.88909 | 0 | 0 | 1 unit | 35000 | 0 | 0.00058224 | 1527.0152 | 13100 | 0 | 0 | 0 | 2012 | 1.1464 | IL TRM - 4.2.3 - CI-FSE-STMC-V05-190101 | DOE Commercial R&D 2016 - Table 2-10 | IL TRM - 4.2.3 - CI-FSE-STMC-V05-190101 | 1 | unit | 0.00058224 | Commercial_Grocery_New_Food Preparation_Steamer_Standard
Commercial_Grocery_New_Food Preparation_Natural Gas_Steamer_E2 | Commercial | Grocery | New | Food Preparation | Natural Gas | Steamer | E2 | ENERGY STAR | 20.86% | 0% | 0% | 9.4098 | 0 | -0.0017553 | 0 | 8 | 16 | 2019 | 2050 | 100% | 0 | 0 | 0% | Normal | 0% | 0.18546 | 0 | 0 | 1 unit | 35000 | 0 | 0.00058224 | 318.5218 | 14098 | 0 | -2.6298 | 0 | 2012 | 1.1464 | IL TRM - 4.2.3 - CI-FSE-STMC-V05-190101 | IL TRM - 4.2.3 - CI-FSE-STMC-V05-190101 | IL TRM - 4.2.3 - CI-FSE-STMC-V05-190101 | 1 | unit | 0.00058224 | Commercial_Grocery_New_Food Preparation_Steamer_ENERGY STAR
Commercial_Grocery_New_Food Preparation_Natural Gas_Steamer_E3 | Commercial | Grocery | New | Food Preparation | Natural Gas | Steamer | E3 |  | 0% | 0% | 0% | 0 | 0 | 0 | 0 | 0 | 0 | 0 | 0 | 0% | 0 | 0 | 0% | Normal | 0% | 0 | 0 | 0 | [17 empty] | Commercial_Grocery_New_Food Preparation_Steamer_
Commercial_Grocery_New_Food Preparation_Natural Gas_Steamer_E4 | Commercial | Grocery | New | Food Preparation | Natural Gas | Steamer | E4 |  | 0% | 0% | 0% | 0 | 0 | 0 | 0 | 0 | 0 | 0 | 0 | 0% | 0 | 0 | 0% | Normal | 0% | 0 | 0 | 0 | [17 empty] | Commercial_Grocery_New_Food Preparation_Steamer_
Commercial_Grocery_New_Food Preparation_Natural Gas_Steamer_E5 | Commercial | Grocery | New | Food Preparation | Natural Gas | Steamer | E5 |  | 0% | 0% | 0% | 0 | 0 | 0 | 0 | 0 | 0 | 0 | 0 | 0% | 0 | 0 | 0% | Normal | 0% | 0 | 0 | 0 | [17 empty] | Commercial_Grocery_New_Food Preparation_Steamer_
Commercial_Grocery_New_Food Preparation_Natural Gas_Steamer_E6 | Commercial | Grocery | New | Food Preparation | Natural Gas | Steamer | E6 |  | 0% | 0% | 0% | 0 | 0 | 0 | 0 | 0 | 0 | 0 | 0 | 0% | 0 | 0 | 0% | Normal | 0% | 0 | 0 | 0 | [17 empty] | Commercial_Grocery_New_Food Preparation_Steamer_
Commercial_Grocery_New_Food Preparation_Natural Gas_Steamer_E7 | Commercial | Grocery | New | Food Preparation | Natural Gas | Steamer | E7 |  | 0% | 0% | 0% | 0 | 0 | 0 | 0 | 0 | 0 | 0 | 0 | 0% | 0 | 0 | 0% | Normal | 0% | 0 | 0 | 0 | [17 empty] | Commercial_Grocery_New_Food Preparation_Steamer_
Commercial_Grocery_New_Food Preparation_Natural Gas_Steamer_E8 | Commercial | Grocery | New | Food Preparation | Natural Gas | Steamer | E8 |  | 0% | 0% | 0% | 0 | 0 | 0 | 0 | 0 | 0 | 0 | 0 | 0% | 0 | 0 | 0% | Normal | 0% | 0 | 0 | 0 | [17 empty] | Commercial_Grocery_New_Food Preparation_Steamer_
Commercial_Grocery_New_Food Preparation_Natural Gas_Steamer_E9 | Commercial | Grocery | New | Food Preparation | Natural Gas | Steamer | E9 |  | 0% | 0% | 0% | 0 | 0 | 0 | 0 | 0 | 0 | 0 | 0 | 0% | 0 | 0 | 0% | Normal | 0% | 0 | 0 | 0 | [17 empty] | Commercial_Grocery_New_Food Preparation_Steamer_
Commercial_Grocery_New_Food Preparation_Natural Gas_Steamer_E10 | Commercial | Grocery | New | Food Preparation | Natural Gas | Steamer | E10 |  | 0% | 0% | 0% | 0 | 0 | 0 | 0 | 0 | 0 | 0 | 0 | 0% | 0 | 0 | 0% | Normal | 0% | 0 | 0 | 0 | [17 empty] | Commercial_Grocery_New_Food Preparation_Steamer_
Commercial_Grocery_New_Food Preparation_Natural Gas_Food Prep Other_E1 | Commercial | Grocery | New | Food Preparation | Natural Gas | Food Prep Other | E1 | Standard | 100% | 0% | 0% | 0.31836 | 0 | 0 | 0 | 8 | 12 | 2019 | 2050 | 100% | 0 | 0 | 0% | Normal | 0% | 0.38213 | 0 | 0 | 1 unit | 35000 | 0 | 0.0002685 | 1423.18 | 1000 | 0 | 0 | 0 | 2010 | 1.1857 | Default | Default | Default | 1 | unit | 0.0002685 | Commercial_Grocery_New_Food Preparation_Food Prep Other_Standard
Commercial_Grocery_New_Food Preparation_Natural Gas_Food Prep Other_E2 | Commercial | Grocery | New | Food Preparation | Natural Gas | Food Prep Other | E2 | ENERGY STAR | 100% | 0% | 0% | 0.31868 | 0 | 0 | 0 | 8 | 12 | 2019 | 2050 | 100% | 0 | 0 | 0% | Normal | 0% | 0.38212 | 0 | 0 | 1 unit | 35000 | 0 | 0.0002685 | 1423.17 | 1001 | 0 | 0 | 0 | 2010 | 1.1857 | N/A | N/A | N/A | 1 | unit | 0.0002685 | Commercial_Grocery_New_Food Preparation_Food Prep Other_ENERGY STAR
Commercial_Grocery_New_Food Preparation_Natural Gas_Food Prep Other_E3 | Commercial | Grocery | New | Food Preparation | Natural Gas | Food Prep Other | E3 |  | 0% | 0% | 0% | 0 | 0 | 0 | 0 | 0 | 0 | 0 | 0 | 0% | 0 | 0 | 0% | Normal | 0% | 0 | 0 | 0 | [17 empty] | Commercial_Grocery_New_Food Preparation_Food Prep Other_
Commercial_Grocery_New_Food Preparation_Natural Gas_Food Prep Other_E4 | Commercial | Grocery | New | Food Preparation | Natural Gas | Food Prep Other | E4 |  | 0% | 0% | 0% | 0 | 0 | 0 | 0 | 0 | 0 | 0 | 0 | 0% | 0 | 0 | 0% | Normal | 0% | 0 | 0 | 0 | [17 empty] | Commercial_Grocery_New_Food Preparation_Food Prep Other_
Commercial_Grocery_New_Food Preparation_Natural Gas_Food Prep Other_E5 | Commercial | Grocery | New | Food Preparation | Natural Gas | Food Prep Other | E5 |  | 0% | 0% | 0% | 0 | 0 | 0 | 0 | 0 | 0 | 0 | 0 | 0% | 0 | 0 | 0% | Normal | 0% | 0 | 0 | 0 | [17 empty] | Commercial_Grocery_New_Food Preparation_Food Prep Other_
Commercial_Grocery_New_Food Preparation_Natural Gas_Food Prep Other_E6 | Commercial | Grocery | New | Food Preparation | Natural Gas | Food Prep Other | E6 |  | 0% | 0% | 0% | 0 | 0 | 0 | 0 | 0 | 0 | 0 | 0 | 0% | 0 | 0 | 0% | Normal | 0% | 0 | 0 | 0 | [17 empty] | Commercial_Grocery_New_Food Preparation_Food Prep Other_
Commercial_Grocery_New_Food Preparation_Natural Gas_Food Prep Other_E7 | Commercial | Grocery | New | Food Preparation | Natural Gas | Food Prep Other | E7 |  | 0% | 0% | 0% | 0 | 0 | 0 | 0 | 0 | 0 | 0 | 0 | 0% | 0 | 0 | 0% | Normal | 0% | 0 | 0 | 0 | [17 empty] | Commercial_Grocery_New_Food Preparation_Food Prep Other_
Commercial_Grocery_New_Food Preparation_Natural Gas_Food Prep Other_E8 | Commercial | Grocery | New | Food Preparation | Natural Gas | Food Prep Other | E8 |  | 0% | 0% | 0% | 0 | 0 | 0 | 0 | 0 | 0 | 0 | 0 | 0% | 0 | 0 | 0% | Normal | 0% | 0 | 0 | 0 | [17 empty] | Commercial_Grocery_New_Food Preparation_Food Prep Other_
Commercial_Grocery_New_Food Preparation_Natural Gas_Food Prep Other_E9 | Commercial | Grocery | New | Food Preparation | Natural Gas | Food Prep Other | E9 |  | 0% | 0% | 0% | 0 | 0 | 0 | 0 | 0 | 0 | 0 | 0 | 0% | 0 | 0 | 0% | Normal | 0% | 0 | 0 | 0 | [17 empty] | Commercial_Grocery_New_Food Preparation_Food Prep Other_
Commercial_Grocery_New_Food Preparation_Natural Gas_Food Prep Other_E10 | Commercial | Grocery | New | Food Preparation | Natural Gas | Food Prep Other | E10 |  | 0% | 0% | 0% | 0 | 0 | 0 | 0 | 0 | 0 | 0 | 0 | 0% | 0 | 0 | 0% | Normal | 0% | 0 | 0 | 0 | [17 empty] | Commercial_Grocery_New_Food Preparation_Food Prep Other_
Commercial_Grocery_New_Miscellaneous_Natural Gas_Pool Heater_E1 | Commercial | Grocery | New | Miscellaneous | Natural Gas | Pool Heater | E1 | Standard (EF .78) | 100% | 0% | 0% | 0.00053494 | 0 | 0 | 0 | 4 | 8 | 2019 | 2050 | 100% | 0 | 0 | 0% | Normal | 0% | 0.00040169 | 0 | 0 | 1 unit | 35000 | 0 | 2.6815e-08 | 14980 | 18052 | 0 | 0 | 0 | 2014 | 1.1051 | DOE Commercial R&D 2016 - Table 7-6 | DOE Commercial R&D 2016 - Table 7-7 | DOE Commercial R&D 2016 - Table 7-8 | 1 | unit | 2.6815e-08 | Commercial_Grocery_New_Miscellaneous_Pool Heater_Standard (EF .78)
Commercial_Grocery_New_Miscellaneous_Natural Gas_Pool Heater_E2 | Commercial | Grocery | New | Miscellaneous | Natural Gas | Pool Heater | E2 | Condensing (EF .90) | 85% | 0% | 0% | 0.0008759 | 0 | 0 | 0 | 4 | 8 | 2019 | 2050 | 100% | 0 | 0 | 0% | Normal | 0% | 0.00034143 | 0 | 0 | 1 unit | 35000 | 0 | 2.6815e-08 | 12733 | 29558 | 0 | 0 | 0 | 2014 | 1.1051 | DOE Commercial R&D 2016 - Table 7-6 | DOE Commercial R&D 2016 - Table 7-7 | DOE Commercial R&D 2016 - Table 7-9 | 1 | unit | 2.6815e-08 | Commercial_Grocery_New_Miscellaneous_Pool Heater_Condensing (EF .90)
Commercial_Grocery_New_Miscellaneous_Natural Gas_Pool Heater_E3 | Commercial | Grocery | New | Miscellaneous | Natural Gas | Pool Heater | E3 |  | 0% | 0% | 0% | 0 | 0 | 0 | 0 | 0 | 0 | 0 | 0 | 0% | 0 | 0 | 0% | Normal | 0% | 0 | 0 | 0 | [17 empty] | Commercial_Grocery_New_Miscellaneous_Pool Heater_
Commercial_Grocery_New_Miscellaneous_Natural Gas_Pool Heater_E4 | Commercial | Grocery | New | Miscellaneous | Natural Gas | Pool Heater | E4 |  | 0% | 0% | 0% | 0 | 0 | 0 | 0 | 0 | 0 | 0 | 0 | 0% | 0 | 0 | 0% | Normal | 0% | 0 | 0 | 0 | [17 empty] | Commercial_Grocery_New_Miscellaneous_Pool Heater_
Commercial_Grocery_New_Miscellaneous_Natural Gas_Pool Heater_E5 | Commercial | Grocery | New | Miscellaneous | Natural Gas | Pool Heater | E5 |  | 0% | 0% | 0% | 0 | 0 | 0 | 0 | 0 | 0 | 0 | 0 | 0% | 0 | 0 | 0% | Normal | 0% | 0 | 0 | 0 | [17 empty] | Commercial_Grocery_New_Miscellaneous_Pool Heater_
Commercial_Grocery_New_Miscellaneous_Natural Gas_Pool Heater_E6 | Commercial | Grocery | New | Miscellaneous | Natural Gas | Pool Heater | E6 |  | 0% | 0% | 0% | 0 | 0 | 0 | 0 | 0 | 0 | 0 | 0 | 0% | 0 | 0 | 0% | Normal | 0% | 0 | 0 | 0 | [17 empty] | Commercial_Grocery_New_Miscellaneous_Pool Heater_
Commercial_Grocery_New_Miscellaneous_Natural Gas_Pool Heater_E7 | Commercial | Grocery | New | Miscellaneous | Natural Gas | Pool Heater | E7 |  | 0% | 0% | 0% | 0 | 0 | 0 | 0 | 0 | 0 | 0 | 0 | 0% | 0 | 0 | 0% | Normal | 0% | 0 | 0 | 0 | [17 empty] | Commercial_Grocery_New_Miscellaneous_Pool Heater_
Commercial_Grocery_New_Miscellaneous_Natural Gas_Pool Heater_E8 | Commercial | Grocery | New | Miscellaneous | Natural Gas | Pool Heater | E8 |  | 0% | 0% | 0% | 0 | 0 | 0 | 0 | 0 | 0 | 0 | 0 | 0% | 0 | 0 | 0% | Normal | 0% | 0 | 0 | 0 | [17 empty] | Commercial_Grocery_New_Miscellaneous_Pool Heater_
Commercial_Grocery_New_Miscellaneous_Natural Gas_Pool Heater_E9 | Commercial | Grocery | New | Miscellaneous | Natural Gas | Pool Heater | E9 |  | 0% | 0% | 0% | 0 | 0 | 0 | 0 | 0 | 0 | 0 | 0 | 0% | 0 | 0 | 0% | Normal | 0% | 0 | 0 | 0 | [17 empty] | Commercial_Grocery_New_Miscellaneous_Pool Heater_
Commercial_Grocery_New_Miscellaneous_Natural Gas_Pool Heater_E10 | Commercial | Grocery | New | Miscellaneous | Natural Gas | Pool Heater | E10 |  | 0% | 0% | 0% | 0 | 0 | 0 | 0 | 0 | 0 | 0 | 0 | 0% | 0 | 0 | 0% | Normal | 0% | 0 | 0 | 0 | [17 empty] | Commercial_Grocery_New_Miscellaneous_Pool Heater_
Commercial_Grocery_New_Miscellaneous_Natural Gas_Miscellaneous_E1 | Commercial | Grocery | New | Miscellaneous | Natural Gas | Miscellaneous | E1 | Miscellaneous | 100% | 0% | 0% | 1.0743 | 0 | 0 | 0 | 2 | 8 | 2019 | 2050 | 100% | 0 | 0 | 0% | Normal | 0% | 0.0005123 | 0 | 0 | 1 unit | 35000 | 0 | 1 | 1 | 1 | 0 | 0 | 0 | 2016 | 1.0743 | N/A | N/A | N/A | 1 | unit | 1 | Commercial_Grocery_New_Miscellaneous_Miscellaneous_Miscellaneous
Commercial_Grocery_New_Miscellaneous_Natural Gas_Miscellaneous_E2 | Commercial | Grocery | New | Miscellaneous | Natural Gas | Miscellaneous | E2 |  | 0% | 0% | 0% | 0 | 0 | 0 | 0 | 0 | 0 | 0 | 0 | 0% | 0 | 0 | 0% | Normal | 0% | 0 | 0 | 0 | [17 empty] | Commercial_Grocery_New_Miscellaneous_Miscellaneous_
Commercial_Grocery_New_Miscellaneous_Natural Gas_Miscellaneous_E3 | Commercial | Grocery | New | Miscellaneous | Natural Gas | Miscellaneous | E3 |  | 0% | 0% | 0% | 0 | 0 | 0 | 0 | 0 | 0 | 0 | 0 | 0% | 0 | 0 | 0% | Normal | 0% | 0 | 0 | 0 | [17 empty] | Commercial_Grocery_New_Miscellaneous_Miscellaneous_
Commercial_Grocery_New_Miscellaneous_Natural Gas_Miscellaneous_E4 | Commercial | Grocery | New | Miscellaneous | Natural Gas | Miscellaneous | E4 |  | 0% | 0% | 0% | 0 | 0 | 0 | 0 | 0 | 0 | 0 | 0 | 0% | 0 | 0 | 0% | Normal | 0% | 0 | 0 | 0 | [17 empty] | Commercial_Grocery_New_Miscellaneous_Miscellaneous_
Commercial_Grocery_New_Miscellaneous_Natural Gas_Miscellaneous_E5 | Commercial | Grocery | New | Miscellaneous | Natural Gas | Miscellaneous | E5 |  | 0% | 0% | 0% | 0 | 0 | 0 | 0 | 0 | 0 | 0 | 0 | 0% | 0 | 0 | 0% | Normal | 0% | 0 | 0 | 0 | [17 empty] | Commercial_Grocery_New_Miscellaneous_Miscellaneous_
Commercial_Grocery_New_Miscellaneous_Natural Gas_Miscellaneous_E6 | Commercial | Grocery | New | Miscellaneous | Natural Gas | Miscellaneous | E6 |  | 0% | 0% | 0% | 0 | 0 | 0 | 0 | 0 | 0 | 0 | 0 | 0% | 0 | 0 | 0% | Normal | 0% | 0 | 0 | 0 | [17 empty] | Commercial_Grocery_New_Miscellaneous_Miscellaneous_
Commercial_Grocery_New_Miscellaneous_Natural Gas_Miscellaneous_E7 | Commercial | Grocery | New | Miscellaneous | Natural Gas | Miscellaneous | E7 |  | 0% | 0% | 0% | 0 | 0 | 0 | 0 | 0 | 0 | 0 | 0 | 0% | 0 | 0 | 0% | Normal | 0% | 0 | 0 | 0 | [17 empty] | Commercial_Grocery_New_Miscellaneous_Miscellaneous_
Commercial_Grocery_New_Miscellaneous_Natural Gas_Miscellaneous_E8 | Commercial | Grocery | New | Miscellaneous | Natural Gas | Miscellaneous | E8 |  | 0% | 0% | 0% | 0 | 0 | 0 | 0 | 0 | 0 | 0 | 0 | 0% | 0 | 0 | 0% | Normal | 0% | 0 | 0 | 0 | [17 empty] | Commercial_Grocery_New_Miscellaneous_Miscellaneous_
Commercial_Grocery_New_Miscellaneous_Natural Gas_Miscellaneous_E9 | Commercial | Grocery | New | Miscellaneous | Natural Gas | Miscellaneous | E9 |  | 0% | 0% | 0% | 0 | 0 | 0 | 0 | 0 | 0 | 0 | 0 | 0% | 0 | 0 | 0% | Normal | 0% | 0 | 0 | 0 | [17 empty] | Commercial_Grocery_New_Miscellaneous_Miscellaneous_
Commercial_Grocery_New_Miscellaneous_Natural Gas_Miscellaneous_E10 | Commercial | Grocery | New | Miscellaneous | Natural Gas | Miscellaneous | E10 |  | 0% | 0% | 0% | 0 | 0 | 0 | 0 | 0 | 0 | 0 | 0 | 0% | 0 | 0 | 0% | Normal | 0% | 0 | 0 | 0 | [17 empty] | Commercial_Grocery_New_Miscellaneous_Miscellaneous_
Commercial_Education_Existing_Space Heating_Natural Gas_Furnace_E1 | Commercial | Education | Existing | Space Heating | Natural Gas | Furnace | E1 | AFUE 80% (Standard) | 100% | 0% | 0% | 0.39784 | 0.154 | 0.042099 | 0 | 17 | 29 | 2019 | 2023 | 55% | 0 | 0 | 0% | Normal | 0% | 0.14994 | 0 | 0 | 140 kBtu/hr | 30000 | 0 | 0.00034286 | 3.6494 | 1050 | 406.4484 | 111.11 | 0 | 2014 | 1.1051 | EIA 2018 Tech Forecast | 2015 DOE Commercial Warm Air Furnace TSD - EERE-2013-BT-STD-0021-0050 | AEG BEST | 140 | kBtu/hr | 0.048 | Commercial_Education_Existing_Space Heating_Furnace_AFUE 80% (Standard)
Commercial_Education_Existing_Space Heating_Natural Gas_Furnace_E2 | Commercial | Education | Existing | Space Heating | Natural Gas | Furnace | E2 | AFUE 81% (2023 Fed Standard) | 98.77% | 0% | 0% | 0.66307 | 0.154 | 0.042304 | 0 | 17 | 29 | 2019 | 2023 | 55% | 0 | 0 | 0% | Normal | 0% | 0.14809 | 0 | 0 | 140 kBtu/hr | 30000 | 0 | 0.00034286 | 3.6043 | 1750 | 406.4484 | 111.651 | 0 | 2014 | 1.1051 | EIA 2018 Tech Forecast | 2015 DOE Commercial Warm Air Furnace TSD - EERE-2013-BT-STD-0021-0050 | AEG BEST | 140 | kBtu/hr | 0.048 | Commercial_Education_Existing_Space Heating_Furnace_AFUE 81% (2023 Fed Standard)
Commercial_Education_Existing_Space Heating_Natural Gas_Furnace_E3 | Commercial | Education | Existing | Space Heating | Natural Gas | Furnace | E3 | AFUE 91% (WA State Min 2023) | 87.91% | 0% | 0% | 0.92829 | 0.154 | 0.044149 | 0 | 17 | 29 | 2019 | 2050 | 55% | 0 | 0 | 0% | Normal | 0% | 0.13182 | 0 | 0 | 140 kBtu/hr | 30000 | 0 | 0.00034286 | 3.2082 | 2450 | 406.4484 | 116.52 | 0 | 2014 | 1.1051 | EIA 2018 Tech Forecast | 2015 DOE Commercial Warm Air Furnace TSD - EERE-2013-BT-STD-0021-0050 | AEG BEST | 140 | kBtu/hr | 0.048 | Commercial_Education_Existing_Space Heating_Furnace_AFUE 91% (WA State Min 2023)
Commercial_Education_Existing_Space Heating_Natural Gas_Furnace_E4 | Commercial | Education | Existing | Space Heating | Natural Gas | Furnace | E4 | AFUE 96% | 83.33% | 0% | 0% | 0.57706 | 0.21149 | 0.044149 | 0 | 17 | 29 | 2019 | 2050 | 100% | 0 | 0 | 0% | Normal | 0% | 0.12495 | 0 | 0 | 140 kBtu/hr | 30000 | 0 | 0.00034286 | 3.0411 | 1522.9949 | 558.1641 | 116.52 | 0 | 2014 | 1.1051 | EIA 2018 Tech Forecast | 2015 DOE Commercial Warm Air Furnace TSD - EERE-2013-BT-STD-0021-0050 | AEG BEST | 140 | kBtu/hr | 0.048 | Commercial_Education_Existing_Space Heating_Furnace_AFUE 96%
Commercial_Education_Existing_Space Heating_Natural Gas_Furnace_E5 | Commercial | Education | Existing | Space Heating | Natural Gas | Furnace | E5 | Convert to Gas-Fired ASHP | 61.54% | 0% | 0% | 9.8656 | 0.97198 | 0.061964 | 0 | 17 | 29 | 2026 | 2050 | 100% | 0 | 0 | 0% | Normal | 0% | 0.092272 | 0 | 0 | 140 kBtu/hr | 30000 | 0 | 0.00034286 | 2.2458 | 27066.6667 | 2666.6667 | 170 | 0 | 2017 | 1.0631 | EIA 2018 Tech Forecast | EIA 2018/2023 Tech Forecast, Adjusted for Size | AEG BEST | 140 | kBtu/hr | 0.048 | Commercial_Education_Existing_Space Heating_Furnace_Convert to Gas-Fired ASHP
Commercial_Education_Existing_Space Heating_Natural Gas_Furnace_E6 | Commercial | Education | Existing | Space Heating | Natural Gas | Furnace | E6 |  | 0% | 0% | 0% | 0 | 0 | 0 | 0 | 0 | 0 | 0 | 0 | 0% | 0 | 0 | 0% | Normal | 0% | 0 | 0 | 0 | [17 empty] | Commercial_Education_Existing_Space Heating_Furnace_
Commercial_Education_Existing_Space Heating_Natural Gas_Furnace_E7 | Commercial | Education | Existing | Space Heating | Natural Gas | Furnace | E7 |  | 0% | 0% | 0% | 0 | 0 | 0 | 0 | 0 | 0 | 0 | 0 | 0% | 0 | 0 | 0% | Normal | 0% | 0 | 0 | 0 | [17 empty] | Commercial_Education_Existing_Space Heating_Furnace_
Commercial_Education_Existing_Space Heating_Natural Gas_Furnace_E8 | Commercial | Education | Existing | Space Heating | Natural Gas | Furnace | E8 |  | 0% | 0% | 0% | 0 | 0 | 0 | 0 | 0 | 0 | 0 | 0 | 0% | 0 | 0 | 0% | Normal | 0% | 0 | 0 | 0 | [17 empty] | Commercial_Education_Existing_Space Heating_Furnace_
Commercial_Education_Existing_Space Heating_Natural Gas_Furnace_E9 | Commercial | Education | Existing | Space Heating | Natural Gas | Furnace | E9 |  | 0% | 0% | 0% | 0 | 0 | 0 | 0 | 0 | 0 | 0 | 0 | 0% | 0 | 0 | 0% | Normal | 0% | 0 | 0 | 0 | [17 empty] | Commercial_Education_Existing_Space Heating_Furnace_
Commercial_Education_Existing_Space Heating_Natural Gas_Furnace_E10 | Commercial | Education | Existing | Space Heating | Natural Gas | Furnace | E10 |  | 0% | 0% | 0% | 0 | 0 | 0 | 0 | 0 | 0 | 0 | 0 | 0% | 0 | 0 | 0% | Normal | 0% | 0 | 0 | 0 | [17 empty] | Commercial_Education_Existing_Space Heating_Furnace_
Commercial_Education_Existing_Space Heating_Natural Gas_Boiler_E1 | Commercial | Education | Existing | Space Heating | Natural Gas | Boiler | E1 | TE 80% | 100% | 0% | 0% | 1.4753 | 0.82422 | 0 | 0 | 19 | 31 | 2019 | 2023 | 100% | 0 | 0 | 0% | Normal | 0% | 0.29182 | 0 | 0 | 513.550054507209 kBtu/hr | 30000 | 0 | 9.3467e-05 | 5.4525 | 14516 | 8110 | 0 | 0 | 2015 | 1.0873 | RTF Wkbk - ComGasBoilersUES_v2.1 | CE_EWR Measure Cost Benchmarking - 02.08.23 | AEG BEST | 513.5501 | kBtu/hr | 0.048 | Commercial_Education_Existing_Space Heating_Boiler_TE 80%
Commercial_Education_Existing_Space Heating_Natural Gas_Boiler_E2 | Commercial | Education | Existing | Space Heating | Natural Gas | Boiler | E2 | TE 84% (2023 Standard) | 95.24% | 0% | 0% | 1.5528 | 0.82422 | 0 | 0 | 19 | 31 | 2019 | 2023 | 100% | 0 | 0 | 0% | Normal | 0% | 0.27792 | 0 | 0 | 513.550054507209 kBtu/hr | 30000 | 0 | 9.3467e-05 | 5.1928 | 15279 | 8110 | 0 | 0 | 2015 | 1.0873 | RTF Wkbk - ComGasBoilersUES_v2.1 | CE_EWR Measure Cost Benchmarking - 02.08.23 | AEG BEST | 513.5501 | kBtu/hr | 0.048 | Commercial_Education_Existing_Space Heating_Boiler_TE 84% (2023 Standard)
Commercial_Education_Existing_Space Heating_Natural Gas_Boiler_E3 | Commercial | Education | Existing | Space Heating | Natural Gas | Boiler | E3 | TE 94% (ENERGY STAR 1.0) | 85.11% | 0% | 0% | 2.8089 | 0.92748 | 0 | 0 | 19 | 31 | 2019 | 2050 | 100% | 0 | 0 | 0% | Normal | 0% | 0.24835 | 0 | 0 | 513.550054507209 kBtu/hr | 30000 | 0 | 9.3467e-05 | 4.6404 | 27638 | 9126 | 0 | 0 | 2015 | 1.0873 | RTF Wkbk - ComGasBoilersUES_v2.1 | CE_EWR Measure Cost Benchmarking - 02.08.23 | AEG BEST | 513.5501 | kBtu/hr | 0.048 | Commercial_Education_Existing_Space Heating_Boiler_TE 94% (ENERGY STAR 1.0)
Commercial_Education_Existing_Space Heating_Natural Gas_Boiler_E4 | Commercial | Education | Existing | Space Heating | Natural Gas | Boiler | E4 | TE 98% | 81.63% | 0% | 0% | 3.1588 | 0.92748 | 0 | 0 | 19 | 31 | 2019 | 2050 | 100% | 0 | 0 | 0% | Normal | 0% | 0.23822 | 0 | 0 | 513.550054507209 kBtu/hr | 30000 | 0 | 9.3467e-05 | 4.451 | 31080.8718 | 9126 | 0 | 0 | 2015 | 1.0873 | RTF Wkbk - ComGasBoilersUES_v2.1 | CE_EWR Measure Cost Benchmarking - 02.08.23 | AEG BEST | 513.5501 | kBtu/hr | 0.048 | Commercial_Education_Existing_Space Heating_Boiler_TE 98%
Commercial_Education_Existing_Space Heating_Natural Gas_Boiler_E5 | Commercial | Education | Existing | Space Heating | Natural Gas | Boiler | E5 | Convert to Gas-Fired ASHP | 61.54% | 0% | 0% | 10.0984 | 0.57962 | 0.18973 | 0 | 19 | 31 | 2019 | 2050 | 100% | 0 | 0 | 0% | Normal | 0% | 0.17958 | 0 | 0 | 800 kBtu/hr | 30000 | 0 | 6e-05 | 3.3554 | 158316.7533 | 9086.959 | 2974.436 | 0 | 2017 | 1.0631 | RTF Wkbk - ComGasBoilersUES_v2.1 | AEO 2021 - gas_eng-driven_RTHP-heat 2017 typical | AEG BEST | 800 | kBtu/hr | 0.048 | Commercial_Education_Existing_Space Heating_Boiler_Convert to Gas-Fired ASHP
Commercial_Education_Existing_Space Heating_Natural Gas_Boiler_E6 | Commercial | Education | Existing | Space Heating | Natural Gas | Boiler | E6 |  | 0% | 0% | 0% | 0 | 0 | 0 | 0 | 0 | 0 | 0 | 0 | 0% | 0 | 0 | 0% | Normal | 0% | 0 | 0 | 0 | [17 empty] | Commercial_Education_Existing_Space Heating_Boiler_
Commercial_Education_Existing_Space Heating_Natural Gas_Boiler_E7 | Commercial | Education | Existing | Space Heating | Natural Gas | Boiler | E7 |  | 0% | 0% | 0% | 0 | 0 | 0 | 0 | 0 | 0 | 0 | 0 | 0% | 0 | 0 | 0% | Normal | 0% | 0 | 0 | 0 | [17 empty] | Commercial_Education_Existing_Space Heating_Boiler_
Commercial_Education_Existing_Space Heating_Natural Gas_Boiler_E8 | Commercial | Education | Existing | Space Heating | Natural Gas | Boiler | E8 |  | 0% | 0% | 0% | 0 | 0 | 0 | 0 | 0 | 0 | 0 | 0 | 0% | 0 | 0 | 0% | Normal | 0% | 0 | 0 | 0 | [17 empty] | Commercial_Education_Existing_Space Heating_Boiler_
Commercial_Education_Existing_Space Heating_Natural Gas_Boiler_E9 | Commercial | Education | Existing | Space Heating | Natural Gas | Boiler | E9 |  | 0% | 0% | 0% | 0 | 0 | 0 | 0 | 0 | 0 | 0 | 0 | 0% | 0 | 0 | 0% | Normal | 0% | 0 | 0 | 0 | [17 empty] | Commercial_Education_Existing_Space Heating_Boiler_
Commercial_Education_Existing_Space Heating_Natural Gas_Boiler_E10 | Commercial | Education | Existing | Space Heating | Natural Gas | Boiler | E10 |  | 0% | 0% | 0% | 0 | 0 | 0 | 0 | 0 | 0 | 0 | 0 | 0% | 0 | 0 | 0% | Normal | 0% | 0 | 0 | 0 | [17 empty] | Commercial_Education_Existing_Space Heating_Boiler_
Commercial_Education_Existing_Space Heating_Natural Gas_Unit Heater_E1 | Commercial | Education | Existing | Space Heating | Natural Gas | Unit Heater | E1 | Standard | 100% | 0% | 0% | 0.21005 | 0 | 0 | 0 | 9 | 15 | 2019 | 2023 | 100% | 0 | 0 | 0% | Normal | 0% | 0.20904 | 0 | 0 | 120 kBtu/Hr | 30000 | 0 | 1.9621e-06 | 1071.1875 | 849.6 | 0 | 0 | 0 | 2018 | 1.05 | IL TRM v11 - 4.4.5 (Adjusted for WA Climate) | IL TRM v11 - 4.4.5 (Adjusted for WA Climate) | IL TRM v11 - 4.4.5 (Adjusted for WA Climate) | 120 | kBtu/Hr | 0.00023545 | Commercial_Education_Existing_Space Heating_Unit Heater_Standard
Commercial_Education_Existing_Space Heating_Natural Gas_Unit Heater_E2 | Commercial | Education | Existing | Space Heating | Natural Gas | Unit Heater | E2 | Condensing | 89.99% | 0% | 0% | 0.67168 | 0 | 0 | 0 | 9 | 15 | 2019 | 2050 | 100% | 0 | 0 | 0% | Normal | 0% | 0.18811 | 0 | 0 | 120 kBtu/Hr | 30000 | 0 | 1.9621e-06 | 963.9483 | 2716.8 | 0 | 0 | 0 | 2018 | 1.05 | IL TRM v11 - 4.4.5 (Adjusted for WA Climate) | IL TRM v11 - 4.4.5 (Adjusted for WA Climate) | IL TRM v11 - 4.4.5 (Adjusted for WA Climate) | 120 | kBtu/Hr | 0.00023545 | Commercial_Education_Existing_Space Heating_Unit Heater_Condensing
Commercial_Education_Existing_Space Heating_Natural Gas_Unit Heater_E3 | Commercial | Education | Existing | Space Heating | Natural Gas | Unit Heater | E3 | Infrared Radiant | 77.72% | 0% | 0% | 0.29015 | 0 | 0 | 0 | 9 | 15 | 2019 | 2050 | 100% | 0 | 0 | 0% | Normal | 0% | 0.16246 | 0 | 0 | 120 kBtu/Hr | 30000 | 0 | 1.9621e-06 | 832.5115 | 1173.6 | 0 | 0 | 0 | 2018 | 1.05 | IL TRM v11 - 4.4.5 (Adjusted for WA Climate) | IL TRM v11 - 4.4.5 (Adjusted for WA Climate) | IL TRM v11 - 4.4.5 (Adjusted for WA Climate) | 120 | kBtu/Hr | 0.00023545 | Commercial_Education_Existing_Space Heating_Unit Heater_Infrared Radiant
Commercial_Education_Existing_Space Heating_Natural Gas_Unit Heater_E4 | Commercial | Education | Existing | Space Heating | Natural Gas | Unit Heater | E4 |  | 0% | 0% | 0% | 0 | 0 | 0 | 0 | 0 | 0 | 0 | 0 | 0% | 0 | 0 | 0% | Normal | 0% | 0 | 0 | 0 | [17 empty] | Commercial_Education_Existing_Space Heating_Unit Heater_
Commercial_Education_Existing_Space Heating_Natural Gas_Unit Heater_E5 | Commercial | Education | Existing | Space Heating | Natural Gas | Unit Heater | E5 |  | 0% | 0% | 0% | 0 | 0 | 0 | 0 | 0 | 0 | 0 | 0 | 0% | 0 | 0 | 0% | Normal | 0% | 0 | 0 | 0 | [17 empty] | Commercial_Education_Existing_Space Heating_Unit Heater_
Commercial_Education_Existing_Space Heating_Natural Gas_Unit Heater_E6 | Commercial | Education | Existing | Space Heating | Natural Gas | Unit Heater | E6 |  | 0% | 0% | 0% | 0 | 0 | 0 | 0 | 0 | 0 | 0 | 0 | 0% | 0 | 0 | 0% | Normal | 0% | 0 | 0 | 0 | [17 empty] | Commercial_Education_Existing_Space Heating_Unit Heater_
Commercial_Education_Existing_Space Heating_Natural Gas_Unit Heater_E7 | Commercial | Education | Existing | Space Heating | Natural Gas | Unit Heater | E7 |  | 0% | 0% | 0% | 0 | 0 | 0 | 0 | 0 | 0 | 0 | 0 | 0% | 0 | 0 | 0% | Normal | 0% | 0 | 0 | 0 | [17 empty] | Commercial_Education_Existing_Space Heating_Unit Heater_
Commercial_Education_Existing_Space Heating_Natural Gas_Unit Heater_E8 | Commercial | Education | Existing | Space Heating | Natural Gas | Unit Heater | E8 |  | 0% | 0% | 0% | 0 | 0 | 0 | 0 | 0 | 0 | 0 | 0 | 0% | 0 | 0 | 0% | Normal | 0% | 0 | 0 | 0 | [17 empty] | Commercial_Education_Existing_Space Heating_Unit Heater_
Commercial_Education_Existing_Space Heating_Natural Gas_Unit Heater_E9 | Commercial | Education | Existing | Space Heating | Natural Gas | Unit Heater | E9 |  | 0% | 0% | 0% | 0 | 0 | 0 | 0 | 0 | 0 | 0 | 0 | 0% | 0 | 0 | 0% | Normal | 0% | 0 | 0 | 0 | [17 empty] | Commercial_Education_Existing_Space Heating_Unit Heater_
Commercial_Education_Existing_Space Heating_Natural Gas_Unit Heater_E10 | Commercial | Education | Existing | Space Heating | Natural Gas | Unit Heater | E10 |  | 0% | 0% | 0% | 0 | 0 | 0 | 0 | 0 | 0 | 0 | 0 | 0% | 0 | 0 | 0% | Normal | 0% | 0 | 0 | 0 | [17 empty] | Commercial_Education_Existing_Space Heating_Unit Heater_
Commercial_Education_Existing_Water Heating_Natural Gas_Water Heater_E1 | Commercial | Education | Existing | Water Heating | Natural Gas | Water Heater | E1 | TE 80% | 100% | 0% | 0% | 0.073226 | 0 | 0 | 0 | 8 | 12 | 2019 | 2050 | 100% | 0 | 0 | 0% | Normal | 0% | 0.060397 | 0 | 0 | 1 kBtu/hr | 30000 | 0 | 0.002627 | 18.7801 | 26.22 | 0 | 0 | 0 | 2017 | 1.0631 | AEO 2022 - gas_water_heater 2017 current standard | AEO 2022 - gas_water_heater 2017 current standard | AEG BEST / Market Profile | 1 | kBtu/hr | 0.002627 | Commercial_Education_Existing_Water Heating_Water Heater_TE 80%
Commercial_Education_Existing_Water Heating_Natural Gas_Water Heater_E2 | Commercial | Education | Existing | Water Heating | Natural Gas | Water Heater | E2 | TE 94% (ENERGY STAR 2.0) | 85.11% | 0% | 0% | 0.081827 | 0 | 0 | 0 | 8 | 12 | 2019 | 2050 | 100% | 0 | 0 | 0% | Normal | 0% | 0.051401 | 0 | 0 | 1 kBtu/hr | 30000 | 0 | 0.002627 | 15.983 | 29.3 | 0 | 0 | 0 | 2017 | 1.0631 | AEO 2022 - gas_water_heater 2017 ENERGY STAR | AEO 2022 - gas_water_heater 2017 ENERGY STAR | AEG BEST / Market Profile | 1 | kBtu/hr | 0.002627 | Commercial_Education_Existing_Water Heating_Water Heater_TE 94% (ENERGY STAR 2.0)
Commercial_Education_Existing_Water Heating_Natural Gas_Water Heater_E3 | Commercial | Education | Existing | Water Heating | Natural Gas | Water Heater | E3 | TE 96% (Instantaneous) | 70.92% | 0% | 0% | 0.085535 | 0 | 0 | 0 | 8 | 12 | 2019 | 2050 | 100% | 0 | 0 | 0% | Normal | 0% | 0.042834 | 0 | 0 | 1 kBtu/hr | 30000 | 0 | 0.002627 | 13.3192 | 30.6277 | 0 | 0 | 0 | 2017 | 1.0631 | AEO 2022 - gas_water_heater 2017 current standard | AEO interpolation based on EIA data | AEG BEST / Market Profile | 1 | kBtu/hr | 0.002627 | Commercial_Education_Existing_Water Heating_Water Heater_TE 96% (Instantaneous)
Commercial_Education_Existing_Water Heating_Natural Gas_Water Heater_E4 | Commercial | Education | Existing | Water Heating | Natural Gas | Water Heater | E4 | UEF 1.0+ (Gas-Fired HPWH) | 53.53% | 0% | 0% | 0.15748 | 0 | 0 | 0 | 11 | 19 | 2026 | 2050 | 100% | 0 | 0 | 0% | Normal | 0% | 0.032328 | 0 | 0 | 1 kBtu/hr | 30000 | 0 | 0.002627 | 10.0522 | 56.3879 | 0 | 0 | 0 | 2017 | 1.0631 | AEO 2022 - HP water heater 2020 typical | NEEA Report #E20-309, Robur Heat Pump Field Trial. March 11, 2020. | AEG BEST / Market Profile | 1 | kBtu/hr | 0.002627 | Commercial_Education_Existing_Water Heating_Water Heater_UEF 1.0+ (Gas-Fired HPWH)
Commercial_Education_Existing_Water Heating_Natural Gas_Water Heater_E5 | Commercial | Education | Existing | Water Heating | Natural Gas | Water Heater | E5 |  | 0% | 0% | 0% | 0 | 0 | 0 | 0 | 0 | 0 | 0 | 0 | 0% | 0 | 0 | 0% | Normal | 0% | 0 | 0 | 0 | [17 empty] | Commercial_Education_Existing_Water Heating_Water Heater_
Commercial_Education_Existing_Water Heating_Natural Gas_Water Heater_E6 | Commercial | Education | Existing | Water Heating | Natural Gas | Water Heater | E6 |  | 0% | 0% | 0% | 0 | 0 | 0 | 0 | 0 | 0 | 0 | 0 | 0% | 0 | 0 | 0% | Normal | 0% | 0 | 0 | 0 | [17 empty] | Commercial_Education_Existing_Water Heating_Water Heater_
Commercial_Education_Existing_Water Heating_Natural Gas_Water Heater_E7 | Commercial | Education | Existing | Water Heating | Natural Gas | Water Heater | E7 |  | 0% | 0% | 0% | 0 | 0 | 0 | 0 | 0 | 0 | 0 | 0 | 0% | 0 | 0 | 0% | Normal | 0% | 0 | 0 | 0 | [17 empty] | Commercial_Education_Existing_Water Heating_Water Heater_
Commercial_Education_Existing_Water Heating_Natural Gas_Water Heater_E8 | Commercial | Education | Existing | Water Heating | Natural Gas | Water Heater | E8 |  | 0% | 0% | 0% | 0 | 0 | 0 | 0 | 0 | 0 | 0 | 0 | 0% | 0 | 0 | 0% | Normal | 0% | 0 | 0 | 0 | [17 empty] | Commercial_Education_Existing_Water Heating_Water Heater_
Commercial_Education_Existing_Water Heating_Natural Gas_Water Heater_E9 | Commercial | Education | Existing | Water Heating | Natural Gas | Water Heater | E9 |  | 0% | 0% | 0% | 0 | 0 | 0 | 0 | 0 | 0 | 0 | 0 | 0% | 0 | 0 | 0% | Normal | 0% | 0 | 0 | 0 | [17 empty] | Commercial_Education_Existing_Water Heating_Water Heater_
Commercial_Education_Existing_Water Heating_Natural Gas_Water Heater_E10 | Commercial | Education | Existing | Water Heating | Natural Gas | Water Heater | E10 |  | 0% | 0% | 0% | 0 | 0 | 0 | 0 | 0 | 0 | 0 | 0 | 0% | 0 | 0 | 0% | Normal | 0% | 0 | 0 | 0 | [17 empty] | Commercial_Education_Existing_Water Heating_Water Heater_
Commercial_Education_Existing_Food Preparation_Natural Gas_Oven_E1 | Commercial | Education | Existing | Food Preparation | Natural Gas | Oven | E1 | Standard | 100% | 0% | 0% | 0.025454 | 0 | 0 | 0 | 8 | 13 | 2019 | 2050 | 100% | 0 | 0 | 0% | Normal | 0% | 0.0010587 | 0 | 0 | 1 unit | 30000 | 0 | 1.4061e-06 | 752.9515 | 16851 | 0 | 0 | 0 | 2016 | 1.0743 | RTF WkBk - ComCookingCombinationOven_v5_0 | ENERGY STAR Version 3.0 Commercial Ovens Final Specification Data Package | RTF WkBk - ComCookingCombinationOven_v5_0 | 1 | unit | 1.4061e-06 | Commercial_Education_Existing_Food Preparation_Oven_Standard
Commercial_Education_Existing_Food Preparation_Natural Gas_Oven_E2 | Commercial | Education | Existing | Food Preparation | Natural Gas | Oven | E2 | ENERGY STAR (3.0) | 57.26% | 0% | 0% | 0.026524 | 0 | 0 | 0 | 8 | 13 | 2019 | 2050 | 100% | 0 | 0 | 0% | Normal | 0% | 0.00060626 | 0 | 0 | 1 unit | 30000 | 0 | 1.4061e-06 | 431.1611 | 17559.1305 | 0 | 0 | 0 | 2016 | 1.0743 | RTF WkBk - ComCookingCombinationOven_v5_0 | RTF WkBk - ComCookingCombinationOven_v5_0 | RTF WkBk - ComCookingCombinationOven_v5_0 | 1 | unit | 1.4061e-06 | Commercial_Education_Existing_Food Preparation_Oven_ENERGY STAR (3.0)
Commercial_Education_Existing_Food Preparation_Natural Gas_Oven_E3 | Commercial | Education | Existing | Food Preparation | Natural Gas | Oven | E3 |  | 0% | 0% | 0% | 0 | 0 | 0 | 0 | 0 | 0 | 0 | 0 | 0% | 0 | 0 | 0% | Normal | 0% | 0 | 0 | 0 | [17 empty] | Commercial_Education_Existing_Food Preparation_Oven_
Commercial_Education_Existing_Food Preparation_Natural Gas_Oven_E4 | Commercial | Education | Existing | Food Preparation | Natural Gas | Oven | E4 |  | 0% | 0% | 0% | 0 | 0 | 0 | 0 | 0 | 0 | 0 | 0 | 0% | 0 | 0 | 0% | Normal | 0% | 0 | 0 | 0 | [17 empty] | Commercial_Education_Existing_Food Preparation_Oven_
Commercial_Education_Existing_Food Preparation_Natural Gas_Oven_E5 | Commercial | Education | Existing | Food Preparation | Natural Gas | Oven | E5 |  | 0% | 0% | 0% | 0 | 0 | 0 | 0 | 0 | 0 | 0 | 0 | 0% | 0 | 0 | 0% | Normal | 0% | 0 | 0 | 0 | [17 empty] | Commercial_Education_Existing_Food Preparation_Oven_
Commercial_Education_Existing_Food Preparation_Natural Gas_Oven_E6 | Commercial | Education | Existing | Food Preparation | Natural Gas | Oven | E6 |  | 0% | 0% | 0% | 0 | 0 | 0 | 0 | 0 | 0 | 0 | 0 | 0% | 0 | 0 | 0% | Normal | 0% | 0 | 0 | 0 | [17 empty] | Commercial_Education_Existing_Food Preparation_Oven_
Commercial_Education_Existing_Food Preparation_Natural Gas_Oven_E7 | Commercial | Education | Existing | Food Preparation | Natural Gas | Oven | E7 |  | 0% | 0% | 0% | 0 | 0 | 0 | 0 | 0 | 0 | 0 | 0 | 0% | 0 | 0 | 0% | Normal | 0% | 0 | 0 | 0 | [17 empty] | Commercial_Education_Existing_Food Preparation_Oven_
Commercial_Education_Existing_Food Preparation_Natural Gas_Oven_E8 | Commercial | Education | Existing | Food Preparation | Natural Gas | Oven | E8 |  | 0% | 0% | 0% | 0 | 0 | 0 | 0 | 0 | 0 | 0 | 0 | 0% | 0 | 0 | 0% | Normal | 0% | 0 | 0 | 0 | [17 empty] | Commercial_Education_Existing_Food Preparation_Oven_
Commercial_Education_Existing_Food Preparation_Natural Gas_Oven_E9 | Commercial | Education | Existing | Food Preparation | Natural Gas | Oven | E9 |  | 0% | 0% | 0% | 0 | 0 | 0 | 0 | 0 | 0 | 0 | 0 | 0% | 0 | 0 | 0% | Normal | 0% | 0 | 0 | 0 | [17 empty] | Commercial_Education_Existing_Food Preparation_Oven_
Commercial_Education_Existing_Food Preparation_Natural Gas_Oven_E10 | Commercial | Education | Existing | Food Preparation | Natural Gas | Oven | E10 |  | 0% | 0% | 0% | 0 | 0 | 0 | 0 | 0 | 0 | 0 | 0 | 0% | 0 | 0 | 0% | Normal | 0% | 0 | 0 | 0 | [17 empty] | Commercial_Education_Existing_Food Preparation_Oven_
Commercial_Education_Existing_Food Preparation_Natural Gas_Conveyor Oven_E1 | Commercial | Education | Existing | Food Preparation | Natural Gas | Conveyor Oven | E1 | Standard | 100% | 0% | 0% | 0.006052 | 0 | 0 | 0 | 15 | 19 | 2019 | 2050 | 100% | 0 | 0 | 0% | Normal | 0% | 0.0015781 | 0 | 0 | 1 unit | 30000 | 0 | 5.4691e-07 | 2885.475 | 10177 | 0 | 0 | 0 | 2015 | 1.0873 | IL TRM - 4.2.4 - CI-FSE-CVOV-V02-180101 | PGE Workpaper, PGECOFST117 R5, 2015 | MN TRM 3.1 - Gas Conveyor Oven v1.1 | 1 | unit | 5.4691e-07 | Commercial_Education_Existing_Food Preparation_Conveyor Oven_Standard
Commercial_Education_Existing_Food Preparation_Natural Gas_Conveyor Oven_E2 | Commercial | Education | Existing | Food Preparation | Natural Gas | Conveyor Oven | E2 | Efficient (>44% Baking Efficiency) | 76.02% | 0% | 0% | 0.0073781 | 0 | 0 | 0 | 15 | 19 | 2019 | 2050 | 100% | 0 | 0 | 0% | Normal | 0% | 0.0011996 | 0 | 0 | 1 unit | 30000 | 0 | 5.4691e-07 | 2193.4093 | 12407 | 0 | 0 | 0 | 2015 | 1.0873 | IL TRM - 4.2.4 - CI-FSE-CVOV-V02-180101 | PGE Workpaper, PGECOFST117 R5, 2015 | MN TRM 3.1 - Gas Conveyor Oven v1.1 | 1 | unit | 5.4691e-07 | Commercial_Education_Existing_Food Preparation_Conveyor Oven_Efficient (>44% Baking Efficiency)
Commercial_Education_Existing_Food Preparation_Natural Gas_Conveyor Oven_E3 | Commercial | Education | Existing | Food Preparation | Natural Gas | Conveyor Oven | E3 |  | 0% | 0% | 0% | 0 | 0 | 0 | 0 | 0 | 0 | 0 | 0 | 0% | 0 | 0 | 0% | Normal | 0% | 0 | 0 | 0 | [17 empty] | Commercial_Education_Existing_Food Preparation_Conveyor Oven_
Commercial_Education_Existing_Food Preparation_Natural Gas_Conveyor Oven_E4 | Commercial | Education | Existing | Food Preparation | Natural Gas | Conveyor Oven | E4 |  | 0% | 0% | 0% | 0 | 0 | 0 | 0 | 0 | 0 | 0 | 0 | 0% | 0 | 0 | 0% | Normal | 0% | 0 | 0 | 0 | [17 empty] | Commercial_Education_Existing_Food Preparation_Conveyor Oven_
Commercial_Education_Existing_Food Preparation_Natural Gas_Conveyor Oven_E5 | Commercial | Education | Existing | Food Preparation | Natural Gas | Conveyor Oven | E5 |  | 0% | 0% | 0% | 0 | 0 | 0 | 0 | 0 | 0 | 0 | 0 | 0% | 0 | 0 | 0% | Normal | 0% | 0 | 0 | 0 | [17 empty] | Commercial_Education_Existing_Food Preparation_Conveyor Oven_
Commercial_Education_Existing_Food Preparation_Natural Gas_Conveyor Oven_E6 | Commercial | Education | Existing | Food Preparation | Natural Gas | Conveyor Oven | E6 |  | 0% | 0% | 0% | 0 | 0 | 0 | 0 | 0 | 0 | 0 | 0 | 0% | 0 | 0 | 0% | Normal | 0% | 0 | 0 | 0 | [17 empty] | Commercial_Education_Existing_Food Preparation_Conveyor Oven_
Commercial_Education_Existing_Food Preparation_Natural Gas_Conveyor Oven_E7 | Commercial | Education | Existing | Food Preparation | Natural Gas | Conveyor Oven | E7 |  | 0% | 0% | 0% | 0 | 0 | 0 | 0 | 0 | 0 | 0 | 0 | 0% | 0 | 0 | 0% | Normal | 0% | 0 | 0 | 0 | [17 empty] | Commercial_Education_Existing_Food Preparation_Conveyor Oven_
Commercial_Education_Existing_Food Preparation_Natural Gas_Conveyor Oven_E8 | Commercial | Education | Existing | Food Preparation | Natural Gas | Conveyor Oven | E8 |  | 0% | 0% | 0% | 0 | 0 | 0 | 0 | 0 | 0 | 0 | 0 | 0% | 0 | 0 | 0% | Normal | 0% | 0 | 0 | 0 | [17 empty] | Commercial_Education_Existing_Food Preparation_Conveyor Oven_
Commercial_Education_Existing_Food Preparation_Natural Gas_Conveyor Oven_E9 | Commercial | Education | Existing | Food Preparation | Natural Gas | Conveyor Oven | E9 |  | 0% | 0% | 0% | 0 | 0 | 0 | 0 | 0 | 0 | 0 | 0 | 0% | 0 | 0 | 0% | Normal | 0% | 0 | 0 | 0 | [17 empty] | Commercial_Education_Existing_Food Preparation_Conveyor Oven_
Commercial_Education_Existing_Food Preparation_Natural Gas_Conveyor Oven_E10 | Commercial | Education | Existing | Food Preparation | Natural Gas | Conveyor Oven | E10 |  | 0% | 0% | 0% | 0 | 0 | 0 | 0 | 0 | 0 | 0 | 0 | 0% | 0 | 0 | 0% | Normal | 0% | 0 | 0 | 0 | [17 empty] | Commercial_Education_Existing_Food Preparation_Conveyor Oven_
Commercial_Education_Existing_Food Preparation_Natural Gas_Double Rack Oven_E1 | Commercial | Education | Existing | Food Preparation | Natural Gas | Double Rack Oven | E1 | Standard | 100% | 0% | 0% | 0.0089015 | 0 | 0 | 0 | 10 | 14 | 2019 | 2050 | 100% | 0 | 0 | 0% | Normal | 0% | 0.0028124 | 0 | 0 | 1 unit | 30000 | 0 | 6.6219e-07 | 4247.1 | 12513 | 0 | 0 | 0 | 2016 | 1.0743 | IL TRM - 4.2.18 - CI-FSE-RKOV-VO2-180101 | PGE Workpaper, PGECOFST109 R6, 2016 | IL TRM - 4.2.18 - CI-FSE-RKOV-VO2-180101 | 1 | unit | 6.6219e-07 | Commercial_Education_Existing_Food Preparation_Double Rack Oven_Standard
Commercial_Education_Existing_Food Preparation_Natural Gas_Double Rack Oven_E2 | Commercial | Education | Existing | Food Preparation | Natural Gas | Double Rack Oven | E2 | FTSC Qualified (>50% Cooking Efficiency) | 54.55% | 0% | 0% | 0.011838 | 0 | 0 | 0 | 10 | 14 | 2019 | 2050 | 100% | 0 | 0 | 0% | Normal | 0% | 0.001534 | 0 | 0 | 1 unit | 30000 | 0 | 6.6219e-07 | 2316.6 | 16641 | 0 | 0 | 0 | 2016 | 1.0743 | IL TRM - 4.2.18 - CI-FSE-RKOV-VO2-180101 | PGE Workpaper, PGECOFST109 R6, 2016 | IL TRM - 4.2.18 - CI-FSE-RKOV-VO2-180101 | 1 | unit | 6.6219e-07 | Commercial_Education_Existing_Food Preparation_Double Rack Oven_FTSC Qualified (>50% Cooking Efficiency)
Commercial_Education_Existing_Food Preparation_Natural Gas_Double Rack Oven_E3 | Commercial | Education | Existing | Food Preparation | Natural Gas | Double Rack Oven | E3 |  | 0% | 0% | 0% | 0 | 0 | 0 | 0 | 0 | 0 | 0 | 0 | 0% | 0 | 0 | 0% | Normal | 0% | 0 | 0 | 0 | [17 empty] | Commercial_Education_Existing_Food Preparation_Double Rack Oven_
Commercial_Education_Existing_Food Preparation_Natural Gas_Double Rack Oven_E4 | Commercial | Education | Existing | Food Preparation | Natural Gas | Double Rack Oven | E4 |  | 0% | 0% | 0% | 0 | 0 | 0 | 0 | 0 | 0 | 0 | 0 | 0% | 0 | 0 | 0% | Normal | 0% | 0 | 0 | 0 | [17 empty] | Commercial_Education_Existing_Food Preparation_Double Rack Oven_
Commercial_Education_Existing_Food Preparation_Natural Gas_Double Rack Oven_E5 | Commercial | Education | Existing | Food Preparation | Natural Gas | Double Rack Oven | E5 |  | 0% | 0% | 0% | 0 | 0 | 0 | 0 | 0 | 0 | 0 | 0 | 0% | 0 | 0 | 0% | Normal | 0% | 0 | 0 | 0 | [17 empty] | Commercial_Education_Existing_Food Preparation_Double Rack Oven_
Commercial_Education_Existing_Food Preparation_Natural Gas_Double Rack Oven_E6 | Commercial | Education | Existing | Food Preparation | Natural Gas | Double Rack Oven | E6 |  | 0% | 0% | 0% | 0 | 0 | 0 | 0 | 0 | 0 | 0 | 0 | 0% | 0 | 0 | 0% | Normal | 0% | 0 | 0 | 0 | [17 empty] | Commercial_Education_Existing_Food Preparation_Double Rack Oven_
Commercial_Education_Existing_Food Preparation_Natural Gas_Double Rack Oven_E7 | Commercial | Education | Existing | Food Preparation | Natural Gas | Double Rack Oven | E7 |  | 0% | 0% | 0% | 0 | 0 | 0 | 0 | 0 | 0 | 0 | 0 | 0% | 0 | 0 | 0% | Normal | 0% | 0 | 0 | 0 | [17 empty] | Commercial_Education_Existing_Food Preparation_Double Rack Oven_
Commercial_Education_Existing_Food Preparation_Natural Gas_Double Rack Oven_E8 | Commercial | Education | Existing | Food Preparation | Natural Gas | Double Rack Oven | E8 |  | 0% | 0% | 0% | 0 | 0 | 0 | 0 | 0 | 0 | 0 | 0 | 0% | 0 | 0 | 0% | Normal | 0% | 0 | 0 | 0 | [17 empty] | Commercial_Education_Existing_Food Preparation_Double Rack Oven_
Commercial_Education_Existing_Food Preparation_Natural Gas_Double Rack Oven_E9 | Commercial | Education | Existing | Food Preparation | Natural Gas | Double Rack Oven | E9 |  | 0% | 0% | 0% | 0 | 0 | 0 | 0 | 0 | 0 | 0 | 0 | 0% | 0 | 0 | 0% | Normal | 0% | 0 | 0 | 0 | [17 empty] | Commercial_Education_Existing_Food Preparation_Double Rack Oven_
Commercial_Education_Existing_Food Preparation_Natural Gas_Double Rack Oven_E10 | Commercial | Education | Existing | Food Preparation | Natural Gas | Double Rack Oven | E10 |  | 0% | 0% | 0% | 0 | 0 | 0 | 0 | 0 | 0 | 0 | 0 | 0% | 0 | 0 | 0% | Normal | 0% | 0 | 0 | 0 | [17 empty] | Commercial_Education_Existing_Food Preparation_Double Rack Oven_
Commercial_Education_Existing_Food Preparation_Natural Gas_Fryer_E1 | Commercial | Education | Existing | Food Preparation | Natural Gas | Fryer | E1 | Standard | 100% | 0% | 0% | 0.0056283 | 0 | 0 | 0 | 7 | 11 | 2019 | 2021 | 100% | 0 | 0 | 0% | Normal | 0% | 0.0014002 | 0 | 0 | 1 unit | 30000 | 0 | 1.4708e-06 | 951.9922 | 3562.1384 | 0 | 0 | 0 | 2016 | 1.0743 | RTF WkBk - ComCookingFryer_v5_0 | RTF WkBk - ComCookingFryer_v5_0 | RTF WkBk - ComCookingFryer_v5_0 | 1 | unit | 1.4708e-06 | Commercial_Education_Existing_Food Preparation_Fryer_Standard
Commercial_Education_Existing_Food Preparation_Natural Gas_Fryer_E2 | Commercial | Education | Existing | Food Preparation | Natural Gas | Fryer | E2 | ENERGY STAR (3.0) | 67.2% | 0% | 0% | 0.0067125 | 0 | 0 | 0 | 7 | 11 | 2019 | 2050 | 100% | 0 | 0 | 0% | Normal | 0% | 0.00094091 | 0 | 0 | 1 unit | 30000 | 0 | 1.4708e-06 | 639.7296 | 4248.3333 | 0 | 0 | 0 | 2016 | 1.0743 | RTF WkBk - ComCookingFryer_v5_0 | RTF WkBk - ComCookingFryer_v5_0 | RTF WkBk - ComCookingFryer_v5_0 | 1 | unit | 1.4708e-06 | Commercial_Education_Existing_Food Preparation_Fryer_ENERGY STAR (3.0)
Commercial_Education_Existing_Food Preparation_Natural Gas_Fryer_E3 | Commercial | Education | Existing | Food Preparation | Natural Gas | Fryer | E3 |  | 0% | 0% | 0% | 0 | 0 | 0 | 0 | 0 | 0 | 0 | 0 | 0% | 0 | 0 | 0% | Normal | 0% | 0 | 0 | 0 | [17 empty] | Commercial_Education_Existing_Food Preparation_Fryer_
Commercial_Education_Existing_Food Preparation_Natural Gas_Fryer_E4 | Commercial | Education | Existing | Food Preparation | Natural Gas | Fryer | E4 |  | 0% | 0% | 0% | 0 | 0 | 0 | 0 | 0 | 0 | 0 | 0 | 0% | 0 | 0 | 0% | Normal | 0% | 0 | 0 | 0 | [17 empty] | Commercial_Education_Existing_Food Preparation_Fryer_
Commercial_Education_Existing_Food Preparation_Natural Gas_Fryer_E5 | Commercial | Education | Existing | Food Preparation | Natural Gas | Fryer | E5 |  | 0% | 0% | 0% | 0 | 0 | 0 | 0 | 0 | 0 | 0 | 0 | 0% | 0 | 0 | 0% | Normal | 0% | 0 | 0 | 0 | [17 empty] | Commercial_Education_Existing_Food Preparation_Fryer_
Commercial_Education_Existing_Food Preparation_Natural Gas_Fryer_E6 | Commercial | Education | Existing | Food Preparation | Natural Gas | Fryer | E6 |  | 0% | 0% | 0% | 0 | 0 | 0 | 0 | 0 | 0 | 0 | 0 | 0% | 0 | 0 | 0% | Normal | 0% | 0 | 0 | 0 | [17 empty] | Commercial_Education_Existing_Food Preparation_Fryer_
Commercial_Education_Existing_Food Preparation_Natural Gas_Fryer_E7 | Commercial | Education | Existing | Food Preparation | Natural Gas | Fryer | E7 |  | 0% | 0% | 0% | 0 | 0 | 0 | 0 | 0 | 0 | 0 | 0 | 0% | 0 | 0 | 0% | Normal | 0% | 0 | 0 | 0 | [17 empty] | Commercial_Education_Existing_Food Preparation_Fryer_
Commercial_Education_Existing_Food Preparation_Natural Gas_Fryer_E8 | Commercial | Education | Existing | Food Preparation | Natural Gas | Fryer | E8 |  | 0% | 0% | 0% | 0 | 0 | 0 | 0 | 0 | 0 | 0 | 0 | 0% | 0 | 0 | 0% | Normal | 0% | 0 | 0 | 0 | [17 empty] | Commercial_Education_Existing_Food Preparation_Fryer_
Commercial_Education_Existing_Food Preparation_Natural Gas_Fryer_E9 | Commercial | Education | Existing | Food Preparation | Natural Gas | Fryer | E9 |  | 0% | 0% | 0% | 0 | 0 | 0 | 0 | 0 | 0 | 0 | 0 | 0% | 0 | 0 | 0% | Normal | 0% | 0 | 0 | 0 | [17 empty] | Commercial_Education_Existing_Food Preparation_Fryer_
Commercial_Education_Existing_Food Preparation_Natural Gas_Fryer_E10 | Commercial | Education | Existing | Food Preparation | Natural Gas | Fryer | E10 |  | 0% | 0% | 0% | 0 | 0 | 0 | 0 | 0 | 0 | 0 | 0 | 0% | 0 | 0 | 0% | Normal | 0% | 0 | 0 | 0 | [17 empty] | Commercial_Education_Existing_Food Preparation_Fryer_
Commercial_Education_Existing_Food Preparation_Natural Gas_Broiler_E1 | Commercial | Education | Existing | Food Preparation | Natural Gas | Broiler | E1 | Standard | 100% | 0% | 0% | 0.0062885 | 0 | 0 | 0 | 10 | 14 | 2019 | 2050 | 100% | 0 | 0 | 0% | Normal | 0% | 0.0014502 | 0 | 0 | 1 unit | 30000 | 0 | 2.1559e-06 | 672.672 | 2500 | 0 | 0 | 0 | 2011 | 1.1667 | IL TRM - 4.2.14 - CI-FSE-IRBL-V02-180101 | Estimate | IL TRM - 4.2.14 - CI-FSE-IRBL-V02-180101 | 1 | unit | 2.1559e-06 | Commercial_Education_Existing_Food Preparation_Broiler_Standard
Commercial_Education_Existing_Food Preparation_Natural Gas_Broiler_E2 | Commercial | Education | Existing | Food Preparation | Natural Gas | Broiler | E2 | Infrared Burners | 64.29% | 0% | 0% | 0.0088038 | 0 | 0 | 0 | 10 | 14 | 2019 | 2050 | 100% | 0 | 0 | 0% | Normal | 0% | 0.0009323 | 0 | 0 | 1 unit | 30000 | 0 | 2.1559e-06 | 432.432 | 3500 | 0 | 0 | 0 | 2011 | 1.1667 | IL TRM - 4.2.14 - CI-FSE-IRBL-V02-180101 | IL TRM - 4.2.14 - CI-FSE-IRBL-V02-180101 | IL TRM - 4.2.14 - CI-FSE-IRBL-V02-180101 | 1 | unit | 2.1559e-06 | Commercial_Education_Existing_Food Preparation_Broiler_Infrared Burners
Commercial_Education_Existing_Food Preparation_Natural Gas_Broiler_E3 | Commercial | Education | Existing | Food Preparation | Natural Gas | Broiler | E3 |  | 0% | 0% | 0% | 0 | 0 | 0 | 0 | 0 | 0 | 0 | 0 | 0% | 0 | 0 | 0% | Normal | 0% | 0 | 0 | 0 | [17 empty] | Commercial_Education_Existing_Food Preparation_Broiler_
Commercial_Education_Existing_Food Preparation_Natural Gas_Broiler_E4 | Commercial | Education | Existing | Food Preparation | Natural Gas | Broiler | E4 |  | 0% | 0% | 0% | 0 | 0 | 0 | 0 | 0 | 0 | 0 | 0 | 0% | 0 | 0 | 0% | Normal | 0% | 0 | 0 | 0 | [17 empty] | Commercial_Education_Existing_Food Preparation_Broiler_
Commercial_Education_Existing_Food Preparation_Natural Gas_Broiler_E5 | Commercial | Education | Existing | Food Preparation | Natural Gas | Broiler | E5 |  | 0% | 0% | 0% | 0 | 0 | 0 | 0 | 0 | 0 | 0 | 0 | 0% | 0 | 0 | 0% | Normal | 0% | 0 | 0 | 0 | [17 empty] | Commercial_Education_Existing_Food Preparation_Broiler_
Commercial_Education_Existing_Food Preparation_Natural Gas_Broiler_E6 | Commercial | Education | Existing | Food Preparation | Natural Gas | Broiler | E6 |  | 0% | 0% | 0% | 0 | 0 | 0 | 0 | 0 | 0 | 0 | 0 | 0% | 0 | 0 | 0% | Normal | 0% | 0 | 0 | 0 | [17 empty] | Commercial_Education_Existing_Food Preparation_Broiler_
Commercial_Education_Existing_Food Preparation_Natural Gas_Broiler_E7 | Commercial | Education | Existing | Food Preparation | Natural Gas | Broiler | E7 |  | 0% | 0% | 0% | 0 | 0 | 0 | 0 | 0 | 0 | 0 | 0 | 0% | 0 | 0 | 0% | Normal | 0% | 0 | 0 | 0 | [17 empty] | Commercial_Education_Existing_Food Preparation_Broiler_
Commercial_Education_Existing_Food Preparation_Natural Gas_Broiler_E8 | Commercial | Education | Existing | Food Preparation | Natural Gas | Broiler | E8 |  | 0% | 0% | 0% | 0 | 0 | 0 | 0 | 0 | 0 | 0 | 0 | 0% | 0 | 0 | 0% | Normal | 0% | 0 | 0 | 0 | [17 empty] | Commercial_Education_Existing_Food Preparation_Broiler_
Commercial_Education_Existing_Food Preparation_Natural Gas_Broiler_E9 | Commercial | Education | Existing | Food Preparation | Natural Gas | Broiler | E9 |  | 0% | 0% | 0% | 0 | 0 | 0 | 0 | 0 | 0 | 0 | 0 | 0% | 0 | 0 | 0% | Normal | 0% | 0 | 0 | 0 | [17 empty] | Commercial_Education_Existing_Food Preparation_Broiler_
Commercial_Education_Existing_Food Preparation_Natural Gas_Broiler_E10 | Commercial | Education | Existing | Food Preparation | Natural Gas | Broiler | E10 |  | 0% | 0% | 0% | 0 | 0 | 0 | 0 | 0 | 0 | 0 | 0 | 0% | 0 | 0 | 0% | Normal | 0% | 0 | 0 | 0 | [17 empty] | Commercial_Education_Existing_Food Preparation_Broiler_
Commercial_Education_Existing_Food Preparation_Natural Gas_Griddle_E1 | Commercial | Education | Existing | Food Preparation | Natural Gas | Griddle | E1 | Standard | 100% | 0% | 0% | 0.0045774 | 0 | 0 | 0 | 10 | 14 | 2019 | 2050 | 100% | 0 | 0 | 0% | Normal | 0% | 0.00097356 | 0 | 0 | 1 unit | 30000 | 0 | 7.903e-07 | 1231.891 | 5150 | 0 | 0 | 0 | 2013 | 1.1247 | IL TRM - 4.2.8 - CI-FSE-ESGR-V04-200101 | COOK_GRD-Food Preparation-EIA14-2014 Ref. Case-5 | IL TRM - 4.2.8 - CI-FSE-ESGR-V04-200101 | 1 | unit | 7.903e-07 | Commercial_Education_Existing_Food Preparation_Griddle_Standard
Commercial_Education_Existing_Food Preparation_Natural Gas_Griddle_E2 | Commercial | Education | Existing | Food Preparation | Natural Gas | Griddle | E2 | ENERGY STAR | 86.37% | 0% | 0% | 0.0048974 | 0 | 0 | 0 | 10 | 14 | 2019 | 2050 | 100% | 0 | 0 | 0% | Normal | 0% | 0.00084084 | 0 | 0 | 1 unit | 30000 | 0 | 7.903e-07 | 1063.9446 | 5510 | 0 | 0 | 0 | 2013 | 1.1247 | IL TRM - 4.2.8 - CI-FSE-ESGR-V04-200101 | COOK_GRD-Food Preparation-EIA14-2014 Ref. Case-5 | IL TRM - 4.2.8 - CI-FSE-ESGR-V04-200101 | 1 | unit | 7.903e-07 | Commercial_Education_Existing_Food Preparation_Griddle_ENERGY STAR
Commercial_Education_Existing_Food Preparation_Natural Gas_Griddle_E3 | Commercial | Education | Existing | Food Preparation | Natural Gas | Griddle | E3 |  | 0% | 0% | 0% | 0 | 0 | 0 | 0 | 0 | 0 | 0 | 0 | 0% | 0 | 0 | 0% | Normal | 0% | 0 | 0 | 0 | [17 empty] | Commercial_Education_Existing_Food Preparation_Griddle_
Commercial_Education_Existing_Food Preparation_Natural Gas_Griddle_E4 | Commercial | Education | Existing | Food Preparation | Natural Gas | Griddle | E4 |  | 0% | 0% | 0% | 0 | 0 | 0 | 0 | 0 | 0 | 0 | 0 | 0% | 0 | 0 | 0% | Normal | 0% | 0 | 0 | 0 | [17 empty] | Commercial_Education_Existing_Food Preparation_Griddle_
Commercial_Education_Existing_Food Preparation_Natural Gas_Griddle_E5 | Commercial | Education | Existing | Food Preparation | Natural Gas | Griddle | E5 |  | 0% | 0% | 0% | 0 | 0 | 0 | 0 | 0 | 0 | 0 | 0 | 0% | 0 | 0 | 0% | Normal | 0% | 0 | 0 | 0 | [17 empty] | Commercial_Education_Existing_Food Preparation_Griddle_
Commercial_Education_Existing_Food Preparation_Natural Gas_Griddle_E6 | Commercial | Education | Existing | Food Preparation | Natural Gas | Griddle | E6 |  | 0% | 0% | 0% | 0 | 0 | 0 | 0 | 0 | 0 | 0 | 0 | 0% | 0 | 0 | 0% | Normal | 0% | 0 | 0 | 0 | [17 empty] | Commercial_Education_Existing_Food Preparation_Griddle_
Commercial_Education_Existing_Food Preparation_Natural Gas_Griddle_E7 | Commercial | Education | Existing | Food Preparation | Natural Gas | Griddle | E7 |  | 0% | 0% | 0% | 0 | 0 | 0 | 0 | 0 | 0 | 0 | 0 | 0% | 0 | 0 | 0% | Normal | 0% | 0 | 0 | 0 | [17 empty] | Commercial_Education_Existing_Food Preparation_Griddle_
Commercial_Education_Existing_Food Preparation_Natural Gas_Griddle_E8 | Commercial | Education | Existing | Food Preparation | Natural Gas | Griddle | E8 |  | 0% | 0% | 0% | 0 | 0 | 0 | 0 | 0 | 0 | 0 | 0 | 0% | 0 | 0 | 0% | Normal | 0% | 0 | 0 | 0 | [17 empty] | Commercial_Education_Existing_Food Preparation_Griddle_
Commercial_Education_Existing_Food Preparation_Natural Gas_Griddle_E9 | Commercial | Education | Existing | Food Preparation | Natural Gas | Griddle | E9 |  | 0% | 0% | 0% | 0 | 0 | 0 | 0 | 0 | 0 | 0 | 0 | 0% | 0 | 0 | 0% | Normal | 0% | 0 | 0 | 0 | [17 empty] | Commercial_Education_Existing_Food Preparation_Griddle_
Commercial_Education_Existing_Food Preparation_Natural Gas_Griddle_E10 | Commercial | Education | Existing | Food Preparation | Natural Gas | Griddle | E10 |  | 0% | 0% | 0% | 0 | 0 | 0 | 0 | 0 | 0 | 0 | 0 | 0% | 0 | 0 | 0% | Normal | 0% | 0 | 0 | 0 | [17 empty] | Commercial_Education_Existing_Food Preparation_Griddle_
Commercial_Education_Existing_Food Preparation_Natural Gas_Range_E1 | Commercial | Education | Existing | Food Preparation | Natural Gas | Range | E1 | Standard | 100% | 0% | 0% | 0.0075094 | 0 | 0 | 0 | 8 | 12 | 2019 | 2050 | 100% | 0 | 0 | 0% | Normal | 0% | 0.0011378 | 0 | 0 | 1 unit | 30000 | 0 | 9.4814e-07 | 1200 | 7450 | 0 | 0 | 0 | 2017 | 1.0631 | COOK_OVN-Food Preparation-AEO17-1 | EIA 2018 Tech Forecast | Navigant 2009 | 1 | unit | 9.4814e-07 | Commercial_Education_Existing_Food Preparation_Range_Standard
Commercial_Education_Existing_Food Preparation_Natural Gas_Range_E2 | Commercial | Education | Existing | Food Preparation | Natural Gas | Range | E2 | High Efficiency | 75% | 0% | 0% | 0.0075104 | 0 | 0 | 0 | 8 | 12 | 2019 | 2050 | 100% | 0 | 0 | 0% | Normal | 0% | 0.00085333 | 0 | 0 | 1 unit | 30000 | 0 | 9.4814e-07 | 900 | 7451 | 0 | 0 | 0 | 2017 | 1.0631 | COOK_OVN-Food Preparation-AEO17-1 | EIA 2018 Tech Forecast | EIA 2018 Tech Forecast | 1 | unit | 9.4814e-07 | Commercial_Education_Existing_Food Preparation_Range_High Efficiency
Commercial_Education_Existing_Food Preparation_Natural Gas_Range_E3 | Commercial | Education | Existing | Food Preparation | Natural Gas | Range | E3 |  | 0% | 0% | 0% | 0 | 0 | 0 | 0 | 0 | 0 | 0 | 0 | 0% | 0 | 0 | 0% | Normal | 0% | 0 | 0 | 0 | [17 empty] | Commercial_Education_Existing_Food Preparation_Range_
Commercial_Education_Existing_Food Preparation_Natural Gas_Range_E4 | Commercial | Education | Existing | Food Preparation | Natural Gas | Range | E4 |  | 0% | 0% | 0% | 0 | 0 | 0 | 0 | 0 | 0 | 0 | 0 | 0% | 0 | 0 | 0% | Normal | 0% | 0 | 0 | 0 | [17 empty] | Commercial_Education_Existing_Food Preparation_Range_
Commercial_Education_Existing_Food Preparation_Natural Gas_Range_E5 | Commercial | Education | Existing | Food Preparation | Natural Gas | Range | E5 |  | 0% | 0% | 0% | 0 | 0 | 0 | 0 | 0 | 0 | 0 | 0 | 0% | 0 | 0 | 0% | Normal | 0% | 0 | 0 | 0 | [17 empty] | Commercial_Education_Existing_Food Preparation_Range_
Commercial_Education_Existing_Food Preparation_Natural Gas_Range_E6 | Commercial | Education | Existing | Food Preparation | Natural Gas | Range | E6 |  | 0% | 0% | 0% | 0 | 0 | 0 | 0 | 0 | 0 | 0 | 0 | 0% | 0 | 0 | 0% | Normal | 0% | 0 | 0 | 0 | [17 empty] | Commercial_Education_Existing_Food Preparation_Range_
Commercial_Education_Existing_Food Preparation_Natural Gas_Range_E7 | Commercial | Education | Existing | Food Preparation | Natural Gas | Range | E7 |  | 0% | 0% | 0% | 0 | 0 | 0 | 0 | 0 | 0 | 0 | 0 | 0% | 0 | 0 | 0% | Normal | 0% | 0 | 0 | 0 | [17 empty] | Commercial_Education_Existing_Food Preparation_Range_
Commercial_Education_Existing_Food Preparation_Natural Gas_Range_E8 | Commercial | Education | Existing | Food Preparation | Natural Gas | Range | E8 |  | 0% | 0% | 0% | 0 | 0 | 0 | 0 | 0 | 0 | 0 | 0 | 0% | 0 | 0 | 0% | Normal | 0% | 0 | 0 | 0 | [17 empty] | Commercial_Education_Existing_Food Preparation_Range_
Commercial_Education_Existing_Food Preparation_Natural Gas_Range_E9 | Commercial | Education | Existing | Food Preparation | Natural Gas | Range | E9 |  | 0% | 0% | 0% | 0 | 0 | 0 | 0 | 0 | 0 | 0 | 0 | 0% | 0 | 0 | 0% | Normal | 0% | 0 | 0 | 0 | [17 empty] | Commercial_Education_Existing_Food Preparation_Range_
Commercial_Education_Existing_Food Preparation_Natural Gas_Range_E10 | Commercial | Education | Existing | Food Preparation | Natural Gas | Range | E10 |  | 0% | 0% | 0% | 0 | 0 | 0 | 0 | 0 | 0 | 0 | 0 | 0% | 0 | 0 | 0% | Normal | 0% | 0 | 0 | 0 | [17 empty] | Commercial_Education_Existing_Food Preparation_Range_
Commercial_Education_Existing_Food Preparation_Natural Gas_Steamer_E1 | Commercial | Education | Existing | Food Preparation | Natural Gas | Steamer | E1 | Standard | 100% | 0% | 0% | 0.026364 | 0 | 0 | 0 | 8 | 16 | 2019 | 2021 | 100% | 0 | 0 | 0% | Normal | 0% | 0.0026808 | 0 | 0 | 1 unit | 30000 | 0 | 1.7556e-06 | 1527.0152 | 13100 | 0 | 0 | 0 | 2012 | 1.1464 | IL TRM - 4.2.3 - CI-FSE-STMC-V05-190101 | DOE Commercial R&D 2016 - Table 2-10 | IL TRM - 4.2.3 - CI-FSE-STMC-V05-190101 | 1 | unit | 1.7556e-06 | Commercial_Education_Existing_Food Preparation_Steamer_Standard
Commercial_Education_Existing_Food Preparation_Natural Gas_Steamer_E2 | Commercial | Education | Existing | Food Preparation | Natural Gas | Steamer | E2 | ENERGY STAR | 20.86% | 0% | 0% | 0.028372 | 0 | -5.2925e-06 | 0 | 8 | 16 | 2019 | 2050 | 100% | 0 | 0 | 0% | Normal | 0% | 0.00055919 | 0 | 0 | 1 unit | 30000 | 0 | 1.7556e-06 | 318.5218 | 14098 | 0 | -2.6298 | 0 | 2012 | 1.1464 | IL TRM - 4.2.3 - CI-FSE-STMC-V05-190101 | IL TRM - 4.2.3 - CI-FSE-STMC-V05-190101 | IL TRM - 4.2.3 - CI-FSE-STMC-V05-190101 | 1 | unit | 1.7556e-06 | Commercial_Education_Existing_Food Preparation_Steamer_ENERGY STAR
Commercial_Education_Existing_Food Preparation_Natural Gas_Steamer_E3 | Commercial | Education | Existing | Food Preparation | Natural Gas | Steamer | E3 |  | 0% | 0% | 0% | 0 | 0 | 0 | 0 | 0 | 0 | 0 | 0 | 0% | 0 | 0 | 0% | Normal | 0% | 0 | 0 | 0 | [17 empty] | Commercial_Education_Existing_Food Preparation_Steamer_
Commercial_Education_Existing_Food Preparation_Natural Gas_Steamer_E4 | Commercial | Education | Existing | Food Preparation | Natural Gas | Steamer | E4 |  | 0% | 0% | 0% | 0 | 0 | 0 | 0 | 0 | 0 | 0 | 0 | 0% | 0 | 0 | 0% | Normal | 0% | 0 | 0 | 0 | [17 empty] | Commercial_Education_Existing_Food Preparation_Steamer_
Commercial_Education_Existing_Food Preparation_Natural Gas_Steamer_E5 | Commercial | Education | Existing | Food Preparation | Natural Gas | Steamer | E5 |  | 0% | 0% | 0% | 0 | 0 | 0 | 0 | 0 | 0 | 0 | 0 | 0% | 0 | 0 | 0% | Normal | 0% | 0 | 0 | 0 | [17 empty] | Commercial_Education_Existing_Food Preparation_Steamer_
Commercial_Education_Existing_Food Preparation_Natural Gas_Steamer_E6 | Commercial | Education | Existing | Food Preparation | Natural Gas | Steamer | E6 |  | 0% | 0% | 0% | 0 | 0 | 0 | 0 | 0 | 0 | 0 | 0 | 0% | 0 | 0 | 0% | Normal | 0% | 0 | 0 | 0 | [17 empty] | Commercial_Education_Existing_Food Preparation_Steamer_
Commercial_Education_Existing_Food Preparation_Natural Gas_Steamer_E7 | Commercial | Education | Existing | Food Preparation | Natural Gas | Steamer | E7 |  | 0% | 0% | 0% | 0 | 0 | 0 | 0 | 0 | 0 | 0 | 0 | 0% | 0 | 0 | 0% | Normal | 0% | 0 | 0 | 0 | [17 empty] | Commercial_Education_Existing_Food Preparation_Steamer_
Commercial_Education_Existing_Food Preparation_Natural Gas_Steamer_E8 | Commercial | Education | Existing | Food Preparation | Natural Gas | Steamer | E8 |  | 0% | 0% | 0% | 0 | 0 | 0 | 0 | 0 | 0 | 0 | 0 | 0% | 0 | 0 | 0% | Normal | 0% | 0 | 0 | 0 | [17 empty] | Commercial_Education_Existing_Food Preparation_Steamer_
Commercial_Education_Existing_Food Preparation_Natural Gas_Steamer_E9 | Commercial | Education | Existing | Food Preparation | Natural Gas | Steamer | E9 |  | 0% | 0% | 0% | 0 | 0 | 0 | 0 | 0 | 0 | 0 | 0 | 0% | 0 | 0 | 0% | Normal | 0% | 0 | 0 | 0 | [17 empty] | Commercial_Education_Existing_Food Preparation_Steamer_
Commercial_Education_Existing_Food Preparation_Natural Gas_Steamer_E10 | Commercial | Education | Existing | Food Preparation | Natural Gas | Steamer | E10 |  | 0% | 0% | 0% | 0 | 0 | 0 | 0 | 0 | 0 | 0 | 0 | 0% | 0 | 0 | 0% | Normal | 0% | 0 | 0 | 0 | [17 empty] | Commercial_Education_Existing_Food Preparation_Steamer_
Commercial_Education_Existing_Food Preparation_Natural Gas_Food Prep Other_E1 | Commercial | Education | Existing | Food Preparation | Natural Gas | Food Prep Other | E1 | Standard | 100% | 0% | 0% | 0.00095993 | 0 | 0 | 0 | 8 | 12 | 2019 | 2050 | 100% | 0 | 0 | 0% | Normal | 0% | 0.0011522 | 0 | 0 | 1 unit | 30000 | 0 | 8.0959e-07 | 1423.18 | 1000 | 0 | 0 | 0 | 2010 | 1.1857 | Default | Default | Default | 1 | unit | 8.0959e-07 | Commercial_Education_Existing_Food Preparation_Food Prep Other_Standard
Commercial_Education_Existing_Food Preparation_Natural Gas_Food Prep Other_E2 | Commercial | Education | Existing | Food Preparation | Natural Gas | Food Prep Other | E2 | ENERGY STAR | 100% | 0% | 0% | 0.00096089 | 0 | 0 | 0 | 8 | 12 | 2019 | 2050 | 100% | 0 | 0 | 0% | Normal | 0% | 0.0011522 | 0 | 0 | 1 unit | 30000 | 0 | 8.0959e-07 | 1423.17 | 1001 | 0 | 0 | 0 | 2010 | 1.1857 | N/A | N/A | N/A | 1 | unit | 8.0959e-07 | Commercial_Education_Existing_Food Preparation_Food Prep Other_ENERGY STAR
Commercial_Education_Existing_Food Preparation_Natural Gas_Food Prep Other_E3 | Commercial | Education | Existing | Food Preparation | Natural Gas | Food Prep Other | E3 |  | 0% | 0% | 0% | 0 | 0 | 0 | 0 | 0 | 0 | 0 | 0 | 0% | 0 | 0 | 0% | Normal | 0% | 0 | 0 | 0 | [17 empty] | Commercial_Education_Existing_Food Preparation_Food Prep Other_
Commercial_Education_Existing_Food Preparation_Natural Gas_Food Prep Other_E4 | Commercial | Education | Existing | Food Preparation | Natural Gas | Food Prep Other | E4 |  | 0% | 0% | 0% | 0 | 0 | 0 | 0 | 0 | 0 | 0 | 0 | 0% | 0 | 0 | 0% | Normal | 0% | 0 | 0 | 0 | [17 empty] | Commercial_Education_Existing_Food Preparation_Food Prep Other_
Commercial_Education_Existing_Food Preparation_Natural Gas_Food Prep Other_E5 | Commercial | Education | Existing | Food Preparation | Natural Gas | Food Prep Other | E5 |  | 0% | 0% | 0% | 0 | 0 | 0 | 0 | 0 | 0 | 0 | 0 | 0% | 0 | 0 | 0% | Normal | 0% | 0 | 0 | 0 | [17 empty] | Commercial_Education_Existing_Food Preparation_Food Prep Other_
Commercial_Education_Existing_Food Preparation_Natural Gas_Food Prep Other_E6 | Commercial | Education | Existing | Food Preparation | Natural Gas | Food Prep Other | E6 |  | 0% | 0% | 0% | 0 | 0 | 0 | 0 | 0 | 0 | 0 | 0 | 0% | 0 | 0 | 0% | Normal | 0% | 0 | 0 | 0 | [17 empty] | Commercial_Education_Existing_Food Preparation_Food Prep Other_
Commercial_Education_Existing_Food Preparation_Natural Gas_Food Prep Other_E7 | Commercial | Education | Existing | Food Preparation | Natural Gas | Food Prep Other | E7 |  | 0% | 0% | 0% | 0 | 0 | 0 | 0 | 0 | 0 | 0 | 0 | 0% | 0 | 0 | 0% | Normal | 0% | 0 | 0 | 0 | [17 empty] | Commercial_Education_Existing_Food Preparation_Food Prep Other_
Commercial_Education_Existing_Food Preparation_Natural Gas_Food Prep Other_E8 | Commercial | Education | Existing | Food Preparation | Natural Gas | Food Prep Other | E8 |  | 0% | 0% | 0% | 0 | 0 | 0 | 0 | 0 | 0 | 0 | 0 | 0% | 0 | 0 | 0% | Normal | 0% | 0 | 0 | 0 | [17 empty] | Commercial_Education_Existing_Food Preparation_Food Prep Other_
Commercial_Education_Existing_Food Preparation_Natural Gas_Food Prep Other_E9 | Commercial | Education | Existing | Food Preparation | Natural Gas | Food Prep Other | E9 |  | 0% | 0% | 0% | 0 | 0 | 0 | 0 | 0 | 0 | 0 | 0 | 0% | 0 | 0 | 0% | Normal | 0% | 0 | 0 | 0 | [17 empty] | Commercial_Education_Existing_Food Preparation_Food Prep Other_
Commercial_Education_Existing_Food Preparation_Natural Gas_Food Prep Other_E10 | Commercial | Education | Existing | Food Preparation | Natural Gas | Food Prep Other | E10 |  | 0% | 0% | 0% | 0 | 0 | 0 | 0 | 0 | 0 | 0 | 0 | 0% | 0 | 0 | 0% | Normal | 0% | 0 | 0 | 0 | [17 empty] | Commercial_Education_Existing_Food Preparation_Food Prep Other_
Commercial_Education_Existing_Miscellaneous_Natural Gas_Pool Heater_E1 | Commercial | Education | Existing | Miscellaneous | Natural Gas | Pool Heater | E1 | Standard (EF .78) | 100% | 0% | 0% | 8.8737e-05 | 0 | 0 | 0 | 4 | 8 | 2019 | 2050 | 100% | 0 | 0 | 0% | Normal | 0% | 6.6632e-05 | 0 | 0 | 1 unit | 30000 | 0 | 4.4481e-09 | 14980 | 18052 | 0 | 0 | 0 | 2014 | 1.1051 | DOE Commercial R&D 2016 - Table 7-6 | DOE Commercial R&D 2016 - Table 7-7 | DOE Commercial R&D 2016 - Table 7-8 | 1 | unit | 4.4481e-09 | Commercial_Education_Existing_Miscellaneous_Pool Heater_Standard (EF .78)
Commercial_Education_Existing_Miscellaneous_Natural Gas_Pool Heater_E2 | Commercial | Education | Existing | Miscellaneous | Natural Gas | Pool Heater | E2 | Condensing (EF .90) | 85% | 0% | 0% | 0.0001453 | 0 | 0 | 0 | 4 | 8 | 2019 | 2050 | 100% | 0 | 0 | 0% | Normal | 0% | 5.6637e-05 | 0 | 0 | 1 unit | 30000 | 0 | 4.4481e-09 | 12733 | 29558 | 0 | 0 | 0 | 2014 | 1.1051 | DOE Commercial R&D 2016 - Table 7-6 | DOE Commercial R&D 2016 - Table 7-7 | DOE Commercial R&D 2016 - Table 7-9 | 1 | unit | 4.4481e-09 | Commercial_Education_Existing_Miscellaneous_Pool Heater_Condensing (EF .90)
Commercial_Education_Existing_Miscellaneous_Natural Gas_Pool Heater_E3 | Commercial | Education | Existing | Miscellaneous | Natural Gas | Pool Heater | E3 |  | 0% | 0% | 0% | 0 | 0 | 0 | 0 | 0 | 0 | 0 | 0 | 0% | 0 | 0 | 0% | Normal | 0% | 0 | 0 | 0 | [17 empty] | Commercial_Education_Existing_Miscellaneous_Pool Heater_
Commercial_Education_Existing_Miscellaneous_Natural Gas_Pool Heater_E4 | Commercial | Education | Existing | Miscellaneous | Natural Gas | Pool Heater | E4 |  | 0% | 0% | 0% | 0 | 0 | 0 | 0 | 0 | 0 | 0 | 0 | 0% | 0 | 0 | 0% | Normal | 0% | 0 | 0 | 0 | [17 empty] | Commercial_Education_Existing_Miscellaneous_Pool Heater_
Commercial_Education_Existing_Miscellaneous_Natural Gas_Pool Heater_E5 | Commercial | Education | Existing | Miscellaneous | Natural Gas | Pool Heater | E5 |  | 0% | 0% | 0% | 0 | 0 | 0 | 0 | 0 | 0 | 0 | 0 | 0% | 0 | 0 | 0% | Normal | 0% | 0 | 0 | 0 | [17 empty] | Commercial_Education_Existing_Miscellaneous_Pool Heater_
Commercial_Education_Existing_Miscellaneous_Natural Gas_Pool Heater_E6 | Commercial | Education | Existing | Miscellaneous | Natural Gas | Pool Heater | E6 |  | 0% | 0% | 0% | 0 | 0 | 0 | 0 | 0 | 0 | 0 | 0 | 0% | 0 | 0 | 0% | Normal | 0% | 0 | 0 | 0 | [17 empty] | Commercial_Education_Existing_Miscellaneous_Pool Heater_
Commercial_Education_Existing_Miscellaneous_Natural Gas_Pool Heater_E7 | Commercial | Education | Existing | Miscellaneous | Natural Gas | Pool Heater | E7 |  | 0% | 0% | 0% | 0 | 0 | 0 | 0 | 0 | 0 | 0 | 0 | 0% | 0 | 0 | 0% | Normal | 0% | 0 | 0 | 0 | [17 empty] | Commercial_Education_Existing_Miscellaneous_Pool Heater_
Commercial_Education_Existing_Miscellaneous_Natural Gas_Pool Heater_E8 | Commercial | Education | Existing | Miscellaneous | Natural Gas | Pool Heater | E8 |  | 0% | 0% | 0% | 0 | 0 | 0 | 0 | 0 | 0 | 0 | 0 | 0% | 0 | 0 | 0% | Normal | 0% | 0 | 0 | 0 | [17 empty] | Commercial_Education_Existing_Miscellaneous_Pool Heater_
Commercial_Education_Existing_Miscellaneous_Natural Gas_Pool Heater_E9 | Commercial | Education | Existing | Miscellaneous | Natural Gas | Pool Heater | E9 |  | 0% | 0% | 0% | 0 | 0 | 0 | 0 | 0 | 0 | 0 | 0 | 0% | 0 | 0 | 0% | Normal | 0% | 0 | 0 | 0 | [17 empty] | Commercial_Education_Existing_Miscellaneous_Pool Heater_
Commercial_Education_Existing_Miscellaneous_Natural Gas_Pool Heater_E10 | Commercial | Education | Existing | Miscellaneous | Natural Gas | Pool Heater | E10 |  | 0% | 0% | 0% | 0 | 0 | 0 | 0 | 0 | 0 | 0 | 0 | 0% | 0 | 0 | 0% | Normal | 0% | 0 | 0 | 0 | [17 empty] | Commercial_Education_Existing_Miscellaneous_Pool Heater_
Commercial_Education_Existing_Miscellaneous_Natural Gas_Miscellaneous_E1 | Commercial | Education | Existing | Miscellaneous | Natural Gas | Miscellaneous | E1 | Miscellaneous | 100% | 0% | 0% | 6.7219e-05 | 0 | 0 | 0 | 2 | 8 | 2019 | 2050 | 100% | 0 | 0 | 0% | Normal | 0% | 6.2571e-05 | 0 | 0 | 1 unit | 30000 | 0 | 6.2571e-05 | 1 | 1 | 0 | 0 | 0 | 2016 | 1.0743 | N/A | N/A | N/A | 1 | unit | 6.2571e-05 | Commercial_Education_Existing_Miscellaneous_Miscellaneous_Miscellaneous
Commercial_Education_Existing_Miscellaneous_Natural Gas_Miscellaneous_E2 | Commercial | Education | Existing | Miscellaneous | Natural Gas | Miscellaneous | E2 |  | 0% | 0% | 0% | 0 | 0 | 0 | 0 | 0 | 0 | 0 | 0 | 0% | 0 | 0 | 0% | Normal | 0% | 0 | 0 | 0 | [17 empty] | Commercial_Education_Existing_Miscellaneous_Miscellaneous_
Commercial_Education_Existing_Miscellaneous_Natural Gas_Miscellaneous_E3 | Commercial | Education | Existing | Miscellaneous | Natural Gas | Miscellaneous | E3 |  | 0% | 0% | 0% | 0 | 0 | 0 | 0 | 0 | 0 | 0 | 0 | 0% | 0 | 0 | 0% | Normal | 0% | 0 | 0 | 0 | [17 empty] | Commercial_Education_Existing_Miscellaneous_Miscellaneous_
Commercial_Education_Existing_Miscellaneous_Natural Gas_Miscellaneous_E4 | Commercial | Education | Existing | Miscellaneous | Natural Gas | Miscellaneous | E4 |  | 0% | 0% | 0% | 0 | 0 | 0 | 0 | 0 | 0 | 0 | 0 | 0% | 0 | 0 | 0% | Normal | 0% | 0 | 0 | 0 | [17 empty] | Commercial_Education_Existing_Miscellaneous_Miscellaneous_
Commercial_Education_Existing_Miscellaneous_Natural Gas_Miscellaneous_E5 | Commercial | Education | Existing | Miscellaneous | Natural Gas | Miscellaneous | E5 |  | 0% | 0% | 0% | 0 | 0 | 0 | 0 | 0 | 0 | 0 | 0 | 0% | 0 | 0 | 0% | Normal | 0% | 0 | 0 | 0 | [17 empty] | Commercial_Education_Existing_Miscellaneous_Miscellaneous_
Commercial_Education_Existing_Miscellaneous_Natural Gas_Miscellaneous_E6 | Commercial | Education | Existing | Miscellaneous | Natural Gas | Miscellaneous | E6 |  | 0% | 0% | 0% | 0 | 0 | 0 | 0 | 0 | 0 | 0 | 0 | 0% | 0 | 0 | 0% | Normal | 0% | 0 | 0 | 0 | [17 empty] | Commercial_Education_Existing_Miscellaneous_Miscellaneous_
Commercial_Education_Existing_Miscellaneous_Natural Gas_Miscellaneous_E7 | Commercial | Education | Existing | Miscellaneous | Natural Gas | Miscellaneous | E7 |  | 0% | 0% | 0% | 0 | 0 | 0 | 0 | 0 | 0 | 0 | 0 | 0% | 0 | 0 | 0% | Normal | 0% | 0 | 0 | 0 | [17 empty] | Commercial_Education_Existing_Miscellaneous_Miscellaneous_
Commercial_Education_Existing_Miscellaneous_Natural Gas_Miscellaneous_E8 | Commercial | Education | Existing | Miscellaneous | Natural Gas | Miscellaneous | E8 |  | 0% | 0% | 0% | 0 | 0 | 0 | 0 | 0 | 0 | 0 | 0 | 0% | 0 | 0 | 0% | Normal | 0% | 0 | 0 | 0 | [17 empty] | Commercial_Education_Existing_Miscellaneous_Miscellaneous_
Commercial_Education_Existing_Miscellaneous_Natural Gas_Miscellaneous_E9 | Commercial | Education | Existing | Miscellaneous | Natural Gas | Miscellaneous | E9 |  | 0% | 0% | 0% | 0 | 0 | 0 | 0 | 0 | 0 | 0 | 0 | 0% | 0 | 0 | 0% | Normal | 0% | 0 | 0 | 0 | [17 empty] | Commercial_Education_Existing_Miscellaneous_Miscellaneous_
Commercial_Education_Existing_Miscellaneous_Natural Gas_Miscellaneous_E10 | Commercial | Education | Existing | Miscellaneous | Natural Gas | Miscellaneous | E10 |  | 0% | 0% | 0% | 0 | 0 | 0 | 0 | 0 | 0 | 0 | 0 | 0% | 0 | 0 | 0% | Normal | 0% | 0 | 0 | 0 | [17 empty] | Commercial_Education_Existing_Miscellaneous_Miscellaneous_
Commercial_Education_New_Space Heating_Natural Gas_Furnace_E1 | Commercial | Education | New | Space Heating | Natural Gas | Furnace | E1 | AFUE 80% (Standard) | 100% | 0% | 0% | 0.39784 | 0.154 | 0.042099 | 0 | 17 | 29 | 2019 | 2023 | 55% | 0 | 0 | 0% | Normal | 0% | 0.14994 | 0 | 0 | 140 kBtu/hr | 30000 | 0 | 0.00034286 | 3.6492 | 1050 | 406.4484 | 111.11 | 0 | 2014 | 1.1051 | EIA 2018 Tech Forecast | 2015 DOE Commercial Warm Air Furnace TSD - EERE-2013-BT-STD-0021-0050 | AEG BEST | 140 | kBtu/hr | 0.048 | Commercial_Education_New_Space Heating_Furnace_AFUE 80% (Standard)
Commercial_Education_New_Space Heating_Natural Gas_Furnace_E2 | Commercial | Education | New | Space Heating | Natural Gas | Furnace | E2 | AFUE 81% (2023 Fed Standard) | 98.77% | 0% | 0% | 0.66307 | 0.154 | 0.042304 | 0 | 17 | 29 | 2019 | 2023 | 55% | 0 | 0 | 0% | Normal | 0% | 0.14809 | 0 | 0 | 140 kBtu/hr | 30000 | 0 | 0.00034286 | 3.6042 | 1750 | 406.4484 | 111.651 | 0 | 2014 | 1.1051 | EIA 2018 Tech Forecast | 2015 DOE Commercial Warm Air Furnace TSD - EERE-2013-BT-STD-0021-0050 | AEG BEST | 140 | kBtu/hr | 0.048 | Commercial_Education_New_Space Heating_Furnace_AFUE 81% (2023 Fed Standard)
Commercial_Education_New_Space Heating_Natural Gas_Furnace_E3 | Commercial | Education | New | Space Heating | Natural Gas | Furnace | E3 | AFUE 91% (WA State Min 2023) | 87.91% | 0% | 0% | 0.92829 | 0.154 | 0.044149 | 0 | 17 | 29 | 2019 | 2050 | 55% | 0 | 0 | 0% | Normal | 0% | 0.13181 | 0 | 0 | 140 kBtu/hr | 30000 | 0 | 0.00034286 | 3.2081 | 2450 | 406.4484 | 116.52 | 0 | 2014 | 1.1051 | EIA 2018 Tech Forecast | 2015 DOE Commercial Warm Air Furnace TSD - EERE-2013-BT-STD-0021-0050 | AEG BEST | 140 | kBtu/hr | 0.048 | Commercial_Education_New_Space Heating_Furnace_AFUE 91% (WA State Min 2023)
Commercial_Education_New_Space Heating_Natural Gas_Furnace_E4 | Commercial | Education | New | Space Heating | Natural Gas | Furnace | E4 | AFUE 96% | 83.33% | 0% | 0% | 0.57706 | 0.21149 | 0.044149 | 0 | 17 | 29 | 2019 | 2050 | 100% | 0 | 0 | 0% | Normal | 0% | 0.12495 | 0 | 0 | 140 kBtu/hr | 30000 | 0 | 0.00034286 | 3.041 | 1522.9949 | 558.1641 | 116.52 | 0 | 2014 | 1.1051 | EIA 2018 Tech Forecast | 2015 DOE Commercial Warm Air Furnace TSD - EERE-2013-BT-STD-0021-0050 | AEG BEST | 140 | kBtu/hr | 0.048 | Commercial_Education_New_Space Heating_Furnace_AFUE 96%
Commercial_Education_New_Space Heating_Natural Gas_Furnace_E5 | Commercial | Education | New | Space Heating | Natural Gas | Furnace | E5 | Convert to Gas-Fired ASHP | 61.54% | 0% | 0% | 9.8656 | 0.97198 | 0.061964 | 0 | 17 | 29 | 2026 | 2050 | 100% | 0 | 0 | 0% | Normal | 0% | 0.09227 | 0 | 0 | 140 kBtu/hr | 30000 | 0 | 0.00034286 | 2.2457 | 27066.6667 | 2666.6667 | 170 | 0 | 2017 | 1.0631 | EIA 2018 Tech Forecast | EIA 2018/2023 Tech Forecast, Adjusted for Size | AEG BEST | 140 | kBtu/hr | 0.048 | Commercial_Education_New_Space Heating_Furnace_Convert to Gas-Fired ASHP
Commercial_Education_New_Space Heating_Natural Gas_Furnace_E6 | Commercial | Education | New | Space Heating | Natural Gas | Furnace | E6 |  | 0% | 0% | 0% | 0 | 0 | 0 | 0 | 0 | 0 | 0 | 0 | 0% | 0 | 0 | 0% | Normal | 0% | 0 | 0 | 0 | [17 empty] | Commercial_Education_New_Space Heating_Furnace_
Commercial_Education_New_Space Heating_Natural Gas_Furnace_E7 | Commercial | Education | New | Space Heating | Natural Gas | Furnace | E7 |  | 0% | 0% | 0% | 0 | 0 | 0 | 0 | 0 | 0 | 0 | 0 | 0% | 0 | 0 | 0% | Normal | 0% | 0 | 0 | 0 | [17 empty] | Commercial_Education_New_Space Heating_Furnace_
Commercial_Education_New_Space Heating_Natural Gas_Furnace_E8 | Commercial | Education | New | Space Heating | Natural Gas | Furnace | E8 |  | 0% | 0% | 0% | 0 | 0 | 0 | 0 | 0 | 0 | 0 | 0 | 0% | 0 | 0 | 0% | Normal | 0% | 0 | 0 | 0 | [17 empty] | Commercial_Education_New_Space Heating_Furnace_
Commercial_Education_New_Space Heating_Natural Gas_Furnace_E9 | Commercial | Education | New | Space Heating | Natural Gas | Furnace | E9 |  | 0% | 0% | 0% | 0 | 0 | 0 | 0 | 0 | 0 | 0 | 0 | 0% | 0 | 0 | 0% | Normal | 0% | 0 | 0 | 0 | [17 empty] | Commercial_Education_New_Space Heating_Furnace_
Commercial_Education_New_Space Heating_Natural Gas_Furnace_E10 | Commercial | Education | New | Space Heating | Natural Gas | Furnace | E10 |  | 0% | 0% | 0% | 0 | 0 | 0 | 0 | 0 | 0 | 0 | 0 | 0% | 0 | 0 | 0% | Normal | 0% | 0 | 0 | 0 | [17 empty] | Commercial_Education_New_Space Heating_Furnace_
Commercial_Education_New_Space Heating_Natural Gas_Boiler_E1 | Commercial | Education | New | Space Heating | Natural Gas | Boiler | E1 | TE 80% | 100% | 0% | 0% | 1.4753 | 0.82422 | 0 | 0 | 19 | 31 | 2019 | 2023 | 100% | 0 | 0 | 0% | Normal | 0% | 0.29557 | 0 | 0 | 513.550054507209 kBtu/hr | 30000 | 0 | 9.3467e-05 | 5.7491 | 14516 | 8110 | 0 | 0 | 2015 | 1.0873 | RTF Wkbk - ComGasBoilersUES_v2.1 | CE_EWR Measure Cost Benchmarking - 02.08.23 | AEG BEST | 513.5501 | kBtu/hr | 0.048 | Commercial_Education_New_Space Heating_Boiler_TE 80%
Commercial_Education_New_Space Heating_Natural Gas_Boiler_E2 | Commercial | Education | New | Space Heating | Natural Gas | Boiler | E2 | TE 84% (2023 Standard) | 95.24% | 0% | 0% | 1.5528 | 0.82422 | 0 | 0 | 19 | 31 | 2019 | 2023 | 100% | 0 | 0 | 0% | Normal | 0% | 0.28149 | 0 | 0 | 513.550054507209 kBtu/hr | 30000 | 0 | 9.3467e-05 | 5.4754 | 15279 | 8110 | 0 | 0 | 2015 | 1.0873 | RTF Wkbk - ComGasBoilersUES_v2.1 | CE_EWR Measure Cost Benchmarking - 02.08.23 | AEG BEST | 513.5501 | kBtu/hr | 0.048 | Commercial_Education_New_Space Heating_Boiler_TE 84% (2023 Standard)
Commercial_Education_New_Space Heating_Natural Gas_Boiler_E3 | Commercial | Education | New | Space Heating | Natural Gas | Boiler | E3 | TE 94% (ENERGY STAR 1.0) | 85.11% | 0% | 0% | 2.8089 | 0.92748 | 0 | 0 | 19 | 31 | 2019 | 2050 | 100% | 0 | 0 | 0% | Normal | 0% | 0.25155 | 0 | 0 | 513.550054507209 kBtu/hr | 30000 | 0 | 9.3467e-05 | 4.8929 | 27638 | 9126 | 0 | 0 | 2015 | 1.0873 | RTF Wkbk - ComGasBoilersUES_v2.1 | CE_EWR Measure Cost Benchmarking - 02.08.23 | AEG BEST | 513.5501 | kBtu/hr | 0.048 | Commercial_Education_New_Space Heating_Boiler_TE 94% (ENERGY STAR 1.0)
Commercial_Education_New_Space Heating_Natural Gas_Boiler_E4 | Commercial | Education | New | Space Heating | Natural Gas | Boiler | E4 | TE 98% | 81.63% | 0% | 0% | 3.1588 | 0.92748 | 0 | 0 | 19 | 31 | 2019 | 2050 | 100% | 0 | 0 | 0% | Normal | 0% | 0.24128 | 0 | 0 | 513.550054507209 kBtu/hr | 30000 | 0 | 9.3467e-05 | 4.6932 | 31080.8718 | 9126 | 0 | 0 | 2015 | 1.0873 | RTF Wkbk - ComGasBoilersUES_v2.1 | CE_EWR Measure Cost Benchmarking - 02.08.23 | AEG BEST | 513.5501 | kBtu/hr | 0.048 | Commercial_Education_New_Space Heating_Boiler_TE 98%
Commercial_Education_New_Space Heating_Natural Gas_Boiler_E5 | Commercial | Education | New | Space Heating | Natural Gas | Boiler | E5 | Convert to Gas-Fired ASHP | 61.54% | 0% | 0% | 10.0984 | 0.57962 | 0.18973 | 0 | 19 | 31 | 2019 | 2050 | 100% | 0 | 0 | 0% | Normal | 0% | 0.18189 | 0 | 0 | 800 kBtu/hr | 30000 | 0 | 6e-05 | 3.5379 | 158316.7533 | 9086.959 | 2974.436 | 0 | 2017 | 1.0631 | RTF Wkbk - ComGasBoilersUES_v2.1 | AEO 2021 - gas_eng-driven_RTHP-heat 2017 typical | AEG BEST | 800 | kBtu/hr | 0.048 | Commercial_Education_New_Space Heating_Boiler_Convert to Gas-Fired ASHP
Commercial_Education_New_Space Heating_Natural Gas_Boiler_E6 | Commercial | Education | New | Space Heating | Natural Gas | Boiler | E6 |  | 0% | 0% | 0% | 0 | 0 | 0 | 0 | 0 | 0 | 0 | 0 | 0% | 0 | 0 | 0% | Normal | 0% | 0 | 0 | 0 | [17 empty] | Commercial_Education_New_Space Heating_Boiler_
Commercial_Education_New_Space Heating_Natural Gas_Boiler_E7 | Commercial | Education | New | Space Heating | Natural Gas | Boiler | E7 |  | 0% | 0% | 0% | 0 | 0 | 0 | 0 | 0 | 0 | 0 | 0 | 0% | 0 | 0 | 0% | Normal | 0% | 0 | 0 | 0 | [17 empty] | Commercial_Education_New_Space Heating_Boiler_
Commercial_Education_New_Space Heating_Natural Gas_Boiler_E8 | Commercial | Education | New | Space Heating | Natural Gas | Boiler | E8 |  | 0% | 0% | 0% | 0 | 0 | 0 | 0 | 0 | 0 | 0 | 0 | 0% | 0 | 0 | 0% | Normal | 0% | 0 | 0 | 0 | [17 empty] | Commercial_Education_New_Space Heating_Boiler_
Commercial_Education_New_Space Heating_Natural Gas_Boiler_E9 | Commercial | Education | New | Space Heating | Natural Gas | Boiler | E9 |  | 0% | 0% | 0% | 0 | 0 | 0 | 0 | 0 | 0 | 0 | 0 | 0% | 0 | 0 | 0% | Normal | 0% | 0 | 0 | 0 | [17 empty] | Commercial_Education_New_Space Heating_Boiler_
Commercial_Education_New_Space Heating_Natural Gas_Boiler_E10 | Commercial | Education | New | Space Heating | Natural Gas | Boiler | E10 |  | 0% | 0% | 0% | 0 | 0 | 0 | 0 | 0 | 0 | 0 | 0 | 0% | 0 | 0 | 0% | Normal | 0% | 0 | 0 | 0 | [17 empty] | Commercial_Education_New_Space Heating_Boiler_
Commercial_Education_New_Space Heating_Natural Gas_Unit Heater_E1 | Commercial | Education | New | Space Heating | Natural Gas | Unit Heater | E1 | Standard | 100% | 0% | 0% | 0.21005 | 0 | 0 | 0 | 9 | 15 | 2019 | 2023 | 100% | 0 | 0 | 0% | Normal | 0% | 0.20904 | 0 | 0 | 120 kBtu/Hr | 30000 | 0 | 1.9621e-06 | 1071.1875 | 849.6 | 0 | 0 | 0 | 2018 | 1.05 | IL TRM v11 - 4.4.5 (Adjusted for WA Climate) | IL TRM v11 - 4.4.5 (Adjusted for WA Climate) | IL TRM v11 - 4.4.5 (Adjusted for WA Climate) | 120 | kBtu/Hr | 0.00023545 | Commercial_Education_New_Space Heating_Unit Heater_Standard
Commercial_Education_New_Space Heating_Natural Gas_Unit Heater_E2 | Commercial | Education | New | Space Heating | Natural Gas | Unit Heater | E2 | Condensing | 89.99% | 0% | 0% | 0.67168 | 0 | 0 | 0 | 9 | 15 | 2019 | 2050 | 100% | 0 | 0 | 0% | Normal | 0% | 0.18811 | 0 | 0 | 120 kBtu/Hr | 30000 | 0 | 1.9621e-06 | 963.9483 | 2716.8 | 0 | 0 | 0 | 2018 | 1.05 | IL TRM v11 - 4.4.5 (Adjusted for WA Climate) | IL TRM v11 - 4.4.5 (Adjusted for WA Climate) | IL TRM v11 - 4.4.5 (Adjusted for WA Climate) | 120 | kBtu/Hr | 0.00023545 | Commercial_Education_New_Space Heating_Unit Heater_Condensing
Commercial_Education_New_Space Heating_Natural Gas_Unit Heater_E3 | Commercial | Education | New | Space Heating | Natural Gas | Unit Heater | E3 | Infrared Radiant | 77.72% | 0% | 0% | 0.29015 | 0 | 0 | 0 | 9 | 15 | 2019 | 2050 | 100% | 0 | 0 | 0% | Normal | 0% | 0.16246 | 0 | 0 | 120 kBtu/Hr | 30000 | 0 | 1.9621e-06 | 832.5115 | 1173.6 | 0 | 0 | 0 | 2018 | 1.05 | IL TRM v11 - 4.4.5 (Adjusted for WA Climate) | IL TRM v11 - 4.4.5 (Adjusted for WA Climate) | IL TRM v11 - 4.4.5 (Adjusted for WA Climate) | 120 | kBtu/Hr | 0.00023545 | Commercial_Education_New_Space Heating_Unit Heater_Infrared Radiant
Commercial_Education_New_Space Heating_Natural Gas_Unit Heater_E4 | Commercial | Education | New | Space Heating | Natural Gas | Unit Heater | E4 |  | 0% | 0% | 0% | 0 | 0 | 0 | 0 | 0 | 0 | 0 | 0 | 0% | 0 | 0 | 0% | Normal | 0% | 0 | 0 | 0 | [17 empty] | Commercial_Education_New_Space Heating_Unit Heater_
Commercial_Education_New_Space Heating_Natural Gas_Unit Heater_E5 | Commercial | Education | New | Space Heating | Natural Gas | Unit Heater | E5 |  | 0% | 0% | 0% | 0 | 0 | 0 | 0 | 0 | 0 | 0 | 0 | 0% | 0 | 0 | 0% | Normal | 0% | 0 | 0 | 0 | [17 empty] | Commercial_Education_New_Space Heating_Unit Heater_
Commercial_Education_New_Space Heating_Natural Gas_Unit Heater_E6 | Commercial | Education | New | Space Heating | Natural Gas | Unit Heater | E6 |  | 0% | 0% | 0% | 0 | 0 | 0 | 0 | 0 | 0 | 0 | 0 | 0% | 0 | 0 | 0% | Normal | 0% | 0 | 0 | 0 | [17 empty] | Commercial_Education_New_Space Heating_Unit Heater_
Commercial_Education_New_Space Heating_Natural Gas_Unit Heater_E7 | Commercial | Education | New | Space Heating | Natural Gas | Unit Heater | E7 |  | 0% | 0% | 0% | 0 | 0 | 0 | 0 | 0 | 0 | 0 | 0 | 0% | 0 | 0 | 0% | Normal | 0% | 0 | 0 | 0 | [17 empty] | Commercial_Education_New_Space Heating_Unit Heater_
Commercial_Education_New_Space Heating_Natural Gas_Unit Heater_E8 | Commercial | Education | New | Space Heating | Natural Gas | Unit Heater | E8 |  | 0% | 0% | 0% | 0 | 0 | 0 | 0 | 0 | 0 | 0 | 0 | 0% | 0 | 0 | 0% | Normal | 0% | 0 | 0 | 0 | [17 empty] | Commercial_Education_New_Space Heating_Unit Heater_
Commercial_Education_New_Space Heating_Natural Gas_Unit Heater_E9 | Commercial | Education | New | Space Heating | Natural Gas | Unit Heater | E9 |  | 0% | 0% | 0% | 0 | 0 | 0 | 0 | 0 | 0 | 0 | 0 | 0% | 0 | 0 | 0% | Normal | 0% | 0 | 0 | 0 | [17 empty] | Commercial_Education_New_Space Heating_Unit Heater_
Commercial_Education_New_Space Heating_Natural Gas_Unit Heater_E10 | Commercial | Education | New | Space Heating | Natural Gas | Unit Heater | E10 |  | 0% | 0% | 0% | 0 | 0 | 0 | 0 | 0 | 0 | 0 | 0 | 0% | 0 | 0 | 0% | Normal | 0% | 0 | 0 | 0 | [17 empty] | Commercial_Education_New_Space Heating_Unit Heater_
Commercial_Education_New_Water Heating_Natural Gas_Water Heater_E1 | Commercial | Education | New | Water Heating | Natural Gas | Water Heater | E1 | TE 80% | 100% | 0% | 0% | 0.052212 | 0 | 0 | 0 | 8 | 12 | 2019 | 2050 | 100% | 0 | 0 | 0% | Normal | 0% | 0.060418 | 0 | 0 | 1 kBtu/hr | 30000 | 0 | 0.0018731 | 26.3384 | 26.22 | 0 | 0 | 0 | 2017 | 1.0631 | AEO 2022 - gas_water_heater 2017 current standard | AEO 2022 - gas_water_heater 2017 current standard | AEG BEST / Market Profile | 1 | kBtu/hr | 0.0018731 | Commercial_Education_New_Water Heating_Water Heater_TE 80%
Commercial_Education_New_Water Heating_Natural Gas_Water Heater_E2 | Commercial | Education | New | Water Heating | Natural Gas | Water Heater | E2 | TE 94% (ENERGY STAR 2.0) | 85.11% | 0% | 0% | 0.058345 | 0 | 0 | 0 | 8 | 12 | 2019 | 2050 | 100% | 0 | 0 | 0% | Normal | 0% | 0.05142 | 0 | 0 | 1 kBtu/hr | 30000 | 0 | 0.0018731 | 22.4157 | 29.3 | 0 | 0 | 0 | 2017 | 1.0631 | AEO 2022 - gas_water_heater 2017 ENERGY STAR | AEO 2022 - gas_water_heater 2017 ENERGY STAR | AEG BEST / Market Profile | 1 | kBtu/hr | 0.0018731 | Commercial_Education_New_Water Heating_Water Heater_TE 94% (ENERGY STAR 2.0)
Commercial_Education_New_Water Heating_Natural Gas_Water Heater_E3 | Commercial | Education | New | Water Heating | Natural Gas | Water Heater | E3 | TE 96% (Instantaneous) | 70.92% | 0% | 0% | 0.060989 | 0 | 0 | 0 | 8 | 12 | 2019 | 2050 | 100% | 0 | 0 | 0% | Normal | 0% | 0.04285 | 0 | 0 | 1 kBtu/hr | 30000 | 0 | 0.0018731 | 18.6797 | 30.6277 | 0 | 0 | 0 | 2017 | 1.0631 | AEO 2022 - gas_water_heater 2017 current standard | AEO interpolation based on EIA data | AEG BEST / Market Profile | 1 | kBtu/hr | 0.0018731 | Commercial_Education_New_Water Heating_Water Heater_TE 96% (Instantaneous)
Commercial_Education_New_Water Heating_Natural Gas_Water Heater_E4 | Commercial | Education | New | Water Heating | Natural Gas | Water Heater | E4 | UEF 1.0+ (Gas-Fired HPWH) | 53.53% | 0% | 0% | 0.11229 | 0 | 0 | 0 | 11 | 19 | 2026 | 2050 | 100% | 0 | 0 | 0% | Normal | 0% | 0.03234 | 0 | 0 | 1 kBtu/hr | 30000 | 0 | 0.0018731 | 14.0979 | 56.3879 | 0 | 0 | 0 | 2017 | 1.0631 | AEO 2022 - HP water heater 2020 typical | NEEA Report #E20-309, Robur Heat Pump Field Trial. March 11, 2020. | AEG BEST / Market Profile | 1 | kBtu/hr | 0.0018731 | Commercial_Education_New_Water Heating_Water Heater_UEF 1.0+ (Gas-Fired HPWH)
Commercial_Education_New_Water Heating_Natural Gas_Water Heater_E5 | Commercial | Education | New | Water Heating | Natural Gas | Water Heater | E5 |  | 0% | 0% | 0% | 0 | 0 | 0 | 0 | 0 | 0 | 0 | 0 | 0% | 0 | 0 | 0% | Normal | 0% | 0 | 0 | 0 | [17 empty] | Commercial_Education_New_Water Heating_Water Heater_
Commercial_Education_New_Water Heating_Natural Gas_Water Heater_E6 | Commercial | Education | New | Water Heating | Natural Gas | Water Heater | E6 |  | 0% | 0% | 0% | 0 | 0 | 0 | 0 | 0 | 0 | 0 | 0 | 0% | 0 | 0 | 0% | Normal | 0% | 0 | 0 | 0 | [17 empty] | Commercial_Education_New_Water Heating_Water Heater_
Commercial_Education_New_Water Heating_Natural Gas_Water Heater_E7 | Commercial | Education | New | Water Heating | Natural Gas | Water Heater | E7 |  | 0% | 0% | 0% | 0 | 0 | 0 | 0 | 0 | 0 | 0 | 0 | 0% | 0 | 0 | 0% | Normal | 0% | 0 | 0 | 0 | [17 empty] | Commercial_Education_New_Water Heating_Water Heater_
Commercial_Education_New_Water Heating_Natural Gas_Water Heater_E8 | Commercial | Education | New | Water Heating | Natural Gas | Water Heater | E8 |  | 0% | 0% | 0% | 0 | 0 | 0 | 0 | 0 | 0 | 0 | 0 | 0% | 0 | 0 | 0% | Normal | 0% | 0 | 0 | 0 | [17 empty] | Commercial_Education_New_Water Heating_Water Heater_
Commercial_Education_New_Water Heating_Natural Gas_Water Heater_E9 | Commercial | Education | New | Water Heating | Natural Gas | Water Heater | E9 |  | 0% | 0% | 0% | 0 | 0 | 0 | 0 | 0 | 0 | 0 | 0 | 0% | 0 | 0 | 0% | Normal | 0% | 0 | 0 | 0 | [17 empty] | Commercial_Education_New_Water Heating_Water Heater_
Commercial_Education_New_Water Heating_Natural Gas_Water Heater_E10 | Commercial | Education | New | Water Heating | Natural Gas | Water Heater | E10 |  | 0% | 0% | 0% | 0 | 0 | 0 | 0 | 0 | 0 | 0 | 0 | 0% | 0 | 0 | 0% | Normal | 0% | 0 | 0 | 0 | [17 empty] | Commercial_Education_New_Water Heating_Water Heater_
Commercial_Education_New_Food Preparation_Natural Gas_Oven_E1 | Commercial | Education | New | Food Preparation | Natural Gas | Oven | E1 | Standard | 100% | 0% | 0% | 0.025454 | 0 | 0 | 0 | 8 | 13 | 2019 | 2050 | 100% | 0 | 0 | 0% | Normal | 0% | 0.0010587 | 0 | 0 | 1 unit | 30000 | 0 | 1.4061e-06 | 752.9515 | 16851 | 0 | 0 | 0 | 2016 | 1.0743 | RTF WkBk - ComCookingCombinationOven_v5_0 | ENERGY STAR Version 3.0 Commercial Ovens Final Specification Data Package | RTF WkBk - ComCookingCombinationOven_v5_0 | 1 | unit | 1.4061e-06 | Commercial_Education_New_Food Preparation_Oven_Standard
Commercial_Education_New_Food Preparation_Natural Gas_Oven_E2 | Commercial | Education | New | Food Preparation | Natural Gas | Oven | E2 | ENERGY STAR (3.0) | 57.26% | 0% | 0% | 0.026524 | 0 | 0 | 0 | 8 | 13 | 2019 | 2050 | 100% | 0 | 0 | 0% | Normal | 0% | 0.00060626 | 0 | 0 | 1 unit | 30000 | 0 | 1.4061e-06 | 431.1611 | 17559.1305 | 0 | 0 | 0 | 2016 | 1.0743 | RTF WkBk - ComCookingCombinationOven_v5_0 | RTF WkBk - ComCookingCombinationOven_v5_0 | RTF WkBk - ComCookingCombinationOven_v5_0 | 1 | unit | 1.4061e-06 | Commercial_Education_New_Food Preparation_Oven_ENERGY STAR (3.0)
Commercial_Education_New_Food Preparation_Natural Gas_Oven_E3 | Commercial | Education | New | Food Preparation | Natural Gas | Oven | E3 |  | 0% | 0% | 0% | 0 | 0 | 0 | 0 | 0 | 0 | 0 | 0 | 0% | 0 | 0 | 0% | Normal | 0% | 0 | 0 | 0 | [17 empty] | Commercial_Education_New_Food Preparation_Oven_
Commercial_Education_New_Food Preparation_Natural Gas_Oven_E4 | Commercial | Education | New | Food Preparation | Natural Gas | Oven | E4 |  | 0% | 0% | 0% | 0 | 0 | 0 | 0 | 0 | 0 | 0 | 0 | 0% | 0 | 0 | 0% | Normal | 0% | 0 | 0 | 0 | [17 empty] | Commercial_Education_New_Food Preparation_Oven_
Commercial_Education_New_Food Preparation_Natural Gas_Oven_E5 | Commercial | Education | New | Food Preparation | Natural Gas | Oven | E5 |  | 0% | 0% | 0% | 0 | 0 | 0 | 0 | 0 | 0 | 0 | 0 | 0% | 0 | 0 | 0% | Normal | 0% | 0 | 0 | 0 | [17 empty] | Commercial_Education_New_Food Preparation_Oven_
Commercial_Education_New_Food Preparation_Natural Gas_Oven_E6 | Commercial | Education | New | Food Preparation | Natural Gas | Oven | E6 |  | 0% | 0% | 0% | 0 | 0 | 0 | 0 | 0 | 0 | 0 | 0 | 0% | 0 | 0 | 0% | Normal | 0% | 0 | 0 | 0 | [17 empty] | Commercial_Education_New_Food Preparation_Oven_
Commercial_Education_New_Food Preparation_Natural Gas_Oven_E7 | Commercial | Education | New | Food Preparation | Natural Gas | Oven | E7 |  | 0% | 0% | 0% | 0 | 0 | 0 | 0 | 0 | 0 | 0 | 0 | 0% | 0 | 0 | 0% | Normal | 0% | 0 | 0 | 0 | [17 empty] | Commercial_Education_New_Food Preparation_Oven_
Commercial_Education_New_Food Preparation_Natural Gas_Oven_E8 | Commercial | Education | New | Food Preparation | Natural Gas | Oven | E8 |  | 0% | 0% | 0% | 0 | 0 | 0 | 0 | 0 | 0 | 0 | 0 | 0% | 0 | 0 | 0% | Normal | 0% | 0 | 0 | 0 | [17 empty] | Commercial_Education_New_Food Preparation_Oven_
Commercial_Education_New_Food Preparation_Natural Gas_Oven_E9 | Commercial | Education | New | Food Preparation | Natural Gas | Oven | E9 |  | 0% | 0% | 0% | 0 | 0 | 0 | 0 | 0 | 0 | 0 | 0 | 0% | 0 | 0 | 0% | Normal | 0% | 0 | 0 | 0 | [17 empty] | Commercial_Education_New_Food Preparation_Oven_
Commercial_Education_New_Food Preparation_Natural Gas_Oven_E10 | Commercial | Education | New | Food Preparation | Natural Gas | Oven | E10 |  | 0% | 0% | 0% | 0 | 0 | 0 | 0 | 0 | 0 | 0 | 0 | 0% | 0 | 0 | 0% | Normal | 0% | 0 | 0 | 0 | [17 empty] | Commercial_Education_New_Food Preparation_Oven_
Commercial_Education_New_Food Preparation_Natural Gas_Conveyor Oven_E1 | Commercial | Education | New | Food Preparation | Natural Gas | Conveyor Oven | E1 | Standard | 100% | 0% | 0% | 0.006052 | 0 | 0 | 0 | 15 | 19 | 2019 | 2050 | 100% | 0 | 0 | 0% | Normal | 0% | 0.0015781 | 0 | 0 | 1 unit | 30000 | 0 | 5.4691e-07 | 2885.475 | 10177 | 0 | 0 | 0 | 2015 | 1.0873 | IL TRM - 4.2.4 - CI-FSE-CVOV-V02-180101 | PGE Workpaper, PGECOFST117 R5, 2015 | MN TRM 3.1 - Gas Conveyor Oven v1.1 | 1 | unit | 5.4691e-07 | Commercial_Education_New_Food Preparation_Conveyor Oven_Standard
Commercial_Education_New_Food Preparation_Natural Gas_Conveyor Oven_E2 | Commercial | Education | New | Food Preparation | Natural Gas | Conveyor Oven | E2 | Efficient (>44% Baking Efficiency) | 76.02% | 0% | 0% | 0.0073781 | 0 | 0 | 0 | 15 | 19 | 2019 | 2050 | 100% | 0 | 0 | 0% | Normal | 0% | 0.0011996 | 0 | 0 | 1 unit | 30000 | 0 | 5.4691e-07 | 2193.4093 | 12407 | 0 | 0 | 0 | 2015 | 1.0873 | IL TRM - 4.2.4 - CI-FSE-CVOV-V02-180101 | PGE Workpaper, PGECOFST117 R5, 2015 | MN TRM 3.1 - Gas Conveyor Oven v1.1 | 1 | unit | 5.4691e-07 | Commercial_Education_New_Food Preparation_Conveyor Oven_Efficient (>44% Baking Efficiency)
Commercial_Education_New_Food Preparation_Natural Gas_Conveyor Oven_E3 | Commercial | Education | New | Food Preparation | Natural Gas | Conveyor Oven | E3 |  | 0% | 0% | 0% | 0 | 0 | 0 | 0 | 0 | 0 | 0 | 0 | 0% | 0 | 0 | 0% | Normal | 0% | 0 | 0 | 0 | [17 empty] | Commercial_Education_New_Food Preparation_Conveyor Oven_
Commercial_Education_New_Food Preparation_Natural Gas_Conveyor Oven_E4 | Commercial | Education | New | Food Preparation | Natural Gas | Conveyor Oven | E4 |  | 0% | 0% | 0% | 0 | 0 | 0 | 0 | 0 | 0 | 0 | 0 | 0% | 0 | 0 | 0% | Normal | 0% | 0 | 0 | 0 | [17 empty] | Commercial_Education_New_Food Preparation_Conveyor Oven_
Commercial_Education_New_Food Preparation_Natural Gas_Conveyor Oven_E5 | Commercial | Education | New | Food Preparation | Natural Gas | Conveyor Oven | E5 |  | 0% | 0% | 0% | 0 | 0 | 0 | 0 | 0 | 0 | 0 | 0 | 0% | 0 | 0 | 0% | Normal | 0% | 0 | 0 | 0 | [17 empty] | Commercial_Education_New_Food Preparation_Conveyor Oven_
Commercial_Education_New_Food Preparation_Natural Gas_Conveyor Oven_E6 | Commercial | Education | New | Food Preparation | Natural Gas | Conveyor Oven | E6 |  | 0% | 0% | 0% | 0 | 0 | 0 | 0 | 0 | 0 | 0 | 0 | 0% | 0 | 0 | 0% | Normal | 0% | 0 | 0 | 0 | [17 empty] | Commercial_Education_New_Food Preparation_Conveyor Oven_
Commercial_Education_New_Food Preparation_Natural Gas_Conveyor Oven_E7 | Commercial | Education | New | Food Preparation | Natural Gas | Conveyor Oven | E7 |  | 0% | 0% | 0% | 0 | 0 | 0 | 0 | 0 | 0 | 0 | 0 | 0% | 0 | 0 | 0% | Normal | 0% | 0 | 0 | 0 | [17 empty] | Commercial_Education_New_Food Preparation_Conveyor Oven_
Commercial_Education_New_Food Preparation_Natural Gas_Conveyor Oven_E8 | Commercial | Education | New | Food Preparation | Natural Gas | Conveyor Oven | E8 |  | 0% | 0% | 0% | 0 | 0 | 0 | 0 | 0 | 0 | 0 | 0 | 0% | 0 | 0 | 0% | Normal | 0% | 0 | 0 | 0 | [17 empty] | Commercial_Education_New_Food Preparation_Conveyor Oven_
Commercial_Education_New_Food Preparation_Natural Gas_Conveyor Oven_E9 | Commercial | Education | New | Food Preparation | Natural Gas | Conveyor Oven | E9 |  | 0% | 0% | 0% | 0 | 0 | 0 | 0 | 0 | 0 | 0 | 0 | 0% | 0 | 0 | 0% | Normal | 0% | 0 | 0 | 0 | [17 empty] | Commercial_Education_New_Food Preparation_Conveyor Oven_
Commercial_Education_New_Food Preparation_Natural Gas_Conveyor Oven_E10 | Commercial | Education | New | Food Preparation | Natural Gas | Conveyor Oven | E10 |  | 0% | 0% | 0% | 0 | 0 | 0 | 0 | 0 | 0 | 0 | 0 | 0% | 0 | 0 | 0% | Normal | 0% | 0 | 0 | 0 | [17 empty] | Commercial_Education_New_Food Preparation_Conveyor Oven_
Commercial_Education_New_Food Preparation_Natural Gas_Double Rack Oven_E1 | Commercial | Education | New | Food Preparation | Natural Gas | Double Rack Oven | E1 | Standard | 100% | 0% | 0% | 0.0089015 | 0 | 0 | 0 | 10 | 14 | 2019 | 2050 | 100% | 0 | 0 | 0% | Normal | 0% | 0.0028124 | 0 | 0 | 1 unit | 30000 | 0 | 6.6219e-07 | 4247.1 | 12513 | 0 | 0 | 0 | 2016 | 1.0743 | IL TRM - 4.2.18 - CI-FSE-RKOV-VO2-180101 | PGE Workpaper, PGECOFST109 R6, 2016 | IL TRM - 4.2.18 - CI-FSE-RKOV-VO2-180101 | 1 | unit | 6.6219e-07 | Commercial_Education_New_Food Preparation_Double Rack Oven_Standard
Commercial_Education_New_Food Preparation_Natural Gas_Double Rack Oven_E2 | Commercial | Education | New | Food Preparation | Natural Gas | Double Rack Oven | E2 | FTSC Qualified (>50% Cooking Efficiency) | 54.55% | 0% | 0% | 0.011838 | 0 | 0 | 0 | 10 | 14 | 2019 | 2050 | 100% | 0 | 0 | 0% | Normal | 0% | 0.001534 | 0 | 0 | 1 unit | 30000 | 0 | 6.6219e-07 | 2316.6 | 16641 | 0 | 0 | 0 | 2016 | 1.0743 | IL TRM - 4.2.18 - CI-FSE-RKOV-VO2-180101 | PGE Workpaper, PGECOFST109 R6, 2016 | IL TRM - 4.2.18 - CI-FSE-RKOV-VO2-180101 | 1 | unit | 6.6219e-07 | Commercial_Education_New_Food Preparation_Double Rack Oven_FTSC Qualified (>50% Cooking Efficiency)
Commercial_Education_New_Food Preparation_Natural Gas_Double Rack Oven_E3 | Commercial | Education | New | Food Preparation | Natural Gas | Double Rack Oven | E3 |  | 0% | 0% | 0% | 0 | 0 | 0 | 0 | 0 | 0 | 0 | 0 | 0% | 0 | 0 | 0% | Normal | 0% | 0 | 0 | 0 | [17 empty] | Commercial_Education_New_Food Preparation_Double Rack Oven_
Commercial_Education_New_Food Preparation_Natural Gas_Double Rack Oven_E4 | Commercial | Education | New | Food Preparation | Natural Gas | Double Rack Oven | E4 |  | 0% | 0% | 0% | 0 | 0 | 0 | 0 | 0 | 0 | 0 | 0 | 0% | 0 | 0 | 0% | Normal | 0% | 0 | 0 | 0 | [17 empty] | Commercial_Education_New_Food Preparation_Double Rack Oven_
Commercial_Education_New_Food Preparation_Natural Gas_Double Rack Oven_E5 | Commercial | Education | New | Food Preparation | Natural Gas | Double Rack Oven | E5 |  | 0% | 0% | 0% | 0 | 0 | 0 | 0 | 0 | 0 | 0 | 0 | 0% | 0 | 0 | 0% | Normal | 0% | 0 | 0 | 0 | [17 empty] | Commercial_Education_New_Food Preparation_Double Rack Oven_
Commercial_Education_New_Food Preparation_Natural Gas_Double Rack Oven_E6 | Commercial | Education | New | Food Preparation | Natural Gas | Double Rack Oven | E6 |  | 0% | 0% | 0% | 0 | 0 | 0 | 0 | 0 | 0 | 0 | 0 | 0% | 0 | 0 | 0% | Normal | 0% | 0 | 0 | 0 | [17 empty] | Commercial_Education_New_Food Preparation_Double Rack Oven_
Commercial_Education_New_Food Preparation_Natural Gas_Double Rack Oven_E7 | Commercial | Education | New | Food Preparation | Natural Gas | Double Rack Oven | E7 |  | 0% | 0% | 0% | 0 | 0 | 0 | 0 | 0 | 0 | 0 | 0 | 0% | 0 | 0 | 0% | Normal | 0% | 0 | 0 | 0 | [17 empty] | Commercial_Education_New_Food Preparation_Double Rack Oven_
Commercial_Education_New_Food Preparation_Natural Gas_Double Rack Oven_E8 | Commercial | Education | New | Food Preparation | Natural Gas | Double Rack Oven | E8 |  | 0% | 0% | 0% | 0 | 0 | 0 | 0 | 0 | 0 | 0 | 0 | 0% | 0 | 0 | 0% | Normal | 0% | 0 | 0 | 0 | [17 empty] | Commercial_Education_New_Food Preparation_Double Rack Oven_
Commercial_Education_New_Food Preparation_Natural Gas_Double Rack Oven_E9 | Commercial | Education | New | Food Preparation | Natural Gas | Double Rack Oven | E9 |  | 0% | 0% | 0% | 0 | 0 | 0 | 0 | 0 | 0 | 0 | 0 | 0% | 0 | 0 | 0% | Normal | 0% | 0 | 0 | 0 | [17 empty] | Commercial_Education_New_Food Preparation_Double Rack Oven_
Commercial_Education_New_Food Preparation_Natural Gas_Double Rack Oven_E10 | Commercial | Education | New | Food Preparation | Natural Gas | Double Rack Oven | E10 |  | 0% | 0% | 0% | 0 | 0 | 0 | 0 | 0 | 0 | 0 | 0 | 0% | 0 | 0 | 0% | Normal | 0% | 0 | 0 | 0 | [17 empty] | Commercial_Education_New_Food Preparation_Double Rack Oven_
Commercial_Education_New_Food Preparation_Natural Gas_Fryer_E1 | Commercial | Education | New | Food Preparation | Natural Gas | Fryer | E1 | Standard | 100% | 0% | 0% | 0.0056283 | 0 | 0 | 0 | 7 | 11 | 2019 | 2021 | 100% | 0 | 0 | 0% | Normal | 0% | 0.0014002 | 0 | 0 | 1 unit | 30000 | 0 | 1.4708e-06 | 951.9922 | 3562.1384 | 0 | 0 | 0 | 2016 | 1.0743 | RTF WkBk - ComCookingFryer_v5_0 | RTF WkBk - ComCookingFryer_v5_0 | RTF WkBk - ComCookingFryer_v5_0 | 1 | unit | 1.4708e-06 | Commercial_Education_New_Food Preparation_Fryer_Standard
Commercial_Education_New_Food Preparation_Natural Gas_Fryer_E2 | Commercial | Education | New | Food Preparation | Natural Gas | Fryer | E2 | ENERGY STAR (3.0) | 67.2% | 0% | 0% | 0.0067125 | 0 | 0 | 0 | 7 | 11 | 2019 | 2050 | 100% | 0 | 0 | 0% | Normal | 0% | 0.00094091 | 0 | 0 | 1 unit | 30000 | 0 | 1.4708e-06 | 639.7296 | 4248.3333 | 0 | 0 | 0 | 2016 | 1.0743 | RTF WkBk - ComCookingFryer_v5_0 | RTF WkBk - ComCookingFryer_v5_0 | RTF WkBk - ComCookingFryer_v5_0 | 1 | unit | 1.4708e-06 | Commercial_Education_New_Food Preparation_Fryer_ENERGY STAR (3.0)
Commercial_Education_New_Food Preparation_Natural Gas_Fryer_E3 | Commercial | Education | New | Food Preparation | Natural Gas | Fryer | E3 |  | 0% | 0% | 0% | 0 | 0 | 0 | 0 | 0 | 0 | 0 | 0 | 0% | 0 | 0 | 0% | Normal | 0% | 0 | 0 | 0 | [17 empty] | Commercial_Education_New_Food Preparation_Fryer_
Commercial_Education_New_Food Preparation_Natural Gas_Fryer_E4 | Commercial | Education | New | Food Preparation | Natural Gas | Fryer | E4 |  | 0% | 0% | 0% | 0 | 0 | 0 | 0 | 0 | 0 | 0 | 0 | 0% | 0 | 0 | 0% | Normal | 0% | 0 | 0 | 0 | [17 empty] | Commercial_Education_New_Food Preparation_Fryer_
Commercial_Education_New_Food Preparation_Natural Gas_Fryer_E5 | Commercial | Education | New | Food Preparation | Natural Gas | Fryer | E5 |  | 0% | 0% | 0% | 0 | 0 | 0 | 0 | 0 | 0 | 0 | 0 | 0% | 0 | 0 | 0% | Normal | 0% | 0 | 0 | 0 | [17 empty] | Commercial_Education_New_Food Preparation_Fryer_
Commercial_Education_New_Food Preparation_Natural Gas_Fryer_E6 | Commercial | Education | New | Food Preparation | Natural Gas | Fryer | E6 |  | 0% | 0% | 0% | 0 | 0 | 0 | 0 | 0 | 0 | 0 | 0 | 0% | 0 | 0 | 0% | Normal | 0% | 0 | 0 | 0 | [17 empty] | Commercial_Education_New_Food Preparation_Fryer_
Commercial_Education_New_Food Preparation_Natural Gas_Fryer_E7 | Commercial | Education | New | Food Preparation | Natural Gas | Fryer | E7 |  | 0% | 0% | 0% | 0 | 0 | 0 | 0 | 0 | 0 | 0 | 0 | 0% | 0 | 0 | 0% | Normal | 0% | 0 | 0 | 0 | [17 empty] | Commercial_Education_New_Food Preparation_Fryer_
Commercial_Education_New_Food Preparation_Natural Gas_Fryer_E8 | Commercial | Education | New | Food Preparation | Natural Gas | Fryer | E8 |  | 0% | 0% | 0% | 0 | 0 | 0 | 0 | 0 | 0 | 0 | 0 | 0% | 0 | 0 | 0% | Normal | 0% | 0 | 0 | 0 | [17 empty] | Commercial_Education_New_Food Preparation_Fryer_
Commercial_Education_New_Food Preparation_Natural Gas_Fryer_E9 | Commercial | Education | New | Food Preparation | Natural Gas | Fryer | E9 |  | 0% | 0% | 0% | 0 | 0 | 0 | 0 | 0 | 0 | 0 | 0 | 0% | 0 | 0 | 0% | Normal | 0% | 0 | 0 | 0 | [17 empty] | Commercial_Education_New_Food Preparation_Fryer_
Commercial_Education_New_Food Preparation_Natural Gas_Fryer_E10 | Commercial | Education | New | Food Preparation | Natural Gas | Fryer | E10 |  | 0% | 0% | 0% | 0 | 0 | 0 | 0 | 0 | 0 | 0 | 0 | 0% | 0 | 0 | 0% | Normal | 0% | 0 | 0 | 0 | [17 empty] | Commercial_Education_New_Food Preparation_Fryer_
Commercial_Education_New_Food Preparation_Natural Gas_Broiler_E1 | Commercial | Education | New | Food Preparation | Natural Gas | Broiler | E1 | Standard | 100% | 0% | 0% | 0.0062885 | 0 | 0 | 0 | 10 | 14 | 2019 | 2050 | 100% | 0 | 0 | 0% | Normal | 0% | 0.0014502 | 0 | 0 | 1 unit | 30000 | 0 | 2.1559e-06 | 672.672 | 2500 | 0 | 0 | 0 | 2011 | 1.1667 | IL TRM - 4.2.14 - CI-FSE-IRBL-V02-180101 | Estimate | IL TRM - 4.2.14 - CI-FSE-IRBL-V02-180101 | 1 | unit | 2.1559e-06 | Commercial_Education_New_Food Preparation_Broiler_Standard
Commercial_Education_New_Food Preparation_Natural Gas_Broiler_E2 | Commercial | Education | New | Food Preparation | Natural Gas | Broiler | E2 | Infrared Burners | 64.29% | 0% | 0% | 0.0088038 | 0 | 0 | 0 | 10 | 14 | 2019 | 2050 | 100% | 0 | 0 | 0% | Normal | 0% | 0.0009323 | 0 | 0 | 1 unit | 30000 | 0 | 2.1559e-06 | 432.432 | 3500 | 0 | 0 | 0 | 2011 | 1.1667 | IL TRM - 4.2.14 - CI-FSE-IRBL-V02-180101 | IL TRM - 4.2.14 - CI-FSE-IRBL-V02-180101 | IL TRM - 4.2.14 - CI-FSE-IRBL-V02-180101 | 1 | unit | 2.1559e-06 | Commercial_Education_New_Food Preparation_Broiler_Infrared Burners
Commercial_Education_New_Food Preparation_Natural Gas_Broiler_E3 | Commercial | Education | New | Food Preparation | Natural Gas | Broiler | E3 |  | 0% | 0% | 0% | 0 | 0 | 0 | 0 | 0 | 0 | 0 | 0 | 0% | 0 | 0 | 0% | Normal | 0% | 0 | 0 | 0 | [17 empty] | Commercial_Education_New_Food Preparation_Broiler_
Commercial_Education_New_Food Preparation_Natural Gas_Broiler_E4 | Commercial | Education | New | Food Preparation | Natural Gas | Broiler | E4 |  | 0% | 0% | 0% | 0 | 0 | 0 | 0 | 0 | 0 | 0 | 0 | 0% | 0 | 0 | 0% | Normal | 0% | 0 | 0 | 0 | [17 empty] | Commercial_Education_New_Food Preparation_Broiler_
Commercial_Education_New_Food Preparation_Natural Gas_Broiler_E5 | Commercial | Education | New | Food Preparation | Natural Gas | Broiler | E5 |  | 0% | 0% | 0% | 0 | 0 | 0 | 0 | 0 | 0 | 0 | 0 | 0% | 0 | 0 | 0% | Normal | 0% | 0 | 0 | 0 | [17 empty] | Commercial_Education_New_Food Preparation_Broiler_
Commercial_Education_New_Food Preparation_Natural Gas_Broiler_E6 | Commercial | Education | New | Food Preparation | Natural Gas | Broiler | E6 |  | 0% | 0% | 0% | 0 | 0 | 0 | 0 | 0 | 0 | 0 | 0 | 0% | 0 | 0 | 0% | Normal | 0% | 0 | 0 | 0 | [17 empty] | Commercial_Education_New_Food Preparation_Broiler_
Commercial_Education_New_Food Preparation_Natural Gas_Broiler_E7 | Commercial | Education | New | Food Preparation | Natural Gas | Broiler | E7 |  | 0% | 0% | 0% | 0 | 0 | 0 | 0 | 0 | 0 | 0 | 0 | 0% | 0 | 0 | 0% | Normal | 0% | 0 | 0 | 0 | [17 empty] | Commercial_Education_New_Food Preparation_Broiler_
Commercial_Education_New_Food Preparation_Natural Gas_Broiler_E8 | Commercial | Education | New | Food Preparation | Natural Gas | Broiler | E8 |  | 0% | 0% | 0% | 0 | 0 | 0 | 0 | 0 | 0 | 0 | 0 | 0% | 0 | 0 | 0% | Normal | 0% | 0 | 0 | 0 | [17 empty] | Commercial_Education_New_Food Preparation_Broiler_
Commercial_Education_New_Food Preparation_Natural Gas_Broiler_E9 | Commercial | Education | New | Food Preparation | Natural Gas | Broiler | E9 |  | 0% | 0% | 0% | 0 | 0 | 0 | 0 | 0 | 0 | 0 | 0 | 0% | 0 | 0 | 0% | Normal | 0% | 0 | 0 | 0 | [17 empty] | Commercial_Education_New_Food Preparation_Broiler_
Commercial_Education_New_Food Preparation_Natural Gas_Broiler_E10 | Commercial | Education | New | Food Preparation | Natural Gas | Broiler | E10 |  | 0% | 0% | 0% | 0 | 0 | 0 | 0 | 0 | 0 | 0 | 0 | 0% | 0 | 0 | 0% | Normal | 0% | 0 | 0 | 0 | [17 empty] | Commercial_Education_New_Food Preparation_Broiler_
Commercial_Education_New_Food Preparation_Natural Gas_Griddle_E1 | Commercial | Education | New | Food Preparation | Natural Gas | Griddle | E1 | Standard | 100% | 0% | 0% | 0.0045774 | 0 | 0 | 0 | 10 | 14 | 2019 | 2050 | 100% | 0 | 0 | 0% | Normal | 0% | 0.00097356 | 0 | 0 | 1 unit | 30000 | 0 | 7.903e-07 | 1231.891 | 5150 | 0 | 0 | 0 | 2013 | 1.1247 | IL TRM - 4.2.8 - CI-FSE-ESGR-V04-200101 | COOK_GRD-Food Preparation-EIA14-2014 Ref. Case-5 | IL TRM - 4.2.8 - CI-FSE-ESGR-V04-200101 | 1 | unit | 7.903e-07 | Commercial_Education_New_Food Preparation_Griddle_Standard
Commercial_Education_New_Food Preparation_Natural Gas_Griddle_E2 | Commercial | Education | New | Food Preparation | Natural Gas | Griddle | E2 | ENERGY STAR | 86.37% | 0% | 0% | 0.0048974 | 0 | 0 | 0 | 10 | 14 | 2019 | 2050 | 100% | 0 | 0 | 0% | Normal | 0% | 0.00084084 | 0 | 0 | 1 unit | 30000 | 0 | 7.903e-07 | 1063.9446 | 5510 | 0 | 0 | 0 | 2013 | 1.1247 | IL TRM - 4.2.8 - CI-FSE-ESGR-V04-200101 | COOK_GRD-Food Preparation-EIA14-2014 Ref. Case-5 | IL TRM - 4.2.8 - CI-FSE-ESGR-V04-200101 | 1 | unit | 7.903e-07 | Commercial_Education_New_Food Preparation_Griddle_ENERGY STAR
Commercial_Education_New_Food Preparation_Natural Gas_Griddle_E3 | Commercial | Education | New | Food Preparation | Natural Gas | Griddle | E3 |  | 0% | 0% | 0% | 0 | 0 | 0 | 0 | 0 | 0 | 0 | 0 | 0% | 0 | 0 | 0% | Normal | 0% | 0 | 0 | 0 | [17 empty] | Commercial_Education_New_Food Preparation_Griddle_
Commercial_Education_New_Food Preparation_Natural Gas_Griddle_E4 | Commercial | Education | New | Food Preparation | Natural Gas | Griddle | E4 |  | 0% | 0% | 0% | 0 | 0 | 0 | 0 | 0 | 0 | 0 | 0 | 0% | 0 | 0 | 0% | Normal | 0% | 0 | 0 | 0 | [17 empty] | Commercial_Education_New_Food Preparation_Griddle_
Commercial_Education_New_Food Preparation_Natural Gas_Griddle_E5 | Commercial | Education | New | Food Preparation | Natural Gas | Griddle | E5 |  | 0% | 0% | 0% | 0 | 0 | 0 | 0 | 0 | 0 | 0 | 0 | 0% | 0 | 0 | 0% | Normal | 0% | 0 | 0 | 0 | [17 empty] | Commercial_Education_New_Food Preparation_Griddle_
Commercial_Education_New_Food Preparation_Natural Gas_Griddle_E6 | Commercial | Education | New | Food Preparation | Natural Gas | Griddle | E6 |  | 0% | 0% | 0% | 0 | 0 | 0 | 0 | 0 | 0 | 0 | 0 | 0% | 0 | 0 | 0% | Normal | 0% | 0 | 0 | 0 | [17 empty] | Commercial_Education_New_Food Preparation_Griddle_
Commercial_Education_New_Food Preparation_Natural Gas_Griddle_E7 | Commercial | Education | New | Food Preparation | Natural Gas | Griddle | E7 |  | 0% | 0% | 0% | 0 | 0 | 0 | 0 | 0 | 0 | 0 | 0 | 0% | 0 | 0 | 0% | Normal | 0% | 0 | 0 | 0 | [17 empty] | Commercial_Education_New_Food Preparation_Griddle_
Commercial_Education_New_Food Preparation_Natural Gas_Griddle_E8 | Commercial | Education | New | Food Preparation | Natural Gas | Griddle | E8 |  | 0% | 0% | 0% | 0 | 0 | 0 | 0 | 0 | 0 | 0 | 0 | 0% | 0 | 0 | 0% | Normal | 0% | 0 | 0 | 0 | [17 empty] | Commercial_Education_New_Food Preparation_Griddle_
Commercial_Education_New_Food Preparation_Natural Gas_Griddle_E9 | Commercial | Education | New | Food Preparation | Natural Gas | Griddle | E9 |  | 0% | 0% | 0% | 0 | 0 | 0 | 0 | 0 | 0 | 0 | 0 | 0% | 0 | 0 | 0% | Normal | 0% | 0 | 0 | 0 | [17 empty] | Commercial_Education_New_Food Preparation_Griddle_
Commercial_Education_New_Food Preparation_Natural Gas_Griddle_E10 | Commercial | Education | New | Food Preparation | Natural Gas | Griddle | E10 |  | 0% | 0% | 0% | 0 | 0 | 0 | 0 | 0 | 0 | 0 | 0 | 0% | 0 | 0 | 0% | Normal | 0% | 0 | 0 | 0 | [17 empty] | Commercial_Education_New_Food Preparation_Griddle_
Commercial_Education_New_Food Preparation_Natural Gas_Range_E1 | Commercial | Education | New | Food Preparation | Natural Gas | Range | E1 | Standard | 100% | 0% | 0% | 0.0075094 | 0 | 0 | 0 | 8 | 12 | 2019 | 2050 | 100% | 0 | 0 | 0% | Normal | 0% | 0.0011378 | 0 | 0 | 1 unit | 30000 | 0 | 9.4814e-07 | 1200 | 7450 | 0 | 0 | 0 | 2017 | 1.0631 | COOK_OVN-Food Preparation-AEO17-1 | EIA 2018 Tech Forecast | Navigant 2009 | 1 | unit | 9.4814e-07 | Commercial_Education_New_Food Preparation_Range_Standard
Commercial_Education_New_Food Preparation_Natural Gas_Range_E2 | Commercial | Education | New | Food Preparation | Natural Gas | Range | E2 | High Efficiency | 75% | 0% | 0% | 0.0075104 | 0 | 0 | 0 | 8 | 12 | 2019 | 2050 | 100% | 0 | 0 | 0% | Normal | 0% | 0.00085333 | 0 | 0 | 1 unit | 30000 | 0 | 9.4814e-07 | 900 | 7451 | 0 | 0 | 0 | 2017 | 1.0631 | COOK_OVN-Food Preparation-AEO17-1 | EIA 2018 Tech Forecast | EIA 2018 Tech Forecast | 1 | unit | 9.4814e-07 | Commercial_Education_New_Food Preparation_Range_High Efficiency
Commercial_Education_New_Food Preparation_Natural Gas_Range_E3 | Commercial | Education | New | Food Preparation | Natural Gas | Range | E3 |  | 0% | 0% | 0% | 0 | 0 | 0 | 0 | 0 | 0 | 0 | 0 | 0% | 0 | 0 | 0% | Normal | 0% | 0 | 0 | 0 | [17 empty] | Commercial_Education_New_Food Preparation_Range_
Commercial_Education_New_Food Preparation_Natural Gas_Range_E4 | Commercial | Education | New | Food Preparation | Natural Gas | Range | E4 |  | 0% | 0% | 0% | 0 | 0 | 0 | 0 | 0 | 0 | 0 | 0 | 0% | 0 | 0 | 0% | Normal | 0% | 0 | 0 | 0 | [17 empty] | Commercial_Education_New_Food Preparation_Range_
Commercial_Education_New_Food Preparation_Natural Gas_Range_E5 | Commercial | Education | New | Food Preparation | Natural Gas | Range | E5 |  | 0% | 0% | 0% | 0 | 0 | 0 | 0 | 0 | 0 | 0 | 0 | 0% | 0 | 0 | 0% | Normal | 0% | 0 | 0 | 0 | [17 empty] | Commercial_Education_New_Food Preparation_Range_
Commercial_Education_New_Food Preparation_Natural Gas_Range_E6 | Commercial | Education | New | Food Preparation | Natural Gas | Range | E6 |  | 0% | 0% | 0% | 0 | 0 | 0 | 0 | 0 | 0 | 0 | 0 | 0% | 0 | 0 | 0% | Normal | 0% | 0 | 0 | 0 | [17 empty] | Commercial_Education_New_Food Preparation_Range_
Commercial_Education_New_Food Preparation_Natural Gas_Range_E7 | Commercial | Education | New | Food Preparation | Natural Gas | Range | E7 |  | 0% | 0% | 0% | 0 | 0 | 0 | 0 | 0 | 0 | 0 | 0 | 0% | 0 | 0 | 0% | Normal | 0% | 0 | 0 | 0 | [17 empty] | Commercial_Education_New_Food Preparation_Range_
Commercial_Education_New_Food Preparation_Natural Gas_Range_E8 | Commercial | Education | New | Food Preparation | Natural Gas | Range | E8 |  | 0% | 0% | 0% | 0 | 0 | 0 | 0 | 0 | 0 | 0 | 0 | 0% | 0 | 0 | 0% | Normal | 0% | 0 | 0 | 0 | [17 empty] | Commercial_Education_New_Food Preparation_Range_
Commercial_Education_New_Food Preparation_Natural Gas_Range_E9 | Commercial | Education | New | Food Preparation | Natural Gas | Range | E9 |  | 0% | 0% | 0% | 0 | 0 | 0 | 0 | 0 | 0 | 0 | 0 | 0% | 0 | 0 | 0% | Normal | 0% | 0 | 0 | 0 | [17 empty] | Commercial_Education_New_Food Preparation_Range_
Commercial_Education_New_Food Preparation_Natural Gas_Range_E10 | Commercial | Education | New | Food Preparation | Natural Gas | Range | E10 |  | 0% | 0% | 0% | 0 | 0 | 0 | 0 | 0 | 0 | 0 | 0 | 0% | 0 | 0 | 0% | Normal | 0% | 0 | 0 | 0 | [17 empty] | Commercial_Education_New_Food Preparation_Range_
Commercial_Education_New_Food Preparation_Natural Gas_Steamer_E1 | Commercial | Education | New | Food Preparation | Natural Gas | Steamer | E1 | Standard | 100% | 0% | 0% | 0.026364 | 0 | 0 | 0 | 8 | 16 | 2019 | 2021 | 100% | 0 | 0 | 0% | Normal | 0% | 0.0026808 | 0 | 0 | 1 unit | 30000 | 0 | 1.7556e-06 | 1527.0152 | 13100 | 0 | 0 | 0 | 2012 | 1.1464 | IL TRM - 4.2.3 - CI-FSE-STMC-V05-190101 | DOE Commercial R&D 2016 - Table 2-10 | IL TRM - 4.2.3 - CI-FSE-STMC-V05-190101 | 1 | unit | 1.7556e-06 | Commercial_Education_New_Food Preparation_Steamer_Standard
Commercial_Education_New_Food Preparation_Natural Gas_Steamer_E2 | Commercial | Education | New | Food Preparation | Natural Gas | Steamer | E2 | ENERGY STAR | 20.86% | 0% | 0% | 0.028372 | 0 | -5.2925e-06 | 0 | 8 | 16 | 2019 | 2050 | 100% | 0 | 0 | 0% | Normal | 0% | 0.00055919 | 0 | 0 | 1 unit | 30000 | 0 | 1.7556e-06 | 318.5218 | 14098 | 0 | -2.6298 | 0 | 2012 | 1.1464 | IL TRM - 4.2.3 - CI-FSE-STMC-V05-190101 | IL TRM - 4.2.3 - CI-FSE-STMC-V05-190101 | IL TRM - 4.2.3 - CI-FSE-STMC-V05-190101 | 1 | unit | 1.7556e-06 | Commercial_Education_New_Food Preparation_Steamer_ENERGY STAR
Commercial_Education_New_Food Preparation_Natural Gas_Steamer_E3 | Commercial | Education | New | Food Preparation | Natural Gas | Steamer | E3 |  | 0% | 0% | 0% | 0 | 0 | 0 | 0 | 0 | 0 | 0 | 0 | 0% | 0 | 0 | 0% | Normal | 0% | 0 | 0 | 0 | [17 empty] | Commercial_Education_New_Food Preparation_Steamer_
Commercial_Education_New_Food Preparation_Natural Gas_Steamer_E4 | Commercial | Education | New | Food Preparation | Natural Gas | Steamer | E4 |  | 0% | 0% | 0% | 0 | 0 | 0 | 0 | 0 | 0 | 0 | 0 | 0% | 0 | 0 | 0% | Normal | 0% | 0 | 0 | 0 | [17 empty] | Commercial_Education_New_Food Preparation_Steamer_
Commercial_Education_New_Food Preparation_Natural Gas_Steamer_E5 | Commercial | Education | New | Food Preparation | Natural Gas | Steamer | E5 |  | 0% | 0% | 0% | 0 | 0 | 0 | 0 | 0 | 0 | 0 | 0 | 0% | 0 | 0 | 0% | Normal | 0% | 0 | 0 | 0 | [17 empty] | Commercial_Education_New_Food Preparation_Steamer_
Commercial_Education_New_Food Preparation_Natural Gas_Steamer_E6 | Commercial | Education | New | Food Preparation | Natural Gas | Steamer | E6 |  | 0% | 0% | 0% | 0 | 0 | 0 | 0 | 0 | 0 | 0 | 0 | 0% | 0 | 0 | 0% | Normal | 0% | 0 | 0 | 0 | [17 empty] | Commercial_Education_New_Food Preparation_Steamer_
Commercial_Education_New_Food Preparation_Natural Gas_Steamer_E7 | Commercial | Education | New | Food Preparation | Natural Gas | Steamer | E7 |  | 0% | 0% | 0% | 0 | 0 | 0 | 0 | 0 | 0 | 0 | 0 | 0% | 0 | 0 | 0% | Normal | 0% | 0 | 0 | 0 | [17 empty] | Commercial_Education_New_Food Preparation_Steamer_
Commercial_Education_New_Food Preparation_Natural Gas_Steamer_E8 | Commercial | Education | New | Food Preparation | Natural Gas | Steamer | E8 |  | 0% | 0% | 0% | 0 | 0 | 0 | 0 | 0 | 0 | 0 | 0 | 0% | 0 | 0 | 0% | Normal | 0% | 0 | 0 | 0 | [17 empty] | Commercial_Education_New_Food Preparation_Steamer_
Commercial_Education_New_Food Preparation_Natural Gas_Steamer_E9 | Commercial | Education | New | Food Preparation | Natural Gas | Steamer | E9 |  | 0% | 0% | 0% | 0 | 0 | 0 | 0 | 0 | 0 | 0 | 0 | 0% | 0 | 0 | 0% | Normal | 0% | 0 | 0 | 0 | [17 empty] | Commercial_Education_New_Food Preparation_Steamer_
Commercial_Education_New_Food Preparation_Natural Gas_Steamer_E10 | Commercial | Education | New | Food Preparation | Natural Gas | Steamer | E10 |  | 0% | 0% | 0% | 0 | 0 | 0 | 0 | 0 | 0 | 0 | 0 | 0% | 0 | 0 | 0% | Normal | 0% | 0 | 0 | 0 | [17 empty] | Commercial_Education_New_Food Preparation_Steamer_
Commercial_Education_New_Food Preparation_Natural Gas_Food Prep Other_E1 | Commercial | Education | New | Food Preparation | Natural Gas | Food Prep Other | E1 | Standard | 100% | 0% | 0% | 0.00095993 | 0 | 0 | 0 | 8 | 12 | 2019 | 2050 | 100% | 0 | 0 | 0% | Normal | 0% | 0.0011522 | 0 | 0 | 1 unit | 30000 | 0 | 8.0959e-07 | 1423.18 | 1000 | 0 | 0 | 0 | 2010 | 1.1857 | Default | Default | Default | 1 | unit | 8.0959e-07 | Commercial_Education_New_Food Preparation_Food Prep Other_Standard
Commercial_Education_New_Food Preparation_Natural Gas_Food Prep Other_E2 | Commercial | Education | New | Food Preparation | Natural Gas | Food Prep Other | E2 | ENERGY STAR | 100% | 0% | 0% | 0.00096089 | 0 | 0 | 0 | 8 | 12 | 2019 | 2050 | 100% | 0 | 0 | 0% | Normal | 0% | 0.0011522 | 0 | 0 | 1 unit | 30000 | 0 | 8.0959e-07 | 1423.17 | 1001 | 0 | 0 | 0 | 2010 | 1.1857 | N/A | N/A | N/A | 1 | unit | 8.0959e-07 | Commercial_Education_New_Food Preparation_Food Prep Other_ENERGY STAR
Commercial_Education_New_Food Preparation_Natural Gas_Food Prep Other_E3 | Commercial | Education | New | Food Preparation | Natural Gas | Food Prep Other | E3 |  | 0% | 0% | 0% | 0 | 0 | 0 | 0 | 0 | 0 | 0 | 0 | 0% | 0 | 0 | 0% | Normal | 0% | 0 | 0 | 0 | [17 empty] | Commercial_Education_New_Food Preparation_Food Prep Other_
Commercial_Education_New_Food Preparation_Natural Gas_Food Prep Other_E4 | Commercial | Education | New | Food Preparation | Natural Gas | Food Prep Other | E4 |  | 0% | 0% | 0% | 0 | 0 | 0 | 0 | 0 | 0 | 0 | 0 | 0% | 0 | 0 | 0% | Normal | 0% | 0 | 0 | 0 | [17 empty] | Commercial_Education_New_Food Preparation_Food Prep Other_
Commercial_Education_New_Food Preparation_Natural Gas_Food Prep Other_E5 | Commercial | Education | New | Food Preparation | Natural Gas | Food Prep Other | E5 |  | 0% | 0% | 0% | 0 | 0 | 0 | 0 | 0 | 0 | 0 | 0 | 0% | 0 | 0 | 0% | Normal | 0% | 0 | 0 | 0 | [17 empty] | Commercial_Education_New_Food Preparation_Food Prep Other_
Commercial_Education_New_Food Preparation_Natural Gas_Food Prep Other_E6 | Commercial | Education | New | Food Preparation | Natural Gas | Food Prep Other | E6 |  | 0% | 0% | 0% | 0 | 0 | 0 | 0 | 0 | 0 | 0 | 0 | 0% | 0 | 0 | 0% | Normal | 0% | 0 | 0 | 0 | [17 empty] | Commercial_Education_New_Food Preparation_Food Prep Other_
Commercial_Education_New_Food Preparation_Natural Gas_Food Prep Other_E7 | Commercial | Education | New | Food Preparation | Natural Gas | Food Prep Other | E7 |  | 0% | 0% | 0% | 0 | 0 | 0 | 0 | 0 | 0 | 0 | 0 | 0% | 0 | 0 | 0% | Normal | 0% | 0 | 0 | 0 | [17 empty] | Commercial_Education_New_Food Preparation_Food Prep Other_
Commercial_Education_New_Food Preparation_Natural Gas_Food Prep Other_E8 | Commercial | Education | New | Food Preparation | Natural Gas | Food Prep Other | E8 |  | 0% | 0% | 0% | 0 | 0 | 0 | 0 | 0 | 0 | 0 | 0 | 0% | 0 | 0 | 0% | Normal | 0% | 0 | 0 | 0 | [17 empty] | Commercial_Education_New_Food Preparation_Food Prep Other_
Commercial_Education_New_Food Preparation_Natural Gas_Food Prep Other_E9 | Commercial | Education | New | Food Preparation | Natural Gas | Food Prep Other | E9 |  | 0% | 0% | 0% | 0 | 0 | 0 | 0 | 0 | 0 | 0 | 0 | 0% | 0 | 0 | 0% | Normal | 0% | 0 | 0 | 0 | [17 empty] | Commercial_Education_New_Food Preparation_Food Prep Other_
Commercial_Education_New_Food Preparation_Natural Gas_Food Prep Other_E10 | Commercial | Education | New | Food Preparation | Natural Gas | Food Prep Other | E10 |  | 0% | 0% | 0% | 0 | 0 | 0 | 0 | 0 | 0 | 0 | 0 | 0% | 0 | 0 | 0% | Normal | 0% | 0 | 0 | 0 | [17 empty] | Commercial_Education_New_Food Preparation_Food Prep Other_
Commercial_Education_New_Miscellaneous_Natural Gas_Pool Heater_E1 | Commercial | Education | New | Miscellaneous | Natural Gas | Pool Heater | E1 | Standard (EF .78) | 100% | 0% | 0% | 8.8737e-05 | 0 | 0 | 0 | 4 | 8 | 2019 | 2050 | 100% | 0 | 0 | 0% | Normal | 0% | 6.6632e-05 | 0 | 0 | 1 unit | 30000 | 0 | 4.4481e-09 | 14980 | 18052 | 0 | 0 | 0 | 2014 | 1.1051 | DOE Commercial R&D 2016 - Table 7-6 | DOE Commercial R&D 2016 - Table 7-7 | DOE Commercial R&D 2016 - Table 7-8 | 1 | unit | 4.4481e-09 | Commercial_Education_New_Miscellaneous_Pool Heater_Standard (EF .78)
Commercial_Education_New_Miscellaneous_Natural Gas_Pool Heater_E2 | Commercial | Education | New | Miscellaneous | Natural Gas | Pool Heater | E2 | Condensing (EF .90) | 85% | 0% | 0% | 0.0001453 | 0 | 0 | 0 | 4 | 8 | 2019 | 2050 | 100% | 0 | 0 | 0% | Normal | 0% | 5.6637e-05 | 0 | 0 | 1 unit | 30000 | 0 | 4.4481e-09 | 12733 | 29558 | 0 | 0 | 0 | 2014 | 1.1051 | DOE Commercial R&D 2016 - Table 7-6 | DOE Commercial R&D 2016 - Table 7-7 | DOE Commercial R&D 2016 - Table 7-9 | 1 | unit | 4.4481e-09 | Commercial_Education_New_Miscellaneous_Pool Heater_Condensing (EF .90)
Commercial_Education_New_Miscellaneous_Natural Gas_Pool Heater_E3 | Commercial | Education | New | Miscellaneous | Natural Gas | Pool Heater | E3 |  | 0% | 0% | 0% | 0 | 0 | 0 | 0 | 0 | 0 | 0 | 0 | 0% | 0 | 0 | 0% | Normal | 0% | 0 | 0 | 0 | [17 empty] | Commercial_Education_New_Miscellaneous_Pool Heater_
Commercial_Education_New_Miscellaneous_Natural Gas_Pool Heater_E4 | Commercial | Education | New | Miscellaneous | Natural Gas | Pool Heater | E4 |  | 0% | 0% | 0% | 0 | 0 | 0 | 0 | 0 | 0 | 0 | 0 | 0% | 0 | 0 | 0% | Normal | 0% | 0 | 0 | 0 | [17 empty] | Commercial_Education_New_Miscellaneous_Pool Heater_
Commercial_Education_New_Miscellaneous_Natural Gas_Pool Heater_E5 | Commercial | Education | New | Miscellaneous | Natural Gas | Pool Heater | E5 |  | 0% | 0% | 0% | 0 | 0 | 0 | 0 | 0 | 0 | 0 | 0 | 0% | 0 | 0 | 0% | Normal | 0% | 0 | 0 | 0 | [17 empty] | Commercial_Education_New_Miscellaneous_Pool Heater_
Commercial_Education_New_Miscellaneous_Natural Gas_Pool Heater_E6 | Commercial | Education | New | Miscellaneous | Natural Gas | Pool Heater | E6 |  | 0% | 0% | 0% | 0 | 0 | 0 | 0 | 0 | 0 | 0 | 0 | 0% | 0 | 0 | 0% | Normal | 0% | 0 | 0 | 0 | [17 empty] | Commercial_Education_New_Miscellaneous_Pool Heater_
Commercial_Education_New_Miscellaneous_Natural Gas_Pool Heater_E7 | Commercial | Education | New | Miscellaneous | Natural Gas | Pool Heater | E7 |  | 0% | 0% | 0% | 0 | 0 | 0 | 0 | 0 | 0 | 0 | 0 | 0% | 0 | 0 | 0% | Normal | 0% | 0 | 0 | 0 | [17 empty] | Commercial_Education_New_Miscellaneous_Pool Heater_
Commercial_Education_New_Miscellaneous_Natural Gas_Pool Heater_E8 | Commercial | Education | New | Miscellaneous | Natural Gas | Pool Heater | E8 |  | 0% | 0% | 0% | 0 | 0 | 0 | 0 | 0 | 0 | 0 | 0 | 0% | 0 | 0 | 0% | Normal | 0% | 0 | 0 | 0 | [17 empty] | Commercial_Education_New_Miscellaneous_Pool Heater_
Commercial_Education_New_Miscellaneous_Natural Gas_Pool Heater_E9 | Commercial | Education | New | Miscellaneous | Natural Gas | Pool Heater | E9 |  | 0% | 0% | 0% | 0 | 0 | 0 | 0 | 0 | 0 | 0 | 0 | 0% | 0 | 0 | 0% | Normal | 0% | 0 | 0 | 0 | [17 empty] | Commercial_Education_New_Miscellaneous_Pool Heater_
Commercial_Education_New_Miscellaneous_Natural Gas_Pool Heater_E10 | Commercial | Education | New | Miscellaneous | Natural Gas | Pool Heater | E10 |  | 0% | 0% | 0% | 0 | 0 | 0 | 0 | 0 | 0 | 0 | 0 | 0% | 0 | 0 | 0% | Normal | 0% | 0 | 0 | 0 | [17 empty] | Commercial_Education_New_Miscellaneous_Pool Heater_
Commercial_Education_New_Miscellaneous_Natural Gas_Miscellaneous_E1 | Commercial | Education | New | Miscellaneous | Natural Gas | Miscellaneous | E1 | Miscellaneous | 100% | 0% | 0% | 1.0743 | 0 | 0 | 0 | 2 | 8 | 2019 | 2050 | 100% | 0 | 0 | 0% | Normal | 0% | 6.2571e-05 | 0 | 0 | 1 unit | 30000 | 0 | 1 | 1 | 1 | 0 | 0 | 0 | 2016 | 1.0743 | N/A | N/A | N/A | 1 | unit | 1 | Commercial_Education_New_Miscellaneous_Miscellaneous_Miscellaneous
Commercial_Education_New_Miscellaneous_Natural Gas_Miscellaneous_E2 | Commercial | Education | New | Miscellaneous | Natural Gas | Miscellaneous | E2 |  | 0% | 0% | 0% | 0 | 0 | 0 | 0 | 0 | 0 | 0 | 0 | 0% | 0 | 0 | 0% | Normal | 0% | 0 | 0 | 0 | [17 empty] | Commercial_Education_New_Miscellaneous_Miscellaneous_
Commercial_Education_New_Miscellaneous_Natural Gas_Miscellaneous_E3 | Commercial | Education | New | Miscellaneous | Natural Gas | Miscellaneous | E3 |  | 0% | 0% | 0% | 0 | 0 | 0 | 0 | 0 | 0 | 0 | 0 | 0% | 0 | 0 | 0% | Normal | 0% | 0 | 0 | 0 | [17 empty] | Commercial_Education_New_Miscellaneous_Miscellaneous_
Commercial_Education_New_Miscellaneous_Natural Gas_Miscellaneous_E4 | Commercial | Education | New | Miscellaneous | Natural Gas | Miscellaneous | E4 |  | 0% | 0% | 0% | 0 | 0 | 0 | 0 | 0 | 0 | 0 | 0 | 0% | 0 | 0 | 0% | Normal | 0% | 0 | 0 | 0 | [17 empty] | Commercial_Education_New_Miscellaneous_Miscellaneous_
Commercial_Education_New_Miscellaneous_Natural Gas_Miscellaneous_E5 | Commercial | Education | New | Miscellaneous | Natural Gas | Miscellaneous | E5 |  | 0% | 0% | 0% | 0 | 0 | 0 | 0 | 0 | 0 | 0 | 0 | 0% | 0 | 0 | 0% | Normal | 0% | 0 | 0 | 0 | [17 empty] | Commercial_Education_New_Miscellaneous_Miscellaneous_
Commercial_Education_New_Miscellaneous_Natural Gas_Miscellaneous_E6 | Commercial | Education | New | Miscellaneous | Natural Gas | Miscellaneous | E6 |  | 0% | 0% | 0% | 0 | 0 | 0 | 0 | 0 | 0 | 0 | 0 | 0% | 0 | 0 | 0% | Normal | 0% | 0 | 0 | 0 | [17 empty] | Commercial_Education_New_Miscellaneous_Miscellaneous_
Commercial_Education_New_Miscellaneous_Natural Gas_Miscellaneous_E7 | Commercial | Education | New | Miscellaneous | Natural Gas | Miscellaneous | E7 |  | 0% | 0% | 0% | 0 | 0 | 0 | 0 | 0 | 0 | 0 | 0 | 0% | 0 | 0 | 0% | Normal | 0% | 0 | 0 | 0 | [17 empty] | Commercial_Education_New_Miscellaneous_Miscellaneous_
Commercial_Education_New_Miscellaneous_Natural Gas_Miscellaneous_E8 | Commercial | Education | New | Miscellaneous | Natural Gas | Miscellaneous | E8 |  | 0% | 0% | 0% | 0 | 0 | 0 | 0 | 0 | 0 | 0 | 0 | 0% | 0 | 0 | 0% | Normal | 0% | 0 | 0 | 0 | [17 empty] | Commercial_Education_New_Miscellaneous_Miscellaneous_
Commercial_Education_New_Miscellaneous_Natural Gas_Miscellaneous_E9 | Commercial | Education | New | Miscellaneous | Natural Gas | Miscellaneous | E9 |  | 0% | 0% | 0% | 0 | 0 | 0 | 0 | 0 | 0 | 0 | 0 | 0% | 0 | 0 | 0% | Normal | 0% | 0 | 0 | 0 | [17 empty] | Commercial_Education_New_Miscellaneous_Miscellaneous_
Commercial_Education_New_Miscellaneous_Natural Gas_Miscellaneous_E10 | Commercial | Education | New | Miscellaneous | Natural Gas | Miscellaneous | E10 |  | 0% | 0% | 0% | 0 | 0 | 0 | 0 | 0 | 0 | 0 | 0 | 0% | 0 | 0 | 0% | Normal | 0% | 0 | 0 | 0 | [17 empty] | Commercial_Education_New_Miscellaneous_Miscellaneous_
Commercial_Healthcare_Existing_Space Heating_Natural Gas_Furnace_E1 | Commercial | Healthcare | Existing | Space Heating | Natural Gas | Furnace | E1 | AFUE 80% (Standard) | 100% | 0% | 0% | 0.36167 | 0.14 | 0.038272 | 0 | 17 | 29 | 2019 | 2023 | 65% | 0 | 0 | 0% | Normal | 0% | 0.63289 | 0 | 0 | 140 kBtu/hr | 30000 | 0 | 0.00031169 | 16.6353 | 1050 | 406.4484 | 111.11 | 0 | 2014 | 1.1051 | EIA 2018 Tech Forecast | 2015 DOE Commercial Warm Air Furnace TSD - EERE-2013-BT-STD-0021-0050 | AEG BEST | 140 | kBtu/hr | 0.043636 | Commercial_Healthcare_Existing_Space Heating_Furnace_AFUE 80% (Standard)
Commercial_Healthcare_Existing_Space Heating_Natural Gas_Furnace_E2 | Commercial | Healthcare | Existing | Space Heating | Natural Gas | Furnace | E2 | AFUE 81% (2023 Fed Standard) | 98.77% | 0% | 0% | 0.60279 | 0.14 | 0.038458 | 0 | 17 | 29 | 2019 | 2023 | 65% | 0 | 0 | 0% | Normal | 0% | 0.62508 | 0 | 0 | 140 kBtu/hr | 30000 | 0 | 0.00031169 | 16.4299 | 1750 | 406.4484 | 111.651 | 0 | 2014 | 1.1051 | EIA 2018 Tech Forecast | 2015 DOE Commercial Warm Air Furnace TSD - EERE-2013-BT-STD-0021-0050 | AEG BEST | 140 | kBtu/hr | 0.043636 | Commercial_Healthcare_Existing_Space Heating_Furnace_AFUE 81% (2023 Fed Standard)
Commercial_Healthcare_Existing_Space Heating_Natural Gas_Furnace_E3 | Commercial | Healthcare | Existing | Space Heating | Natural Gas | Furnace | E3 | AFUE 91% (WA State Min 2023) | 87.91% | 0% | 0% | 0.8439 | 0.14 | 0.040135 | 0 | 17 | 29 | 2019 | 2050 | 65% | 0 | 0 | 0% | Normal | 0% | 0.55639 | 0 | 0 | 140 kBtu/hr | 30000 | 0 | 0.00031169 | 14.6244 | 2450 | 406.4484 | 116.52 | 0 | 2014 | 1.1051 | EIA 2018 Tech Forecast | 2015 DOE Commercial Warm Air Furnace TSD - EERE-2013-BT-STD-0021-0050 | AEG BEST | 140 | kBtu/hr | 0.043636 | Commercial_Healthcare_Existing_Space Heating_Furnace_AFUE 91% (WA State Min 2023)
Commercial_Healthcare_Existing_Space Heating_Natural Gas_Furnace_E4 | Commercial | Healthcare | Existing | Space Heating | Natural Gas | Furnace | E4 | AFUE 96% | 83.33% | 0% | 0% | 0.5246 | 0.19226 | 0.040135 | 0 | 17 | 29 | 2019 | 2050 | 100% | 0 | 0 | 0% | Normal | 0% | 0.52741 | 0 | 0 | 140 kBtu/hr | 30000 | 0 | 0.00031169 | 13.8627 | 1522.9949 | 558.1641 | 116.52 | 0 | 2014 | 1.1051 | EIA 2018 Tech Forecast | 2015 DOE Commercial Warm Air Furnace TSD - EERE-2013-BT-STD-0021-0050 | AEG BEST | 140 | kBtu/hr | 0.043636 | Commercial_Healthcare_Existing_Space Heating_Furnace_AFUE 96%
Commercial_Healthcare_Existing_Space Heating_Natural Gas_Furnace_E5 | Commercial | Healthcare | Existing | Space Heating | Natural Gas | Furnace | E5 | Convert to Gas-Fired ASHP | 61.54% | 0% | 0% | 8.9687 | 0.88362 | 0.05633 | 0 | 17 | 29 | 2026 | 2050 | 100% | 0 | 0 | 0% | Normal | 0% | 0.38947 | 0 | 0 | 140 kBtu/hr | 30000 | 0 | 0.00031169 | 10.2371 | 27066.6667 | 2666.6667 | 170 | 0 | 2017 | 1.0631 | EIA 2018 Tech Forecast | EIA 2018/2023 Tech Forecast, Adjusted for Size | AEG BEST | 140 | kBtu/hr | 0.043636 | Commercial_Healthcare_Existing_Space Heating_Furnace_Convert to Gas-Fired ASHP
Commercial_Healthcare_Existing_Space Heating_Natural Gas_Furnace_E6 | Commercial | Healthcare | Existing | Space Heating | Natural Gas | Furnace | E6 |  | 0% | 0% | 0% | 0 | 0 | 0 | 0 | 0 | 0 | 0 | 0 | 0% | 0 | 0 | 0% | Normal | 0% | 0 | 0 | 0 | [17 empty] | Commercial_Healthcare_Existing_Space Heating_Furnace_
Commercial_Healthcare_Existing_Space Heating_Natural Gas_Furnace_E7 | Commercial | Healthcare | Existing | Space Heating | Natural Gas | Furnace | E7 |  | 0% | 0% | 0% | 0 | 0 | 0 | 0 | 0 | 0 | 0 | 0 | 0% | 0 | 0 | 0% | Normal | 0% | 0 | 0 | 0 | [17 empty] | Commercial_Healthcare_Existing_Space Heating_Furnace_
Commercial_Healthcare_Existing_Space Heating_Natural Gas_Furnace_E8 | Commercial | Healthcare | Existing | Space Heating | Natural Gas | Furnace | E8 |  | 0% | 0% | 0% | 0 | 0 | 0 | 0 | 0 | 0 | 0 | 0 | 0% | 0 | 0 | 0% | Normal | 0% | 0 | 0 | 0 | [17 empty] | Commercial_Healthcare_Existing_Space Heating_Furnace_
Commercial_Healthcare_Existing_Space Heating_Natural Gas_Furnace_E9 | Commercial | Healthcare | Existing | Space Heating | Natural Gas | Furnace | E9 |  | 0% | 0% | 0% | 0 | 0 | 0 | 0 | 0 | 0 | 0 | 0 | 0% | 0 | 0 | 0% | Normal | 0% | 0 | 0 | 0 | [17 empty] | Commercial_Healthcare_Existing_Space Heating_Furnace_
Commercial_Healthcare_Existing_Space Heating_Natural Gas_Furnace_E10 | Commercial | Healthcare | Existing | Space Heating | Natural Gas | Furnace | E10 |  | 0% | 0% | 0% | 0 | 0 | 0 | 0 | 0 | 0 | 0 | 0 | 0% | 0 | 0 | 0% | Normal | 0% | 0 | 0 | 0 | [17 empty] | Commercial_Healthcare_Existing_Space Heating_Furnace_
Commercial_Healthcare_Existing_Space Heating_Natural Gas_Boiler_E1 | Commercial | Healthcare | Existing | Space Heating | Natural Gas | Boiler | E1 | TE 80% | 100% | 0% | 0% | 1.3411 | 0.74929 | 0 | 0 | 19 | 31 | 2019 | 2023 | 100% | 0 | 0 | 0% | Normal | 0% | 1.1823 | 0 | 0 | 513.550054507209 kBtu/hr | 30000 | 0 | 8.497e-05 | 23.6239 | 14516 | 8110 | 0 | 0 | 2015 | 1.0873 | RTF Wkbk - ComGasBoilersUES_v2.1 | CE_EWR Measure Cost Benchmarking - 02.08.23 | AEG BEST | 513.5501 | kBtu/hr | 0.043636 | Commercial_Healthcare_Existing_Space Heating_Boiler_TE 80%
Commercial_Healthcare_Existing_Space Heating_Natural Gas_Boiler_E2 | Commercial | Healthcare | Existing | Space Heating | Natural Gas | Boiler | E2 | TE 84% (2023 Standard) | 95.24% | 0% | 0% | 1.4116 | 0.74929 | 0 | 0 | 19 | 31 | 2019 | 2023 | 100% | 0 | 0 | 0% | Normal | 0% | 1.126 | 0 | 0 | 513.550054507209 kBtu/hr | 30000 | 0 | 8.497e-05 | 22.499 | 15279 | 8110 | 0 | 0 | 2015 | 1.0873 | RTF Wkbk - ComGasBoilersUES_v2.1 | CE_EWR Measure Cost Benchmarking - 02.08.23 | AEG BEST | 513.5501 | kBtu/hr | 0.043636 | Commercial_Healthcare_Existing_Space Heating_Boiler_TE 84% (2023 Standard)
Commercial_Healthcare_Existing_Space Heating_Natural Gas_Boiler_E3 | Commercial | Healthcare | Existing | Space Heating | Natural Gas | Boiler | E3 | TE 94% (ENERGY STAR 1.0) | 85.11% | 0% | 0% | 2.5535 | 0.84316 | 0 | 0 | 19 | 31 | 2019 | 2050 | 100% | 0 | 0 | 0% | Normal | 0% | 1.0062 | 0 | 0 | 513.550054507209 kBtu/hr | 30000 | 0 | 8.497e-05 | 20.1055 | 27638 | 9126 | 0 | 0 | 2015 | 1.0873 | RTF Wkbk - ComGasBoilersUES_v2.1 | CE_EWR Measure Cost Benchmarking - 02.08.23 | AEG BEST | 513.5501 | kBtu/hr | 0.043636 | Commercial_Healthcare_Existing_Space Heating_Boiler_TE 94% (ENERGY STAR 1.0)
Commercial_Healthcare_Existing_Space Heating_Natural Gas_Boiler_E4 | Commercial | Healthcare | Existing | Space Heating | Natural Gas | Boiler | E4 | TE 98% | 81.63% | 0% | 0% | 2.8716 | 0.84316 | 0 | 0 | 19 | 31 | 2019 | 2050 | 100% | 0 | 0 | 0% | Normal | 0% | 0.96516 | 0 | 0 | 513.550054507209 kBtu/hr | 30000 | 0 | 8.497e-05 | 19.2849 | 31080.8718 | 9126 | 0 | 0 | 2015 | 1.0873 | RTF Wkbk - ComGasBoilersUES_v2.1 | CE_EWR Measure Cost Benchmarking - 02.08.23 | AEG BEST | 513.5501 | kBtu/hr | 0.043636 | Commercial_Healthcare_Existing_Space Heating_Boiler_TE 98%
Commercial_Healthcare_Existing_Space Heating_Natural Gas_Boiler_E5 | Commercial | Healthcare | Existing | Space Heating | Natural Gas | Boiler | E5 | Convert to Gas-Fired ASHP | 61.54% | 0% | 0% | 9.1804 | 0.52693 | 0.17248 | 0 | 19 | 31 | 2019 | 2050 | 100% | 0 | 0 | 0% | Normal | 0% | 0.72758 | 0 | 0 | 800 kBtu/hr | 30000 | 0 | 5.4545e-05 | 14.5378 | 158316.7533 | 9086.959 | 2974.436 | 0 | 2017 | 1.0631 | RTF Wkbk - ComGasBoilersUES_v2.1 | AEO 2021 - gas_eng-driven_RTHP-heat 2017 typical | AEG BEST | 800 | kBtu/hr | 0.043636 | Commercial_Healthcare_Existing_Space Heating_Boiler_Convert to Gas-Fired ASHP
Commercial_Healthcare_Existing_Space Heating_Natural Gas_Boiler_E6 | Commercial | Healthcare | Existing | Space Heating | Natural Gas | Boiler | E6 |  | 0% | 0% | 0% | 0 | 0 | 0 | 0 | 0 | 0 | 0 | 0 | 0% | 0 | 0 | 0% | Normal | 0% | 0 | 0 | 0 | [17 empty] | Commercial_Healthcare_Existing_Space Heating_Boiler_
Commercial_Healthcare_Existing_Space Heating_Natural Gas_Boiler_E7 | Commercial | Healthcare | Existing | Space Heating | Natural Gas | Boiler | E7 |  | 0% | 0% | 0% | 0 | 0 | 0 | 0 | 0 | 0 | 0 | 0 | 0% | 0 | 0 | 0% | Normal | 0% | 0 | 0 | 0 | [17 empty] | Commercial_Healthcare_Existing_Space Heating_Boiler_
Commercial_Healthcare_Existing_Space Heating_Natural Gas_Boiler_E8 | Commercial | Healthcare | Existing | Space Heating | Natural Gas | Boiler | E8 |  | 0% | 0% | 0% | 0 | 0 | 0 | 0 | 0 | 0 | 0 | 0 | 0% | 0 | 0 | 0% | Normal | 0% | 0 | 0 | 0 | [17 empty] | Commercial_Healthcare_Existing_Space Heating_Boiler_
Commercial_Healthcare_Existing_Space Heating_Natural Gas_Boiler_E9 | Commercial | Healthcare | Existing | Space Heating | Natural Gas | Boiler | E9 |  | 0% | 0% | 0% | 0 | 0 | 0 | 0 | 0 | 0 | 0 | 0 | 0% | 0 | 0 | 0% | Normal | 0% | 0 | 0 | 0 | [17 empty] | Commercial_Healthcare_Existing_Space Heating_Boiler_
Commercial_Healthcare_Existing_Space Heating_Natural Gas_Boiler_E10 | Commercial | Healthcare | Existing | Space Heating | Natural Gas | Boiler | E10 |  | 0% | 0% | 0% | 0 | 0 | 0 | 0 | 0 | 0 | 0 | 0 | 0% | 0 | 0 | 0% | Normal | 0% | 0 | 0 | 0 | [17 empty] | Commercial_Healthcare_Existing_Space Heating_Boiler_
Commercial_Healthcare_Existing_Space Heating_Natural Gas_Unit Heater_E1 | Commercial | Healthcare | Existing | Space Heating | Natural Gas | Unit Heater | E1 | Standard | 100% | 0% | 0% | 0.85014 | 0 | 0 | 0 | 9 | 15 | 2019 | 2023 | 100% | 0 | 0 | 0% | Normal | 0% | 0.85279 | 0 | 0 | 120 kBtu/Hr | 30000 | 0 | 7.9412e-06 | 1071.1875 | 849.6 | 0 | 0 | 0 | 2018 | 1.05 | IL TRM v11 - 4.4.5 (Adjusted for WA Climate) | IL TRM v11 - 4.4.5 (Adjusted for WA Climate) | IL TRM v11 - 4.4.5 (Adjusted for WA Climate) | 120 | kBtu/Hr | 0.00095295 | Commercial_Healthcare_Existing_Space Heating_Unit Heater_Standard
Commercial_Healthcare_Existing_Space Heating_Natural Gas_Unit Heater_E2 | Commercial | Healthcare | Existing | Space Heating | Natural Gas | Unit Heater | E2 | Condensing | 89.99% | 0% | 0% | 2.7185 | 0 | 0 | 0 | 9 | 15 | 2019 | 2050 | 100% | 0 | 0 | 0% | Normal | 0% | 0.76742 | 0 | 0 | 120 kBtu/Hr | 30000 | 0 | 7.9412e-06 | 963.9483 | 2716.8 | 0 | 0 | 0 | 2018 | 1.05 | IL TRM v11 - 4.4.5 (Adjusted for WA Climate) | IL TRM v11 - 4.4.5 (Adjusted for WA Climate) | IL TRM v11 - 4.4.5 (Adjusted for WA Climate) | 120 | kBtu/Hr | 0.00095295 | Commercial_Healthcare_Existing_Space Heating_Unit Heater_Condensing
Commercial_Healthcare_Existing_Space Heating_Natural Gas_Unit Heater_E3 | Commercial | Healthcare | Existing | Space Heating | Natural Gas | Unit Heater | E3 | Infrared Radiant | 77.72% | 0% | 0% | 1.1743 | 0 | 0 | 0 | 9 | 15 | 2019 | 2050 | 100% | 0 | 0 | 0% | Normal | 0% | 0.66278 | 0 | 0 | 120 kBtu/Hr | 30000 | 0 | 7.9412e-06 | 832.5115 | 1173.6 | 0 | 0 | 0 | 2018 | 1.05 | IL TRM v11 - 4.4.5 (Adjusted for WA Climate) | IL TRM v11 - 4.4.5 (Adjusted for WA Climate) | IL TRM v11 - 4.4.5 (Adjusted for WA Climate) | 120 | kBtu/Hr | 0.00095295 | Commercial_Healthcare_Existing_Space Heating_Unit Heater_Infrared Radiant
Commercial_Healthcare_Existing_Space Heating_Natural Gas_Unit Heater_E4 | Commercial | Healthcare | Existing | Space Heating | Natural Gas | Unit Heater | E4 |  | 0% | 0% | 0% | 0 | 0 | 0 | 0 | 0 | 0 | 0 | 0 | 0% | 0 | 0 | 0% | Normal | 0% | 0 | 0 | 0 | [17 empty] | Commercial_Healthcare_Existing_Space Heating_Unit Heater_
Commercial_Healthcare_Existing_Space Heating_Natural Gas_Unit Heater_E5 | Commercial | Healthcare | Existing | Space Heating | Natural Gas | Unit Heater | E5 |  | 0% | 0% | 0% | 0 | 0 | 0 | 0 | 0 | 0 | 0 | 0 | 0% | 0 | 0 | 0% | Normal | 0% | 0 | 0 | 0 | [17 empty] | Commercial_Healthcare_Existing_Space Heating_Unit Heater_
Commercial_Healthcare_Existing_Space Heating_Natural Gas_Unit Heater_E6 | Commercial | Healthcare | Existing | Space Heating | Natural Gas | Unit Heater | E6 |  | 0% | 0% | 0% | 0 | 0 | 0 | 0 | 0 | 0 | 0 | 0 | 0% | 0 | 0 | 0% | Normal | 0% | 0 | 0 | 0 | [17 empty] | Commercial_Healthcare_Existing_Space Heating_Unit Heater_
Commercial_Healthcare_Existing_Space Heating_Natural Gas_Unit Heater_E7 | Commercial | Healthcare | Existing | Space Heating | Natural Gas | Unit Heater | E7 |  | 0% | 0% | 0% | 0 | 0 | 0 | 0 | 0 | 0 | 0 | 0 | 0% | 0 | 0 | 0% | Normal | 0% | 0 | 0 | 0 | [17 empty] | Commercial_Healthcare_Existing_Space Heating_Unit Heater_
Commercial_Healthcare_Existing_Space Heating_Natural Gas_Unit Heater_E8 | Commercial | Healthcare | Existing | Space Heating | Natural Gas | Unit Heater | E8 |  | 0% | 0% | 0% | 0 | 0 | 0 | 0 | 0 | 0 | 0 | 0 | 0% | 0 | 0 | 0% | Normal | 0% | 0 | 0 | 0 | [17 empty] | Commercial_Healthcare_Existing_Space Heating_Unit Heater_
Commercial_Healthcare_Existing_Space Heating_Natural Gas_Unit Heater_E9 | Commercial | Healthcare | Existing | Space Heating | Natural Gas | Unit Heater | E9 |  | 0% | 0% | 0% | 0 | 0 | 0 | 0 | 0 | 0 | 0 | 0 | 0% | 0 | 0 | 0% | Normal | 0% | 0 | 0 | 0 | [17 empty] | Commercial_Healthcare_Existing_Space Heating_Unit Heater_
Commercial_Healthcare_Existing_Space Heating_Natural Gas_Unit Heater_E10 | Commercial | Healthcare | Existing | Space Heating | Natural Gas | Unit Heater | E10 |  | 0% | 0% | 0% | 0 | 0 | 0 | 0 | 0 | 0 | 0 | 0 | 0% | 0 | 0 | 0% | Normal | 0% | 0 | 0 | 0 | [17 empty] | Commercial_Healthcare_Existing_Space Heating_Unit Heater_
Commercial_Healthcare_Existing_Water Heating_Natural Gas_Water Heater_E1 | Commercial | Healthcare | Existing | Water Heating | Natural Gas | Water Heater | E1 | TE 80% | 100% | 0% | 0% | 0.39354 | 0 | 0 | 0 | 8 | 12 | 2019 | 2050 | 100% | 0 | 0 | 0% | Normal | 0% | 0.95783 | 0 | 0 | 1 kBtu/hr | 30000 | 0 | 0.014118 | 55.3676 | 26.22 | 0 | 0 | 0 | 2017 | 1.0631 | AEO 2022 - gas_water_heater 2017 current standard | AEO 2022 - gas_water_heater 2017 current standard | AEG BEST / Market Profile | 1 | kBtu/hr | 0.014118 | Commercial_Healthcare_Existing_Water Heating_Water Heater_TE 80%
Commercial_Healthcare_Existing_Water Heating_Natural Gas_Water Heater_E2 | Commercial | Healthcare | Existing | Water Heating | Natural Gas | Water Heater | E2 | TE 94% (ENERGY STAR 2.0) | 85.11% | 0% | 0% | 0.43977 | 0 | 0 | 0 | 8 | 12 | 2019 | 2050 | 100% | 0 | 0 | 0% | Normal | 0% | 0.81517 | 0 | 0 | 1 kBtu/hr | 30000 | 0 | 0.014118 | 47.1214 | 29.3 | 0 | 0 | 0 | 2017 | 1.0631 | AEO 2022 - gas_water_heater 2017 ENERGY STAR | AEO 2022 - gas_water_heater 2017 ENERGY STAR | AEG BEST / Market Profile | 1 | kBtu/hr | 0.014118 | Commercial_Healthcare_Existing_Water Heating_Water Heater_TE 94% (ENERGY STAR 2.0)
Commercial_Healthcare_Existing_Water Heating_Natural Gas_Water Heater_E3 | Commercial | Healthcare | Existing | Water Heating | Natural Gas | Water Heater | E3 | TE 96% (Instantaneous) | 70.92% | 0% | 0% | 0.4597 | 0 | 0 | 0 | 8 | 12 | 2019 | 2050 | 100% | 0 | 0 | 0% | Normal | 0% | 0.67931 | 0 | 0 | 1 kBtu/hr | 30000 | 0 | 0.014118 | 39.2678 | 30.6277 | 0 | 0 | 0 | 2017 | 1.0631 | AEO 2022 - gas_water_heater 2017 current standard | AEO interpolation based on EIA data | AEG BEST / Market Profile | 1 | kBtu/hr | 0.014118 | Commercial_Healthcare_Existing_Water Heating_Water Heater_TE 96% (Instantaneous)
Commercial_Healthcare_Existing_Water Heating_Natural Gas_Water Heater_E4 | Commercial | Healthcare | Existing | Water Heating | Natural Gas | Water Heater | E4 | UEF 1.0+ (Gas-Fired HPWH) | 53.53% | 0% | 0% | 0.84634 | 0 | 0 | 0 | 11 | 19 | 2026 | 2050 | 100% | 0 | 0 | 0% | Normal | 0% | 0.51269 | 0 | 0 | 1 kBtu/hr | 30000 | 0 | 0.014118 | 29.6361 | 56.3879 | 0 | 0 | 0 | 2017 | 1.0631 | AEO 2022 - HP water heater 2020 typical | NEEA Report #E20-309, Robur Heat Pump Field Trial. March 11, 2020. | AEG BEST / Market Profile | 1 | kBtu/hr | 0.014118 | Commercial_Healthcare_Existing_Water Heating_Water Heater_UEF 1.0+ (Gas-Fired HPWH)
Commercial_Healthcare_Existing_Water Heating_Natural Gas_Water Heater_E5 | Commercial | Healthcare | Existing | Water Heating | Natural Gas | Water Heater | E5 |  | 0% | 0% | 0% | 0 | 0 | 0 | 0 | 0 | 0 | 0 | 0 | 0% | 0 | 0 | 0% | Normal | 0% | 0 | 0 | 0 | [17 empty] | Commercial_Healthcare_Existing_Water Heating_Water Heater_
Commercial_Healthcare_Existing_Water Heating_Natural Gas_Water Heater_E6 | Commercial | Healthcare | Existing | Water Heating | Natural Gas | Water Heater | E6 |  | 0% | 0% | 0% | 0 | 0 | 0 | 0 | 0 | 0 | 0 | 0 | 0% | 0 | 0 | 0% | Normal | 0% | 0 | 0 | 0 | [17 empty] | Commercial_Healthcare_Existing_Water Heating_Water Heater_
Commercial_Healthcare_Existing_Water Heating_Natural Gas_Water Heater_E7 | Commercial | Healthcare | Existing | Water Heating | Natural Gas | Water Heater | E7 |  | 0% | 0% | 0% | 0 | 0 | 0 | 0 | 0 | 0 | 0 | 0 | 0% | 0 | 0 | 0% | Normal | 0% | 0 | 0 | 0 | [17 empty] | Commercial_Healthcare_Existing_Water Heating_Water Heater_
Commercial_Healthcare_Existing_Water Heating_Natural Gas_Water Heater_E8 | Commercial | Healthcare | Existing | Water Heating | Natural Gas | Water Heater | E8 |  | 0% | 0% | 0% | 0 | 0 | 0 | 0 | 0 | 0 | 0 | 0 | 0% | 0 | 0 | 0% | Normal | 0% | 0 | 0 | 0 | [17 empty] | Commercial_Healthcare_Existing_Water Heating_Water Heater_
Commercial_Healthcare_Existing_Water Heating_Natural Gas_Water Heater_E9 | Commercial | Healthcare | Existing | Water Heating | Natural Gas | Water Heater | E9 |  | 0% | 0% | 0% | 0 | 0 | 0 | 0 | 0 | 0 | 0 | 0 | 0% | 0 | 0 | 0% | Normal | 0% | 0 | 0 | 0 | [17 empty] | Commercial_Healthcare_Existing_Water Heating_Water Heater_
Commercial_Healthcare_Existing_Water Heating_Natural Gas_Water Heater_E10 | Commercial | Healthcare | Existing | Water Heating | Natural Gas | Water Heater | E10 |  | 0% | 0% | 0% | 0 | 0 | 0 | 0 | 0 | 0 | 0 | 0 | 0% | 0 | 0 | 0% | Normal | 0% | 0 | 0 | 0 | [17 empty] | Commercial_Healthcare_Existing_Water Heating_Water Heater_
Commercial_Healthcare_Existing_Food Preparation_Natural Gas_Oven_E1 | Commercial | Healthcare | Existing | Food Preparation | Natural Gas | Oven | E1 | Standard | 100% | 0% | 0% | 1.3117 | 0 | 0 | 0 | 8 | 13 | 2019 | 2050 | 100% | 0 | 0 | 0% | Normal | 0% | 0.054559 | 0 | 0 | 1 unit | 30000 | 0 | 7.2461e-05 | 752.9515 | 16851 | 0 | 0 | 0 | 2016 | 1.0743 | RTF WkBk - ComCookingCombinationOven_v5_0 | ENERGY STAR Version 3.0 Commercial Ovens Final Specification Data Package | RTF WkBk - ComCookingCombinationOven_v5_0 | 1 | unit | 7.2461e-05 | Commercial_Healthcare_Existing_Food Preparation_Oven_Standard
Commercial_Healthcare_Existing_Food Preparation_Natural Gas_Oven_E2 | Commercial | Healthcare | Existing | Food Preparation | Natural Gas | Oven | E2 | ENERGY STAR (3.0) | 57.26% | 0% | 0% | 1.3669 | 0 | 0 | 0 | 8 | 13 | 2019 | 2050 | 100% | 0 | 0 | 0% | Normal | 0% | 0.031242 | 0 | 0 | 1 unit | 30000 | 0 | 7.2461e-05 | 431.1611 | 17559.1305 | 0 | 0 | 0 | 2016 | 1.0743 | RTF WkBk - ComCookingCombinationOven_v5_0 | RTF WkBk - ComCookingCombinationOven_v5_0 | RTF WkBk - ComCookingCombinationOven_v5_0 | 1 | unit | 7.2461e-05 | Commercial_Healthcare_Existing_Food Preparation_Oven_ENERGY STAR (3.0)
Commercial_Healthcare_Existing_Food Preparation_Natural Gas_Oven_E3 | Commercial | Healthcare | Existing | Food Preparation | Natural Gas | Oven | E3 |  | 0% | 0% | 0% | 0 | 0 | 0 | 0 | 0 | 0 | 0 | 0 | 0% | 0 | 0 | 0% | Normal | 0% | 0 | 0 | 0 | [17 empty] | Commercial_Healthcare_Existing_Food Preparation_Oven_
Commercial_Healthcare_Existing_Food Preparation_Natural Gas_Oven_E4 | Commercial | Healthcare | Existing | Food Preparation | Natural Gas | Oven | E4 |  | 0% | 0% | 0% | 0 | 0 | 0 | 0 | 0 | 0 | 0 | 0 | 0% | 0 | 0 | 0% | Normal | 0% | 0 | 0 | 0 | [17 empty] | Commercial_Healthcare_Existing_Food Preparation_Oven_
Commercial_Healthcare_Existing_Food Preparation_Natural Gas_Oven_E5 | Commercial | Healthcare | Existing | Food Preparation | Natural Gas | Oven | E5 |  | 0% | 0% | 0% | 0 | 0 | 0 | 0 | 0 | 0 | 0 | 0 | 0% | 0 | 0 | 0% | Normal | 0% | 0 | 0 | 0 | [17 empty] | Commercial_Healthcare_Existing_Food Preparation_Oven_
Commercial_Healthcare_Existing_Food Preparation_Natural Gas_Oven_E6 | Commercial | Healthcare | Existing | Food Preparation | Natural Gas | Oven | E6 |  | 0% | 0% | 0% | 0 | 0 | 0 | 0 | 0 | 0 | 0 | 0 | 0% | 0 | 0 | 0% | Normal | 0% | 0 | 0 | 0 | [17 empty] | Commercial_Healthcare_Existing_Food Preparation_Oven_
Commercial_Healthcare_Existing_Food Preparation_Natural Gas_Oven_E7 | Commercial | Healthcare | Existing | Food Preparation | Natural Gas | Oven | E7 |  | 0% | 0% | 0% | 0 | 0 | 0 | 0 | 0 | 0 | 0 | 0 | 0% | 0 | 0 | 0% | Normal | 0% | 0 | 0 | 0 | [17 empty] | Commercial_Healthcare_Existing_Food Preparation_Oven_
Commercial_Healthcare_Existing_Food Preparation_Natural Gas_Oven_E8 | Commercial | Healthcare | Existing | Food Preparation | Natural Gas | Oven | E8 |  | 0% | 0% | 0% | 0 | 0 | 0 | 0 | 0 | 0 | 0 | 0 | 0% | 0 | 0 | 0% | Normal | 0% | 0 | 0 | 0 | [17 empty] | Commercial_Healthcare_Existing_Food Preparation_Oven_
Commercial_Healthcare_Existing_Food Preparation_Natural Gas_Oven_E9 | Commercial | Healthcare | Existing | Food Preparation | Natural Gas | Oven | E9 |  | 0% | 0% | 0% | 0 | 0 | 0 | 0 | 0 | 0 | 0 | 0 | 0% | 0 | 0 | 0% | Normal | 0% | 0 | 0 | 0 | [17 empty] | Commercial_Healthcare_Existing_Food Preparation_Oven_
Commercial_Healthcare_Existing_Food Preparation_Natural Gas_Oven_E10 | Commercial | Healthcare | Existing | Food Preparation | Natural Gas | Oven | E10 |  | 0% | 0% | 0% | 0 | 0 | 0 | 0 | 0 | 0 | 0 | 0 | 0% | 0 | 0 | 0% | Normal | 0% | 0 | 0 | 0 | [17 empty] | Commercial_Healthcare_Existing_Food Preparation_Oven_
Commercial_Healthcare_Existing_Food Preparation_Natural Gas_Conveyor Oven_E1 | Commercial | Healthcare | Existing | Food Preparation | Natural Gas | Conveyor Oven | E1 | Standard | 100% | 0% | 0% | 0.31188 | 0 | 0 | 0 | 15 | 19 | 2019 | 2050 | 100% | 0 | 0 | 0% | Normal | 0% | 0.081324 | 0 | 0 | 1 unit | 30000 | 0 | 2.8184e-05 | 2885.475 | 10177 | 0 | 0 | 0 | 2015 | 1.0873 | IL TRM - 4.2.4 - CI-FSE-CVOV-V02-180101 | PGE Workpaper, PGECOFST117 R5, 2015 | MN TRM 3.1 - Gas Conveyor Oven v1.1 | 1 | unit | 2.8184e-05 | Commercial_Healthcare_Existing_Food Preparation_Conveyor Oven_Standard
Commercial_Healthcare_Existing_Food Preparation_Natural Gas_Conveyor Oven_E2 | Commercial | Healthcare | Existing | Food Preparation | Natural Gas | Conveyor Oven | E2 | Efficient (>44% Baking Efficiency) | 76.02% | 0% | 0% | 0.38022 | 0 | 0 | 0 | 15 | 19 | 2019 | 2050 | 100% | 0 | 0 | 0% | Normal | 0% | 0.061818 | 0 | 0 | 1 unit | 30000 | 0 | 2.8184e-05 | 2193.4093 | 12407 | 0 | 0 | 0 | 2015 | 1.0873 | IL TRM - 4.2.4 - CI-FSE-CVOV-V02-180101 | PGE Workpaper, PGECOFST117 R5, 2015 | MN TRM 3.1 - Gas Conveyor Oven v1.1 | 1 | unit | 2.8184e-05 | Commercial_Healthcare_Existing_Food Preparation_Conveyor Oven_Efficient (>44% Baking Efficiency)
Commercial_Healthcare_Existing_Food Preparation_Natural Gas_Conveyor Oven_E3 | Commercial | Healthcare | Existing | Food Preparation | Natural Gas | Conveyor Oven | E3 |  | 0% | 0% | 0% | 0 | 0 | 0 | 0 | 0 | 0 | 0 | 0 | 0% | 0 | 0 | 0% | Normal | 0% | 0 | 0 | 0 | [17 empty] | Commercial_Healthcare_Existing_Food Preparation_Conveyor Oven_
Commercial_Healthcare_Existing_Food Preparation_Natural Gas_Conveyor Oven_E4 | Commercial | Healthcare | Existing | Food Preparation | Natural Gas | Conveyor Oven | E4 |  | 0% | 0% | 0% | 0 | 0 | 0 | 0 | 0 | 0 | 0 | 0 | 0% | 0 | 0 | 0% | Normal | 0% | 0 | 0 | 0 | [17 empty] | Commercial_Healthcare_Existing_Food Preparation_Conveyor Oven_
Commercial_Healthcare_Existing_Food Preparation_Natural Gas_Conveyor Oven_E5 | Commercial | Healthcare | Existing | Food Preparation | Natural Gas | Conveyor Oven | E5 |  | 0% | 0% | 0% | 0 | 0 | 0 | 0 | 0 | 0 | 0 | 0 | 0% | 0 | 0 | 0% | Normal | 0% | 0 | 0 | 0 | [17 empty] | Commercial_Healthcare_Existing_Food Preparation_Conveyor Oven_
Commercial_Healthcare_Existing_Food Preparation_Natural Gas_Conveyor Oven_E6 | Commercial | Healthcare | Existing | Food Preparation | Natural Gas | Conveyor Oven | E6 |  | 0% | 0% | 0% | 0 | 0 | 0 | 0 | 0 | 0 | 0 | 0 | 0% | 0 | 0 | 0% | Normal | 0% | 0 | 0 | 0 | [17 empty] | Commercial_Healthcare_Existing_Food Preparation_Conveyor Oven_
Commercial_Healthcare_Existing_Food Preparation_Natural Gas_Conveyor Oven_E7 | Commercial | Healthcare | Existing | Food Preparation | Natural Gas | Conveyor Oven | E7 |  | 0% | 0% | 0% | 0 | 0 | 0 | 0 | 0 | 0 | 0 | 0 | 0% | 0 | 0 | 0% | Normal | 0% | 0 | 0 | 0 | [17 empty] | Commercial_Healthcare_Existing_Food Preparation_Conveyor Oven_
Commercial_Healthcare_Existing_Food Preparation_Natural Gas_Conveyor Oven_E8 | Commercial | Healthcare | Existing | Food Preparation | Natural Gas | Conveyor Oven | E8 |  | 0% | 0% | 0% | 0 | 0 | 0 | 0 | 0 | 0 | 0 | 0 | 0% | 0 | 0 | 0% | Normal | 0% | 0 | 0 | 0 | [17 empty] | Commercial_Healthcare_Existing_Food Preparation_Conveyor Oven_
Commercial_Healthcare_Existing_Food Preparation_Natural Gas_Conveyor Oven_E9 | Commercial | Healthcare | Existing | Food Preparation | Natural Gas | Conveyor Oven | E9 |  | 0% | 0% | 0% | 0 | 0 | 0 | 0 | 0 | 0 | 0 | 0 | 0% | 0 | 0 | 0% | Normal | 0% | 0 | 0 | 0 | [17 empty] | Commercial_Healthcare_Existing_Food Preparation_Conveyor Oven_
Commercial_Healthcare_Existing_Food Preparation_Natural Gas_Conveyor Oven_E10 | Commercial | Healthcare | Existing | Food Preparation | Natural Gas | Conveyor Oven | E10 |  | 0% | 0% | 0% | 0 | 0 | 0 | 0 | 0 | 0 | 0 | 0 | 0% | 0 | 0 | 0% | Normal | 0% | 0 | 0 | 0 | [17 empty] | Commercial_Healthcare_Existing_Food Preparation_Conveyor Oven_
Commercial_Healthcare_Existing_Food Preparation_Natural Gas_Double Rack Oven_E1 | Commercial | Healthcare | Existing | Food Preparation | Natural Gas | Double Rack Oven | E1 | Standard | 100% | 0% | 0% | 0.45872 | 0 | 0 | 0 | 10 | 14 | 2019 | 2050 | 100% | 0 | 0 | 0% | Normal | 0% | 0.14493 | 0 | 0 | 1 unit | 30000 | 0 | 3.4125e-05 | 4247.1 | 12513 | 0 | 0 | 0 | 2016 | 1.0743 | IL TRM - 4.2.18 - CI-FSE-RKOV-VO2-180101 | PGE Workpaper, PGECOFST109 R6, 2016 | IL TRM - 4.2.18 - CI-FSE-RKOV-VO2-180101 | 1 | unit | 3.4125e-05 | Commercial_Healthcare_Existing_Food Preparation_Double Rack Oven_Standard
Commercial_Healthcare_Existing_Food Preparation_Natural Gas_Double Rack Oven_E2 | Commercial | Healthcare | Existing | Food Preparation | Natural Gas | Double Rack Oven | E2 | FTSC Qualified (>50% Cooking Efficiency) | 54.55% | 0% | 0% | 0.61005 | 0 | 0 | 0 | 10 | 14 | 2019 | 2050 | 100% | 0 | 0 | 0% | Normal | 0% | 0.079053 | 0 | 0 | 1 unit | 30000 | 0 | 3.4125e-05 | 2316.6 | 16641 | 0 | 0 | 0 | 2016 | 1.0743 | IL TRM - 4.2.18 - CI-FSE-RKOV-VO2-180101 | PGE Workpaper, PGECOFST109 R6, 2016 | IL TRM - 4.2.18 - CI-FSE-RKOV-VO2-180101 | 1 | unit | 3.4125e-05 | Commercial_Healthcare_Existing_Food Preparation_Double Rack Oven_FTSC Qualified (>50% Cooking Efficiency)
Commercial_Healthcare_Existing_Food Preparation_Natural Gas_Double Rack Oven_E3 | Commercial | Healthcare | Existing | Food Preparation | Natural Gas | Double Rack Oven | E3 |  | 0% | 0% | 0% | 0 | 0 | 0 | 0 | 0 | 0 | 0 | 0 | 0% | 0 | 0 | 0% | Normal | 0% | 0 | 0 | 0 | [17 empty] | Commercial_Healthcare_Existing_Food Preparation_Double Rack Oven_
Commercial_Healthcare_Existing_Food Preparation_Natural Gas_Double Rack Oven_E4 | Commercial | Healthcare | Existing | Food Preparation | Natural Gas | Double Rack Oven | E4 |  | 0% | 0% | 0% | 0 | 0 | 0 | 0 | 0 | 0 | 0 | 0 | 0% | 0 | 0 | 0% | Normal | 0% | 0 | 0 | 0 | [17 empty] | Commercial_Healthcare_Existing_Food Preparation_Double Rack Oven_
Commercial_Healthcare_Existing_Food Preparation_Natural Gas_Double Rack Oven_E5 | Commercial | Healthcare | Existing | Food Preparation | Natural Gas | Double Rack Oven | E5 |  | 0% | 0% | 0% | 0 | 0 | 0 | 0 | 0 | 0 | 0 | 0 | 0% | 0 | 0 | 0% | Normal | 0% | 0 | 0 | 0 | [17 empty] | Commercial_Healthcare_Existing_Food Preparation_Double Rack Oven_
Commercial_Healthcare_Existing_Food Preparation_Natural Gas_Double Rack Oven_E6 | Commercial | Healthcare | Existing | Food Preparation | Natural Gas | Double Rack Oven | E6 |  | 0% | 0% | 0% | 0 | 0 | 0 | 0 | 0 | 0 | 0 | 0 | 0% | 0 | 0 | 0% | Normal | 0% | 0 | 0 | 0 | [17 empty] | Commercial_Healthcare_Existing_Food Preparation_Double Rack Oven_
Commercial_Healthcare_Existing_Food Preparation_Natural Gas_Double Rack Oven_E7 | Commercial | Healthcare | Existing | Food Preparation | Natural Gas | Double Rack Oven | E7 |  | 0% | 0% | 0% | 0 | 0 | 0 | 0 | 0 | 0 | 0 | 0 | 0% | 0 | 0 | 0% | Normal | 0% | 0 | 0 | 0 | [17 empty] | Commercial_Healthcare_Existing_Food Preparation_Double Rack Oven_
Commercial_Healthcare_Existing_Food Preparation_Natural Gas_Double Rack Oven_E8 | Commercial | Healthcare | Existing | Food Preparation | Natural Gas | Double Rack Oven | E8 |  | 0% | 0% | 0% | 0 | 0 | 0 | 0 | 0 | 0 | 0 | 0 | 0% | 0 | 0 | 0% | Normal | 0% | 0 | 0 | 0 | [17 empty] | Commercial_Healthcare_Existing_Food Preparation_Double Rack Oven_
Commercial_Healthcare_Existing_Food Preparation_Natural Gas_Double Rack Oven_E9 | Commercial | Healthcare | Existing | Food Preparation | Natural Gas | Double Rack Oven | E9 |  | 0% | 0% | 0% | 0 | 0 | 0 | 0 | 0 | 0 | 0 | 0 | 0% | 0 | 0 | 0% | Normal | 0% | 0 | 0 | 0 | [17 empty] | Commercial_Healthcare_Existing_Food Preparation_Double Rack Oven_
Commercial_Healthcare_Existing_Food Preparation_Natural Gas_Double Rack Oven_E10 | Commercial | Healthcare | Existing | Food Preparation | Natural Gas | Double Rack Oven | E10 |  | 0% | 0% | 0% | 0 | 0 | 0 | 0 | 0 | 0 | 0 | 0 | 0% | 0 | 0 | 0% | Normal | 0% | 0 | 0 | 0 | [17 empty] | Commercial_Healthcare_Existing_Food Preparation_Double Rack Oven_
Commercial_Healthcare_Existing_Food Preparation_Natural Gas_Fryer_E1 | Commercial | Healthcare | Existing | Food Preparation | Natural Gas | Fryer | E1 | Standard | 100% | 0% | 0% | 0.29004 | 0 | 0 | 0 | 7 | 11 | 2019 | 2021 | 100% | 0 | 0 | 0% | Normal | 0% | 0.072155 | 0 | 0 | 1 unit | 30000 | 0 | 7.5794e-05 | 951.9922 | 3562.1384 | 0 | 0 | 0 | 2016 | 1.0743 | RTF WkBk - ComCookingFryer_v5_0 | RTF WkBk - ComCookingFryer_v5_0 | RTF WkBk - ComCookingFryer_v5_0 | 1 | unit | 7.5794e-05 | Commercial_Healthcare_Existing_Food Preparation_Fryer_Standard
Commercial_Healthcare_Existing_Food Preparation_Natural Gas_Fryer_E2 | Commercial | Healthcare | Existing | Food Preparation | Natural Gas | Fryer | E2 | ENERGY STAR (3.0) | 67.2% | 0% | 0% | 0.34591 | 0 | 0 | 0 | 7 | 11 | 2019 | 2050 | 100% | 0 | 0 | 0% | Normal | 0% | 0.048487 | 0 | 0 | 1 unit | 30000 | 0 | 7.5794e-05 | 639.7296 | 4248.3333 | 0 | 0 | 0 | 2016 | 1.0743 | RTF WkBk - ComCookingFryer_v5_0 | RTF WkBk - ComCookingFryer_v5_0 | RTF WkBk - ComCookingFryer_v5_0 | 1 | unit | 7.5794e-05 | Commercial_Healthcare_Existing_Food Preparation_Fryer_ENERGY STAR (3.0)
Commercial_Healthcare_Existing_Food Preparation_Natural Gas_Fryer_E3 | Commercial | Healthcare | Existing | Food Preparation | Natural Gas | Fryer | E3 |  | 0% | 0% | 0% | 0 | 0 | 0 | 0 | 0 | 0 | 0 | 0 | 0% | 0 | 0 | 0% | Normal | 0% | 0 | 0 | 0 | [17 empty] | Commercial_Healthcare_Existing_Food Preparation_Fryer_
Commercial_Healthcare_Existing_Food Preparation_Natural Gas_Fryer_E4 | Commercial | Healthcare | Existing | Food Preparation | Natural Gas | Fryer | E4 |  | 0% | 0% | 0% | 0 | 0 | 0 | 0 | 0 | 0 | 0 | 0 | 0% | 0 | 0 | 0% | Normal | 0% | 0 | 0 | 0 | [17 empty] | Commercial_Healthcare_Existing_Food Preparation_Fryer_
Commercial_Healthcare_Existing_Food Preparation_Natural Gas_Fryer_E5 | Commercial | Healthcare | Existing | Food Preparation | Natural Gas | Fryer | E5 |  | 0% | 0% | 0% | 0 | 0 | 0 | 0 | 0 | 0 | 0 | 0 | 0% | 0 | 0 | 0% | Normal | 0% | 0 | 0 | 0 | [17 empty] | Commercial_Healthcare_Existing_Food Preparation_Fryer_
Commercial_Healthcare_Existing_Food Preparation_Natural Gas_Fryer_E6 | Commercial | Healthcare | Existing | Food Preparation | Natural Gas | Fryer | E6 |  | 0% | 0% | 0% | 0 | 0 | 0 | 0 | 0 | 0 | 0 | 0 | 0% | 0 | 0 | 0% | Normal | 0% | 0 | 0 | 0 | [17 empty] | Commercial_Healthcare_Existing_Food Preparation_Fryer_
Commercial_Healthcare_Existing_Food Preparation_Natural Gas_Fryer_E7 | Commercial | Healthcare | Existing | Food Preparation | Natural Gas | Fryer | E7 |  | 0% | 0% | 0% | 0 | 0 | 0 | 0 | 0 | 0 | 0 | 0 | 0% | 0 | 0 | 0% | Normal | 0% | 0 | 0 | 0 | [17 empty] | Commercial_Healthcare_Existing_Food Preparation_Fryer_
Commercial_Healthcare_Existing_Food Preparation_Natural Gas_Fryer_E8 | Commercial | Healthcare | Existing | Food Preparation | Natural Gas | Fryer | E8 |  | 0% | 0% | 0% | 0 | 0 | 0 | 0 | 0 | 0 | 0 | 0 | 0% | 0 | 0 | 0% | Normal | 0% | 0 | 0 | 0 | [17 empty] | Commercial_Healthcare_Existing_Food Preparation_Fryer_
Commercial_Healthcare_Existing_Food Preparation_Natural Gas_Fryer_E9 | Commercial | Healthcare | Existing | Food Preparation | Natural Gas | Fryer | E9 |  | 0% | 0% | 0% | 0 | 0 | 0 | 0 | 0 | 0 | 0 | 0 | 0% | 0 | 0 | 0% | Normal | 0% | 0 | 0 | 0 | [17 empty] | Commercial_Healthcare_Existing_Food Preparation_Fryer_
Commercial_Healthcare_Existing_Food Preparation_Natural Gas_Fryer_E10 | Commercial | Healthcare | Existing | Food Preparation | Natural Gas | Fryer | E10 |  | 0% | 0% | 0% | 0 | 0 | 0 | 0 | 0 | 0 | 0 | 0 | 0% | 0 | 0 | 0% | Normal | 0% | 0 | 0 | 0 | [17 empty] | Commercial_Healthcare_Existing_Food Preparation_Fryer_
Commercial_Healthcare_Existing_Food Preparation_Natural Gas_Broiler_E1 | Commercial | Healthcare | Existing | Food Preparation | Natural Gas | Broiler | E1 | Standard | 100% | 0% | 0% | 0.32406 | 0 | 0 | 0 | 10 | 14 | 2019 | 2050 | 100% | 0 | 0 | 0% | Normal | 0% | 0.074735 | 0 | 0 | 1 unit | 30000 | 0 | 0.0001111 | 672.672 | 2500 | 0 | 0 | 0 | 2011 | 1.1667 | IL TRM - 4.2.14 - CI-FSE-IRBL-V02-180101 | Estimate | IL TRM - 4.2.14 - CI-FSE-IRBL-V02-180101 | 1 | unit | 0.0001111 | Commercial_Healthcare_Existing_Food Preparation_Broiler_Standard
Commercial_Healthcare_Existing_Food Preparation_Natural Gas_Broiler_E2 | Commercial | Healthcare | Existing | Food Preparation | Natural Gas | Broiler | E2 | Infrared Burners | 64.29% | 0% | 0% | 0.45368 | 0 | 0 | 0 | 10 | 14 | 2019 | 2050 | 100% | 0 | 0 | 0% | Normal | 0% | 0.048044 | 0 | 0 | 1 unit | 30000 | 0 | 0.0001111 | 432.432 | 3500 | 0 | 0 | 0 | 2011 | 1.1667 | IL TRM - 4.2.14 - CI-FSE-IRBL-V02-180101 | IL TRM - 4.2.14 - CI-FSE-IRBL-V02-180101 | IL TRM - 4.2.14 - CI-FSE-IRBL-V02-180101 | 1 | unit | 0.0001111 | Commercial_Healthcare_Existing_Food Preparation_Broiler_Infrared Burners
Commercial_Healthcare_Existing_Food Preparation_Natural Gas_Broiler_E3 | Commercial | Healthcare | Existing | Food Preparation | Natural Gas | Broiler | E3 |  | 0% | 0% | 0% | 0 | 0 | 0 | 0 | 0 | 0 | 0 | 0 | 0% | 0 | 0 | 0% | Normal | 0% | 0 | 0 | 0 | [17 empty] | Commercial_Healthcare_Existing_Food Preparation_Broiler_
Commercial_Healthcare_Existing_Food Preparation_Natural Gas_Broiler_E4 | Commercial | Healthcare | Existing | Food Preparation | Natural Gas | Broiler | E4 |  | 0% | 0% | 0% | 0 | 0 | 0 | 0 | 0 | 0 | 0 | 0 | 0% | 0 | 0 | 0% | Normal | 0% | 0 | 0 | 0 | [17 empty] | Commercial_Healthcare_Existing_Food Preparation_Broiler_
Commercial_Healthcare_Existing_Food Preparation_Natural Gas_Broiler_E5 | Commercial | Healthcare | Existing | Food Preparation | Natural Gas | Broiler | E5 |  | 0% | 0% | 0% | 0 | 0 | 0 | 0 | 0 | 0 | 0 | 0 | 0% | 0 | 0 | 0% | Normal | 0% | 0 | 0 | 0 | [17 empty] | Commercial_Healthcare_Existing_Food Preparation_Broiler_
Commercial_Healthcare_Existing_Food Preparation_Natural Gas_Broiler_E6 | Commercial | Healthcare | Existing | Food Preparation | Natural Gas | Broiler | E6 |  | 0% | 0% | 0% | 0 | 0 | 0 | 0 | 0 | 0 | 0 | 0 | 0% | 0 | 0 | 0% | Normal | 0% | 0 | 0 | 0 | [17 empty] | Commercial_Healthcare_Existing_Food Preparation_Broiler_
Commercial_Healthcare_Existing_Food Preparation_Natural Gas_Broiler_E7 | Commercial | Healthcare | Existing | Food Preparation | Natural Gas | Broiler | E7 |  | 0% | 0% | 0% | 0 | 0 | 0 | 0 | 0 | 0 | 0 | 0 | 0% | 0 | 0 | 0% | Normal | 0% | 0 | 0 | 0 | [17 empty] | Commercial_Healthcare_Existing_Food Preparation_Broiler_
Commercial_Healthcare_Existing_Food Preparation_Natural Gas_Broiler_E8 | Commercial | Healthcare | Existing | Food Preparation | Natural Gas | Broiler | E8 |  | 0% | 0% | 0% | 0 | 0 | 0 | 0 | 0 | 0 | 0 | 0 | 0% | 0 | 0 | 0% | Normal | 0% | 0 | 0 | 0 | [17 empty] | Commercial_Healthcare_Existing_Food Preparation_Broiler_
Commercial_Healthcare_Existing_Food Preparation_Natural Gas_Broiler_E9 | Commercial | Healthcare | Existing | Food Preparation | Natural Gas | Broiler | E9 |  | 0% | 0% | 0% | 0 | 0 | 0 | 0 | 0 | 0 | 0 | 0 | 0% | 0 | 0 | 0% | Normal | 0% | 0 | 0 | 0 | [17 empty] | Commercial_Healthcare_Existing_Food Preparation_Broiler_
Commercial_Healthcare_Existing_Food Preparation_Natural Gas_Broiler_E10 | Commercial | Healthcare | Existing | Food Preparation | Natural Gas | Broiler | E10 |  | 0% | 0% | 0% | 0 | 0 | 0 | 0 | 0 | 0 | 0 | 0 | 0% | 0 | 0 | 0% | Normal | 0% | 0 | 0 | 0 | [17 empty] | Commercial_Healthcare_Existing_Food Preparation_Broiler_
Commercial_Healthcare_Existing_Food Preparation_Natural Gas_Griddle_E1 | Commercial | Healthcare | Existing | Food Preparation | Natural Gas | Griddle | E1 | Standard | 100% | 0% | 0% | 0.23589 | 0 | 0 | 0 | 10 | 14 | 2019 | 2050 | 100% | 0 | 0 | 0% | Normal | 0% | 0.05017 | 0 | 0 | 1 unit | 30000 | 0 | 4.0726e-05 | 1231.891 | 5150 | 0 | 0 | 0 | 2013 | 1.1247 | IL TRM - 4.2.8 - CI-FSE-ESGR-V04-200101 | COOK_GRD-Food Preparation-EIA14-2014 Ref. Case-5 | IL TRM - 4.2.8 - CI-FSE-ESGR-V04-200101 | 1 | unit | 4.0726e-05 | Commercial_Healthcare_Existing_Food Preparation_Griddle_Standard
Commercial_Healthcare_Existing_Food Preparation_Natural Gas_Griddle_E2 | Commercial | Healthcare | Existing | Food Preparation | Natural Gas | Griddle | E2 | ENERGY STAR | 86.37% | 0% | 0% | 0.25238 | 0 | 0 | 0 | 10 | 14 | 2019 | 2050 | 100% | 0 | 0 | 0% | Normal | 0% | 0.04333 | 0 | 0 | 1 unit | 30000 | 0 | 4.0726e-05 | 1063.9446 | 5510 | 0 | 0 | 0 | 2013 | 1.1247 | IL TRM - 4.2.8 - CI-FSE-ESGR-V04-200101 | COOK_GRD-Food Preparation-EIA14-2014 Ref. Case-5 | IL TRM - 4.2.8 - CI-FSE-ESGR-V04-200101 | 1 | unit | 4.0726e-05 | Commercial_Healthcare_Existing_Food Preparation_Griddle_ENERGY STAR
Commercial_Healthcare_Existing_Food Preparation_Natural Gas_Griddle_E3 | Commercial | Healthcare | Existing | Food Preparation | Natural Gas | Griddle | E3 |  | 0% | 0% | 0% | 0 | 0 | 0 | 0 | 0 | 0 | 0 | 0 | 0% | 0 | 0 | 0% | Normal | 0% | 0 | 0 | 0 | [17 empty] | Commercial_Healthcare_Existing_Food Preparation_Griddle_
Commercial_Healthcare_Existing_Food Preparation_Natural Gas_Griddle_E4 | Commercial | Healthcare | Existing | Food Preparation | Natural Gas | Griddle | E4 |  | 0% | 0% | 0% | 0 | 0 | 0 | 0 | 0 | 0 | 0 | 0 | 0% | 0 | 0 | 0% | Normal | 0% | 0 | 0 | 0 | [17 empty] | Commercial_Healthcare_Existing_Food Preparation_Griddle_
Commercial_Healthcare_Existing_Food Preparation_Natural Gas_Griddle_E5 | Commercial | Healthcare | Existing | Food Preparation | Natural Gas | Griddle | E5 |  | 0% | 0% | 0% | 0 | 0 | 0 | 0 | 0 | 0 | 0 | 0 | 0% | 0 | 0 | 0% | Normal | 0% | 0 | 0 | 0 | [17 empty] | Commercial_Healthcare_Existing_Food Preparation_Griddle_
Commercial_Healthcare_Existing_Food Preparation_Natural Gas_Griddle_E6 | Commercial | Healthcare | Existing | Food Preparation | Natural Gas | Griddle | E6 |  | 0% | 0% | 0% | 0 | 0 | 0 | 0 | 0 | 0 | 0 | 0 | 0% | 0 | 0 | 0% | Normal | 0% | 0 | 0 | 0 | [17 empty] | Commercial_Healthcare_Existing_Food Preparation_Griddle_
Commercial_Healthcare_Existing_Food Preparation_Natural Gas_Griddle_E7 | Commercial | Healthcare | Existing | Food Preparation | Natural Gas | Griddle | E7 |  | 0% | 0% | 0% | 0 | 0 | 0 | 0 | 0 | 0 | 0 | 0 | 0% | 0 | 0 | 0% | Normal | 0% | 0 | 0 | 0 | [17 empty] | Commercial_Healthcare_Existing_Food Preparation_Griddle_
Commercial_Healthcare_Existing_Food Preparation_Natural Gas_Griddle_E8 | Commercial | Healthcare | Existing | Food Preparation | Natural Gas | Griddle | E8 |  | 0% | 0% | 0% | 0 | 0 | 0 | 0 | 0 | 0 | 0 | 0 | 0% | 0 | 0 | 0% | Normal | 0% | 0 | 0 | 0 | [17 empty] | Commercial_Healthcare_Existing_Food Preparation_Griddle_
Commercial_Healthcare_Existing_Food Preparation_Natural Gas_Griddle_E9 | Commercial | Healthcare | Existing | Food Preparation | Natural Gas | Griddle | E9 |  | 0% | 0% | 0% | 0 | 0 | 0 | 0 | 0 | 0 | 0 | 0 | 0% | 0 | 0 | 0% | Normal | 0% | 0 | 0 | 0 | [17 empty] | Commercial_Healthcare_Existing_Food Preparation_Griddle_
Commercial_Healthcare_Existing_Food Preparation_Natural Gas_Griddle_E10 | Commercial | Healthcare | Existing | Food Preparation | Natural Gas | Griddle | E10 |  | 0% | 0% | 0% | 0 | 0 | 0 | 0 | 0 | 0 | 0 | 0 | 0% | 0 | 0 | 0% | Normal | 0% | 0 | 0 | 0 | [17 empty] | Commercial_Healthcare_Existing_Food Preparation_Griddle_
Commercial_Healthcare_Existing_Food Preparation_Natural Gas_Range_E1 | Commercial | Healthcare | Existing | Food Preparation | Natural Gas | Range | E1 | Standard | 100% | 0% | 0% | 0.38698 | 0 | 0 | 0 | 8 | 12 | 2019 | 2050 | 100% | 0 | 0 | 0% | Normal | 0% | 0.058632 | 0 | 0 | 1 unit | 30000 | 0 | 4.886e-05 | 1200 | 7450 | 0 | 0 | 0 | 2017 | 1.0631 | COOK_OVN-Food Preparation-AEO17-1 | EIA 2018 Tech Forecast | Navigant 2009 | 1 | unit | 4.886e-05 | Commercial_Healthcare_Existing_Food Preparation_Range_Standard
Commercial_Healthcare_Existing_Food Preparation_Natural Gas_Range_E2 | Commercial | Healthcare | Existing | Food Preparation | Natural Gas | Range | E2 | High Efficiency | 75% | 0% | 0% | 0.38703 | 0 | 0 | 0 | 8 | 12 | 2019 | 2050 | 100% | 0 | 0 | 0% | Normal | 0% | 0.043974 | 0 | 0 | 1 unit | 30000 | 0 | 4.886e-05 | 900 | 7451 | 0 | 0 | 0 | 2017 | 1.0631 | COOK_OVN-Food Preparation-AEO17-1 | EIA 2018 Tech Forecast | EIA 2018 Tech Forecast | 1 | unit | 4.886e-05 | Commercial_Healthcare_Existing_Food Preparation_Range_High Efficiency
Commercial_Healthcare_Existing_Food Preparation_Natural Gas_Range_E3 | Commercial | Healthcare | Existing | Food Preparation | Natural Gas | Range | E3 |  | 0% | 0% | 0% | 0 | 0 | 0 | 0 | 0 | 0 | 0 | 0 | 0% | 0 | 0 | 0% | Normal | 0% | 0 | 0 | 0 | [17 empty] | Commercial_Healthcare_Existing_Food Preparation_Range_
Commercial_Healthcare_Existing_Food Preparation_Natural Gas_Range_E4 | Commercial | Healthcare | Existing | Food Preparation | Natural Gas | Range | E4 |  | 0% | 0% | 0% | 0 | 0 | 0 | 0 | 0 | 0 | 0 | 0 | 0% | 0 | 0 | 0% | Normal | 0% | 0 | 0 | 0 | [17 empty] | Commercial_Healthcare_Existing_Food Preparation_Range_
Commercial_Healthcare_Existing_Food Preparation_Natural Gas_Range_E5 | Commercial | Healthcare | Existing | Food Preparation | Natural Gas | Range | E5 |  | 0% | 0% | 0% | 0 | 0 | 0 | 0 | 0 | 0 | 0 | 0 | 0% | 0 | 0 | 0% | Normal | 0% | 0 | 0 | 0 | [17 empty] | Commercial_Healthcare_Existing_Food Preparation_Range_
Commercial_Healthcare_Existing_Food Preparation_Natural Gas_Range_E6 | Commercial | Healthcare | Existing | Food Preparation | Natural Gas | Range | E6 |  | 0% | 0% | 0% | 0 | 0 | 0 | 0 | 0 | 0 | 0 | 0 | 0% | 0 | 0 | 0% | Normal | 0% | 0 | 0 | 0 | [17 empty] | Commercial_Healthcare_Existing_Food Preparation_Range_
Commercial_Healthcare_Existing_Food Preparation_Natural Gas_Range_E7 | Commercial | Healthcare | Existing | Food Preparation | Natural Gas | Range | E7 |  | 0% | 0% | 0% | 0 | 0 | 0 | 0 | 0 | 0 | 0 | 0 | 0% | 0 | 0 | 0% | Normal | 0% | 0 | 0 | 0 | [17 empty] | Commercial_Healthcare_Existing_Food Preparation_Range_
Commercial_Healthcare_Existing_Food Preparation_Natural Gas_Range_E8 | Commercial | Healthcare | Existing | Food Preparation | Natural Gas | Range | E8 |  | 0% | 0% | 0% | 0 | 0 | 0 | 0 | 0 | 0 | 0 | 0 | 0% | 0 | 0 | 0% | Normal | 0% | 0 | 0 | 0 | [17 empty] | Commercial_Healthcare_Existing_Food Preparation_Range_
Commercial_Healthcare_Existing_Food Preparation_Natural Gas_Range_E9 | Commercial | Healthcare | Existing | Food Preparation | Natural Gas | Range | E9 |  | 0% | 0% | 0% | 0 | 0 | 0 | 0 | 0 | 0 | 0 | 0 | 0% | 0 | 0 | 0% | Normal | 0% | 0 | 0 | 0 | [17 empty] | Commercial_Healthcare_Existing_Food Preparation_Range_
Commercial_Healthcare_Existing_Food Preparation_Natural Gas_Range_E10 | Commercial | Healthcare | Existing | Food Preparation | Natural Gas | Range | E10 |  | 0% | 0% | 0% | 0 | 0 | 0 | 0 | 0 | 0 | 0 | 0 | 0% | 0 | 0 | 0% | Normal | 0% | 0 | 0 | 0 | [17 empty] | Commercial_Healthcare_Existing_Food Preparation_Range_
Commercial_Healthcare_Existing_Food Preparation_Natural Gas_Steamer_E1 | Commercial | Healthcare | Existing | Food Preparation | Natural Gas | Steamer | E1 | Standard | 100% | 0% | 0% | 1.3586 | 0 | 0 | 0 | 8 | 16 | 2019 | 2021 | 100% | 0 | 0 | 0% | Normal | 0% | 0.13815 | 0 | 0 | 1 unit | 30000 | 0 | 9.0469e-05 | 1527.0152 | 13100 | 0 | 0 | 0 | 2012 | 1.1464 | IL TRM - 4.2.3 - CI-FSE-STMC-V05-190101 | DOE Commercial R&D 2016 - Table 2-10 | IL TRM - 4.2.3 - CI-FSE-STMC-V05-190101 | 1 | unit | 9.0469e-05 | Commercial_Healthcare_Existing_Food Preparation_Steamer_Standard
Commercial_Healthcare_Existing_Food Preparation_Natural Gas_Steamer_E2 | Commercial | Healthcare | Existing | Food Preparation | Natural Gas | Steamer | E2 | ENERGY STAR | 20.86% | 0% | 0% | 1.4621 | 0 | -0.00027274 | 0 | 8 | 16 | 2019 | 2050 | 100% | 0 | 0 | 0% | Normal | 0% | 0.028816 | 0 | 0 | 1 unit | 30000 | 0 | 9.0469e-05 | 318.5218 | 14098 | 0 | -2.6298 | 0 | 2012 | 1.1464 | IL TRM - 4.2.3 - CI-FSE-STMC-V05-190101 | IL TRM - 4.2.3 - CI-FSE-STMC-V05-190101 | IL TRM - 4.2.3 - CI-FSE-STMC-V05-190101 | 1 | unit | 9.0469e-05 | Commercial_Healthcare_Existing_Food Preparation_Steamer_ENERGY STAR
Commercial_Healthcare_Existing_Food Preparation_Natural Gas_Steamer_E3 | Commercial | Healthcare | Existing | Food Preparation | Natural Gas | Steamer | E3 |  | 0% | 0% | 0% | 0 | 0 | 0 | 0 | 0 | 0 | 0 | 0 | 0% | 0 | 0 | 0% | Normal | 0% | 0 | 0 | 0 | [17 empty] | Commercial_Healthcare_Existing_Food Preparation_Steamer_
Commercial_Healthcare_Existing_Food Preparation_Natural Gas_Steamer_E4 | Commercial | Healthcare | Existing | Food Preparation | Natural Gas | Steamer | E4 |  | 0% | 0% | 0% | 0 | 0 | 0 | 0 | 0 | 0 | 0 | 0 | 0% | 0 | 0 | 0% | Normal | 0% | 0 | 0 | 0 | [17 empty] | Commercial_Healthcare_Existing_Food Preparation_Steamer_
Commercial_Healthcare_Existing_Food Preparation_Natural Gas_Steamer_E5 | Commercial | Healthcare | Existing | Food Preparation | Natural Gas | Steamer | E5 |  | 0% | 0% | 0% | 0 | 0 | 0 | 0 | 0 | 0 | 0 | 0 | 0% | 0 | 0 | 0% | Normal | 0% | 0 | 0 | 0 | [17 empty] | Commercial_Healthcare_Existing_Food Preparation_Steamer_
Commercial_Healthcare_Existing_Food Preparation_Natural Gas_Steamer_E6 | Commercial | Healthcare | Existing | Food Preparation | Natural Gas | Steamer | E6 |  | 0% | 0% | 0% | 0 | 0 | 0 | 0 | 0 | 0 | 0 | 0 | 0% | 0 | 0 | 0% | Normal | 0% | 0 | 0 | 0 | [17 empty] | Commercial_Healthcare_Existing_Food Preparation_Steamer_
Commercial_Healthcare_Existing_Food Preparation_Natural Gas_Steamer_E7 | Commercial | Healthcare | Existing | Food Preparation | Natural Gas | Steamer | E7 |  | 0% | 0% | 0% | 0 | 0 | 0 | 0 | 0 | 0 | 0 | 0 | 0% | 0 | 0 | 0% | Normal | 0% | 0 | 0 | 0 | [17 empty] | Commercial_Healthcare_Existing_Food Preparation_Steamer_
Commercial_Healthcare_Existing_Food Preparation_Natural Gas_Steamer_E8 | Commercial | Healthcare | Existing | Food Preparation | Natural Gas | Steamer | E8 |  | 0% | 0% | 0% | 0 | 0 | 0 | 0 | 0 | 0 | 0 | 0 | 0% | 0 | 0 | 0% | Normal | 0% | 0 | 0 | 0 | [17 empty] | Commercial_Healthcare_Existing_Food Preparation_Steamer_
Commercial_Healthcare_Existing_Food Preparation_Natural Gas_Steamer_E9 | Commercial | Healthcare | Existing | Food Preparation | Natural Gas | Steamer | E9 |  | 0% | 0% | 0% | 0 | 0 | 0 | 0 | 0 | 0 | 0 | 0 | 0% | 0 | 0 | 0% | Normal | 0% | 0 | 0 | 0 | [17 empty] | Commercial_Healthcare_Existing_Food Preparation_Steamer_
Commercial_Healthcare_Existing_Food Preparation_Natural Gas_Steamer_E10 | Commercial | Healthcare | Existing | Food Preparation | Natural Gas | Steamer | E10 |  | 0% | 0% | 0% | 0 | 0 | 0 | 0 | 0 | 0 | 0 | 0 | 0% | 0 | 0 | 0% | Normal | 0% | 0 | 0 | 0 | [17 empty] | Commercial_Healthcare_Existing_Food Preparation_Steamer_
Commercial_Healthcare_Existing_Food Preparation_Natural Gas_Food Prep Other_E1 | Commercial | Healthcare | Existing | Food Preparation | Natural Gas | Food Prep Other | E1 | Standard | 100% | 0% | 0% | 0.049468 | 0 | 0 | 0 | 8 | 12 | 2019 | 2050 | 100% | 0 | 0 | 0% | Normal | 0% | 0.059375 | 0 | 0 | 1 unit | 30000 | 0 | 4.172e-05 | 1423.18 | 1000 | 0 | 0 | 0 | 2010 | 1.1857 | Default | Default | Default | 1 | unit | 4.172e-05 | Commercial_Healthcare_Existing_Food Preparation_Food Prep Other_Standard
Commercial_Healthcare_Existing_Food Preparation_Natural Gas_Food Prep Other_E2 | Commercial | Healthcare | Existing | Food Preparation | Natural Gas | Food Prep Other | E2 | ENERGY STAR | 100% | 0% | 0% | 0.049517 | 0 | 0 | 0 | 8 | 12 | 2019 | 2050 | 100% | 0 | 0 | 0% | Normal | 0% | 0.059375 | 0 | 0 | 1 unit | 30000 | 0 | 4.172e-05 | 1423.17 | 1001 | 0 | 0 | 0 | 2010 | 1.1857 | N/A | N/A | N/A | 1 | unit | 4.172e-05 | Commercial_Healthcare_Existing_Food Preparation_Food Prep Other_ENERGY STAR
Commercial_Healthcare_Existing_Food Preparation_Natural Gas_Food Prep Other_E3 | Commercial | Healthcare | Existing | Food Preparation | Natural Gas | Food Prep Other | E3 |  | 0% | 0% | 0% | 0 | 0 | 0 | 0 | 0 | 0 | 0 | 0 | 0% | 0 | 0 | 0% | Normal | 0% | 0 | 0 | 0 | [17 empty] | Commercial_Healthcare_Existing_Food Preparation_Food Prep Other_
Commercial_Healthcare_Existing_Food Preparation_Natural Gas_Food Prep Other_E4 | Commercial | Healthcare | Existing | Food Preparation | Natural Gas | Food Prep Other | E4 |  | 0% | 0% | 0% | 0 | 0 | 0 | 0 | 0 | 0 | 0 | 0 | 0% | 0 | 0 | 0% | Normal | 0% | 0 | 0 | 0 | [17 empty] | Commercial_Healthcare_Existing_Food Preparation_Food Prep Other_
Commercial_Healthcare_Existing_Food Preparation_Natural Gas_Food Prep Other_E5 | Commercial | Healthcare | Existing | Food Preparation | Natural Gas | Food Prep Other | E5 |  | 0% | 0% | 0% | 0 | 0 | 0 | 0 | 0 | 0 | 0 | 0 | 0% | 0 | 0 | 0% | Normal | 0% | 0 | 0 | 0 | [17 empty] | Commercial_Healthcare_Existing_Food Preparation_Food Prep Other_
Commercial_Healthcare_Existing_Food Preparation_Natural Gas_Food Prep Other_E6 | Commercial | Healthcare | Existing | Food Preparation | Natural Gas | Food Prep Other | E6 |  | 0% | 0% | 0% | 0 | 0 | 0 | 0 | 0 | 0 | 0 | 0 | 0% | 0 | 0 | 0% | Normal | 0% | 0 | 0 | 0 | [17 empty] | Commercial_Healthcare_Existing_Food Preparation_Food Prep Other_
Commercial_Healthcare_Existing_Food Preparation_Natural Gas_Food Prep Other_E7 | Commercial | Healthcare | Existing | Food Preparation | Natural Gas | Food Prep Other | E7 |  | 0% | 0% | 0% | 0 | 0 | 0 | 0 | 0 | 0 | 0 | 0 | 0% | 0 | 0 | 0% | Normal | 0% | 0 | 0 | 0 | [17 empty] | Commercial_Healthcare_Existing_Food Preparation_Food Prep Other_
Commercial_Healthcare_Existing_Food Preparation_Natural Gas_Food Prep Other_E8 | Commercial | Healthcare | Existing | Food Preparation | Natural Gas | Food Prep Other | E8 |  | 0% | 0% | 0% | 0 | 0 | 0 | 0 | 0 | 0 | 0 | 0 | 0% | 0 | 0 | 0% | Normal | 0% | 0 | 0 | 0 | [17 empty] | Commercial_Healthcare_Existing_Food Preparation_Food Prep Other_
Commercial_Healthcare_Existing_Food Preparation_Natural Gas_Food Prep Other_E9 | Commercial | Healthcare | Existing | Food Preparation | Natural Gas | Food Prep Other | E9 |  | 0% | 0% | 0% | 0 | 0 | 0 | 0 | 0 | 0 | 0 | 0 | 0% | 0 | 0 | 0% | Normal | 0% | 0 | 0 | 0 | [17 empty] | Commercial_Healthcare_Existing_Food Preparation_Food Prep Other_
Commercial_Healthcare_Existing_Food Preparation_Natural Gas_Food Prep Other_E10 | Commercial | Healthcare | Existing | Food Preparation | Natural Gas | Food Prep Other | E10 |  | 0% | 0% | 0% | 0 | 0 | 0 | 0 | 0 | 0 | 0 | 0 | 0% | 0 | 0 | 0% | Normal | 0% | 0 | 0 | 0 | [17 empty] | Commercial_Healthcare_Existing_Food Preparation_Food Prep Other_
Commercial_Healthcare_Existing_Miscellaneous_Natural Gas_Pool Heater_E1 | Commercial | Healthcare | Existing | Miscellaneous | Natural Gas | Pool Heater | E1 | Standard (EF .78) | 100% | 0% | 0% | 0.0088332 | 0 | 0 | 0 | 4 | 8 | 2019 | 2050 | 100% | 0 | 0 | 0% | Normal | 0% | 0.0066328 | 0 | 0 | 1 unit | 30000 | 0 | 4.4278e-07 | 14980 | 18052 | 0 | 0 | 0 | 2014 | 1.1051 | DOE Commercial R&D 2016 - Table 7-6 | DOE Commercial R&D 2016 - Table 7-7 | DOE Commercial R&D 2016 - Table 7-8 | 1 | unit | 4.4278e-07 | Commercial_Healthcare_Existing_Miscellaneous_Pool Heater_Standard (EF .78)
Commercial_Healthcare_Existing_Miscellaneous_Natural Gas_Pool Heater_E2 | Commercial | Healthcare | Existing | Miscellaneous | Natural Gas | Pool Heater | E2 | Condensing (EF .90) | 85% | 0% | 0% | 0.014463 | 0 | 0 | 0 | 4 | 8 | 2019 | 2050 | 100% | 0 | 0 | 0% | Normal | 0% | 0.0056379 | 0 | 0 | 1 unit | 30000 | 0 | 4.4278e-07 | 12733 | 29558 | 0 | 0 | 0 | 2014 | 1.1051 | DOE Commercial R&D 2016 - Table 7-6 | DOE Commercial R&D 2016 - Table 7-7 | DOE Commercial R&D 2016 - Table 7-9 | 1 | unit | 4.4278e-07 | Commercial_Healthcare_Existing_Miscellaneous_Pool Heater_Condensing (EF .90)
Commercial_Healthcare_Existing_Miscellaneous_Natural Gas_Pool Heater_E3 | Commercial | Healthcare | Existing | Miscellaneous | Natural Gas | Pool Heater | E3 |  | 0% | 0% | 0% | 0 | 0 | 0 | 0 | 0 | 0 | 0 | 0 | 0% | 0 | 0 | 0% | Normal | 0% | 0 | 0 | 0 | [17 empty] | Commercial_Healthcare_Existing_Miscellaneous_Pool Heater_
Commercial_Healthcare_Existing_Miscellaneous_Natural Gas_Pool Heater_E4 | Commercial | Healthcare | Existing | Miscellaneous | Natural Gas | Pool Heater | E4 |  | 0% | 0% | 0% | 0 | 0 | 0 | 0 | 0 | 0 | 0 | 0 | 0% | 0 | 0 | 0% | Normal | 0% | 0 | 0 | 0 | [17 empty] | Commercial_Healthcare_Existing_Miscellaneous_Pool Heater_
Commercial_Healthcare_Existing_Miscellaneous_Natural Gas_Pool Heater_E5 | Commercial | Healthcare | Existing | Miscellaneous | Natural Gas | Pool Heater | E5 |  | 0% | 0% | 0% | 0 | 0 | 0 | 0 | 0 | 0 | 0 | 0 | 0% | 0 | 0 | 0% | Normal | 0% | 0 | 0 | 0 | [17 empty] | Commercial_Healthcare_Existing_Miscellaneous_Pool Heater_
Commercial_Healthcare_Existing_Miscellaneous_Natural Gas_Pool Heater_E6 | Commercial | Healthcare | Existing | Miscellaneous | Natural Gas | Pool Heater | E6 |  | 0% | 0% | 0% | 0 | 0 | 0 | 0 | 0 | 0 | 0 | 0 | 0% | 0 | 0 | 0% | Normal | 0% | 0 | 0 | 0 | [17 empty] | Commercial_Healthcare_Existing_Miscellaneous_Pool Heater_
Commercial_Healthcare_Existing_Miscellaneous_Natural Gas_Pool Heater_E7 | Commercial | Healthcare | Existing | Miscellaneous | Natural Gas | Pool Heater | E7 |  | 0% | 0% | 0% | 0 | 0 | 0 | 0 | 0 | 0 | 0 | 0 | 0% | 0 | 0 | 0% | Normal | 0% | 0 | 0 | 0 | [17 empty] | Commercial_Healthcare_Existing_Miscellaneous_Pool Heater_
Commercial_Healthcare_Existing_Miscellaneous_Natural Gas_Pool Heater_E8 | Commercial | Healthcare | Existing | Miscellaneous | Natural Gas | Pool Heater | E8 |  | 0% | 0% | 0% | 0 | 0 | 0 | 0 | 0 | 0 | 0 | 0 | 0% | 0 | 0 | 0% | Normal | 0% | 0 | 0 | 0 | [17 empty] | Commercial_Healthcare_Existing_Miscellaneous_Pool Heater_
Commercial_Healthcare_Existing_Miscellaneous_Natural Gas_Pool Heater_E9 | Commercial | Healthcare | Existing | Miscellaneous | Natural Gas | Pool Heater | E9 |  | 0% | 0% | 0% | 0 | 0 | 0 | 0 | 0 | 0 | 0 | 0 | 0% | 0 | 0 | 0% | Normal | 0% | 0 | 0 | 0 | [17 empty] | Commercial_Healthcare_Existing_Miscellaneous_Pool Heater_
Commercial_Healthcare_Existing_Miscellaneous_Natural Gas_Pool Heater_E10 | Commercial | Healthcare | Existing | Miscellaneous | Natural Gas | Pool Heater | E10 |  | 0% | 0% | 0% | 0 | 0 | 0 | 0 | 0 | 0 | 0 | 0 | 0% | 0 | 0 | 0% | Normal | 0% | 0 | 0 | 0 | [17 empty] | Commercial_Healthcare_Existing_Miscellaneous_Pool Heater_
Commercial_Healthcare_Existing_Miscellaneous_Natural Gas_Miscellaneous_E1 | Commercial | Healthcare | Existing | Miscellaneous | Natural Gas | Miscellaneous | E1 | Miscellaneous | 100% | 0% | 0% | 0.0057582 | 0 | 0 | 0 | 2 | 8 | 2019 | 2050 | 100% | 0 | 0 | 0% | Normal | 0% | 0.0053601 | 0 | 0 | 1 unit | 30000 | 0 | 0.0053601 | 1 | 1 | 0 | 0 | 0 | 2016 | 1.0743 | N/A | N/A | N/A | 1 | unit | 0.0053601 | Commercial_Healthcare_Existing_Miscellaneous_Miscellaneous_Miscellaneous
Commercial_Healthcare_Existing_Miscellaneous_Natural Gas_Miscellaneous_E2 | Commercial | Healthcare | Existing | Miscellaneous | Natural Gas | Miscellaneous | E2 |  | 0% | 0% | 0% | 0 | 0 | 0 | 0 | 0 | 0 | 0 | 0 | 0% | 0 | 0 | 0% | Normal | 0% | 0 | 0 | 0 | [17 empty] | Commercial_Healthcare_Existing_Miscellaneous_Miscellaneous_
Commercial_Healthcare_Existing_Miscellaneous_Natural Gas_Miscellaneous_E3 | Commercial | Healthcare | Existing | Miscellaneous | Natural Gas | Miscellaneous | E3 |  | 0% | 0% | 0% | 0 | 0 | 0 | 0 | 0 | 0 | 0 | 0 | 0% | 0 | 0 | 0% | Normal | 0% | 0 | 0 | 0 | [17 empty] | Commercial_Healthcare_Existing_Miscellaneous_Miscellaneous_
Commercial_Healthcare_Existing_Miscellaneous_Natural Gas_Miscellaneous_E4 | Commercial | Healthcare | Existing | Miscellaneous | Natural Gas | Miscellaneous | E4 |  | 0% | 0% | 0% | 0 | 0 | 0 | 0 | 0 | 0 | 0 | 0 | 0% | 0 | 0 | 0% | Normal | 0% | 0 | 0 | 0 | [17 empty] | Commercial_Healthcare_Existing_Miscellaneous_Miscellaneous_
Commercial_Healthcare_Existing_Miscellaneous_Natural Gas_Miscellaneous_E5 | Commercial | Healthcare | Existing | Miscellaneous | Natural Gas | Miscellaneous | E5 |  | 0% | 0% | 0% | 0 | 0 | 0 | 0 | 0 | 0 | 0 | 0 | 0% | 0 | 0 | 0% | Normal | 0% | 0 | 0 | 0 | [17 empty] | Commercial_Healthcare_Existing_Miscellaneous_Miscellaneous_
Commercial_Healthcare_Existing_Miscellaneous_Natural Gas_Miscellaneous_E6 | Commercial | Healthcare | Existing | Miscellaneous | Natural Gas | Miscellaneous | E6 |  | 0% | 0% | 0% | 0 | 0 | 0 | 0 | 0 | 0 | 0 | 0 | 0% | 0 | 0 | 0% | Normal | 0% | 0 | 0 | 0 | [17 empty] | Commercial_Healthcare_Existing_Miscellaneous_Miscellaneous_
Commercial_Healthcare_Existing_Miscellaneous_Natural Gas_Miscellaneous_E7 | Commercial | Healthcare | Existing | Miscellaneous | Natural Gas | Miscellaneous | E7 |  | 0% | 0% | 0% | 0 | 0 | 0 | 0 | 0 | 0 | 0 | 0 | 0% | 0 | 0 | 0% | Normal | 0% | 0 | 0 | 0 | [17 empty] | Commercial_Healthcare_Existing_Miscellaneous_Miscellaneous_
Commercial_Healthcare_Existing_Miscellaneous_Natural Gas_Miscellaneous_E8 | Commercial | Healthcare | Existing | Miscellaneous | Natural Gas | Miscellaneous | E8 |  | 0% | 0% | 0% | 0 | 0 | 0 | 0 | 0 | 0 | 0 | 0 | 0% | 0 | 0 | 0% | Normal | 0% | 0 | 0 | 0 | [17 empty] | Commercial_Healthcare_Existing_Miscellaneous_Miscellaneous_
Commercial_Healthcare_Existing_Miscellaneous_Natural Gas_Miscellaneous_E9 | Commercial | Healthcare | Existing | Miscellaneous | Natural Gas | Miscellaneous | E9 |  | 0% | 0% | 0% | 0 | 0 | 0 | 0 | 0 | 0 | 0 | 0 | 0% | 0 | 0 | 0% | Normal | 0% | 0 | 0 | 0 | [17 empty] | Commercial_Healthcare_Existing_Miscellaneous_Miscellaneous_
Commercial_Healthcare_Existing_Miscellaneous_Natural Gas_Miscellaneous_E10 | Commercial | Healthcare | Existing | Miscellaneous | Natural Gas | Miscellaneous | E10 |  | 0% | 0% | 0% | 0 | 0 | 0 | 0 | 0 | 0 | 0 | 0 | 0% | 0 | 0 | 0% | Normal | 0% | 0 | 0 | 0 | [17 empty] | Commercial_Healthcare_Existing_Miscellaneous_Miscellaneous_
Commercial_Healthcare_New_Space Heating_Natural Gas_Furnace_E1 | Commercial | Healthcare | New | Space Heating | Natural Gas | Furnace | E1 | AFUE 80% (Standard) | 100% | 0% | 0% | 0.36167 | 0.14 | 0.038272 | 0 | 17 | 29 | 2019 | 2023 | 65% | 0 | 0 | 0% | Normal | 0% | 0.63293 | 0 | 0 | 140 kBtu/hr | 30000 | 0 | 0.00031169 | 16.6374 | 1050 | 406.4484 | 111.11 | 0 | 2014 | 1.1051 | EIA 2018 Tech Forecast | 2015 DOE Commercial Warm Air Furnace TSD - EERE-2013-BT-STD-0021-0050 | AEG BEST | 140 | kBtu/hr | 0.043636 | Commercial_Healthcare_New_Space Heating_Furnace_AFUE 80% (Standard)
Commercial_Healthcare_New_Space Heating_Natural Gas_Furnace_E2 | Commercial | Healthcare | New | Space Heating | Natural Gas | Furnace | E2 | AFUE 81% (2023 Fed Standard) | 98.77% | 0% | 0% | 0.60279 | 0.14 | 0.038458 | 0 | 17 | 29 | 2019 | 2023 | 65% | 0 | 0 | 0% | Normal | 0% | 0.62512 | 0 | 0 | 140 kBtu/hr | 30000 | 0 | 0.00031169 | 16.432 | 1750 | 406.4484 | 111.651 | 0 | 2014 | 1.1051 | EIA 2018 Tech Forecast | 2015 DOE Commercial Warm Air Furnace TSD - EERE-2013-BT-STD-0021-0050 | AEG BEST | 140 | kBtu/hr | 0.043636 | Commercial_Healthcare_New_Space Heating_Furnace_AFUE 81% (2023 Fed Standard)
Commercial_Healthcare_New_Space Heating_Natural Gas_Furnace_E3 | Commercial | Healthcare | New | Space Heating | Natural Gas | Furnace | E3 | AFUE 91% (WA State Min 2023) | 87.91% | 0% | 0% | 0.8439 | 0.14 | 0.040135 | 0 | 17 | 29 | 2019 | 2050 | 65% | 0 | 0 | 0% | Normal | 0% | 0.55642 | 0 | 0 | 140 kBtu/hr | 30000 | 0 | 0.00031169 | 14.6263 | 2450 | 406.4484 | 116.52 | 0 | 2014 | 1.1051 | EIA 2018 Tech Forecast | 2015 DOE Commercial Warm Air Furnace TSD - EERE-2013-BT-STD-0021-0050 | AEG BEST | 140 | kBtu/hr | 0.043636 | Commercial_Healthcare_New_Space Heating_Furnace_AFUE 91% (WA State Min 2023)
Commercial_Healthcare_New_Space Heating_Natural Gas_Furnace_E4 | Commercial | Healthcare | New | Space Heating | Natural Gas | Furnace | E4 | AFUE 96% | 83.33% | 0% | 0% | 0.5246 | 0.19226 | 0.040135 | 0 | 17 | 29 | 2019 | 2050 | 100% | 0 | 0 | 0% | Normal | 0% | 0.52744 | 0 | 0 | 140 kBtu/hr | 30000 | 0 | 0.00031169 | 13.8645 | 1522.9949 | 558.1641 | 116.52 | 0 | 2014 | 1.1051 | EIA 2018 Tech Forecast | 2015 DOE Commercial Warm Air Furnace TSD - EERE-2013-BT-STD-0021-0050 | AEG BEST | 140 | kBtu/hr | 0.043636 | Commercial_Healthcare_New_Space Heating_Furnace_AFUE 96%
Commercial_Healthcare_New_Space Heating_Natural Gas_Furnace_E5 | Commercial | Healthcare | New | Space Heating | Natural Gas | Furnace | E5 | Convert to Gas-Fired ASHP | 61.54% | 0% | 0% | 8.9687 | 0.88362 | 0.05633 | 0 | 17 | 29 | 2026 | 2050 | 100% | 0 | 0 | 0% | Normal | 0% | 0.38949 | 0 | 0 | 140 kBtu/hr | 30000 | 0 | 0.00031169 | 10.2384 | 27066.6667 | 2666.6667 | 170 | 0 | 2017 | 1.0631 | EIA 2018 Tech Forecast | EIA 2018/2023 Tech Forecast, Adjusted for Size | AEG BEST | 140 | kBtu/hr | 0.043636 | Commercial_Healthcare_New_Space Heating_Furnace_Convert to Gas-Fired ASHP
Commercial_Healthcare_New_Space Heating_Natural Gas_Furnace_E6 | Commercial | Healthcare | New | Space Heating | Natural Gas | Furnace | E6 |  | 0% | 0% | 0% | 0 | 0 | 0 | 0 | 0 | 0 | 0 | 0 | 0% | 0 | 0 | 0% | Normal | 0% | 0 | 0 | 0 | [17 empty] | Commercial_Healthcare_New_Space Heating_Furnace_
Commercial_Healthcare_New_Space Heating_Natural Gas_Furnace_E7 | Commercial | Healthcare | New | Space Heating | Natural Gas | Furnace | E7 |  | 0% | 0% | 0% | 0 | 0 | 0 | 0 | 0 | 0 | 0 | 0 | 0% | 0 | 0 | 0% | Normal | 0% | 0 | 0 | 0 | [17 empty] | Commercial_Healthcare_New_Space Heating_Furnace_
Commercial_Healthcare_New_Space Heating_Natural Gas_Furnace_E8 | Commercial | Healthcare | New | Space Heating | Natural Gas | Furnace | E8 |  | 0% | 0% | 0% | 0 | 0 | 0 | 0 | 0 | 0 | 0 | 0 | 0% | 0 | 0 | 0% | Normal | 0% | 0 | 0 | 0 | [17 empty] | Commercial_Healthcare_New_Space Heating_Furnace_
Commercial_Healthcare_New_Space Heating_Natural Gas_Furnace_E9 | Commercial | Healthcare | New | Space Heating | Natural Gas | Furnace | E9 |  | 0% | 0% | 0% | 0 | 0 | 0 | 0 | 0 | 0 | 0 | 0 | 0% | 0 | 0 | 0% | Normal | 0% | 0 | 0 | 0 | [17 empty] | Commercial_Healthcare_New_Space Heating_Furnace_
Commercial_Healthcare_New_Space Heating_Natural Gas_Furnace_E10 | Commercial | Healthcare | New | Space Heating | Natural Gas | Furnace | E10 |  | 0% | 0% | 0% | 0 | 0 | 0 | 0 | 0 | 0 | 0 | 0 | 0% | 0 | 0 | 0% | Normal | 0% | 0 | 0 | 0 | [17 empty] | Commercial_Healthcare_New_Space Heating_Furnace_
Commercial_Healthcare_New_Space Heating_Natural Gas_Boiler_E1 | Commercial | Healthcare | New | Space Heating | Natural Gas | Boiler | E1 | TE 80% | 100% | 0% | 0% | 1.3411 | 0.74929 | 0 | 0 | 19 | 31 | 2019 | 2023 | 100% | 0 | 0 | 0% | Normal | 0% | 1.1851 | 0 | 0 | 513.550054507209 kBtu/hr | 30000 | 0 | 8.497e-05 | 23.8457 | 14516 | 8110 | 0 | 0 | 2015 | 1.0873 | RTF Wkbk - ComGasBoilersUES_v2.1 | CE_EWR Measure Cost Benchmarking - 02.08.23 | AEG BEST | 513.5501 | kBtu/hr | 0.043636 | Commercial_Healthcare_New_Space Heating_Boiler_TE 80%
Commercial_Healthcare_New_Space Heating_Natural Gas_Boiler_E2 | Commercial | Healthcare | New | Space Heating | Natural Gas | Boiler | E2 | TE 84% (2023 Standard) | 95.24% | 0% | 0% | 1.4116 | 0.74929 | 0 | 0 | 19 | 31 | 2019 | 2023 | 100% | 0 | 0 | 0% | Normal | 0% | 1.1287 | 0 | 0 | 513.550054507209 kBtu/hr | 30000 | 0 | 8.497e-05 | 22.7102 | 15279 | 8110 | 0 | 0 | 2015 | 1.0873 | RTF Wkbk - ComGasBoilersUES_v2.1 | CE_EWR Measure Cost Benchmarking - 02.08.23 | AEG BEST | 513.5501 | kBtu/hr | 0.043636 | Commercial_Healthcare_New_Space Heating_Boiler_TE 84% (2023 Standard)
Commercial_Healthcare_New_Space Heating_Natural Gas_Boiler_E3 | Commercial | Healthcare | New | Space Heating | Natural Gas | Boiler | E3 | TE 94% (ENERGY STAR 1.0) | 85.11% | 0% | 0% | 2.5535 | 0.84316 | 0 | 0 | 19 | 31 | 2019 | 2050 | 100% | 0 | 0 | 0% | Normal | 0% | 1.0086 | 0 | 0 | 513.550054507209 kBtu/hr | 30000 | 0 | 8.497e-05 | 20.2942 | 27638 | 9126 | 0 | 0 | 2015 | 1.0873 | RTF Wkbk - ComGasBoilersUES_v2.1 | CE_EWR Measure Cost Benchmarking - 02.08.23 | AEG BEST | 513.5501 | kBtu/hr | 0.043636 | Commercial_Healthcare_New_Space Heating_Boiler_TE 94% (ENERGY STAR 1.0)
Commercial_Healthcare_New_Space Heating_Natural Gas_Boiler_E4 | Commercial | Healthcare | New | Space Heating | Natural Gas | Boiler | E4 | TE 98% | 81.63% | 0% | 0% | 2.8716 | 0.84316 | 0 | 0 | 19 | 31 | 2019 | 2050 | 100% | 0 | 0 | 0% | Normal | 0% | 0.96746 | 0 | 0 | 513.550054507209 kBtu/hr | 30000 | 0 | 8.497e-05 | 19.4658 | 31080.8718 | 9126 | 0 | 0 | 2015 | 1.0873 | RTF Wkbk - ComGasBoilersUES_v2.1 | CE_EWR Measure Cost Benchmarking - 02.08.23 | AEG BEST | 513.5501 | kBtu/hr | 0.043636 | Commercial_Healthcare_New_Space Heating_Boiler_TE 98%
Commercial_Healthcare_New_Space Heating_Natural Gas_Boiler_E5 | Commercial | Healthcare | New | Space Heating | Natural Gas | Boiler | E5 | Convert to Gas-Fired ASHP | 61.54% | 0% | 0% | 9.1804 | 0.52693 | 0.17248 | 0 | 19 | 31 | 2019 | 2050 | 100% | 0 | 0 | 0% | Normal | 0% | 0.72932 | 0 | 0 | 800 kBtu/hr | 30000 | 0 | 5.4545e-05 | 14.6743 | 158316.7533 | 9086.959 | 2974.436 | 0 | 2017 | 1.0631 | RTF Wkbk - ComGasBoilersUES_v2.1 | AEO 2021 - gas_eng-driven_RTHP-heat 2017 typical | AEG BEST | 800 | kBtu/hr | 0.043636 | Commercial_Healthcare_New_Space Heating_Boiler_Convert to Gas-Fired ASHP
Commercial_Healthcare_New_Space Heating_Natural Gas_Boiler_E6 | Commercial | Healthcare | New | Space Heating | Natural Gas | Boiler | E6 |  | 0% | 0% | 0% | 0 | 0 | 0 | 0 | 0 | 0 | 0 | 0 | 0% | 0 | 0 | 0% | Normal | 0% | 0 | 0 | 0 | [17 empty] | Commercial_Healthcare_New_Space Heating_Boiler_
Commercial_Healthcare_New_Space Heating_Natural Gas_Boiler_E7 | Commercial | Healthcare | New | Space Heating | Natural Gas | Boiler | E7 |  | 0% | 0% | 0% | 0 | 0 | 0 | 0 | 0 | 0 | 0 | 0 | 0% | 0 | 0 | 0% | Normal | 0% | 0 | 0 | 0 | [17 empty] | Commercial_Healthcare_New_Space Heating_Boiler_
Commercial_Healthcare_New_Space Heating_Natural Gas_Boiler_E8 | Commercial | Healthcare | New | Space Heating | Natural Gas | Boiler | E8 |  | 0% | 0% | 0% | 0 | 0 | 0 | 0 | 0 | 0 | 0 | 0 | 0% | 0 | 0 | 0% | Normal | 0% | 0 | 0 | 0 | [17 empty] | Commercial_Healthcare_New_Space Heating_Boiler_
Commercial_Healthcare_New_Space Heating_Natural Gas_Boiler_E9 | Commercial | Healthcare | New | Space Heating | Natural Gas | Boiler | E9 |  | 0% | 0% | 0% | 0 | 0 | 0 | 0 | 0 | 0 | 0 | 0 | 0% | 0 | 0 | 0% | Normal | 0% | 0 | 0 | 0 | [17 empty] | Commercial_Healthcare_New_Space Heating_Boiler_
Commercial_Healthcare_New_Space Heating_Natural Gas_Boiler_E10 | Commercial | Healthcare | New | Space Heating | Natural Gas | Boiler | E10 |  | 0% | 0% | 0% | 0 | 0 | 0 | 0 | 0 | 0 | 0 | 0 | 0% | 0 | 0 | 0% | Normal | 0% | 0 | 0 | 0 | [17 empty] | Commercial_Healthcare_New_Space Heating_Boiler_
Commercial_Healthcare_New_Space Heating_Natural Gas_Unit Heater_E1 | Commercial | Healthcare | New | Space Heating | Natural Gas | Unit Heater | E1 | Standard | 100% | 0% | 0% | 0.85014 | 0 | 0 | 0 | 9 | 15 | 2019 | 2023 | 100% | 0 | 0 | 0% | Normal | 0% | 0.85279 | 0 | 0 | 120 kBtu/Hr | 30000 | 0 | 7.9412e-06 | 1071.1875 | 849.6 | 0 | 0 | 0 | 2018 | 1.05 | IL TRM v11 - 4.4.5 (Adjusted for WA Climate) | IL TRM v11 - 4.4.5 (Adjusted for WA Climate) | IL TRM v11 - 4.4.5 (Adjusted for WA Climate) | 120 | kBtu/Hr | 0.00095295 | Commercial_Healthcare_New_Space Heating_Unit Heater_Standard
Commercial_Healthcare_New_Space Heating_Natural Gas_Unit Heater_E2 | Commercial | Healthcare | New | Space Heating | Natural Gas | Unit Heater | E2 | Condensing | 89.99% | 0% | 0% | 2.7185 | 0 | 0 | 0 | 9 | 15 | 2019 | 2050 | 100% | 0 | 0 | 0% | Normal | 0% | 0.76742 | 0 | 0 | 120 kBtu/Hr | 30000 | 0 | 7.9412e-06 | 963.9483 | 2716.8 | 0 | 0 | 0 | 2018 | 1.05 | IL TRM v11 - 4.4.5 (Adjusted for WA Climate) | IL TRM v11 - 4.4.5 (Adjusted for WA Climate) | IL TRM v11 - 4.4.5 (Adjusted for WA Climate) | 120 | kBtu/Hr | 0.00095295 | Commercial_Healthcare_New_Space Heating_Unit Heater_Condensing
Commercial_Healthcare_New_Space Heating_Natural Gas_Unit Heater_E3 | Commercial | Healthcare | New | Space Heating | Natural Gas | Unit Heater | E3 | Infrared Radiant | 77.72% | 0% | 0% | 1.1743 | 0 | 0 | 0 | 9 | 15 | 2019 | 2050 | 100% | 0 | 0 | 0% | Normal | 0% | 0.66278 | 0 | 0 | 120 kBtu/Hr | 30000 | 0 | 7.9412e-06 | 832.5115 | 1173.6 | 0 | 0 | 0 | 2018 | 1.05 | IL TRM v11 - 4.4.5 (Adjusted for WA Climate) | IL TRM v11 - 4.4.5 (Adjusted for WA Climate) | IL TRM v11 - 4.4.5 (Adjusted for WA Climate) | 120 | kBtu/Hr | 0.00095295 | Commercial_Healthcare_New_Space Heating_Unit Heater_Infrared Radiant
Commercial_Healthcare_New_Space Heating_Natural Gas_Unit Heater_E4 | Commercial | Healthcare | New | Space Heating | Natural Gas | Unit Heater | E4 |  | 0% | 0% | 0% | 0 | 0 | 0 | 0 | 0 | 0 | 0 | 0 | 0% | 0 | 0 | 0% | Normal | 0% | 0 | 0 | 0 | [17 empty] | Commercial_Healthcare_New_Space Heating_Unit Heater_
Commercial_Healthcare_New_Space Heating_Natural Gas_Unit Heater_E5 | Commercial | Healthcare | New | Space Heating | Natural Gas | Unit Heater | E5 |  | 0% | 0% | 0% | 0 | 0 | 0 | 0 | 0 | 0 | 0 | 0 | 0% | 0 | 0 | 0% | Normal | 0% | 0 | 0 | 0 | [17 empty] | Commercial_Healthcare_New_Space Heating_Unit Heater_
Commercial_Healthcare_New_Space Heating_Natural Gas_Unit Heater_E6 | Commercial | Healthcare | New | Space Heating | Natural Gas | Unit Heater | E6 |  | 0% | 0% | 0% | 0 | 0 | 0 | 0 | 0 | 0 | 0 | 0 | 0% | 0 | 0 | 0% | Normal | 0% | 0 | 0 | 0 | [17 empty] | Commercial_Healthcare_New_Space Heating_Unit Heater_
Commercial_Healthcare_New_Space Heating_Natural Gas_Unit Heater_E7 | Commercial | Healthcare | New | Space Heating | Natural Gas | Unit Heater | E7 |  | 0% | 0% | 0% | 0 | 0 | 0 | 0 | 0 | 0 | 0 | 0 | 0% | 0 | 0 | 0% | Normal | 0% | 0 | 0 | 0 | [17 empty] | Commercial_Healthcare_New_Space Heating_Unit Heater_
Commercial_Healthcare_New_Space Heating_Natural Gas_Unit Heater_E8 | Commercial | Healthcare | New | Space Heating | Natural Gas | Unit Heater | E8 |  | 0% | 0% | 0% | 0 | 0 | 0 | 0 | 0 | 0 | 0 | 0 | 0% | 0 | 0 | 0% | Normal | 0% | 0 | 0 | 0 | [17 empty] | Commercial_Healthcare_New_Space Heating_Unit Heater_
Commercial_Healthcare_New_Space Heating_Natural Gas_Unit Heater_E9 | Commercial | Healthcare | New | Space Heating | Natural Gas | Unit Heater | E9 |  | 0% | 0% | 0% | 0 | 0 | 0 | 0 | 0 | 0 | 0 | 0 | 0% | 0 | 0 | 0% | Normal | 0% | 0 | 0 | 0 | [17 empty] | Commercial_Healthcare_New_Space Heating_Unit Heater_
Commercial_Healthcare_New_Space Heating_Natural Gas_Unit Heater_E10 | Commercial | Healthcare | New | Space Heating | Natural Gas | Unit Heater | E10 |  | 0% | 0% | 0% | 0 | 0 | 0 | 0 | 0 | 0 | 0 | 0 | 0% | 0 | 0 | 0% | Normal | 0% | 0 | 0 | 0 | [17 empty] | Commercial_Healthcare_New_Space Heating_Unit Heater_
Commercial_Healthcare_New_Water Heating_Natural Gas_Water Heater_E1 | Commercial | Healthcare | New | Water Heating | Natural Gas | Water Heater | E1 | TE 80% | 100% | 0% | 0% | 0.2805 | 0 | 0 | 0 | 8 | 12 | 2019 | 2050 | 100% | 0 | 0 | 0% | Normal | 0% | 0.95797 | 0 | 0 | 1 kBtu/hr | 30000 | 0 | 0.010063 | 77.682 | 26.22 | 0 | 0 | 0 | 2017 | 1.0631 | AEO 2022 - gas_water_heater 2017 current standard | AEO 2022 - gas_water_heater 2017 current standard | AEG BEST / Market Profile | 1 | kBtu/hr | 0.010063 | Commercial_Healthcare_New_Water Heating_Water Heater_TE 80%
Commercial_Healthcare_New_Water Heating_Natural Gas_Water Heater_E2 | Commercial | Healthcare | New | Water Heating | Natural Gas | Water Heater | E2 | TE 94% (ENERGY STAR 2.0) | 85.11% | 0% | 0% | 0.31345 | 0 | 0 | 0 | 8 | 12 | 2019 | 2050 | 100% | 0 | 0 | 0% | Normal | 0% | 0.81529 | 0 | 0 | 1 kBtu/hr | 30000 | 0 | 0.010063 | 66.1123 | 29.3 | 0 | 0 | 0 | 2017 | 1.0631 | AEO 2022 - gas_water_heater 2017 ENERGY STAR | AEO 2022 - gas_water_heater 2017 ENERGY STAR | AEG BEST / Market Profile | 1 | kBtu/hr | 0.010063 | Commercial_Healthcare_New_Water Heating_Water Heater_TE 94% (ENERGY STAR 2.0)
Commercial_Healthcare_New_Water Heating_Natural Gas_Water Heater_E3 | Commercial | Healthcare | New | Water Heating | Natural Gas | Water Heater | E3 | TE 96% (Instantaneous) | 70.92% | 0% | 0% | 0.32765 | 0 | 0 | 0 | 8 | 12 | 2019 | 2050 | 100% | 0 | 0 | 0% | Normal | 0% | 0.67941 | 0 | 0 | 1 kBtu/hr | 30000 | 0 | 0.010063 | 55.0936 | 30.6277 | 0 | 0 | 0 | 2017 | 1.0631 | AEO 2022 - gas_water_heater 2017 current standard | AEO interpolation based on EIA data | AEG BEST / Market Profile | 1 | kBtu/hr | 0.010063 | Commercial_Healthcare_New_Water Heating_Water Heater_TE 96% (Instantaneous)
Commercial_Healthcare_New_Water Heating_Natural Gas_Water Heater_E4 | Commercial | Healthcare | New | Water Heating | Natural Gas | Water Heater | E4 | UEF 1.0+ (Gas-Fired HPWH) | 53.53% | 0% | 0% | 0.60323 | 0 | 0 | 0 | 11 | 19 | 2026 | 2050 | 100% | 0 | 0 | 0% | Normal | 0% | 0.51276 | 0 | 0 | 1 kBtu/hr | 30000 | 0 | 0.010063 | 41.5801 | 56.3879 | 0 | 0 | 0 | 2017 | 1.0631 | AEO 2022 - HP water heater 2020 typical | NEEA Report #E20-309, Robur Heat Pump Field Trial. March 11, 2020. | AEG BEST / Market Profile | 1 | kBtu/hr | 0.010063 | Commercial_Healthcare_New_Water Heating_Water Heater_UEF 1.0+ (Gas-Fired HPWH)
Commercial_Healthcare_New_Water Heating_Natural Gas_Water Heater_E5 | Commercial | Healthcare | New | Water Heating | Natural Gas | Water Heater | E5 |  | 0% | 0% | 0% | 0 | 0 | 0 | 0 | 0 | 0 | 0 | 0 | 0% | 0 | 0 | 0% | Normal | 0% | 0 | 0 | 0 | [17 empty] | Commercial_Healthcare_New_Water Heating_Water Heater_
Commercial_Healthcare_New_Water Heating_Natural Gas_Water Heater_E6 | Commercial | Healthcare | New | Water Heating | Natural Gas | Water Heater | E6 |  | 0% | 0% | 0% | 0 | 0 | 0 | 0 | 0 | 0 | 0 | 0 | 0% | 0 | 0 | 0% | Normal | 0% | 0 | 0 | 0 | [17 empty] | Commercial_Healthcare_New_Water Heating_Water Heater_
Commercial_Healthcare_New_Water Heating_Natural Gas_Water Heater_E7 | Commercial | Healthcare | New | Water Heating | Natural Gas | Water Heater | E7 |  | 0% | 0% | 0% | 0 | 0 | 0 | 0 | 0 | 0 | 0 | 0 | 0% | 0 | 0 | 0% | Normal | 0% | 0 | 0 | 0 | [17 empty] | Commercial_Healthcare_New_Water Heating_Water Heater_
Commercial_Healthcare_New_Water Heating_Natural Gas_Water Heater_E8 | Commercial | Healthcare | New | Water Heating | Natural Gas | Water Heater | E8 |  | 0% | 0% | 0% | 0 | 0 | 0 | 0 | 0 | 0 | 0 | 0 | 0% | 0 | 0 | 0% | Normal | 0% | 0 | 0 | 0 | [17 empty] | Commercial_Healthcare_New_Water Heating_Water Heater_
Commercial_Healthcare_New_Water Heating_Natural Gas_Water Heater_E9 | Commercial | Healthcare | New | Water Heating | Natural Gas | Water Heater | E9 |  | 0% | 0% | 0% | 0 | 0 | 0 | 0 | 0 | 0 | 0 | 0 | 0% | 0 | 0 | 0% | Normal | 0% | 0 | 0 | 0 | [17 empty] | Commercial_Healthcare_New_Water Heating_Water Heater_
Commercial_Healthcare_New_Water Heating_Natural Gas_Water Heater_E10 | Commercial | Healthcare | New | Water Heating | Natural Gas | Water Heater | E10 |  | 0% | 0% | 0% | 0 | 0 | 0 | 0 | 0 | 0 | 0 | 0 | 0% | 0 | 0 | 0% | Normal | 0% | 0 | 0 | 0 | [17 empty] | Commercial_Healthcare_New_Water Heating_Water Heater_
Commercial_Healthcare_New_Food Preparation_Natural Gas_Oven_E1 | Commercial | Healthcare | New | Food Preparation | Natural Gas | Oven | E1 | Standard | 100% | 0% | 0% | 1.3117 | 0 | 0 | 0 | 8 | 13 | 2019 | 2050 | 100% | 0 | 0 | 0% | Normal | 0% | 0.054559 | 0 | 0 | 1 unit | 30000 | 0 | 7.2461e-05 | 752.9515 | 16851 | 0 | 0 | 0 | 2016 | 1.0743 | RTF WkBk - ComCookingCombinationOven_v5_0 | ENERGY STAR Version 3.0 Commercial Ovens Final Specification Data Package | RTF WkBk - ComCookingCombinationOven_v5_0 | 1 | unit | 7.2461e-05 | Commercial_Healthcare_New_Food Preparation_Oven_Standard
Commercial_Healthcare_New_Food Preparation_Natural Gas_Oven_E2 | Commercial | Healthcare | New | Food Preparation | Natural Gas | Oven | E2 | ENERGY STAR (3.0) | 57.26% | 0% | 0% | 1.3669 | 0 | 0 | 0 | 8 | 13 | 2019 | 2050 | 100% | 0 | 0 | 0% | Normal | 0% | 0.031242 | 0 | 0 | 1 unit | 30000 | 0 | 7.2461e-05 | 431.1611 | 17559.1305 | 0 | 0 | 0 | 2016 | 1.0743 | RTF WkBk - ComCookingCombinationOven_v5_0 | RTF WkBk - ComCookingCombinationOven_v5_0 | RTF WkBk - ComCookingCombinationOven_v5_0 | 1 | unit | 7.2461e-05 | Commercial_Healthcare_New_Food Preparation_Oven_ENERGY STAR (3.0)
Commercial_Healthcare_New_Food Preparation_Natural Gas_Oven_E3 | Commercial | Healthcare | New | Food Preparation | Natural Gas | Oven | E3 |  | 0% | 0% | 0% | 0 | 0 | 0 | 0 | 0 | 0 | 0 | 0 | 0% | 0 | 0 | 0% | Normal | 0% | 0 | 0 | 0 | [17 empty] | Commercial_Healthcare_New_Food Preparation_Oven_
Commercial_Healthcare_New_Food Preparation_Natural Gas_Oven_E4 | Commercial | Healthcare | New | Food Preparation | Natural Gas | Oven | E4 |  | 0% | 0% | 0% | 0 | 0 | 0 | 0 | 0 | 0 | 0 | 0 | 0% | 0 | 0 | 0% | Normal | 0% | 0 | 0 | 0 | [17 empty] | Commercial_Healthcare_New_Food Preparation_Oven_
Commercial_Healthcare_New_Food Preparation_Natural Gas_Oven_E5 | Commercial | Healthcare | New | Food Preparation | Natural Gas | Oven | E5 |  | 0% | 0% | 0% | 0 | 0 | 0 | 0 | 0 | 0 | 0 | 0 | 0% | 0 | 0 | 0% | Normal | 0% | 0 | 0 | 0 | [17 empty] | Commercial_Healthcare_New_Food Preparation_Oven_
Commercial_Healthcare_New_Food Preparation_Natural Gas_Oven_E6 | Commercial | Healthcare | New | Food Preparation | Natural Gas | Oven | E6 |  | 0% | 0% | 0% | 0 | 0 | 0 | 0 | 0 | 0 | 0 | 0 | 0% | 0 | 0 | 0% | Normal | 0% | 0 | 0 | 0 | [17 empty] | Commercial_Healthcare_New_Food Preparation_Oven_
Commercial_Healthcare_New_Food Preparation_Natural Gas_Oven_E7 | Commercial | Healthcare | New | Food Preparation | Natural Gas | Oven | E7 |  | 0% | 0% | 0% | 0 | 0 | 0 | 0 | 0 | 0 | 0 | 0 | 0% | 0 | 0 | 0% | Normal | 0% | 0 | 0 | 0 | [17 empty] | Commercial_Healthcare_New_Food Preparation_Oven_
Commercial_Healthcare_New_Food Preparation_Natural Gas_Oven_E8 | Commercial | Healthcare | New | Food Preparation | Natural Gas | Oven | E8 |  | 0% | 0% | 0% | 0 | 0 | 0 | 0 | 0 | 0 | 0 | 0 | 0% | 0 | 0 | 0% | Normal | 0% | 0 | 0 | 0 | [17 empty] | Commercial_Healthcare_New_Food Preparation_Oven_
Commercial_Healthcare_New_Food Preparation_Natural Gas_Oven_E9 | Commercial | Healthcare | New | Food Preparation | Natural Gas | Oven | E9 |  | 0% | 0% | 0% | 0 | 0 | 0 | 0 | 0 | 0 | 0 | 0 | 0% | 0 | 0 | 0% | Normal | 0% | 0 | 0 | 0 | [17 empty] | Commercial_Healthcare_New_Food Preparation_Oven_
Commercial_Healthcare_New_Food Preparation_Natural Gas_Oven_E10 | Commercial | Healthcare | New | Food Preparation | Natural Gas | Oven | E10 |  | 0% | 0% | 0% | 0 | 0 | 0 | 0 | 0 | 0 | 0 | 0 | 0% | 0 | 0 | 0% | Normal | 0% | 0 | 0 | 0 | [17 empty] | Commercial_Healthcare_New_Food Preparation_Oven_
Commercial_Healthcare_New_Food Preparation_Natural Gas_Conveyor Oven_E1 | Commercial | Healthcare | New | Food Preparation | Natural Gas | Conveyor Oven | E1 | Standard | 100% | 0% | 0% | 0.31188 | 0 | 0 | 0 | 15 | 19 | 2019 | 2050 | 100% | 0 | 0 | 0% | Normal | 0% | 0.081324 | 0 | 0 | 1 unit | 30000 | 0 | 2.8184e-05 | 2885.475 | 10177 | 0 | 0 | 0 | 2015 | 1.0873 | IL TRM - 4.2.4 - CI-FSE-CVOV-V02-180101 | PGE Workpaper, PGECOFST117 R5, 2015 | MN TRM 3.1 - Gas Conveyor Oven v1.1 | 1 | unit | 2.8184e-05 | Commercial_Healthcare_New_Food Preparation_Conveyor Oven_Standard
Commercial_Healthcare_New_Food Preparation_Natural Gas_Conveyor Oven_E2 | Commercial | Healthcare | New | Food Preparation | Natural Gas | Conveyor Oven | E2 | Efficient (>44% Baking Efficiency) | 76.02% | 0% | 0% | 0.38022 | 0 | 0 | 0 | 15 | 19 | 2019 | 2050 | 100% | 0 | 0 | 0% | Normal | 0% | 0.061818 | 0 | 0 | 1 unit | 30000 | 0 | 2.8184e-05 | 2193.4093 | 12407 | 0 | 0 | 0 | 2015 | 1.0873 | IL TRM - 4.2.4 - CI-FSE-CVOV-V02-180101 | PGE Workpaper, PGECOFST117 R5, 2015 | MN TRM 3.1 - Gas Conveyor Oven v1.1 | 1 | unit | 2.8184e-05 | Commercial_Healthcare_New_Food Preparation_Conveyor Oven_Efficient (>44% Baking Efficiency)
Commercial_Healthcare_New_Food Preparation_Natural Gas_Conveyor Oven_E3 | Commercial | Healthcare | New | Food Preparation | Natural Gas | Conveyor Oven | E3 |  | 0% | 0% | 0% | 0 | 0 | 0 | 0 | 0 | 0 | 0 | 0 | 0% | 0 | 0 | 0% | Normal | 0% | 0 | 0 | 0 | [17 empty] | Commercial_Healthcare_New_Food Preparation_Conveyor Oven_
Commercial_Healthcare_New_Food Preparation_Natural Gas_Conveyor Oven_E4 | Commercial | Healthcare | New | Food Preparation | Natural Gas | Conveyor Oven | E4 |  | 0% | 0% | 0% | 0 | 0 | 0 | 0 | 0 | 0 | 0 | 0 | 0% | 0 | 0 | 0% | Normal | 0% | 0 | 0 | 0 | [17 empty] | Commercial_Healthcare_New_Food Preparation_Conveyor Oven_
Commercial_Healthcare_New_Food Preparation_Natural Gas_Conveyor Oven_E5 | Commercial | Healthcare | New | Food Preparation | Natural Gas | Conveyor Oven | E5 |  | 0% | 0% | 0% | 0 | 0 | 0 | 0 | 0 | 0 | 0 | 0 | 0% | 0 | 0 | 0% | Normal | 0% | 0 | 0 | 0 | [17 empty] | Commercial_Healthcare_New_Food Preparation_Conveyor Oven_
Commercial_Healthcare_New_Food Preparation_Natural Gas_Conveyor Oven_E6 | Commercial | Healthcare | New | Food Preparation | Natural Gas | Conveyor Oven | E6 |  | 0% | 0% | 0% | 0 | 0 | 0 | 0 | 0 | 0 | 0 | 0 | 0% | 0 | 0 | 0% | Normal | 0% | 0 | 0 | 0 | [17 empty] | Commercial_Healthcare_New_Food Preparation_Conveyor Oven_
Commercial_Healthcare_New_Food Preparation_Natural Gas_Conveyor Oven_E7 | Commercial | Healthcare | New | Food Preparation | Natural Gas | Conveyor Oven | E7 |  | 0% | 0% | 0% | 0 | 0 | 0 | 0 | 0 | 0 | 0 | 0 | 0% | 0 | 0 | 0% | Normal | 0% | 0 | 0 | 0 | [17 empty] | Commercial_Healthcare_New_Food Preparation_Conveyor Oven_
Commercial_Healthcare_New_Food Preparation_Natural Gas_Conveyor Oven_E8 | Commercial | Healthcare | New | Food Preparation | Natural Gas | Conveyor Oven | E8 |  | 0% | 0% | 0% | 0 | 0 | 0 | 0 | 0 | 0 | 0 | 0 | 0% | 0 | 0 | 0% | Normal | 0% | 0 | 0 | 0 | [17 empty] | Commercial_Healthcare_New_Food Preparation_Conveyor Oven_
Commercial_Healthcare_New_Food Preparation_Natural Gas_Conveyor Oven_E9 | Commercial | Healthcare | New | Food Preparation | Natural Gas | Conveyor Oven | E9 |  | 0% | 0% | 0% | 0 | 0 | 0 | 0 | 0 | 0 | 0 | 0 | 0% | 0 | 0 | 0% | Normal | 0% | 0 | 0 | 0 | [17 empty] | Commercial_Healthcare_New_Food Preparation_Conveyor Oven_
Commercial_Healthcare_New_Food Preparation_Natural Gas_Conveyor Oven_E10 | Commercial | Healthcare | New | Food Preparation | Natural Gas | Conveyor Oven | E10 |  | 0% | 0% | 0% | 0 | 0 | 0 | 0 | 0 | 0 | 0 | 0 | 0% | 0 | 0 | 0% | Normal | 0% | 0 | 0 | 0 | [17 empty] | Commercial_Healthcare_New_Food Preparation_Conveyor Oven_
Commercial_Healthcare_New_Food Preparation_Natural Gas_Double Rack Oven_E1 | Commercial | Healthcare | New | Food Preparation | Natural Gas | Double Rack Oven | E1 | Standard | 100% | 0% | 0% | 0.45872 | 0 | 0 | 0 | 10 | 14 | 2019 | 2050 | 100% | 0 | 0 | 0% | Normal | 0% | 0.14493 | 0 | 0 | 1 unit | 30000 | 0 | 3.4125e-05 | 4247.1 | 12513 | 0 | 0 | 0 | 2016 | 1.0743 | IL TRM - 4.2.18 - CI-FSE-RKOV-VO2-180101 | PGE Workpaper, PGECOFST109 R6, 2016 | IL TRM - 4.2.18 - CI-FSE-RKOV-VO2-180101 | 1 | unit | 3.4125e-05 | Commercial_Healthcare_New_Food Preparation_Double Rack Oven_Standard
Commercial_Healthcare_New_Food Preparation_Natural Gas_Double Rack Oven_E2 | Commercial | Healthcare | New | Food Preparation | Natural Gas | Double Rack Oven | E2 | FTSC Qualified (>50% Cooking Efficiency) | 54.55% | 0% | 0% | 0.61005 | 0 | 0 | 0 | 10 | 14 | 2019 | 2050 | 100% | 0 | 0 | 0% | Normal | 0% | 0.079053 | 0 | 0 | 1 unit | 30000 | 0 | 3.4125e-05 | 2316.6 | 16641 | 0 | 0 | 0 | 2016 | 1.0743 | IL TRM - 4.2.18 - CI-FSE-RKOV-VO2-180101 | PGE Workpaper, PGECOFST109 R6, 2016 | IL TRM - 4.2.18 - CI-FSE-RKOV-VO2-180101 | 1 | unit | 3.4125e-05 | Commercial_Healthcare_New_Food Preparation_Double Rack Oven_FTSC Qualified (>50% Cooking Efficiency)
Commercial_Healthcare_New_Food Preparation_Natural Gas_Double Rack Oven_E3 | Commercial | Healthcare | New | Food Preparation | Natural Gas | Double Rack Oven | E3 |  | 0% | 0% | 0% | 0 | 0 | 0 | 0 | 0 | 0 | 0 | 0 | 0% | 0 | 0 | 0% | Normal | 0% | 0 | 0 | 0 | [17 empty] | Commercial_Healthcare_New_Food Preparation_Double Rack Oven_
Commercial_Healthcare_New_Food Preparation_Natural Gas_Double Rack Oven_E4 | Commercial | Healthcare | New | Food Preparation | Natural Gas | Double Rack Oven | E4 |  | 0% | 0% | 0% | 0 | 0 | 0 | 0 | 0 | 0 | 0 | 0 | 0% | 0 | 0 | 0% | Normal | 0% | 0 | 0 | 0 | [17 empty] | Commercial_Healthcare_New_Food Preparation_Double Rack Oven_
Commercial_Healthcare_New_Food Preparation_Natural Gas_Double Rack Oven_E5 | Commercial | Healthcare | New | Food Preparation | Natural Gas | Double Rack Oven | E5 |  | 0% | 0% | 0% | 0 | 0 | 0 | 0 | 0 | 0 | 0 | 0 | 0% | 0 | 0 | 0% | Normal | 0% | 0 | 0 | 0 | [17 empty] | Commercial_Healthcare_New_Food Preparation_Double Rack Oven_
Commercial_Healthcare_New_Food Preparation_Natural Gas_Double Rack Oven_E6 | Commercial | Healthcare | New | Food Preparation | Natural Gas | Double Rack Oven | E6 |  | 0% | 0% | 0% | 0 | 0 | 0 | 0 | 0 | 0 | 0 | 0 | 0% | 0 | 0 | 0% | Normal | 0% | 0 | 0 | 0 | [17 empty] | Commercial_Healthcare_New_Food Preparation_Double Rack Oven_
Commercial_Healthcare_New_Food Preparation_Natural Gas_Double Rack Oven_E7 | Commercial | Healthcare | New | Food Preparation | Natural Gas | Double Rack Oven | E7 |  | 0% | 0% | 0% | 0 | 0 | 0 | 0 | 0 | 0 | 0 | 0 | 0% | 0 | 0 | 0% | Normal | 0% | 0 | 0 | 0 | [17 empty] | Commercial_Healthcare_New_Food Preparation_Double Rack Oven_
Commercial_Healthcare_New_Food Preparation_Natural Gas_Double Rack Oven_E8 | Commercial | Healthcare | New | Food Preparation | Natural Gas | Double Rack Oven | E8 |  | 0% | 0% | 0% | 0 | 0 | 0 | 0 | 0 | 0 | 0 | 0 | 0% | 0 | 0 | 0% | Normal | 0% | 0 | 0 | 0 | [17 empty] | Commercial_Healthcare_New_Food Preparation_Double Rack Oven_
Commercial_Healthcare_New_Food Preparation_Natural Gas_Double Rack Oven_E9 | Commercial | Healthcare | New | Food Preparation | Natural Gas | Double Rack Oven | E9 |  | 0% | 0% | 0% | 0 | 0 | 0 | 0 | 0 | 0 | 0 | 0 | 0% | 0 | 0 | 0% | Normal | 0% | 0 | 0 | 0 | [17 empty] | Commercial_Healthcare_New_Food Preparation_Double Rack Oven_
Commercial_Healthcare_New_Food Preparation_Natural Gas_Double Rack Oven_E10 | Commercial | Healthcare | New | Food Preparation | Natural Gas | Double Rack Oven | E10 |  | 0% | 0% | 0% | 0 | 0 | 0 | 0 | 0 | 0 | 0 | 0 | 0% | 0 | 0 | 0% | Normal | 0% | 0 | 0 | 0 | [17 empty] | Commercial_Healthcare_New_Food Preparation_Double Rack Oven_
Commercial_Healthcare_New_Food Preparation_Natural Gas_Fryer_E1 | Commercial | Healthcare | New | Food Preparation | Natural Gas | Fryer | E1 | Standard | 100% | 0% | 0% | 0.29004 | 0 | 0 | 0 | 7 | 11 | 2019 | 2021 | 100% | 0 | 0 | 0% | Normal | 0% | 0.072155 | 0 | 0 | 1 unit | 30000 | 0 | 7.5794e-05 | 951.9922 | 3562.1384 | 0 | 0 | 0 | 2016 | 1.0743 | RTF WkBk - ComCookingFryer_v5_0 | RTF WkBk - ComCookingFryer_v5_0 | RTF WkBk - ComCookingFryer_v5_0 | 1 | unit | 7.5794e-05 | Commercial_Healthcare_New_Food Preparation_Fryer_Standard
Commercial_Healthcare_New_Food Preparation_Natural Gas_Fryer_E2 | Commercial | Healthcare | New | Food Preparation | Natural Gas | Fryer | E2 | ENERGY STAR (3.0) | 67.2% | 0% | 0% | 0.34591 | 0 | 0 | 0 | 7 | 11 | 2019 | 2050 | 100% | 0 | 0 | 0% | Normal | 0% | 0.048487 | 0 | 0 | 1 unit | 30000 | 0 | 7.5794e-05 | 639.7296 | 4248.3333 | 0 | 0 | 0 | 2016 | 1.0743 | RTF WkBk - ComCookingFryer_v5_0 | RTF WkBk - ComCookingFryer_v5_0 | RTF WkBk - ComCookingFryer_v5_0 | 1 | unit | 7.5794e-05 | Commercial_Healthcare_New_Food Preparation_Fryer_ENERGY STAR (3.0)
Commercial_Healthcare_New_Food Preparation_Natural Gas_Fryer_E3 | Commercial | Healthcare | New | Food Preparation | Natural Gas | Fryer | E3 |  | 0% | 0% | 0% | 0 | 0 | 0 | 0 | 0 | 0 | 0 | 0 | 0% | 0 | 0 | 0% | Normal | 0% | 0 | 0 | 0 | [17 empty] | Commercial_Healthcare_New_Food Preparation_Fryer_
Commercial_Healthcare_New_Food Preparation_Natural Gas_Fryer_E4 | Commercial | Healthcare | New | Food Preparation | Natural Gas | Fryer | E4 |  | 0% | 0% | 0% | 0 | 0 | 0 | 0 | 0 | 0 | 0 | 0 | 0% | 0 | 0 | 0% | Normal | 0% | 0 | 0 | 0 | [17 empty] | Commercial_Healthcare_New_Food Preparation_Fryer_
Commercial_Healthcare_New_Food Preparation_Natural Gas_Fryer_E5 | Commercial | Healthcare | New | Food Preparation | Natural Gas | Fryer | E5 |  | 0% | 0% | 0% | 0 | 0 | 0 | 0 | 0 | 0 | 0 | 0 | 0% | 0 | 0 | 0% | Normal | 0% | 0 | 0 | 0 | [17 empty] | Commercial_Healthcare_New_Food Preparation_Fryer_
Commercial_Healthcare_New_Food Preparation_Natural Gas_Fryer_E6 | Commercial | Healthcare | New | Food Preparation | Natural Gas | Fryer | E6 |  | 0% | 0% | 0% | 0 | 0 | 0 | 0 | 0 | 0 | 0 | 0 | 0% | 0 | 0 | 0% | Normal | 0% | 0 | 0 | 0 | [17 empty] | Commercial_Healthcare_New_Food Preparation_Fryer_
Commercial_Healthcare_New_Food Preparation_Natural Gas_Fryer_E7 | Commercial | Healthcare | New | Food Preparation | Natural Gas | Fryer | E7 |  | 0% | 0% | 0% | 0 | 0 | 0 | 0 | 0 | 0 | 0 | 0 | 0% | 0 | 0 | 0% | Normal | 0% | 0 | 0 | 0 | [17 empty] | Commercial_Healthcare_New_Food Preparation_Fryer_
Commercial_Healthcare_New_Food Preparation_Natural Gas_Fryer_E8 | Commercial | Healthcare | New | Food Preparation | Natural Gas | Fryer | E8 |  | 0% | 0% | 0% | 0 | 0 | 0 | 0 | 0 | 0 | 0 | 0 | 0% | 0 | 0 | 0% | Normal | 0% | 0 | 0 | 0 | [17 empty] | Commercial_Healthcare_New_Food Preparation_Fryer_
Commercial_Healthcare_New_Food Preparation_Natural Gas_Fryer_E9 | Commercial | Healthcare | New | Food Preparation | Natural Gas | Fryer | E9 |  | 0% | 0% | 0% | 0 | 0 | 0 | 0 | 0 | 0 | 0 | 0 | 0% | 0 | 0 | 0% | Normal | 0% | 0 | 0 | 0 | [17 empty] | Commercial_Healthcare_New_Food Preparation_Fryer_
Commercial_Healthcare_New_Food Preparation_Natural Gas_Fryer_E10 | Commercial | Healthcare | New | Food Preparation | Natural Gas | Fryer | E10 |  | 0% | 0% | 0% | 0 | 0 | 0 | 0 | 0 | 0 | 0 | 0 | 0% | 0 | 0 | 0% | Normal | 0% | 0 | 0 | 0 | [17 empty] | Commercial_Healthcare_New_Food Preparation_Fryer_
Commercial_Healthcare_New_Food Preparation_Natural Gas_Broiler_E1 | Commercial | Healthcare | New | Food Preparation | Natural Gas | Broiler | E1 | Standard | 100% | 0% | 0% | 0.32406 | 0 | 0 | 0 | 10 | 14 | 2019 | 2050 | 100% | 0 | 0 | 0% | Normal | 0% | 0.074735 | 0 | 0 | 1 unit | 30000 | 0 | 0.0001111 | 672.672 | 2500 | 0 | 0 | 0 | 2011 | 1.1667 | IL TRM - 4.2.14 - CI-FSE-IRBL-V02-180101 | Estimate | IL TRM - 4.2.14 - CI-FSE-IRBL-V02-180101 | 1 | unit | 0.0001111 | Commercial_Healthcare_New_Food Preparation_Broiler_Standard
Commercial_Healthcare_New_Food Preparation_Natural Gas_Broiler_E2 | Commercial | Healthcare | New | Food Preparation | Natural Gas | Broiler | E2 | Infrared Burners | 64.29% | 0% | 0% | 0.45368 | 0 | 0 | 0 | 10 | 14 | 2019 | 2050 | 100% | 0 | 0 | 0% | Normal | 0% | 0.048044 | 0 | 0 | 1 unit | 30000 | 0 | 0.0001111 | 432.432 | 3500 | 0 | 0 | 0 | 2011 | 1.1667 | IL TRM - 4.2.14 - CI-FSE-IRBL-V02-180101 | IL TRM - 4.2.14 - CI-FSE-IRBL-V02-180101 | IL TRM - 4.2.14 - CI-FSE-IRBL-V02-180101 | 1 | unit | 0.0001111 | Commercial_Healthcare_New_Food Preparation_Broiler_Infrared Burners
Commercial_Healthcare_New_Food Preparation_Natural Gas_Broiler_E3 | Commercial | Healthcare | New | Food Preparation | Natural Gas | Broiler | E3 |  | 0% | 0% | 0% | 0 | 0 | 0 | 0 | 0 | 0 | 0 | 0 | 0% | 0 | 0 | 0% | Normal | 0% | 0 | 0 | 0 | [17 empty] | Commercial_Healthcare_New_Food Preparation_Broiler_
Commercial_Healthcare_New_Food Preparation_Natural Gas_Broiler_E4 | Commercial | Healthcare | New | Food Preparation | Natural Gas | Broiler | E4 |  | 0% | 0% | 0% | 0 | 0 | 0 | 0 | 0 | 0 | 0 | 0 | 0% | 0 | 0 | 0% | Normal | 0% | 0 | 0 | 0 | [17 empty] | Commercial_Healthcare_New_Food Preparation_Broiler_
Commercial_Healthcare_New_Food Preparation_Natural Gas_Broiler_E5 | Commercial | Healthcare | New | Food Preparation | Natural Gas | Broiler | E5 |  | 0% | 0% | 0% | 0 | 0 | 0 | 0 | 0 | 0 | 0 | 0 | 0% | 0 | 0 | 0% | Normal | 0% | 0 | 0 | 0 | [17 empty] | Commercial_Healthcare_New_Food Preparation_Broiler_
Commercial_Healthcare_New_Food Preparation_Natural Gas_Broiler_E6 | Commercial | Healthcare | New | Food Preparation | Natural Gas | Broiler | E6 |  | 0% | 0% | 0% | 0 | 0 | 0 | 0 | 0 | 0 | 0 | 0 | 0% | 0 | 0 | 0% | Normal | 0% | 0 | 0 | 0 | [17 empty] | Commercial_Healthcare_New_Food Preparation_Broiler_
Commercial_Healthcare_New_Food Preparation_Natural Gas_Broiler_E7 | Commercial | Healthcare | New | Food Preparation | Natural Gas | Broiler | E7 |  | 0% | 0% | 0% | 0 | 0 | 0 | 0 | 0 | 0 | 0 | 0 | 0% | 0 | 0 | 0% | Normal | 0% | 0 | 0 | 0 | [17 empty] | Commercial_Healthcare_New_Food Preparation_Broiler_
Commercial_Healthcare_New_Food Preparation_Natural Gas_Broiler_E8 | Commercial | Healthcare | New | Food Preparation | Natural Gas | Broiler | E8 |  | 0% | 0% | 0% | 0 | 0 | 0 | 0 | 0 | 0 | 0 | 0 | 0% | 0 | 0 | 0% | Normal | 0% | 0 | 0 | 0 | [17 empty] | Commercial_Healthcare_New_Food Preparation_Broiler_
Commercial_Healthcare_New_Food Preparation_Natural Gas_Broiler_E9 | Commercial | Healthcare | New | Food Preparation | Natural Gas | Broiler | E9 |  | 0% | 0% | 0% | 0 | 0 | 0 | 0 | 0 | 0 | 0 | 0 | 0% | 0 | 0 | 0% | Normal | 0% | 0 | 0 | 0 | [17 empty] | Commercial_Healthcare_New_Food Preparation_Broiler_
Commercial_Healthcare_New_Food Preparation_Natural Gas_Broiler_E10 | Commercial | Healthcare | New | Food Preparation | Natural Gas | Broiler | E10 |  | 0% | 0% | 0% | 0 | 0 | 0 | 0 | 0 | 0 | 0 | 0 | 0% | 0 | 0 | 0% | Normal | 0% | 0 | 0 | 0 | [17 empty] | Commercial_Healthcare_New_Food Preparation_Broiler_
Commercial_Healthcare_New_Food Preparation_Natural Gas_Griddle_E1 | Commercial | Healthcare | New | Food Preparation | Natural Gas | Griddle | E1 | Standard | 100% | 0% | 0% | 0.23589 | 0 | 0 | 0 | 10 | 14 | 2019 | 2050 | 100% | 0 | 0 | 0% | Normal | 0% | 0.05017 | 0 | 0 | 1 unit | 30000 | 0 | 4.0726e-05 | 1231.891 | 5150 | 0 | 0 | 0 | 2013 | 1.1247 | IL TRM - 4.2.8 - CI-FSE-ESGR-V04-200101 | COOK_GRD-Food Preparation-EIA14-2014 Ref. Case-5 | IL TRM - 4.2.8 - CI-FSE-ESGR-V04-200101 | 1 | unit | 4.0726e-05 | Commercial_Healthcare_New_Food Preparation_Griddle_Standard
Commercial_Healthcare_New_Food Preparation_Natural Gas_Griddle_E2 | Commercial | Healthcare | New | Food Preparation | Natural Gas | Griddle | E2 | ENERGY STAR | 86.37% | 0% | 0% | 0.25238 | 0 | 0 | 0 | 10 | 14 | 2019 | 2050 | 100% | 0 | 0 | 0% | Normal | 0% | 0.04333 | 0 | 0 | 1 unit | 30000 | 0 | 4.0726e-05 | 1063.9446 | 5510 | 0 | 0 | 0 | 2013 | 1.1247 | IL TRM - 4.2.8 - CI-FSE-ESGR-V04-200101 | COOK_GRD-Food Preparation-EIA14-2014 Ref. Case-5 | IL TRM - 4.2.8 - CI-FSE-ESGR-V04-200101 | 1 | unit | 4.0726e-05 | Commercial_Healthcare_New_Food Preparation_Griddle_ENERGY STAR
Commercial_Healthcare_New_Food Preparation_Natural Gas_Griddle_E3 | Commercial | Healthcare | New | Food Preparation | Natural Gas | Griddle | E3 |  | 0% | 0% | 0% | 0 | 0 | 0 | 0 | 0 | 0 | 0 | 0 | 0% | 0 | 0 | 0% | Normal | 0% | 0 | 0 | 0 | [17 empty] | Commercial_Healthcare_New_Food Preparation_Griddle_
Commercial_Healthcare_New_Food Preparation_Natural Gas_Griddle_E4 | Commercial | Healthcare | New | Food Preparation | Natural Gas | Griddle | E4 |  | 0% | 0% | 0% | 0 | 0 | 0 | 0 | 0 | 0 | 0 | 0 | 0% | 0 | 0 | 0% | Normal | 0% | 0 | 0 | 0 | [17 empty] | Commercial_Healthcare_New_Food Preparation_Griddle_
Commercial_Healthcare_New_Food Preparation_Natural Gas_Griddle_E5 | Commercial | Healthcare | New | Food Preparation | Natural Gas | Griddle | E5 |  | 0% | 0% | 0% | 0 | 0 | 0 | 0 | 0 | 0 | 0 | 0 | 0% | 0 | 0 | 0% | Normal | 0% | 0 | 0 | 0 | [17 empty] | Commercial_Healthcare_New_Food Preparation_Griddle_
Commercial_Healthcare_New_Food Preparation_Natural Gas_Griddle_E6 | Commercial | Healthcare | New | Food Preparation | Natural Gas | Griddle | E6 |  | 0% | 0% | 0% | 0 | 0 | 0 | 0 | 0 | 0 | 0 | 0 | 0% | 0 | 0 | 0% | Normal | 0% | 0 | 0 | 0 | [17 empty] | Commercial_Healthcare_New_Food Preparation_Griddle_
Commercial_Healthcare_New_Food Preparation_Natural Gas_Griddle_E7 | Commercial | Healthcare | New | Food Preparation | Natural Gas | Griddle | E7 |  | 0% | 0% | 0% | 0 | 0 | 0 | 0 | 0 | 0 | 0 | 0 | 0% | 0 | 0 | 0% | Normal | 0% | 0 | 0 | 0 | [17 empty] | Commercial_Healthcare_New_Food Preparation_Griddle_
Commercial_Healthcare_New_Food Preparation_Natural Gas_Griddle_E8 | Commercial | Healthcare | New | Food Preparation | Natural Gas | Griddle | E8 |  | 0% | 0% | 0% | 0 | 0 | 0 | 0 | 0 | 0 | 0 | 0 | 0% | 0 | 0 | 0% | Normal | 0% | 0 | 0 | 0 | [17 empty] | Commercial_Healthcare_New_Food Preparation_Griddle_
Commercial_Healthcare_New_Food Preparation_Natural Gas_Griddle_E9 | Commercial | Healthcare | New | Food Preparation | Natural Gas | Griddle | E9 |  | 0% | 0% | 0% | 0 | 0 | 0 | 0 | 0 | 0 | 0 | 0 | 0% | 0 | 0 | 0% | Normal | 0% | 0 | 0 | 0 | [17 empty] | Commercial_Healthcare_New_Food Preparation_Griddle_
Commercial_Healthcare_New_Food Preparation_Natural Gas_Griddle_E10 | Commercial | Healthcare | New | Food Preparation | Natural Gas | Griddle | E10 |  | 0% | 0% | 0% | 0 | 0 | 0 | 0 | 0 | 0 | 0 | 0 | 0% | 0 | 0 | 0% | Normal | 0% | 0 | 0 | 0 | [17 empty] | Commercial_Healthcare_New_Food Preparation_Griddle_
Commercial_Healthcare_New_Food Preparation_Natural Gas_Range_E1 | Commercial | Healthcare | New | Food Preparation | Natural Gas | Range | E1 | Standard | 100% | 0% | 0% | 0.38698 | 0 | 0 | 0 | 8 | 12 | 2019 | 2050 | 100% | 0 | 0 | 0% | Normal | 0% | 0.058632 | 0 | 0 | 1 unit | 30000 | 0 | 4.886e-05 | 1200 | 7450 | 0 | 0 | 0 | 2017 | 1.0631 | COOK_OVN-Food Preparation-AEO17-1 | EIA 2018 Tech Forecast | Navigant 2009 | 1 | unit | 4.886e-05 | Commercial_Healthcare_New_Food Preparation_Range_Standard
Commercial_Healthcare_New_Food Preparation_Natural Gas_Range_E2 | Commercial | Healthcare | New | Food Preparation | Natural Gas | Range | E2 | High Efficiency | 75% | 0% | 0% | 0.38703 | 0 | 0 | 0 | 8 | 12 | 2019 | 2050 | 100% | 0 | 0 | 0% | Normal | 0% | 0.043974 | 0 | 0 | 1 unit | 30000 | 0 | 4.886e-05 | 900 | 7451 | 0 | 0 | 0 | 2017 | 1.0631 | COOK_OVN-Food Preparation-AEO17-1 | EIA 2018 Tech Forecast | EIA 2018 Tech Forecast | 1 | unit | 4.886e-05 | Commercial_Healthcare_New_Food Preparation_Range_High Efficiency
Commercial_Healthcare_New_Food Preparation_Natural Gas_Range_E3 | Commercial | Healthcare | New | Food Preparation | Natural Gas | Range | E3 |  | 0% | 0% | 0% | 0 | 0 | 0 | 0 | 0 | 0 | 0 | 0 | 0% | 0 | 0 | 0% | Normal | 0% | 0 | 0 | 0 | [17 empty] | Commercial_Healthcare_New_Food Preparation_Range_
Commercial_Healthcare_New_Food Preparation_Natural Gas_Range_E4 | Commercial | Healthcare | New | Food Preparation | Natural Gas | Range | E4 |  | 0% | 0% | 0% | 0 | 0 | 0 | 0 | 0 | 0 | 0 | 0 | 0% | 0 | 0 | 0% | Normal | 0% | 0 | 0 | 0 | [17 empty] | Commercial_Healthcare_New_Food Preparation_Range_
Commercial_Healthcare_New_Food Preparation_Natural Gas_Range_E5 | Commercial | Healthcare | New | Food Preparation | Natural Gas | Range | E5 |  | 0% | 0% | 0% | 0 | 0 | 0 | 0 | 0 | 0 | 0 | 0 | 0% | 0 | 0 | 0% | Normal | 0% | 0 | 0 | 0 | [17 empty] | Commercial_Healthcare_New_Food Preparation_Range_
Commercial_Healthcare_New_Food Preparation_Natural Gas_Range_E6 | Commercial | Healthcare | New | Food Preparation | Natural Gas | Range | E6 |  | 0% | 0% | 0% | 0 | 0 | 0 | 0 | 0 | 0 | 0 | 0 | 0% | 0 | 0 | 0% | Normal | 0% | 0 | 0 | 0 | [17 empty] | Commercial_Healthcare_New_Food Preparation_Range_
Commercial_Healthcare_New_Food Preparation_Natural Gas_Range_E7 | Commercial | Healthcare | New | Food Preparation | Natural Gas | Range | E7 |  | 0% | 0% | 0% | 0 | 0 | 0 | 0 | 0 | 0 | 0 | 0 | 0% | 0 | 0 | 0% | Normal | 0% | 0 | 0 | 0 | [17 empty] | Commercial_Healthcare_New_Food Preparation_Range_
Commercial_Healthcare_New_Food Preparation_Natural Gas_Range_E8 | Commercial | Healthcare | New | Food Preparation | Natural Gas | Range | E8 |  | 0% | 0% | 0% | 0 | 0 | 0 | 0 | 0 | 0 | 0 | 0 | 0% | 0 | 0 | 0% | Normal | 0% | 0 | 0 | 0 | [17 empty] | Commercial_Healthcare_New_Food Preparation_Range_
Commercial_Healthcare_New_Food Preparation_Natural Gas_Range_E9 | Commercial | Healthcare | New | Food Preparation | Natural Gas | Range | E9 |  | 0% | 0% | 0% | 0 | 0 | 0 | 0 | 0 | 0 | 0 | 0 | 0% | 0 | 0 | 0% | Normal | 0% | 0 | 0 | 0 | [17 empty] | Commercial_Healthcare_New_Food Preparation_Range_
Commercial_Healthcare_New_Food Preparation_Natural Gas_Range_E10 | Commercial | Healthcare | New | Food Preparation | Natural Gas | Range | E10 |  | 0% | 0% | 0% | 0 | 0 | 0 | 0 | 0 | 0 | 0 | 0 | 0% | 0 | 0 | 0% | Normal | 0% | 0 | 0 | 0 | [17 empty] | Commercial_Healthcare_New_Food Preparation_Range_
Commercial_Healthcare_New_Food Preparation_Natural Gas_Steamer_E1 | Commercial | Healthcare | New | Food Preparation | Natural Gas | Steamer | E1 | Standard | 100% | 0% | 0% | 1.3586 | 0 | 0 | 0 | 8 | 16 | 2019 | 2021 | 100% | 0 | 0 | 0% | Normal | 0% | 0.13815 | 0 | 0 | 1 unit | 30000 | 0 | 9.0469e-05 | 1527.0152 | 13100 | 0 | 0 | 0 | 2012 | 1.1464 | IL TRM - 4.2.3 - CI-FSE-STMC-V05-190101 | DOE Commercial R&D 2016 - Table 2-10 | IL TRM - 4.2.3 - CI-FSE-STMC-V05-190101 | 1 | unit | 9.0469e-05 | Commercial_Healthcare_New_Food Preparation_Steamer_Standard
Commercial_Healthcare_New_Food Preparation_Natural Gas_Steamer_E2 | Commercial | Healthcare | New | Food Preparation | Natural Gas | Steamer | E2 | ENERGY STAR | 20.86% | 0% | 0% | 1.4621 | 0 | -0.00027274 | 0 | 8 | 16 | 2019 | 2050 | 100% | 0 | 0 | 0% | Normal | 0% | 0.028816 | 0 | 0 | 1 unit | 30000 | 0 | 9.0469e-05 | 318.5218 | 14098 | 0 | -2.6298 | 0 | 2012 | 1.1464 | IL TRM - 4.2.3 - CI-FSE-STMC-V05-190101 | IL TRM - 4.2.3 - CI-FSE-STMC-V05-190101 | IL TRM - 4.2.3 - CI-FSE-STMC-V05-190101 | 1 | unit | 9.0469e-05 | Commercial_Healthcare_New_Food Preparation_Steamer_ENERGY STAR
Commercial_Healthcare_New_Food Preparation_Natural Gas_Steamer_E3 | Commercial | Healthcare | New | Food Preparation | Natural Gas | Steamer | E3 |  | 0% | 0% | 0% | 0 | 0 | 0 | 0 | 0 | 0 | 0 | 0 | 0% | 0 | 0 | 0% | Normal | 0% | 0 | 0 | 0 | [17 empty] | Commercial_Healthcare_New_Food Preparation_Steamer_
Commercial_Healthcare_New_Food Preparation_Natural Gas_Steamer_E4 | Commercial | Healthcare | New | Food Preparation | Natural Gas | Steamer | E4 |  | 0% | 0% | 0% | 0 | 0 | 0 | 0 | 0 | 0 | 0 | 0 | 0% | 0 | 0 | 0% | Normal | 0% | 0 | 0 | 0 | [17 empty] | Commercial_Healthcare_New_Food Preparation_Steamer_
Commercial_Healthcare_New_Food Preparation_Natural Gas_Steamer_E5 | Commercial | Healthcare | New | Food Preparation | Natural Gas | Steamer | E5 |  | 0% | 0% | 0% | 0 | 0 | 0 | 0 | 0 | 0 | 0 | 0 | 0% | 0 | 0 | 0% | Normal | 0% | 0 | 0 | 0 | [17 empty] | Commercial_Healthcare_New_Food Preparation_Steamer_
Commercial_Healthcare_New_Food Preparation_Natural Gas_Steamer_E6 | Commercial | Healthcare | New | Food Preparation | Natural Gas | Steamer | E6 |  | 0% | 0% | 0% | 0 | 0 | 0 | 0 | 0 | 0 | 0 | 0 | 0% | 0 | 0 | 0% | Normal | 0% | 0 | 0 | 0 | [17 empty] | Commercial_Healthcare_New_Food Preparation_Steamer_
Commercial_Healthcare_New_Food Preparation_Natural Gas_Steamer_E7 | Commercial | Healthcare | New | Food Preparation | Natural Gas | Steamer | E7 |  | 0% | 0% | 0% | 0 | 0 | 0 | 0 | 0 | 0 | 0 | 0 | 0% | 0 | 0 | 0% | Normal | 0% | 0 | 0 | 0 | [17 empty] | Commercial_Healthcare_New_Food Preparation_Steamer_
Commercial_Healthcare_New_Food Preparation_Natural Gas_Steamer_E8 | Commercial | Healthcare | New | Food Preparation | Natural Gas | Steamer | E8 |  | 0% | 0% | 0% | 0 | 0 | 0 | 0 | 0 | 0 | 0 | 0 | 0% | 0 | 0 | 0% | Normal | 0% | 0 | 0 | 0 | [17 empty] | Commercial_Healthcare_New_Food Preparation_Steamer_
Commercial_Healthcare_New_Food Preparation_Natural Gas_Steamer_E9 | Commercial | Healthcare | New | Food Preparation | Natural Gas | Steamer | E9 |  | 0% | 0% | 0% | 0 | 0 | 0 | 0 | 0 | 0 | 0 | 0 | 0% | 0 | 0 | 0% | Normal | 0% | 0 | 0 | 0 | [17 empty] | Commercial_Healthcare_New_Food Preparation_Steamer_
Commercial_Healthcare_New_Food Preparation_Natural Gas_Steamer_E10 | Commercial | Healthcare | New | Food Preparation | Natural Gas | Steamer | E10 |  | 0% | 0% | 0% | 0 | 0 | 0 | 0 | 0 | 0 | 0 | 0 | 0% | 0 | 0 | 0% | Normal | 0% | 0 | 0 | 0 | [17 empty] | Commercial_Healthcare_New_Food Preparation_Steamer_
Commercial_Healthcare_New_Food Preparation_Natural Gas_Food Prep Other_E1 | Commercial | Healthcare | New | Food Preparation | Natural Gas | Food Prep Other | E1 | Standard | 100% | 0% | 0% | 0.049468 | 0 | 0 | 0 | 8 | 12 | 2019 | 2050 | 100% | 0 | 0 | 0% | Normal | 0% | 0.059375 | 0 | 0 | 1 unit | 30000 | 0 | 4.172e-05 | 1423.18 | 1000 | 0 | 0 | 0 | 2010 | 1.1857 | Default | Default | Default | 1 | unit | 4.172e-05 | Commercial_Healthcare_New_Food Preparation_Food Prep Other_Standard
Commercial_Healthcare_New_Food Preparation_Natural Gas_Food Prep Other_E2 | Commercial | Healthcare | New | Food Preparation | Natural Gas | Food Prep Other | E2 | ENERGY STAR | 100% | 0% | 0% | 0.049517 | 0 | 0 | 0 | 8 | 12 | 2019 | 2050 | 100% | 0 | 0 | 0% | Normal | 0% | 0.059375 | 0 | 0 | 1 unit | 30000 | 0 | 4.172e-05 | 1423.17 | 1001 | 0 | 0 | 0 | 2010 | 1.1857 | N/A | N/A | N/A | 1 | unit | 4.172e-05 | Commercial_Healthcare_New_Food Preparation_Food Prep Other_ENERGY STAR
Commercial_Healthcare_New_Food Preparation_Natural Gas_Food Prep Other_E3 | Commercial | Healthcare | New | Food Preparation | Natural Gas | Food Prep Other | E3 |  | 0% | 0% | 0% | 0 | 0 | 0 | 0 | 0 | 0 | 0 | 0 | 0% | 0 | 0 | 0% | Normal | 0% | 0 | 0 | 0 | [17 empty] | Commercial_Healthcare_New_Food Preparation_Food Prep Other_
Commercial_Healthcare_New_Food Preparation_Natural Gas_Food Prep Other_E4 | Commercial | Healthcare | New | Food Preparation | Natural Gas | Food Prep Other | E4 |  | 0% | 0% | 0% | 0 | 0 | 0 | 0 | 0 | 0 | 0 | 0 | 0% | 0 | 0 | 0% | Normal | 0% | 0 | 0 | 0 | [17 empty] | Commercial_Healthcare_New_Food Preparation_Food Prep Other_
Commercial_Healthcare_New_Food Preparation_Natural Gas_Food Prep Other_E5 | Commercial | Healthcare | New | Food Preparation | Natural Gas | Food Prep Other | E5 |  | 0% | 0% | 0% | 0 | 0 | 0 | 0 | 0 | 0 | 0 | 0 | 0% | 0 | 0 | 0% | Normal | 0% | 0 | 0 | 0 | [17 empty] | Commercial_Healthcare_New_Food Preparation_Food Prep Other_
Commercial_Healthcare_New_Food Preparation_Natural Gas_Food Prep Other_E6 | Commercial | Healthcare | New | Food Preparation | Natural Gas | Food Prep Other | E6 |  | 0% | 0% | 0% | 0 | 0 | 0 | 0 | 0 | 0 | 0 | 0 | 0% | 0 | 0 | 0% | Normal | 0% | 0 | 0 | 0 | [17 empty] | Commercial_Healthcare_New_Food Preparation_Food Prep Other_
Commercial_Healthcare_New_Food Preparation_Natural Gas_Food Prep Other_E7 | Commercial | Healthcare | New | Food Preparation | Natural Gas | Food Prep Other | E7 |  | 0% | 0% | 0% | 0 | 0 | 0 | 0 | 0 | 0 | 0 | 0 | 0% | 0 | 0 | 0% | Normal | 0% | 0 | 0 | 0 | [17 empty] | Commercial_Healthcare_New_Food Preparation_Food Prep Other_
Commercial_Healthcare_New_Food Preparation_Natural Gas_Food Prep Other_E8 | Commercial | Healthcare | New | Food Preparation | Natural Gas | Food Prep Other | E8 |  | 0% | 0% | 0% | 0 | 0 | 0 | 0 | 0 | 0 | 0 | 0 | 0% | 0 | 0 | 0% | Normal | 0% | 0 | 0 | 0 | [17 empty] | Commercial_Healthcare_New_Food Preparation_Food Prep Other_
Commercial_Healthcare_New_Food Preparation_Natural Gas_Food Prep Other_E9 | Commercial | Healthcare | New | Food Preparation | Natural Gas | Food Prep Other | E9 |  | 0% | 0% | 0% | 0 | 0 | 0 | 0 | 0 | 0 | 0 | 0 | 0% | 0 | 0 | 0% | Normal | 0% | 0 | 0 | 0 | [17 empty] | Commercial_Healthcare_New_Food Preparation_Food Prep Other_
Commercial_Healthcare_New_Food Preparation_Natural Gas_Food Prep Other_E10 | Commercial | Healthcare | New | Food Preparation | Natural Gas | Food Prep Other | E10 |  | 0% | 0% | 0% | 0 | 0 | 0 | 0 | 0 | 0 | 0 | 0 | 0% | 0 | 0 | 0% | Normal | 0% | 0 | 0 | 0 | [17 empty] | Commercial_Healthcare_New_Food Preparation_Food Prep Other_
Commercial_Healthcare_New_Miscellaneous_Natural Gas_Pool Heater_E1 | Commercial | Healthcare | New | Miscellaneous | Natural Gas | Pool Heater | E1 | Standard (EF .78) | 100% | 0% | 0% | 0.0088332 | 0 | 0 | 0 | 4 | 8 | 2019 | 2050 | 100% | 0 | 0 | 0% | Normal | 0% | 0.0066328 | 0 | 0 | 1 unit | 30000 | 0 | 4.4278e-07 | 14980 | 18052 | 0 | 0 | 0 | 2014 | 1.1051 | DOE Commercial R&D 2016 - Table 7-6 | DOE Commercial R&D 2016 - Table 7-7 | DOE Commercial R&D 2016 - Table 7-8 | 1 | unit | 4.4278e-07 | Commercial_Healthcare_New_Miscellaneous_Pool Heater_Standard (EF .78)
Commercial_Healthcare_New_Miscellaneous_Natural Gas_Pool Heater_E2 | Commercial | Healthcare | New | Miscellaneous | Natural Gas | Pool Heater | E2 | Condensing (EF .90) | 85% | 0% | 0% | 0.014463 | 0 | 0 | 0 | 4 | 8 | 2019 | 2050 | 100% | 0 | 0 | 0% | Normal | 0% | 0.0056379 | 0 | 0 | 1 unit | 30000 | 0 | 4.4278e-07 | 12733 | 29558 | 0 | 0 | 0 | 2014 | 1.1051 | DOE Commercial R&D 2016 - Table 7-6 | DOE Commercial R&D 2016 - Table 7-7 | DOE Commercial R&D 2016 - Table 7-9 | 1 | unit | 4.4278e-07 | Commercial_Healthcare_New_Miscellaneous_Pool Heater_Condensing (EF .90)
Commercial_Healthcare_New_Miscellaneous_Natural Gas_Pool Heater_E3 | Commercial | Healthcare | New | Miscellaneous | Natural Gas | Pool Heater | E3 |  | 0% | 0% | 0% | 0 | 0 | 0 | 0 | 0 | 0 | 0 | 0 | 0% | 0 | 0 | 0% | Normal | 0% | 0 | 0 | 0 | [17 empty] | Commercial_Healthcare_New_Miscellaneous_Pool Heater_
Commercial_Healthcare_New_Miscellaneous_Natural Gas_Pool Heater_E4 | Commercial | Healthcare | New | Miscellaneous | Natural Gas | Pool Heater | E4 |  | 0% | 0% | 0% | 0 | 0 | 0 | 0 | 0 | 0 | 0 | 0 | 0% | 0 | 0 | 0% | Normal | 0% | 0 | 0 | 0 | [17 empty] | Commercial_Healthcare_New_Miscellaneous_Pool Heater_
Commercial_Healthcare_New_Miscellaneous_Natural Gas_Pool Heater_E5 | Commercial | Healthcare | New | Miscellaneous | Natural Gas | Pool Heater | E5 |  | 0% | 0% | 0% | 0 | 0 | 0 | 0 | 0 | 0 | 0 | 0 | 0% | 0 | 0 | 0% | Normal | 0% | 0 | 0 | 0 | [17 empty] | Commercial_Healthcare_New_Miscellaneous_Pool Heater_
Commercial_Healthcare_New_Miscellaneous_Natural Gas_Pool Heater_E6 | Commercial | Healthcare | New | Miscellaneous | Natural Gas | Pool Heater | E6 |  | 0% | 0% | 0% | 0 | 0 | 0 | 0 | 0 | 0 | 0 | 0 | 0% | 0 | 0 | 0% | Normal | 0% | 0 | 0 | 0 | [17 empty] | Commercial_Healthcare_New_Miscellaneous_Pool Heater_
Commercial_Healthcare_New_Miscellaneous_Natural Gas_Pool Heater_E7 | Commercial | Healthcare | New | Miscellaneous | Natural Gas | Pool Heater | E7 |  | 0% | 0% | 0% | 0 | 0 | 0 | 0 | 0 | 0 | 0 | 0 | 0% | 0 | 0 | 0% | Normal | 0% | 0 | 0 | 0 | [17 empty] | Commercial_Healthcare_New_Miscellaneous_Pool Heater_
Commercial_Healthcare_New_Miscellaneous_Natural Gas_Pool Heater_E8 | Commercial | Healthcare | New | Miscellaneous | Natural Gas | Pool Heater | E8 |  | 0% | 0% | 0% | 0 | 0 | 0 | 0 | 0 | 0 | 0 | 0 | 0% | 0 | 0 | 0% | Normal | 0% | 0 | 0 | 0 | [17 empty] | Commercial_Healthcare_New_Miscellaneous_Pool Heater_
Commercial_Healthcare_New_Miscellaneous_Natural Gas_Pool Heater_E9 | Commercial | Healthcare | New | Miscellaneous | Natural Gas | Pool Heater | E9 |  | 0% | 0% | 0% | 0 | 0 | 0 | 0 | 0 | 0 | 0 | 0 | 0% | 0 | 0 | 0% | Normal | 0% | 0 | 0 | 0 | [17 empty] | Commercial_Healthcare_New_Miscellaneous_Pool Heater_
Commercial_Healthcare_New_Miscellaneous_Natural Gas_Pool Heater_E10 | Commercial | Healthcare | New | Miscellaneous | Natural Gas | Pool Heater | E10 |  | 0% | 0% | 0% | 0 | 0 | 0 | 0 | 0 | 0 | 0 | 0 | 0% | 0 | 0 | 0% | Normal | 0% | 0 | 0 | 0 | [17 empty] | Commercial_Healthcare_New_Miscellaneous_Pool Heater_
Commercial_Healthcare_New_Miscellaneous_Natural Gas_Miscellaneous_E1 | Commercial | Healthcare | New | Miscellaneous | Natural Gas | Miscellaneous | E1 | Miscellaneous | 100% | 0% | 0% | 1.0743 | 0 | 0 | 0 | 2 | 8 | 2019 | 2050 | 100% | 0 | 0 | 0% | Normal | 0% | 0.0053601 | 0 | 0 | 1 unit | 30000 | 0 | 1 | 1 | 1 | 0 | 0 | 0 | 2016 | 1.0743 | N/A | N/A | N/A | 1 | unit | 1 | Commercial_Healthcare_New_Miscellaneous_Miscellaneous_Miscellaneous
Commercial_Healthcare_New_Miscellaneous_Natural Gas_Miscellaneous_E2 | Commercial | Healthcare | New | Miscellaneous | Natural Gas | Miscellaneous | E2 |  | 0% | 0% | 0% | 0 | 0 | 0 | 0 | 0 | 0 | 0 | 0 | 0% | 0 | 0 | 0% | Normal | 0% | 0 | 0 | 0 | [17 empty] | Commercial_Healthcare_New_Miscellaneous_Miscellaneous_
Commercial_Healthcare_New_Miscellaneous_Natural Gas_Miscellaneous_E3 | Commercial | Healthcare | New | Miscellaneous | Natural Gas | Miscellaneous | E3 |  | 0% | 0% | 0% | 0 | 0 | 0 | 0 | 0 | 0 | 0 | 0 | 0% | 0 | 0 | 0% | Normal | 0% | 0 | 0 | 0 | [17 empty] | Commercial_Healthcare_New_Miscellaneous_Miscellaneous_
Commercial_Healthcare_New_Miscellaneous_Natural Gas_Miscellaneous_E4 | Commercial | Healthcare | New | Miscellaneous | Natural Gas | Miscellaneous | E4 |  | 0% | 0% | 0% | 0 | 0 | 0 | 0 | 0 | 0 | 0 | 0 | 0% | 0 | 0 | 0% | Normal | 0% | 0 | 0 | 0 | [17 empty] | Commercial_Healthcare_New_Miscellaneous_Miscellaneous_
Commercial_Healthcare_New_Miscellaneous_Natural Gas_Miscellaneous_E5 | Commercial | Healthcare | New | Miscellaneous | Natural Gas | Miscellaneous | E5 |  | 0% | 0% | 0% | 0 | 0 | 0 | 0 | 0 | 0 | 0 | 0 | 0% | 0 | 0 | 0% | Normal | 0% | 0 | 0 | 0 | [17 empty] | Commercial_Healthcare_New_Miscellaneous_Miscellaneous_
Commercial_Healthcare_New_Miscellaneous_Natural Gas_Miscellaneous_E6 | Commercial | Healthcare | New | Miscellaneous | Natural Gas | Miscellaneous | E6 |  | 0% | 0% | 0% | 0 | 0 | 0 | 0 | 0 | 0 | 0 | 0 | 0% | 0 | 0 | 0% | Normal | 0% | 0 | 0 | 0 | [17 empty] | Commercial_Healthcare_New_Miscellaneous_Miscellaneous_
Commercial_Healthcare_New_Miscellaneous_Natural Gas_Miscellaneous_E7 | Commercial | Healthcare | New | Miscellaneous | Natural Gas | Miscellaneous | E7 |  | 0% | 0% | 0% | 0 | 0 | 0 | 0 | 0 | 0 | 0 | 0 | 0% | 0 | 0 | 0% | Normal | 0% | 0 | 0 | 0 | [17 empty] | Commercial_Healthcare_New_Miscellaneous_Miscellaneous_
Commercial_Healthcare_New_Miscellaneous_Natural Gas_Miscellaneous_E8 | Commercial | Healthcare | New | Miscellaneous | Natural Gas | Miscellaneous | E8 |  | 0% | 0% | 0% | 0 | 0 | 0 | 0 | 0 | 0 | 0 | 0 | 0% | 0 | 0 | 0% | Normal | 0% | 0 | 0 | 0 | [17 empty] | Commercial_Healthcare_New_Miscellaneous_Miscellaneous_
Commercial_Healthcare_New_Miscellaneous_Natural Gas_Miscellaneous_E9 | Commercial | Healthcare | New | Miscellaneous | Natural Gas | Miscellaneous | E9 |  | 0% | 0% | 0% | 0 | 0 | 0 | 0 | 0 | 0 | 0 | 0 | 0% | 0 | 0 | 0% | Normal | 0% | 0 | 0 | 0 | [17 empty] | Commercial_Healthcare_New_Miscellaneous_Miscellaneous_
Commercial_Healthcare_New_Miscellaneous_Natural Gas_Miscellaneous_E10 | Commercial | Healthcare | New | Miscellaneous | Natural Gas | Miscellaneous | E10 |  | 0% | 0% | 0% | 0 | 0 | 0 | 0 | 0 | 0 | 0 | 0 | 0% | 0 | 0 | 0% | Normal | 0% | 0 | 0 | 0 | [17 empty] | Commercial_Healthcare_New_Miscellaneous_Miscellaneous_
Commercial_Lodging_Existing_Space Heating_Natural Gas_Furnace_E1 | Commercial | Lodging | Existing | Space Heating | Natural Gas | Furnace | E1 | AFUE 80% (Standard) | 100% | 0% | 0% | 0.27437 | 0.10621 | 0.029034 | 0 | 17 | 29 | 2019 | 2023 | 80% | 0 | 0 | 0% | Normal | 0% | 0.092874 | 0 | 0 | 140 kBtu/hr | 55000 | 0 | 0.00023645 | 3.1328 | 1050 | 406.4484 | 111.11 | 0 | 2014 | 1.1051 | EIA 2018 Tech Forecast | 2015 DOE Commercial Warm Air Furnace TSD - EERE-2013-BT-STD-0021-0050 | AEG BEST | 140 | kBtu/hr | 0.033103 | Commercial_Lodging_Existing_Space Heating_Furnace_AFUE 80% (Standard)
Commercial_Lodging_Existing_Space Heating_Natural Gas_Furnace_E2 | Commercial | Lodging | Existing | Space Heating | Natural Gas | Furnace | E2 | AFUE 81% (2023 Fed Standard) | 98.77% | 0% | 0% | 0.45729 | 0.10621 | 0.029175 | 0 | 17 | 29 | 2019 | 2023 | 80% | 0 | 0 | 0% | Normal | 0% | 0.091727 | 0 | 0 | 140 kBtu/hr | 55000 | 0 | 0.00023645 | 3.0941 | 1750 | 406.4484 | 111.651 | 0 | 2014 | 1.1051 | EIA 2018 Tech Forecast | 2015 DOE Commercial Warm Air Furnace TSD - EERE-2013-BT-STD-0021-0050 | AEG BEST | 140 | kBtu/hr | 0.033103 | Commercial_Lodging_Existing_Space Heating_Furnace_AFUE 81% (2023 Fed Standard)
Commercial_Lodging_Existing_Space Heating_Natural Gas_Furnace_E3 | Commercial | Lodging | Existing | Space Heating | Natural Gas | Furnace | E3 | AFUE 91% (WA State Min 2023) | 87.91% | 0% | 0% | 0.6402 | 0.10621 | 0.030448 | 0 | 17 | 29 | 2019 | 2050 | 80% | 0 | 0 | 0% | Normal | 0% | 0.081647 | 0 | 0 | 140 kBtu/hr | 55000 | 0 | 0.00023645 | 2.7541 | 2450 | 406.4484 | 116.52 | 0 | 2014 | 1.1051 | EIA 2018 Tech Forecast | 2015 DOE Commercial Warm Air Furnace TSD - EERE-2013-BT-STD-0021-0050 | AEG BEST | 140 | kBtu/hr | 0.033103 | Commercial_Lodging_Existing_Space Heating_Furnace_AFUE 91% (WA State Min 2023)
Commercial_Lodging_Existing_Space Heating_Natural Gas_Furnace_E4 | Commercial | Lodging | Existing | Space Heating | Natural Gas | Furnace | E4 | AFUE 96% | 83.33% | 0% | 0% | 0.39797 | 0.14585 | 0.030448 | 0 | 17 | 29 | 2019 | 2050 | 100% | 0 | 0 | 0% | Normal | 0% | 0.077395 | 0 | 0 | 140 kBtu/hr | 55000 | 0 | 0.00023645 | 2.6107 | 1522.9949 | 558.1641 | 116.52 | 0 | 2014 | 1.1051 | EIA 2018 Tech Forecast | 2015 DOE Commercial Warm Air Furnace TSD - EERE-2013-BT-STD-0021-0050 | AEG BEST | 140 | kBtu/hr | 0.033103 | Commercial_Lodging_Existing_Space Heating_Furnace_AFUE 96%
Commercial_Lodging_Existing_Space Heating_Natural Gas_Furnace_E5 | Commercial | Lodging | Existing | Space Heating | Natural Gas | Furnace | E5 | Convert to Gas-Fired ASHP | 61.54% | 0% | 0% | 6.8038 | 0.67033 | 0.042733 | 0 | 17 | 29 | 2026 | 2050 | 100% | 0 | 0 | 0% | Normal | 0% | 0.057153 | 0 | 0 | 140 kBtu/hr | 55000 | 0 | 0.00023645 | 1.9279 | 27066.6667 | 2666.6667 | 170 | 0 | 2017 | 1.0631 | EIA 2018 Tech Forecast | EIA 2018/2023 Tech Forecast, Adjusted for Size | AEG BEST | 140 | kBtu/hr | 0.033103 | Commercial_Lodging_Existing_Space Heating_Furnace_Convert to Gas-Fired ASHP
Commercial_Lodging_Existing_Space Heating_Natural Gas_Furnace_E6 | Commercial | Lodging | Existing | Space Heating | Natural Gas | Furnace | E6 |  | 0% | 0% | 0% | 0 | 0 | 0 | 0 | 0 | 0 | 0 | 0 | 0% | 0 | 0 | 0% | Normal | 0% | 0 | 0 | 0 | [17 empty] | Commercial_Lodging_Existing_Space Heating_Furnace_
Commercial_Lodging_Existing_Space Heating_Natural Gas_Furnace_E7 | Commercial | Lodging | Existing | Space Heating | Natural Gas | Furnace | E7 |  | 0% | 0% | 0% | 0 | 0 | 0 | 0 | 0 | 0 | 0 | 0 | 0% | 0 | 0 | 0% | Normal | 0% | 0 | 0 | 0 | [17 empty] | Commercial_Lodging_Existing_Space Heating_Furnace_
Commercial_Lodging_Existing_Space Heating_Natural Gas_Furnace_E8 | Commercial | Lodging | Existing | Space Heating | Natural Gas | Furnace | E8 |  | 0% | 0% | 0% | 0 | 0 | 0 | 0 | 0 | 0 | 0 | 0 | 0% | 0 | 0 | 0% | Normal | 0% | 0 | 0 | 0 | [17 empty] | Commercial_Lodging_Existing_Space Heating_Furnace_
Commercial_Lodging_Existing_Space Heating_Natural Gas_Furnace_E9 | Commercial | Lodging | Existing | Space Heating | Natural Gas | Furnace | E9 |  | 0% | 0% | 0% | 0 | 0 | 0 | 0 | 0 | 0 | 0 | 0 | 0% | 0 | 0 | 0% | Normal | 0% | 0 | 0 | 0 | [17 empty] | Commercial_Lodging_Existing_Space Heating_Furnace_
Commercial_Lodging_Existing_Space Heating_Natural Gas_Furnace_E10 | Commercial | Lodging | Existing | Space Heating | Natural Gas | Furnace | E10 |  | 0% | 0% | 0% | 0 | 0 | 0 | 0 | 0 | 0 | 0 | 0 | 0% | 0 | 0 | 0% | Normal | 0% | 0 | 0 | 0 | [17 empty] | Commercial_Lodging_Existing_Space Heating_Furnace_
Commercial_Lodging_Existing_Space Heating_Natural Gas_Boiler_E1 | Commercial | Lodging | Existing | Space Heating | Natural Gas | Boiler | E1 | TE 80% | 100% | 0% | 0% | 1.0174 | 0.56843 | 0 | 0 | 19 | 31 | 2019 | 2023 | 100% | 0 | 0 | 0% | Normal | 0% | 0.16917 | 0 | 0 | 513.550054507209 kBtu/hr | 55000 | 0 | 6.446e-05 | 4.5835 | 14516 | 8110 | 0 | 0 | 2015 | 1.0873 | RTF Wkbk - ComGasBoilersUES_v2.1 | CE_EWR Measure Cost Benchmarking - 02.08.23 | AEG BEST | 513.5501 | kBtu/hr | 0.033103 | Commercial_Lodging_Existing_Space Heating_Boiler_TE 80%
Commercial_Lodging_Existing_Space Heating_Natural Gas_Boiler_E2 | Commercial | Lodging | Existing | Space Heating | Natural Gas | Boiler | E2 | TE 84% (2023 Standard) | 95.24% | 0% | 0% | 1.0709 | 0.56843 | 0 | 0 | 19 | 31 | 2019 | 2023 | 100% | 0 | 0 | 0% | Normal | 0% | 0.16112 | 0 | 0 | 513.550054507209 kBtu/hr | 55000 | 0 | 6.446e-05 | 4.3652 | 15279 | 8110 | 0 | 0 | 2015 | 1.0873 | RTF Wkbk - ComGasBoilersUES_v2.1 | CE_EWR Measure Cost Benchmarking - 02.08.23 | AEG BEST | 513.5501 | kBtu/hr | 0.033103 | Commercial_Lodging_Existing_Space Heating_Boiler_TE 84% (2023 Standard)
Commercial_Lodging_Existing_Space Heating_Natural Gas_Boiler_E3 | Commercial | Lodging | Existing | Space Heating | Natural Gas | Boiler | E3 | TE 94% (ENERGY STAR 1.0) | 85.11% | 0% | 0% | 1.9371 | 0.63964 | 0 | 0 | 19 | 31 | 2019 | 2050 | 100% | 0 | 0 | 0% | Normal | 0% | 0.14398 | 0 | 0 | 513.550054507209 kBtu/hr | 55000 | 0 | 6.446e-05 | 3.9008 | 27638 | 9126 | 0 | 0 | 2015 | 1.0873 | RTF Wkbk - ComGasBoilersUES_v2.1 | CE_EWR Measure Cost Benchmarking - 02.08.23 | AEG BEST | 513.5501 | kBtu/hr | 0.033103 | Commercial_Lodging_Existing_Space Heating_Boiler_TE 94% (ENERGY STAR 1.0)
Commercial_Lodging_Existing_Space Heating_Natural Gas_Boiler_E4 | Commercial | Lodging | Existing | Space Heating | Natural Gas | Boiler | E4 | TE 98% | 81.63% | 0% | 0% | 2.1784 | 0.63964 | 0 | 0 | 19 | 31 | 2019 | 2050 | 100% | 0 | 0 | 0% | Normal | 0% | 0.1381 | 0 | 0 | 513.550054507209 kBtu/hr | 55000 | 0 | 6.446e-05 | 3.7416 | 31080.8718 | 9126 | 0 | 0 | 2015 | 1.0873 | RTF Wkbk - ComGasBoilersUES_v2.1 | CE_EWR Measure Cost Benchmarking - 02.08.23 | AEG BEST | 513.5501 | kBtu/hr | 0.033103 | Commercial_Lodging_Existing_Space Heating_Boiler_TE 98%
Commercial_Lodging_Existing_Space Heating_Natural Gas_Boiler_E5 | Commercial | Lodging | Existing | Space Heating | Natural Gas | Boiler | E5 | Convert to Gas-Fired ASHP | 61.54% | 0% | 0% | 6.9644 | 0.39974 | 0.13085 | 0 | 19 | 31 | 2019 | 2050 | 100% | 0 | 0 | 0% | Normal | 0% | 0.10411 | 0 | 0 | 800 kBtu/hr | 55000 | 0 | 4.1379e-05 | 2.8206 | 158316.7533 | 9086.959 | 2974.436 | 0 | 2017 | 1.0631 | RTF Wkbk - ComGasBoilersUES_v2.1 | AEO 2021 - gas_eng-driven_RTHP-heat 2017 typical | AEG BEST | 800 | kBtu/hr | 0.033103 | Commercial_Lodging_Existing_Space Heating_Boiler_Convert to Gas-Fired ASHP
Commercial_Lodging_Existing_Space Heating_Natural Gas_Boiler_E6 | Commercial | Lodging | Existing | Space Heating | Natural Gas | Boiler | E6 |  | 0% | 0% | 0% | 0 | 0 | 0 | 0 | 0 | 0 | 0 | 0 | 0% | 0 | 0 | 0% | Normal | 0% | 0 | 0 | 0 | [17 empty] | Commercial_Lodging_Existing_Space Heating_Boiler_
Commercial_Lodging_Existing_Space Heating_Natural Gas_Boiler_E7 | Commercial | Lodging | Existing | Space Heating | Natural Gas | Boiler | E7 |  | 0% | 0% | 0% | 0 | 0 | 0 | 0 | 0 | 0 | 0 | 0 | 0% | 0 | 0 | 0% | Normal | 0% | 0 | 0 | 0 | [17 empty] | Commercial_Lodging_Existing_Space Heating_Boiler_
Commercial_Lodging_Existing_Space Heating_Natural Gas_Boiler_E8 | Commercial | Lodging | Existing | Space Heating | Natural Gas | Boiler | E8 |  | 0% | 0% | 0% | 0 | 0 | 0 | 0 | 0 | 0 | 0 | 0 | 0% | 0 | 0 | 0% | Normal | 0% | 0 | 0 | 0 | [17 empty] | Commercial_Lodging_Existing_Space Heating_Boiler_
Commercial_Lodging_Existing_Space Heating_Natural Gas_Boiler_E9 | Commercial | Lodging | Existing | Space Heating | Natural Gas | Boiler | E9 |  | 0% | 0% | 0% | 0 | 0 | 0 | 0 | 0 | 0 | 0 | 0 | 0% | 0 | 0 | 0% | Normal | 0% | 0 | 0 | 0 | [17 empty] | Commercial_Lodging_Existing_Space Heating_Boiler_
Commercial_Lodging_Existing_Space Heating_Natural Gas_Boiler_E10 | Commercial | Lodging | Existing | Space Heating | Natural Gas | Boiler | E10 |  | 0% | 0% | 0% | 0 | 0 | 0 | 0 | 0 | 0 | 0 | 0 | 0% | 0 | 0 | 0% | Normal | 0% | 0 | 0 | 0 | [17 empty] | Commercial_Lodging_Existing_Space Heating_Boiler_
Commercial_Lodging_Existing_Space Heating_Natural Gas_Unit Heater_E1 | Commercial | Lodging | Existing | Space Heating | Natural Gas | Unit Heater | E1 | Standard | 100% | 0% | 0% | 0.12431 | 0 | 0 | 0 | 9 | 15 | 2019 | 2023 | 100% | 0 | 0 | 0% | Normal | 0% | 0.12182 | 0 | 0 | 120 kBtu/Hr | 55000 | 0 | 1.1612e-06 | 1071.1875 | 849.6 | 0 | 0 | 0 | 2018 | 1.05 | IL TRM v11 - 4.4.5 (Adjusted for WA Climate) | IL TRM v11 - 4.4.5 (Adjusted for WA Climate) | IL TRM v11 - 4.4.5 (Adjusted for WA Climate) | 120 | kBtu/Hr | 0.00013934 | Commercial_Lodging_Existing_Space Heating_Unit Heater_Standard
Commercial_Lodging_Existing_Space Heating_Natural Gas_Unit Heater_E2 | Commercial | Lodging | Existing | Space Heating | Natural Gas | Unit Heater | E2 | Condensing | 89.99% | 0% | 0% | 0.3975 | 0 | 0 | 0 | 9 | 15 | 2019 | 2050 | 100% | 0 | 0 | 0% | Normal | 0% | 0.10962 | 0 | 0 | 120 kBtu/Hr | 55000 | 0 | 1.1612e-06 | 963.9483 | 2716.8 | 0 | 0 | 0 | 2018 | 1.05 | IL TRM v11 - 4.4.5 (Adjusted for WA Climate) | IL TRM v11 - 4.4.5 (Adjusted for WA Climate) | IL TRM v11 - 4.4.5 (Adjusted for WA Climate) | 120 | kBtu/Hr | 0.00013934 | Commercial_Lodging_Existing_Space Heating_Unit Heater_Condensing
Commercial_Lodging_Existing_Space Heating_Natural Gas_Unit Heater_E3 | Commercial | Lodging | Existing | Space Heating | Natural Gas | Unit Heater | E3 | Infrared Radiant | 77.72% | 0% | 0% | 0.17171 | 0 | 0 | 0 | 9 | 15 | 2019 | 2050 | 100% | 0 | 0 | 0% | Normal | 0% | 0.094677 | 0 | 0 | 120 kBtu/Hr | 55000 | 0 | 1.1612e-06 | 832.5115 | 1173.6 | 0 | 0 | 0 | 2018 | 1.05 | IL TRM v11 - 4.4.5 (Adjusted for WA Climate) | IL TRM v11 - 4.4.5 (Adjusted for WA Climate) | IL TRM v11 - 4.4.5 (Adjusted for WA Climate) | 120 | kBtu/Hr | 0.00013934 | Commercial_Lodging_Existing_Space Heating_Unit Heater_Infrared Radiant
Commercial_Lodging_Existing_Space Heating_Natural Gas_Unit Heater_E4 | Commercial | Lodging | Existing | Space Heating | Natural Gas | Unit Heater | E4 |  | 0% | 0% | 0% | 0 | 0 | 0 | 0 | 0 | 0 | 0 | 0 | 0% | 0 | 0 | 0% | Normal | 0% | 0 | 0 | 0 | [17 empty] | Commercial_Lodging_Existing_Space Heating_Unit Heater_
Commercial_Lodging_Existing_Space Heating_Natural Gas_Unit Heater_E5 | Commercial | Lodging | Existing | Space Heating | Natural Gas | Unit Heater | E5 |  | 0% | 0% | 0% | 0 | 0 | 0 | 0 | 0 | 0 | 0 | 0 | 0% | 0 | 0 | 0% | Normal | 0% | 0 | 0 | 0 | [17 empty] | Commercial_Lodging_Existing_Space Heating_Unit Heater_
Commercial_Lodging_Existing_Space Heating_Natural Gas_Unit Heater_E6 | Commercial | Lodging | Existing | Space Heating | Natural Gas | Unit Heater | E6 |  | 0% | 0% | 0% | 0 | 0 | 0 | 0 | 0 | 0 | 0 | 0 | 0% | 0 | 0 | 0% | Normal | 0% | 0 | 0 | 0 | [17 empty] | Commercial_Lodging_Existing_Space Heating_Unit Heater_
Commercial_Lodging_Existing_Space Heating_Natural Gas_Unit Heater_E7 | Commercial | Lodging | Existing | Space Heating | Natural Gas | Unit Heater | E7 |  | 0% | 0% | 0% | 0 | 0 | 0 | 0 | 0 | 0 | 0 | 0 | 0% | 0 | 0 | 0% | Normal | 0% | 0 | 0 | 0 | [17 empty] | Commercial_Lodging_Existing_Space Heating_Unit Heater_
Commercial_Lodging_Existing_Space Heating_Natural Gas_Unit Heater_E8 | Commercial | Lodging | Existing | Space Heating | Natural Gas | Unit Heater | E8 |  | 0% | 0% | 0% | 0 | 0 | 0 | 0 | 0 | 0 | 0 | 0 | 0% | 0 | 0 | 0% | Normal | 0% | 0 | 0 | 0 | [17 empty] | Commercial_Lodging_Existing_Space Heating_Unit Heater_
Commercial_Lodging_Existing_Space Heating_Natural Gas_Unit Heater_E9 | Commercial | Lodging | Existing | Space Heating | Natural Gas | Unit Heater | E9 |  | 0% | 0% | 0% | 0 | 0 | 0 | 0 | 0 | 0 | 0 | 0 | 0% | 0 | 0 | 0% | Normal | 0% | 0 | 0 | 0 | [17 empty] | Commercial_Lodging_Existing_Space Heating_Unit Heater_
Commercial_Lodging_Existing_Space Heating_Natural Gas_Unit Heater_E10 | Commercial | Lodging | Existing | Space Heating | Natural Gas | Unit Heater | E10 |  | 0% | 0% | 0% | 0 | 0 | 0 | 0 | 0 | 0 | 0 | 0 | 0% | 0 | 0 | 0% | Normal | 0% | 0 | 0 | 0 | [17 empty] | Commercial_Lodging_Existing_Space Heating_Unit Heater_
Commercial_Lodging_Existing_Water Heating_Natural Gas_Water Heater_E1 | Commercial | Lodging | Existing | Water Heating | Natural Gas | Water Heater | E1 | TE 80% | 100% | 0% | 0% | 1.6596 | 0 | 0 | 0 | 8 | 12 | 2019 | 2050 | 100% | 0 | 0 | 0% | Normal | 0% | 1.3525 | 0 | 0 | 1 kBtu/hr | 55000 | 0 | 0.05954 | 18.555 | 26.22 | 0 | 0 | 0 | 2017 | 1.0631 | AEO 2022 - gas_water_heater 2017 current standard | AEO 2022 - gas_water_heater 2017 current standard | AEG BEST / Market Profile | 1 | kBtu/hr | 0.05954 | Commercial_Lodging_Existing_Water Heating_Water Heater_TE 80%
Commercial_Lodging_Existing_Water Heating_Natural Gas_Water Heater_E2 | Commercial | Lodging | Existing | Water Heating | Natural Gas | Water Heater | E2 | TE 94% (ENERGY STAR 2.0) | 85.11% | 0% | 0% | 1.8546 | 0 | 0 | 0 | 8 | 12 | 2019 | 2050 | 100% | 0 | 0 | 0% | Normal | 0% | 1.151 | 0 | 0 | 1 kBtu/hr | 55000 | 0 | 0.05954 | 15.7915 | 29.3 | 0 | 0 | 0 | 2017 | 1.0631 | AEO 2022 - gas_water_heater 2017 ENERGY STAR | AEO 2022 - gas_water_heater 2017 ENERGY STAR | AEG BEST / Market Profile | 1 | kBtu/hr | 0.05954 | Commercial_Lodging_Existing_Water Heating_Water Heater_TE 94% (ENERGY STAR 2.0)
Commercial_Lodging_Existing_Water Heating_Natural Gas_Water Heater_E3 | Commercial | Lodging | Existing | Water Heating | Natural Gas | Water Heater | E3 | TE 96% (Instantaneous) | 70.92% | 0% | 0% | 1.9386 | 0 | 0 | 0 | 8 | 12 | 2019 | 2050 | 100% | 0 | 0 | 0% | Normal | 0% | 0.95919 | 0 | 0 | 1 kBtu/hr | 55000 | 0 | 0.05954 | 13.1596 | 30.6277 | 0 | 0 | 0 | 2017 | 1.0631 | AEO 2022 - gas_water_heater 2017 current standard | AEO interpolation based on EIA data | AEG BEST / Market Profile | 1 | kBtu/hr | 0.05954 | Commercial_Lodging_Existing_Water Heating_Water Heater_TE 96% (Instantaneous)
Commercial_Lodging_Existing_Water Heating_Natural Gas_Water Heater_E4 | Commercial | Lodging | Existing | Water Heating | Natural Gas | Water Heater | E4 | UEF 1.0+ (Gas-Fired HPWH) | 53.53% | 0% | 0% | 3.5692 | 0 | 0 | 0 | 11 | 19 | 2026 | 2050 | 100% | 0 | 0 | 0% | Normal | 0% | 0.72392 | 0 | 0 | 1 kBtu/hr | 55000 | 0 | 0.05954 | 9.9318 | 56.3879 | 0 | 0 | 0 | 2017 | 1.0631 | AEO 2022 - HP water heater 2020 typical | NEEA Report #E20-309, Robur Heat Pump Field Trial. March 11, 2020. | AEG BEST / Market Profile | 1 | kBtu/hr | 0.05954 | Commercial_Lodging_Existing_Water Heating_Water Heater_UEF 1.0+ (Gas-Fired HPWH)
Commercial_Lodging_Existing_Water Heating_Natural Gas_Water Heater_E5 | Commercial | Lodging | Existing | Water Heating | Natural Gas | Water Heater | E5 |  | 0% | 0% | 0% | 0 | 0 | 0 | 0 | 0 | 0 | 0 | 0 | 0% | 0 | 0 | 0% | Normal | 0% | 0 | 0 | 0 | [17 empty] | Commercial_Lodging_Existing_Water Heating_Water Heater_
Commercial_Lodging_Existing_Water Heating_Natural Gas_Water Heater_E6 | Commercial | Lodging | Existing | Water Heating | Natural Gas | Water Heater | E6 |  | 0% | 0% | 0% | 0 | 0 | 0 | 0 | 0 | 0 | 0 | 0 | 0% | 0 | 0 | 0% | Normal | 0% | 0 | 0 | 0 | [17 empty] | Commercial_Lodging_Existing_Water Heating_Water Heater_
Commercial_Lodging_Existing_Water Heating_Natural Gas_Water Heater_E7 | Commercial | Lodging | Existing | Water Heating | Natural Gas | Water Heater | E7 |  | 0% | 0% | 0% | 0 | 0 | 0 | 0 | 0 | 0 | 0 | 0 | 0% | 0 | 0 | 0% | Normal | 0% | 0 | 0 | 0 | [17 empty] | Commercial_Lodging_Existing_Water Heating_Water Heater_
Commercial_Lodging_Existing_Water Heating_Natural Gas_Water Heater_E8 | Commercial | Lodging | Existing | Water Heating | Natural Gas | Water Heater | E8 |  | 0% | 0% | 0% | 0 | 0 | 0 | 0 | 0 | 0 | 0 | 0 | 0% | 0 | 0 | 0% | Normal | 0% | 0 | 0 | 0 | [17 empty] | Commercial_Lodging_Existing_Water Heating_Water Heater_
Commercial_Lodging_Existing_Water Heating_Natural Gas_Water Heater_E9 | Commercial | Lodging | Existing | Water Heating | Natural Gas | Water Heater | E9 |  | 0% | 0% | 0% | 0 | 0 | 0 | 0 | 0 | 0 | 0 | 0 | 0% | 0 | 0 | 0% | Normal | 0% | 0 | 0 | 0 | [17 empty] | Commercial_Lodging_Existing_Water Heating_Water Heater_
Commercial_Lodging_Existing_Water Heating_Natural Gas_Water Heater_E10 | Commercial | Lodging | Existing | Water Heating | Natural Gas | Water Heater | E10 |  | 0% | 0% | 0% | 0 | 0 | 0 | 0 | 0 | 0 | 0 | 0 | 0% | 0 | 0 | 0% | Normal | 0% | 0 | 0 | 0 | [17 empty] | Commercial_Lodging_Existing_Water Heating_Water Heater_
Commercial_Lodging_Existing_Food Preparation_Natural Gas_Oven_E1 | Commercial | Lodging | Existing | Food Preparation | Natural Gas | Oven | E1 | Standard | 100% | 0% | 0% | 1.2163 | 0 | 0 | 0 | 8 | 13 | 2019 | 2050 | 100% | 0 | 0 | 0% | Normal | 0% | 0.050589 | 0 | 0 | 1 unit | 55000 | 0 | 6.7188e-05 | 752.9515 | 16851 | 0 | 0 | 0 | 2016 | 1.0743 | RTF WkBk - ComCookingCombinationOven_v5_0 | ENERGY STAR Version 3.0 Commercial Ovens Final Specification Data Package | RTF WkBk - ComCookingCombinationOven_v5_0 | 1 | unit | 6.7188e-05 | Commercial_Lodging_Existing_Food Preparation_Oven_Standard
Commercial_Lodging_Existing_Food Preparation_Natural Gas_Oven_E2 | Commercial | Lodging | Existing | Food Preparation | Natural Gas | Oven | E2 | ENERGY STAR (3.0) | 57.26% | 0% | 0% | 1.2674 | 0 | 0 | 0 | 8 | 13 | 2019 | 2050 | 100% | 0 | 0 | 0% | Normal | 0% | 0.028969 | 0 | 0 | 1 unit | 55000 | 0 | 6.7188e-05 | 431.1611 | 17559.1305 | 0 | 0 | 0 | 2016 | 1.0743 | RTF WkBk - ComCookingCombinationOven_v5_0 | RTF WkBk - ComCookingCombinationOven_v5_0 | RTF WkBk - ComCookingCombinationOven_v5_0 | 1 | unit | 6.7188e-05 | Commercial_Lodging_Existing_Food Preparation_Oven_ENERGY STAR (3.0)
Commercial_Lodging_Existing_Food Preparation_Natural Gas_Oven_E3 | Commercial | Lodging | Existing | Food Preparation | Natural Gas | Oven | E3 |  | 0% | 0% | 0% | 0 | 0 | 0 | 0 | 0 | 0 | 0 | 0 | 0% | 0 | 0 | 0% | Normal | 0% | 0 | 0 | 0 | [17 empty] | Commercial_Lodging_Existing_Food Preparation_Oven_
Commercial_Lodging_Existing_Food Preparation_Natural Gas_Oven_E4 | Commercial | Lodging | Existing | Food Preparation | Natural Gas | Oven | E4 |  | 0% | 0% | 0% | 0 | 0 | 0 | 0 | 0 | 0 | 0 | 0 | 0% | 0 | 0 | 0% | Normal | 0% | 0 | 0 | 0 | [17 empty] | Commercial_Lodging_Existing_Food Preparation_Oven_
Commercial_Lodging_Existing_Food Preparation_Natural Gas_Oven_E5 | Commercial | Lodging | Existing | Food Preparation | Natural Gas | Oven | E5 |  | 0% | 0% | 0% | 0 | 0 | 0 | 0 | 0 | 0 | 0 | 0 | 0% | 0 | 0 | 0% | Normal | 0% | 0 | 0 | 0 | [17 empty] | Commercial_Lodging_Existing_Food Preparation_Oven_
Commercial_Lodging_Existing_Food Preparation_Natural Gas_Oven_E6 | Commercial | Lodging | Existing | Food Preparation | Natural Gas | Oven | E6 |  | 0% | 0% | 0% | 0 | 0 | 0 | 0 | 0 | 0 | 0 | 0 | 0% | 0 | 0 | 0% | Normal | 0% | 0 | 0 | 0 | [17 empty] | Commercial_Lodging_Existing_Food Preparation_Oven_
Commercial_Lodging_Existing_Food Preparation_Natural Gas_Oven_E7 | Commercial | Lodging | Existing | Food Preparation | Natural Gas | Oven | E7 |  | 0% | 0% | 0% | 0 | 0 | 0 | 0 | 0 | 0 | 0 | 0 | 0% | 0 | 0 | 0% | Normal | 0% | 0 | 0 | 0 | [17 empty] | Commercial_Lodging_Existing_Food Preparation_Oven_
Commercial_Lodging_Existing_Food Preparation_Natural Gas_Oven_E8 | Commercial | Lodging | Existing | Food Preparation | Natural Gas | Oven | E8 |  | 0% | 0% | 0% | 0 | 0 | 0 | 0 | 0 | 0 | 0 | 0 | 0% | 0 | 0 | 0% | Normal | 0% | 0 | 0 | 0 | [17 empty] | Commercial_Lodging_Existing_Food Preparation_Oven_
Commercial_Lodging_Existing_Food Preparation_Natural Gas_Oven_E9 | Commercial | Lodging | Existing | Food Preparation | Natural Gas | Oven | E9 |  | 0% | 0% | 0% | 0 | 0 | 0 | 0 | 0 | 0 | 0 | 0 | 0% | 0 | 0 | 0% | Normal | 0% | 0 | 0 | 0 | [17 empty] | Commercial_Lodging_Existing_Food Preparation_Oven_
Commercial_Lodging_Existing_Food Preparation_Natural Gas_Oven_E10 | Commercial | Lodging | Existing | Food Preparation | Natural Gas | Oven | E10 |  | 0% | 0% | 0% | 0 | 0 | 0 | 0 | 0 | 0 | 0 | 0 | 0% | 0 | 0 | 0% | Normal | 0% | 0 | 0 | 0 | [17 empty] | Commercial_Lodging_Existing_Food Preparation_Oven_
Commercial_Lodging_Existing_Food Preparation_Natural Gas_Conveyor Oven_E1 | Commercial | Lodging | Existing | Food Preparation | Natural Gas | Conveyor Oven | E1 | Standard | 100% | 0% | 0% | 0.28918 | 0 | 0 | 0 | 15 | 19 | 2019 | 2050 | 100% | 0 | 0 | 0% | Normal | 0% | 0.075405 | 0 | 0 | 1 unit | 55000 | 0 | 2.6133e-05 | 2885.475 | 10177 | 0 | 0 | 0 | 2015 | 1.0873 | IL TRM - 4.2.4 - CI-FSE-CVOV-V02-180101 | PGE Workpaper, PGECOFST117 R5, 2015 | MN TRM 3.1 - Gas Conveyor Oven v1.1 | 1 | unit | 2.6133e-05 | Commercial_Lodging_Existing_Food Preparation_Conveyor Oven_Standard
Commercial_Lodging_Existing_Food Preparation_Natural Gas_Conveyor Oven_E2 | Commercial | Lodging | Existing | Food Preparation | Natural Gas | Conveyor Oven | E2 | Efficient (>44% Baking Efficiency) | 76.02% | 0% | 0% | 0.35255 | 0 | 0 | 0 | 15 | 19 | 2019 | 2050 | 100% | 0 | 0 | 0% | Normal | 0% | 0.05732 | 0 | 0 | 1 unit | 55000 | 0 | 2.6133e-05 | 2193.4093 | 12407 | 0 | 0 | 0 | 2015 | 1.0873 | IL TRM - 4.2.4 - CI-FSE-CVOV-V02-180101 | PGE Workpaper, PGECOFST117 R5, 2015 | MN TRM 3.1 - Gas Conveyor Oven v1.1 | 1 | unit | 2.6133e-05 | Commercial_Lodging_Existing_Food Preparation_Conveyor Oven_Efficient (>44% Baking Efficiency)
Commercial_Lodging_Existing_Food Preparation_Natural Gas_Conveyor Oven_E3 | Commercial | Lodging | Existing | Food Preparation | Natural Gas | Conveyor Oven | E3 |  | 0% | 0% | 0% | 0 | 0 | 0 | 0 | 0 | 0 | 0 | 0 | 0% | 0 | 0 | 0% | Normal | 0% | 0 | 0 | 0 | [17 empty] | Commercial_Lodging_Existing_Food Preparation_Conveyor Oven_
Commercial_Lodging_Existing_Food Preparation_Natural Gas_Conveyor Oven_E4 | Commercial | Lodging | Existing | Food Preparation | Natural Gas | Conveyor Oven | E4 |  | 0% | 0% | 0% | 0 | 0 | 0 | 0 | 0 | 0 | 0 | 0 | 0% | 0 | 0 | 0% | Normal | 0% | 0 | 0 | 0 | [17 empty] | Commercial_Lodging_Existing_Food Preparation_Conveyor Oven_
Commercial_Lodging_Existing_Food Preparation_Natural Gas_Conveyor Oven_E5 | Commercial | Lodging | Existing | Food Preparation | Natural Gas | Conveyor Oven | E5 |  | 0% | 0% | 0% | 0 | 0 | 0 | 0 | 0 | 0 | 0 | 0 | 0% | 0 | 0 | 0% | Normal | 0% | 0 | 0 | 0 | [17 empty] | Commercial_Lodging_Existing_Food Preparation_Conveyor Oven_
Commercial_Lodging_Existing_Food Preparation_Natural Gas_Conveyor Oven_E6 | Commercial | Lodging | Existing | Food Preparation | Natural Gas | Conveyor Oven | E6 |  | 0% | 0% | 0% | 0 | 0 | 0 | 0 | 0 | 0 | 0 | 0 | 0% | 0 | 0 | 0% | Normal | 0% | 0 | 0 | 0 | [17 empty] | Commercial_Lodging_Existing_Food Preparation_Conveyor Oven_
Commercial_Lodging_Existing_Food Preparation_Natural Gas_Conveyor Oven_E7 | Commercial | Lodging | Existing | Food Preparation | Natural Gas | Conveyor Oven | E7 |  | 0% | 0% | 0% | 0 | 0 | 0 | 0 | 0 | 0 | 0 | 0 | 0% | 0 | 0 | 0% | Normal | 0% | 0 | 0 | 0 | [17 empty] | Commercial_Lodging_Existing_Food Preparation_Conveyor Oven_
Commercial_Lodging_Existing_Food Preparation_Natural Gas_Conveyor Oven_E8 | Commercial | Lodging | Existing | Food Preparation | Natural Gas | Conveyor Oven | E8 |  | 0% | 0% | 0% | 0 | 0 | 0 | 0 | 0 | 0 | 0 | 0 | 0% | 0 | 0 | 0% | Normal | 0% | 0 | 0 | 0 | [17 empty] | Commercial_Lodging_Existing_Food Preparation_Conveyor Oven_
Commercial_Lodging_Existing_Food Preparation_Natural Gas_Conveyor Oven_E9 | Commercial | Lodging | Existing | Food Preparation | Natural Gas | Conveyor Oven | E9 |  | 0% | 0% | 0% | 0 | 0 | 0 | 0 | 0 | 0 | 0 | 0 | 0% | 0 | 0 | 0% | Normal | 0% | 0 | 0 | 0 | [17 empty] | Commercial_Lodging_Existing_Food Preparation_Conveyor Oven_
Commercial_Lodging_Existing_Food Preparation_Natural Gas_Conveyor Oven_E10 | Commercial | Lodging | Existing | Food Preparation | Natural Gas | Conveyor Oven | E10 |  | 0% | 0% | 0% | 0 | 0 | 0 | 0 | 0 | 0 | 0 | 0 | 0% | 0 | 0 | 0% | Normal | 0% | 0 | 0 | 0 | [17 empty] | Commercial_Lodging_Existing_Food Preparation_Conveyor Oven_
Commercial_Lodging_Existing_Food Preparation_Natural Gas_Double Rack Oven_E1 | Commercial | Lodging | Existing | Food Preparation | Natural Gas | Double Rack Oven | E1 | Standard | 100% | 0% | 0% | 0.42534 | 0 | 0 | 0 | 10 | 14 | 2019 | 2050 | 100% | 0 | 0 | 0% | Normal | 0% | 0.13438 | 0 | 0 | 1 unit | 55000 | 0 | 3.1641e-05 | 4247.1 | 12513 | 0 | 0 | 0 | 2016 | 1.0743 | IL TRM - 4.2.18 - CI-FSE-RKOV-VO2-180101 | PGE Workpaper, PGECOFST109 R6, 2016 | IL TRM - 4.2.18 - CI-FSE-RKOV-VO2-180101 | 1 | unit | 3.1641e-05 | Commercial_Lodging_Existing_Food Preparation_Double Rack Oven_Standard
Commercial_Lodging_Existing_Food Preparation_Natural Gas_Double Rack Oven_E2 | Commercial | Lodging | Existing | Food Preparation | Natural Gas | Double Rack Oven | E2 | FTSC Qualified (>50% Cooking Efficiency) | 54.55% | 0% | 0% | 0.56565 | 0 | 0 | 0 | 10 | 14 | 2019 | 2050 | 100% | 0 | 0 | 0% | Normal | 0% | 0.0733 | 0 | 0 | 1 unit | 55000 | 0 | 3.1641e-05 | 2316.6 | 16641 | 0 | 0 | 0 | 2016 | 1.0743 | IL TRM - 4.2.18 - CI-FSE-RKOV-VO2-180101 | PGE Workpaper, PGECOFST109 R6, 2016 | IL TRM - 4.2.18 - CI-FSE-RKOV-VO2-180101 | 1 | unit | 3.1641e-05 | Commercial_Lodging_Existing_Food Preparation_Double Rack Oven_FTSC Qualified (>50% Cooking Efficiency)
Commercial_Lodging_Existing_Food Preparation_Natural Gas_Double Rack Oven_E3 | Commercial | Lodging | Existing | Food Preparation | Natural Gas | Double Rack Oven | E3 |  | 0% | 0% | 0% | 0 | 0 | 0 | 0 | 0 | 0 | 0 | 0 | 0% | 0 | 0 | 0% | Normal | 0% | 0 | 0 | 0 | [17 empty] | Commercial_Lodging_Existing_Food Preparation_Double Rack Oven_
Commercial_Lodging_Existing_Food Preparation_Natural Gas_Double Rack Oven_E4 | Commercial | Lodging | Existing | Food Preparation | Natural Gas | Double Rack Oven | E4 |  | 0% | 0% | 0% | 0 | 0 | 0 | 0 | 0 | 0 | 0 | 0 | 0% | 0 | 0 | 0% | Normal | 0% | 0 | 0 | 0 | [17 empty] | Commercial_Lodging_Existing_Food Preparation_Double Rack Oven_
Commercial_Lodging_Existing_Food Preparation_Natural Gas_Double Rack Oven_E5 | Commercial | Lodging | Existing | Food Preparation | Natural Gas | Double Rack Oven | E5 |  | 0% | 0% | 0% | 0 | 0 | 0 | 0 | 0 | 0 | 0 | 0 | 0% | 0 | 0 | 0% | Normal | 0% | 0 | 0 | 0 | [17 empty] | Commercial_Lodging_Existing_Food Preparation_Double Rack Oven_
Commercial_Lodging_Existing_Food Preparation_Natural Gas_Double Rack Oven_E6 | Commercial | Lodging | Existing | Food Preparation | Natural Gas | Double Rack Oven | E6 |  | 0% | 0% | 0% | 0 | 0 | 0 | 0 | 0 | 0 | 0 | 0 | 0% | 0 | 0 | 0% | Normal | 0% | 0 | 0 | 0 | [17 empty] | Commercial_Lodging_Existing_Food Preparation_Double Rack Oven_
Commercial_Lodging_Existing_Food Preparation_Natural Gas_Double Rack Oven_E7 | Commercial | Lodging | Existing | Food Preparation | Natural Gas | Double Rack Oven | E7 |  | 0% | 0% | 0% | 0 | 0 | 0 | 0 | 0 | 0 | 0 | 0 | 0% | 0 | 0 | 0% | Normal | 0% | 0 | 0 | 0 | [17 empty] | Commercial_Lodging_Existing_Food Preparation_Double Rack Oven_
Commercial_Lodging_Existing_Food Preparation_Natural Gas_Double Rack Oven_E8 | Commercial | Lodging | Existing | Food Preparation | Natural Gas | Double Rack Oven | E8 |  | 0% | 0% | 0% | 0 | 0 | 0 | 0 | 0 | 0 | 0 | 0 | 0% | 0 | 0 | 0% | Normal | 0% | 0 | 0 | 0 | [17 empty] | Commercial_Lodging_Existing_Food Preparation_Double Rack Oven_
Commercial_Lodging_Existing_Food Preparation_Natural Gas_Double Rack Oven_E9 | Commercial | Lodging | Existing | Food Preparation | Natural Gas | Double Rack Oven | E9 |  | 0% | 0% | 0% | 0 | 0 | 0 | 0 | 0 | 0 | 0 | 0 | 0% | 0 | 0 | 0% | Normal | 0% | 0 | 0 | 0 | [17 empty] | Commercial_Lodging_Existing_Food Preparation_Double Rack Oven_
Commercial_Lodging_Existing_Food Preparation_Natural Gas_Double Rack Oven_E10 | Commercial | Lodging | Existing | Food Preparation | Natural Gas | Double Rack Oven | E10 |  | 0% | 0% | 0% | 0 | 0 | 0 | 0 | 0 | 0 | 0 | 0 | 0% | 0 | 0 | 0% | Normal | 0% | 0 | 0 | 0 | [17 empty] | Commercial_Lodging_Existing_Food Preparation_Double Rack Oven_
Commercial_Lodging_Existing_Food Preparation_Natural Gas_Fryer_E1 | Commercial | Lodging | Existing | Food Preparation | Natural Gas | Fryer | E1 | Standard | 100% | 0% | 0% | 0.26893 | 0 | 0 | 0 | 7 | 11 | 2019 | 2021 | 100% | 0 | 0 | 0% | Normal | 0% | 0.066904 | 0 | 0 | 1 unit | 55000 | 0 | 7.0278e-05 | 951.9922 | 3562.1384 | 0 | 0 | 0 | 2016 | 1.0743 | RTF WkBk - ComCookingFryer_v5_0 | RTF WkBk - ComCookingFryer_v5_0 | RTF WkBk - ComCookingFryer_v5_0 | 1 | unit | 7.0278e-05 | Commercial_Lodging_Existing_Food Preparation_Fryer_Standard
Commercial_Lodging_Existing_Food Preparation_Natural Gas_Fryer_E2 | Commercial | Lodging | Existing | Food Preparation | Natural Gas | Fryer | E2 | ENERGY STAR (3.0) | 67.2% | 0% | 0% | 0.32074 | 0 | 0 | 0 | 7 | 11 | 2019 | 2050 | 100% | 0 | 0 | 0% | Normal | 0% | 0.044959 | 0 | 0 | 1 unit | 55000 | 0 | 7.0278e-05 | 639.7296 | 4248.3333 | 0 | 0 | 0 | 2016 | 1.0743 | RTF WkBk - ComCookingFryer_v5_0 | RTF WkBk - ComCookingFryer_v5_0 | RTF WkBk - ComCookingFryer_v5_0 | 1 | unit | 7.0278e-05 | Commercial_Lodging_Existing_Food Preparation_Fryer_ENERGY STAR (3.0)
Commercial_Lodging_Existing_Food Preparation_Natural Gas_Fryer_E3 | Commercial | Lodging | Existing | Food Preparation | Natural Gas | Fryer | E3 |  | 0% | 0% | 0% | 0 | 0 | 0 | 0 | 0 | 0 | 0 | 0 | 0% | 0 | 0 | 0% | Normal | 0% | 0 | 0 | 0 | [17 empty] | Commercial_Lodging_Existing_Food Preparation_Fryer_
Commercial_Lodging_Existing_Food Preparation_Natural Gas_Fryer_E4 | Commercial | Lodging | Existing | Food Preparation | Natural Gas | Fryer | E4 |  | 0% | 0% | 0% | 0 | 0 | 0 | 0 | 0 | 0 | 0 | 0 | 0% | 0 | 0 | 0% | Normal | 0% | 0 | 0 | 0 | [17 empty] | Commercial_Lodging_Existing_Food Preparation_Fryer_
Commercial_Lodging_Existing_Food Preparation_Natural Gas_Fryer_E5 | Commercial | Lodging | Existing | Food Preparation | Natural Gas | Fryer | E5 |  | 0% | 0% | 0% | 0 | 0 | 0 | 0 | 0 | 0 | 0 | 0 | 0% | 0 | 0 | 0% | Normal | 0% | 0 | 0 | 0 | [17 empty] | Commercial_Lodging_Existing_Food Preparation_Fryer_
Commercial_Lodging_Existing_Food Preparation_Natural Gas_Fryer_E6 | Commercial | Lodging | Existing | Food Preparation | Natural Gas | Fryer | E6 |  | 0% | 0% | 0% | 0 | 0 | 0 | 0 | 0 | 0 | 0 | 0 | 0% | 0 | 0 | 0% | Normal | 0% | 0 | 0 | 0 | [17 empty] | Commercial_Lodging_Existing_Food Preparation_Fryer_
Commercial_Lodging_Existing_Food Preparation_Natural Gas_Fryer_E7 | Commercial | Lodging | Existing | Food Preparation | Natural Gas | Fryer | E7 |  | 0% | 0% | 0% | 0 | 0 | 0 | 0 | 0 | 0 | 0 | 0 | 0% | 0 | 0 | 0% | Normal | 0% | 0 | 0 | 0 | [17 empty] | Commercial_Lodging_Existing_Food Preparation_Fryer_
Commercial_Lodging_Existing_Food Preparation_Natural Gas_Fryer_E8 | Commercial | Lodging | Existing | Food Preparation | Natural Gas | Fryer | E8 |  | 0% | 0% | 0% | 0 | 0 | 0 | 0 | 0 | 0 | 0 | 0 | 0% | 0 | 0 | 0% | Normal | 0% | 0 | 0 | 0 | [17 empty] | Commercial_Lodging_Existing_Food Preparation_Fryer_
Commercial_Lodging_Existing_Food Preparation_Natural Gas_Fryer_E9 | Commercial | Lodging | Existing | Food Preparation | Natural Gas | Fryer | E9 |  | 0% | 0% | 0% | 0 | 0 | 0 | 0 | 0 | 0 | 0 | 0 | 0% | 0 | 0 | 0% | Normal | 0% | 0 | 0 | 0 | [17 empty] | Commercial_Lodging_Existing_Food Preparation_Fryer_
Commercial_Lodging_Existing_Food Preparation_Natural Gas_Fryer_E10 | Commercial | Lodging | Existing | Food Preparation | Natural Gas | Fryer | E10 |  | 0% | 0% | 0% | 0 | 0 | 0 | 0 | 0 | 0 | 0 | 0 | 0% | 0 | 0 | 0% | Normal | 0% | 0 | 0 | 0 | [17 empty] | Commercial_Lodging_Existing_Food Preparation_Fryer_
Commercial_Lodging_Existing_Food Preparation_Natural Gas_Broiler_E1 | Commercial | Lodging | Existing | Food Preparation | Natural Gas | Broiler | E1 | Standard | 100% | 0% | 0% | 0.30048 | 0 | 0 | 0 | 10 | 14 | 2019 | 2050 | 100% | 0 | 0 | 0% | Normal | 0% | 0.069296 | 0 | 0 | 1 unit | 55000 | 0 | 0.00010302 | 672.672 | 2500 | 0 | 0 | 0 | 2011 | 1.1667 | IL TRM - 4.2.14 - CI-FSE-IRBL-V02-180101 | Estimate | IL TRM - 4.2.14 - CI-FSE-IRBL-V02-180101 | 1 | unit | 0.00010302 | Commercial_Lodging_Existing_Food Preparation_Broiler_Standard
Commercial_Lodging_Existing_Food Preparation_Natural Gas_Broiler_E2 | Commercial | Lodging | Existing | Food Preparation | Natural Gas | Broiler | E2 | Infrared Burners | 64.29% | 0% | 0% | 0.42067 | 0 | 0 | 0 | 10 | 14 | 2019 | 2050 | 100% | 0 | 0 | 0% | Normal | 0% | 0.044548 | 0 | 0 | 1 unit | 55000 | 0 | 0.00010302 | 432.432 | 3500 | 0 | 0 | 0 | 2011 | 1.1667 | IL TRM - 4.2.14 - CI-FSE-IRBL-V02-180101 | IL TRM - 4.2.14 - CI-FSE-IRBL-V02-180101 | IL TRM - 4.2.14 - CI-FSE-IRBL-V02-180101 | 1 | unit | 0.00010302 | Commercial_Lodging_Existing_Food Preparation_Broiler_Infrared Burners
Commercial_Lodging_Existing_Food Preparation_Natural Gas_Broiler_E3 | Commercial | Lodging | Existing | Food Preparation | Natural Gas | Broiler | E3 |  | 0% | 0% | 0% | 0 | 0 | 0 | 0 | 0 | 0 | 0 | 0 | 0% | 0 | 0 | 0% | Normal | 0% | 0 | 0 | 0 | [17 empty] | Commercial_Lodging_Existing_Food Preparation_Broiler_
Commercial_Lodging_Existing_Food Preparation_Natural Gas_Broiler_E4 | Commercial | Lodging | Existing | Food Preparation | Natural Gas | Broiler | E4 |  | 0% | 0% | 0% | 0 | 0 | 0 | 0 | 0 | 0 | 0 | 0 | 0% | 0 | 0 | 0% | Normal | 0% | 0 | 0 | 0 | [17 empty] | Commercial_Lodging_Existing_Food Preparation_Broiler_
Commercial_Lodging_Existing_Food Preparation_Natural Gas_Broiler_E5 | Commercial | Lodging | Existing | Food Preparation | Natural Gas | Broiler | E5 |  | 0% | 0% | 0% | 0 | 0 | 0 | 0 | 0 | 0 | 0 | 0 | 0% | 0 | 0 | 0% | Normal | 0% | 0 | 0 | 0 | [17 empty] | Commercial_Lodging_Existing_Food Preparation_Broiler_
Commercial_Lodging_Existing_Food Preparation_Natural Gas_Broiler_E6 | Commercial | Lodging | Existing | Food Preparation | Natural Gas | Broiler | E6 |  | 0% | 0% | 0% | 0 | 0 | 0 | 0 | 0 | 0 | 0 | 0 | 0% | 0 | 0 | 0% | Normal | 0% | 0 | 0 | 0 | [17 empty] | Commercial_Lodging_Existing_Food Preparation_Broiler_
Commercial_Lodging_Existing_Food Preparation_Natural Gas_Broiler_E7 | Commercial | Lodging | Existing | Food Preparation | Natural Gas | Broiler | E7 |  | 0% | 0% | 0% | 0 | 0 | 0 | 0 | 0 | 0 | 0 | 0 | 0% | 0 | 0 | 0% | Normal | 0% | 0 | 0 | 0 | [17 empty] | Commercial_Lodging_Existing_Food Preparation_Broiler_
Commercial_Lodging_Existing_Food Preparation_Natural Gas_Broiler_E8 | Commercial | Lodging | Existing | Food Preparation | Natural Gas | Broiler | E8 |  | 0% | 0% | 0% | 0 | 0 | 0 | 0 | 0 | 0 | 0 | 0 | 0% | 0 | 0 | 0% | Normal | 0% | 0 | 0 | 0 | [17 empty] | Commercial_Lodging_Existing_Food Preparation_Broiler_
Commercial_Lodging_Existing_Food Preparation_Natural Gas_Broiler_E9 | Commercial | Lodging | Existing | Food Preparation | Natural Gas | Broiler | E9 |  | 0% | 0% | 0% | 0 | 0 | 0 | 0 | 0 | 0 | 0 | 0 | 0% | 0 | 0 | 0% | Normal | 0% | 0 | 0 | 0 | [17 empty] | Commercial_Lodging_Existing_Food Preparation_Broiler_
Commercial_Lodging_Existing_Food Preparation_Natural Gas_Broiler_E10 | Commercial | Lodging | Existing | Food Preparation | Natural Gas | Broiler | E10 |  | 0% | 0% | 0% | 0 | 0 | 0 | 0 | 0 | 0 | 0 | 0 | 0% | 0 | 0 | 0% | Normal | 0% | 0 | 0 | 0 | [17 empty] | Commercial_Lodging_Existing_Food Preparation_Broiler_
Commercial_Lodging_Existing_Food Preparation_Natural Gas_Griddle_E1 | Commercial | Lodging | Existing | Food Preparation | Natural Gas | Griddle | E1 | Standard | 100% | 0% | 0% | 0.21872 | 0 | 0 | 0 | 10 | 14 | 2019 | 2050 | 100% | 0 | 0 | 0% | Normal | 0% | 0.046519 | 0 | 0 | 1 unit | 55000 | 0 | 3.7763e-05 | 1231.891 | 5150 | 0 | 0 | 0 | 2013 | 1.1247 | IL TRM - 4.2.8 - CI-FSE-ESGR-V04-200101 | COOK_GRD-Food Preparation-EIA14-2014 Ref. Case-5 | IL TRM - 4.2.8 - CI-FSE-ESGR-V04-200101 | 1 | unit | 3.7763e-05 | Commercial_Lodging_Existing_Food Preparation_Griddle_Standard
Commercial_Lodging_Existing_Food Preparation_Natural Gas_Griddle_E2 | Commercial | Lodging | Existing | Food Preparation | Natural Gas | Griddle | E2 | ENERGY STAR | 86.37% | 0% | 0% | 0.23401 | 0 | 0 | 0 | 10 | 14 | 2019 | 2050 | 100% | 0 | 0 | 0% | Normal | 0% | 0.040177 | 0 | 0 | 1 unit | 55000 | 0 | 3.7763e-05 | 1063.9446 | 5510 | 0 | 0 | 0 | 2013 | 1.1247 | IL TRM - 4.2.8 - CI-FSE-ESGR-V04-200101 | COOK_GRD-Food Preparation-EIA14-2014 Ref. Case-5 | IL TRM - 4.2.8 - CI-FSE-ESGR-V04-200101 | 1 | unit | 3.7763e-05 | Commercial_Lodging_Existing_Food Preparation_Griddle_ENERGY STAR
Commercial_Lodging_Existing_Food Preparation_Natural Gas_Griddle_E3 | Commercial | Lodging | Existing | Food Preparation | Natural Gas | Griddle | E3 |  | 0% | 0% | 0% | 0 | 0 | 0 | 0 | 0 | 0 | 0 | 0 | 0% | 0 | 0 | 0% | Normal | 0% | 0 | 0 | 0 | [17 empty] | Commercial_Lodging_Existing_Food Preparation_Griddle_
Commercial_Lodging_Existing_Food Preparation_Natural Gas_Griddle_E4 | Commercial | Lodging | Existing | Food Preparation | Natural Gas | Griddle | E4 |  | 0% | 0% | 0% | 0 | 0 | 0 | 0 | 0 | 0 | 0 | 0 | 0% | 0 | 0 | 0% | Normal | 0% | 0 | 0 | 0 | [17 empty] | Commercial_Lodging_Existing_Food Preparation_Griddle_
Commercial_Lodging_Existing_Food Preparation_Natural Gas_Griddle_E5 | Commercial | Lodging | Existing | Food Preparation | Natural Gas | Griddle | E5 |  | 0% | 0% | 0% | 0 | 0 | 0 | 0 | 0 | 0 | 0 | 0 | 0% | 0 | 0 | 0% | Normal | 0% | 0 | 0 | 0 | [17 empty] | Commercial_Lodging_Existing_Food Preparation_Griddle_
Commercial_Lodging_Existing_Food Preparation_Natural Gas_Griddle_E6 | Commercial | Lodging | Existing | Food Preparation | Natural Gas | Griddle | E6 |  | 0% | 0% | 0% | 0 | 0 | 0 | 0 | 0 | 0 | 0 | 0 | 0% | 0 | 0 | 0% | Normal | 0% | 0 | 0 | 0 | [17 empty] | Commercial_Lodging_Existing_Food Preparation_Griddle_
Commercial_Lodging_Existing_Food Preparation_Natural Gas_Griddle_E7 | Commercial | Lodging | Existing | Food Preparation | Natural Gas | Griddle | E7 |  | 0% | 0% | 0% | 0 | 0 | 0 | 0 | 0 | 0 | 0 | 0 | 0% | 0 | 0 | 0% | Normal | 0% | 0 | 0 | 0 | [17 empty] | Commercial_Lodging_Existing_Food Preparation_Griddle_
Commercial_Lodging_Existing_Food Preparation_Natural Gas_Griddle_E8 | Commercial | Lodging | Existing | Food Preparation | Natural Gas | Griddle | E8 |  | 0% | 0% | 0% | 0 | 0 | 0 | 0 | 0 | 0 | 0 | 0 | 0% | 0 | 0 | 0% | Normal | 0% | 0 | 0 | 0 | [17 empty] | Commercial_Lodging_Existing_Food Preparation_Griddle_
Commercial_Lodging_Existing_Food Preparation_Natural Gas_Griddle_E9 | Commercial | Lodging | Existing | Food Preparation | Natural Gas | Griddle | E9 |  | 0% | 0% | 0% | 0 | 0 | 0 | 0 | 0 | 0 | 0 | 0 | 0% | 0 | 0 | 0% | Normal | 0% | 0 | 0 | 0 | [17 empty] | Commercial_Lodging_Existing_Food Preparation_Griddle_
Commercial_Lodging_Existing_Food Preparation_Natural Gas_Griddle_E10 | Commercial | Lodging | Existing | Food Preparation | Natural Gas | Griddle | E10 |  | 0% | 0% | 0% | 0 | 0 | 0 | 0 | 0 | 0 | 0 | 0 | 0% | 0 | 0 | 0% | Normal | 0% | 0 | 0 | 0 | [17 empty] | Commercial_Lodging_Existing_Food Preparation_Griddle_
Commercial_Lodging_Existing_Food Preparation_Natural Gas_Range_E1 | Commercial | Lodging | Existing | Food Preparation | Natural Gas | Range | E1 | Standard | 100% | 0% | 0% | 0.35882 | 0 | 0 | 0 | 8 | 12 | 2019 | 2050 | 100% | 0 | 0 | 0% | Normal | 0% | 0.054366 | 0 | 0 | 1 unit | 55000 | 0 | 4.5305e-05 | 1200 | 7450 | 0 | 0 | 0 | 2017 | 1.0631 | COOK_OVN-Food Preparation-AEO17-1 | EIA 2018 Tech Forecast | Navigant 2009 | 1 | unit | 4.5305e-05 | Commercial_Lodging_Existing_Food Preparation_Range_Standard
Commercial_Lodging_Existing_Food Preparation_Natural Gas_Range_E2 | Commercial | Lodging | Existing | Food Preparation | Natural Gas | Range | E2 | High Efficiency | 75% | 0% | 0% | 0.35887 | 0 | 0 | 0 | 8 | 12 | 2019 | 2050 | 100% | 0 | 0 | 0% | Normal | 0% | 0.040774 | 0 | 0 | 1 unit | 55000 | 0 | 4.5305e-05 | 900 | 7451 | 0 | 0 | 0 | 2017 | 1.0631 | COOK_OVN-Food Preparation-AEO17-1 | EIA 2018 Tech Forecast | EIA 2018 Tech Forecast | 1 | unit | 4.5305e-05 | Commercial_Lodging_Existing_Food Preparation_Range_High Efficiency
Commercial_Lodging_Existing_Food Preparation_Natural Gas_Range_E3 | Commercial | Lodging | Existing | Food Preparation | Natural Gas | Range | E3 |  | 0% | 0% | 0% | 0 | 0 | 0 | 0 | 0 | 0 | 0 | 0 | 0% | 0 | 0 | 0% | Normal | 0% | 0 | 0 | 0 | [17 empty] | Commercial_Lodging_Existing_Food Preparation_Range_
Commercial_Lodging_Existing_Food Preparation_Natural Gas_Range_E4 | Commercial | Lodging | Existing | Food Preparation | Natural Gas | Range | E4 |  | 0% | 0% | 0% | 0 | 0 | 0 | 0 | 0 | 0 | 0 | 0 | 0% | 0 | 0 | 0% | Normal | 0% | 0 | 0 | 0 | [17 empty] | Commercial_Lodging_Existing_Food Preparation_Range_
Commercial_Lodging_Existing_Food Preparation_Natural Gas_Range_E5 | Commercial | Lodging | Existing | Food Preparation | Natural Gas | Range | E5 |  | 0% | 0% | 0% | 0 | 0 | 0 | 0 | 0 | 0 | 0 | 0 | 0% | 0 | 0 | 0% | Normal | 0% | 0 | 0 | 0 | [17 empty] | Commercial_Lodging_Existing_Food Preparation_Range_
Commercial_Lodging_Existing_Food Preparation_Natural Gas_Range_E6 | Commercial | Lodging | Existing | Food Preparation | Natural Gas | Range | E6 |  | 0% | 0% | 0% | 0 | 0 | 0 | 0 | 0 | 0 | 0 | 0 | 0% | 0 | 0 | 0% | Normal | 0% | 0 | 0 | 0 | [17 empty] | Commercial_Lodging_Existing_Food Preparation_Range_
Commercial_Lodging_Existing_Food Preparation_Natural Gas_Range_E7 | Commercial | Lodging | Existing | Food Preparation | Natural Gas | Range | E7 |  | 0% | 0% | 0% | 0 | 0 | 0 | 0 | 0 | 0 | 0 | 0 | 0% | 0 | 0 | 0% | Normal | 0% | 0 | 0 | 0 | [17 empty] | Commercial_Lodging_Existing_Food Preparation_Range_
Commercial_Lodging_Existing_Food Preparation_Natural Gas_Range_E8 | Commercial | Lodging | Existing | Food Preparation | Natural Gas | Range | E8 |  | 0% | 0% | 0% | 0 | 0 | 0 | 0 | 0 | 0 | 0 | 0 | 0% | 0 | 0 | 0% | Normal | 0% | 0 | 0 | 0 | [17 empty] | Commercial_Lodging_Existing_Food Preparation_Range_
Commercial_Lodging_Existing_Food Preparation_Natural Gas_Range_E9 | Commercial | Lodging | Existing | Food Preparation | Natural Gas | Range | E9 |  | 0% | 0% | 0% | 0 | 0 | 0 | 0 | 0 | 0 | 0 | 0 | 0% | 0 | 0 | 0% | Normal | 0% | 0 | 0 | 0 | [17 empty] | Commercial_Lodging_Existing_Food Preparation_Range_
Commercial_Lodging_Existing_Food Preparation_Natural Gas_Range_E10 | Commercial | Lodging | Existing | Food Preparation | Natural Gas | Range | E10 |  | 0% | 0% | 0% | 0 | 0 | 0 | 0 | 0 | 0 | 0 | 0 | 0% | 0 | 0 | 0% | Normal | 0% | 0 | 0 | 0 | [17 empty] | Commercial_Lodging_Existing_Food Preparation_Range_
Commercial_Lodging_Existing_Food Preparation_Natural Gas_Steamer_E1 | Commercial | Lodging | Existing | Food Preparation | Natural Gas | Steamer | E1 | Standard | 100% | 0% | 0% | 1.2597 | 0 | 0 | 0 | 8 | 16 | 2019 | 2021 | 100% | 0 | 0 | 0% | Normal | 0% | 0.12809 | 0 | 0 | 1 unit | 55000 | 0 | 8.3886e-05 | 1527.0152 | 13100 | 0 | 0 | 0 | 2012 | 1.1464 | IL TRM - 4.2.3 - CI-FSE-STMC-V05-190101 | DOE Commercial R&D 2016 - Table 2-10 | IL TRM - 4.2.3 - CI-FSE-STMC-V05-190101 | 1 | unit | 8.3886e-05 | Commercial_Lodging_Existing_Food Preparation_Steamer_Standard
Commercial_Lodging_Existing_Food Preparation_Natural Gas_Steamer_E2 | Commercial | Lodging | Existing | Food Preparation | Natural Gas | Steamer | E2 | ENERGY STAR | 20.86% | 0% | 0% | 1.3557 | 0 | -0.00025289 | 0 | 8 | 16 | 2019 | 2050 | 100% | 0 | 0 | 0% | Normal | 0% | 0.026719 | 0 | 0 | 1 unit | 55000 | 0 | 8.3886e-05 | 318.5218 | 14098 | 0 | -2.6298 | 0 | 2012 | 1.1464 | IL TRM - 4.2.3 - CI-FSE-STMC-V05-190101 | IL TRM - 4.2.3 - CI-FSE-STMC-V05-190101 | IL TRM - 4.2.3 - CI-FSE-STMC-V05-190101 | 1 | unit | 8.3886e-05 | Commercial_Lodging_Existing_Food Preparation_Steamer_ENERGY STAR
Commercial_Lodging_Existing_Food Preparation_Natural Gas_Steamer_E3 | Commercial | Lodging | Existing | Food Preparation | Natural Gas | Steamer | E3 |  | 0% | 0% | 0% | 0 | 0 | 0 | 0 | 0 | 0 | 0 | 0 | 0% | 0 | 0 | 0% | Normal | 0% | 0 | 0 | 0 | [17 empty] | Commercial_Lodging_Existing_Food Preparation_Steamer_
Commercial_Lodging_Existing_Food Preparation_Natural Gas_Steamer_E4 | Commercial | Lodging | Existing | Food Preparation | Natural Gas | Steamer | E4 |  | 0% | 0% | 0% | 0 | 0 | 0 | 0 | 0 | 0 | 0 | 0 | 0% | 0 | 0 | 0% | Normal | 0% | 0 | 0 | 0 | [17 empty] | Commercial_Lodging_Existing_Food Preparation_Steamer_
Commercial_Lodging_Existing_Food Preparation_Natural Gas_Steamer_E5 | Commercial | Lodging | Existing | Food Preparation | Natural Gas | Steamer | E5 |  | 0% | 0% | 0% | 0 | 0 | 0 | 0 | 0 | 0 | 0 | 0 | 0% | 0 | 0 | 0% | Normal | 0% | 0 | 0 | 0 | [17 empty] | Commercial_Lodging_Existing_Food Preparation_Steamer_
Commercial_Lodging_Existing_Food Preparation_Natural Gas_Steamer_E6 | Commercial | Lodging | Existing | Food Preparation | Natural Gas | Steamer | E6 |  | 0% | 0% | 0% | 0 | 0 | 0 | 0 | 0 | 0 | 0 | 0 | 0% | 0 | 0 | 0% | Normal | 0% | 0 | 0 | 0 | [17 empty] | Commercial_Lodging_Existing_Food Preparation_Steamer_
Commercial_Lodging_Existing_Food Preparation_Natural Gas_Steamer_E7 | Commercial | Lodging | Existing | Food Preparation | Natural Gas | Steamer | E7 |  | 0% | 0% | 0% | 0 | 0 | 0 | 0 | 0 | 0 | 0 | 0 | 0% | 0 | 0 | 0% | Normal | 0% | 0 | 0 | 0 | [17 empty] | Commercial_Lodging_Existing_Food Preparation_Steamer_
Commercial_Lodging_Existing_Food Preparation_Natural Gas_Steamer_E8 | Commercial | Lodging | Existing | Food Preparation | Natural Gas | Steamer | E8 |  | 0% | 0% | 0% | 0 | 0 | 0 | 0 | 0 | 0 | 0 | 0 | 0% | 0 | 0 | 0% | Normal | 0% | 0 | 0 | 0 | [17 empty] | Commercial_Lodging_Existing_Food Preparation_Steamer_
Commercial_Lodging_Existing_Food Preparation_Natural Gas_Steamer_E9 | Commercial | Lodging | Existing | Food Preparation | Natural Gas | Steamer | E9 |  | 0% | 0% | 0% | 0 | 0 | 0 | 0 | 0 | 0 | 0 | 0 | 0% | 0 | 0 | 0% | Normal | 0% | 0 | 0 | 0 | [17 empty] | Commercial_Lodging_Existing_Food Preparation_Steamer_
Commercial_Lodging_Existing_Food Preparation_Natural Gas_Steamer_E10 | Commercial | Lodging | Existing | Food Preparation | Natural Gas | Steamer | E10 |  | 0% | 0% | 0% | 0 | 0 | 0 | 0 | 0 | 0 | 0 | 0 | 0% | 0 | 0 | 0% | Normal | 0% | 0 | 0 | 0 | [17 empty] | Commercial_Lodging_Existing_Food Preparation_Steamer_
Commercial_Lodging_Existing_Food Preparation_Natural Gas_Food Prep Other_E1 | Commercial | Lodging | Existing | Food Preparation | Natural Gas | Food Prep Other | E1 | Standard | 100% | 0% | 0% | 0.045868 | 0 | 0 | 0 | 8 | 12 | 2019 | 2050 | 100% | 0 | 0 | 0% | Normal | 0% | 0.055055 | 0 | 0 | 1 unit | 55000 | 0 | 3.8684e-05 | 1423.18 | 1000 | 0 | 0 | 0 | 2010 | 1.1857 | Default | Default | Default | 1 | unit | 3.8684e-05 | Commercial_Lodging_Existing_Food Preparation_Food Prep Other_Standard
Commercial_Lodging_Existing_Food Preparation_Natural Gas_Food Prep Other_E2 | Commercial | Lodging | Existing | Food Preparation | Natural Gas | Food Prep Other | E2 | ENERGY STAR | 100% | 0% | 0% | 0.045914 | 0 | 0 | 0 | 8 | 12 | 2019 | 2050 | 100% | 0 | 0 | 0% | Normal | 0% | 0.055054 | 0 | 0 | 1 unit | 55000 | 0 | 3.8684e-05 | 1423.17 | 1001 | 0 | 0 | 0 | 2010 | 1.1857 | N/A | N/A | N/A | 1 | unit | 3.8684e-05 | Commercial_Lodging_Existing_Food Preparation_Food Prep Other_ENERGY STAR
Commercial_Lodging_Existing_Food Preparation_Natural Gas_Food Prep Other_E3 | Commercial | Lodging | Existing | Food Preparation | Natural Gas | Food Prep Other | E3 |  | 0% | 0% | 0% | 0 | 0 | 0 | 0 | 0 | 0 | 0 | 0 | 0% | 0 | 0 | 0% | Normal | 0% | 0 | 0 | 0 | [17 empty] | Commercial_Lodging_Existing_Food Preparation_Food Prep Other_
Commercial_Lodging_Existing_Food Preparation_Natural Gas_Food Prep Other_E4 | Commercial | Lodging | Existing | Food Preparation | Natural Gas | Food Prep Other | E4 |  | 0% | 0% | 0% | 0 | 0 | 0 | 0 | 0 | 0 | 0 | 0 | 0% | 0 | 0 | 0% | Normal | 0% | 0 | 0 | 0 | [17 empty] | Commercial_Lodging_Existing_Food Preparation_Food Prep Other_
Commercial_Lodging_Existing_Food Preparation_Natural Gas_Food Prep Other_E5 | Commercial | Lodging | Existing | Food Preparation | Natural Gas | Food Prep Other | E5 |  | 0% | 0% | 0% | 0 | 0 | 0 | 0 | 0 | 0 | 0 | 0 | 0% | 0 | 0 | 0% | Normal | 0% | 0 | 0 | 0 | [17 empty] | Commercial_Lodging_Existing_Food Preparation_Food Prep Other_
Commercial_Lodging_Existing_Food Preparation_Natural Gas_Food Prep Other_E6 | Commercial | Lodging | Existing | Food Preparation | Natural Gas | Food Prep Other | E6 |  | 0% | 0% | 0% | 0 | 0 | 0 | 0 | 0 | 0 | 0 | 0 | 0% | 0 | 0 | 0% | Normal | 0% | 0 | 0 | 0 | [17 empty] | Commercial_Lodging_Existing_Food Preparation_Food Prep Other_
Commercial_Lodging_Existing_Food Preparation_Natural Gas_Food Prep Other_E7 | Commercial | Lodging | Existing | Food Preparation | Natural Gas | Food Prep Other | E7 |  | 0% | 0% | 0% | 0 | 0 | 0 | 0 | 0 | 0 | 0 | 0 | 0% | 0 | 0 | 0% | Normal | 0% | 0 | 0 | 0 | [17 empty] | Commercial_Lodging_Existing_Food Preparation_Food Prep Other_
Commercial_Lodging_Existing_Food Preparation_Natural Gas_Food Prep Other_E8 | Commercial | Lodging | Existing | Food Preparation | Natural Gas | Food Prep Other | E8 |  | 0% | 0% | 0% | 0 | 0 | 0 | 0 | 0 | 0 | 0 | 0 | 0% | 0 | 0 | 0% | Normal | 0% | 0 | 0 | 0 | [17 empty] | Commercial_Lodging_Existing_Food Preparation_Food Prep Other_
Commercial_Lodging_Existing_Food Preparation_Natural Gas_Food Prep Other_E9 | Commercial | Lodging | Existing | Food Preparation | Natural Gas | Food Prep Other | E9 |  | 0% | 0% | 0% | 0 | 0 | 0 | 0 | 0 | 0 | 0 | 0 | 0% | 0 | 0 | 0% | Normal | 0% | 0 | 0 | 0 | [17 empty] | Commercial_Lodging_Existing_Food Preparation_Food Prep Other_
Commercial_Lodging_Existing_Food Preparation_Natural Gas_Food Prep Other_E10 | Commercial | Lodging | Existing | Food Preparation | Natural Gas | Food Prep Other | E10 |  | 0% | 0% | 0% | 0 | 0 | 0 | 0 | 0 | 0 | 0 | 0 | 0% | 0 | 0 | 0% | Normal | 0% | 0 | 0 | 0 | [17 empty] | Commercial_Lodging_Existing_Food Preparation_Food Prep Other_
Commercial_Lodging_Existing_Miscellaneous_Natural Gas_Pool Heater_E1 | Commercial | Lodging | Existing | Miscellaneous | Natural Gas | Pool Heater | E1 | Standard (EF .78) | 100% | 0% | 0% | 0.035095 | 0 | 0 | 0 | 4 | 8 | 2019 | 2050 | 100% | 0 | 0 | 0% | Normal | 0% | 0.026352 | 0 | 0 | 1 unit | 55000 | 0 | 1.7592e-06 | 14980 | 18052 | 0 | 0 | 0 | 2014 | 1.1051 | DOE Commercial R&D 2016 - Table 7-6 | DOE Commercial R&D 2016 - Table 7-7 | DOE Commercial R&D 2016 - Table 7-8 | 1 | unit | 1.7592e-06 | Commercial_Lodging_Existing_Miscellaneous_Pool Heater_Standard (EF .78)
Commercial_Lodging_Existing_Miscellaneous_Natural Gas_Pool Heater_E2 | Commercial | Lodging | Existing | Miscellaneous | Natural Gas | Pool Heater | E2 | Condensing (EF .90) | 85% | 0% | 0% | 0.057463 | 0 | 0 | 0 | 4 | 8 | 2019 | 2050 | 100% | 0 | 0 | 0% | Normal | 0% | 0.0224 | 0 | 0 | 1 unit | 55000 | 0 | 1.7592e-06 | 12733 | 29558 | 0 | 0 | 0 | 2014 | 1.1051 | DOE Commercial R&D 2016 - Table 7-6 | DOE Commercial R&D 2016 - Table 7-7 | DOE Commercial R&D 2016 - Table 7-9 | 1 | unit | 1.7592e-06 | Commercial_Lodging_Existing_Miscellaneous_Pool Heater_Condensing (EF .90)
Commercial_Lodging_Existing_Miscellaneous_Natural Gas_Pool Heater_E3 | Commercial | Lodging | Existing | Miscellaneous | Natural Gas | Pool Heater | E3 |  | 0% | 0% | 0% | 0 | 0 | 0 | 0 | 0 | 0 | 0 | 0 | 0% | 0 | 0 | 0% | Normal | 0% | 0 | 0 | 0 | [17 empty] | Commercial_Lodging_Existing_Miscellaneous_Pool Heater_
Commercial_Lodging_Existing_Miscellaneous_Natural Gas_Pool Heater_E4 | Commercial | Lodging | Existing | Miscellaneous | Natural Gas | Pool Heater | E4 |  | 0% | 0% | 0% | 0 | 0 | 0 | 0 | 0 | 0 | 0 | 0 | 0% | 0 | 0 | 0% | Normal | 0% | 0 | 0 | 0 | [17 empty] | Commercial_Lodging_Existing_Miscellaneous_Pool Heater_
Commercial_Lodging_Existing_Miscellaneous_Natural Gas_Pool Heater_E5 | Commercial | Lodging | Existing | Miscellaneous | Natural Gas | Pool Heater | E5 |  | 0% | 0% | 0% | 0 | 0 | 0 | 0 | 0 | 0 | 0 | 0 | 0% | 0 | 0 | 0% | Normal | 0% | 0 | 0 | 0 | [17 empty] | Commercial_Lodging_Existing_Miscellaneous_Pool Heater_
Commercial_Lodging_Existing_Miscellaneous_Natural Gas_Pool Heater_E6 | Commercial | Lodging | Existing | Miscellaneous | Natural Gas | Pool Heater | E6 |  | 0% | 0% | 0% | 0 | 0 | 0 | 0 | 0 | 0 | 0 | 0 | 0% | 0 | 0 | 0% | Normal | 0% | 0 | 0 | 0 | [17 empty] | Commercial_Lodging_Existing_Miscellaneous_Pool Heater_
Commercial_Lodging_Existing_Miscellaneous_Natural Gas_Pool Heater_E7 | Commercial | Lodging | Existing | Miscellaneous | Natural Gas | Pool Heater | E7 |  | 0% | 0% | 0% | 0 | 0 | 0 | 0 | 0 | 0 | 0 | 0 | 0% | 0 | 0 | 0% | Normal | 0% | 0 | 0 | 0 | [17 empty] | Commercial_Lodging_Existing_Miscellaneous_Pool Heater_
Commercial_Lodging_Existing_Miscellaneous_Natural Gas_Pool Heater_E8 | Commercial | Lodging | Existing | Miscellaneous | Natural Gas | Pool Heater | E8 |  | 0% | 0% | 0% | 0 | 0 | 0 | 0 | 0 | 0 | 0 | 0 | 0% | 0 | 0 | 0% | Normal | 0% | 0 | 0 | 0 | [17 empty] | Commercial_Lodging_Existing_Miscellaneous_Pool Heater_
Commercial_Lodging_Existing_Miscellaneous_Natural Gas_Pool Heater_E9 | Commercial | Lodging | Existing | Miscellaneous | Natural Gas | Pool Heater | E9 |  | 0% | 0% | 0% | 0 | 0 | 0 | 0 | 0 | 0 | 0 | 0 | 0% | 0 | 0 | 0% | Normal | 0% | 0 | 0 | 0 | [17 empty] | Commercial_Lodging_Existing_Miscellaneous_Pool Heater_
Commercial_Lodging_Existing_Miscellaneous_Natural Gas_Pool Heater_E10 | Commercial | Lodging | Existing | Miscellaneous | Natural Gas | Pool Heater | E10 |  | 0% | 0% | 0% | 0 | 0 | 0 | 0 | 0 | 0 | 0 | 0 | 0% | 0 | 0 | 0% | Normal | 0% | 0 | 0 | 0 | [17 empty] | Commercial_Lodging_Existing_Miscellaneous_Pool Heater_
Commercial_Lodging_Existing_Miscellaneous_Natural Gas_Miscellaneous_E1 | Commercial | Lodging | Existing | Miscellaneous | Natural Gas | Miscellaneous | E1 | Miscellaneous | 100% | 0% | 0% | 0.0060034 | 0 | 0 | 0 | 2 | 8 | 2019 | 2050 | 100% | 0 | 0 | 0% | Normal | 0% | 0.0055883 | 0 | 0 | 1 unit | 55000 | 0 | 0.0055883 | 1 | 1 | 0 | 0 | 0 | 2016 | 1.0743 | N/A | N/A | N/A | 1 | unit | 0.0055883 | Commercial_Lodging_Existing_Miscellaneous_Miscellaneous_Miscellaneous
Commercial_Lodging_Existing_Miscellaneous_Natural Gas_Miscellaneous_E2 | Commercial | Lodging | Existing | Miscellaneous | Natural Gas | Miscellaneous | E2 |  | 0% | 0% | 0% | 0 | 0 | 0 | 0 | 0 | 0 | 0 | 0 | 0% | 0 | 0 | 0% | Normal | 0% | 0 | 0 | 0 | [17 empty] | Commercial_Lodging_Existing_Miscellaneous_Miscellaneous_
Commercial_Lodging_Existing_Miscellaneous_Natural Gas_Miscellaneous_E3 | Commercial | Lodging | Existing | Miscellaneous | Natural Gas | Miscellaneous | E3 |  | 0% | 0% | 0% | 0 | 0 | 0 | 0 | 0 | 0 | 0 | 0 | 0% | 0 | 0 | 0% | Normal | 0% | 0 | 0 | 0 | [17 empty] | Commercial_Lodging_Existing_Miscellaneous_Miscellaneous_
Commercial_Lodging_Existing_Miscellaneous_Natural Gas_Miscellaneous_E4 | Commercial | Lodging | Existing | Miscellaneous | Natural Gas | Miscellaneous | E4 |  | 0% | 0% | 0% | 0 | 0 | 0 | 0 | 0 | 0 | 0 | 0 | 0% | 0 | 0 | 0% | Normal | 0% | 0 | 0 | 0 | [17 empty] | Commercial_Lodging_Existing_Miscellaneous_Miscellaneous_
Commercial_Lodging_Existing_Miscellaneous_Natural Gas_Miscellaneous_E5 | Commercial | Lodging | Existing | Miscellaneous | Natural Gas | Miscellaneous | E5 |  | 0% | 0% | 0% | 0 | 0 | 0 | 0 | 0 | 0 | 0 | 0 | 0% | 0 | 0 | 0% | Normal | 0% | 0 | 0 | 0 | [17 empty] | Commercial_Lodging_Existing_Miscellaneous_Miscellaneous_
Commercial_Lodging_Existing_Miscellaneous_Natural Gas_Miscellaneous_E6 | Commercial | Lodging | Existing | Miscellaneous | Natural Gas | Miscellaneous | E6 |  | 0% | 0% | 0% | 0 | 0 | 0 | 0 | 0 | 0 | 0 | 0 | 0% | 0 | 0 | 0% | Normal | 0% | 0 | 0 | 0 | [17 empty] | Commercial_Lodging_Existing_Miscellaneous_Miscellaneous_
Commercial_Lodging_Existing_Miscellaneous_Natural Gas_Miscellaneous_E7 | Commercial | Lodging | Existing | Miscellaneous | Natural Gas | Miscellaneous | E7 |  | 0% | 0% | 0% | 0 | 0 | 0 | 0 | 0 | 0 | 0 | 0 | 0% | 0 | 0 | 0% | Normal | 0% | 0 | 0 | 0 | [17 empty] | Commercial_Lodging_Existing_Miscellaneous_Miscellaneous_
Commercial_Lodging_Existing_Miscellaneous_Natural Gas_Miscellaneous_E8 | Commercial | Lodging | Existing | Miscellaneous | Natural Gas | Miscellaneous | E8 |  | 0% | 0% | 0% | 0 | 0 | 0 | 0 | 0 | 0 | 0 | 0 | 0% | 0 | 0 | 0% | Normal | 0% | 0 | 0 | 0 | [17 empty] | Commercial_Lodging_Existing_Miscellaneous_Miscellaneous_
Commercial_Lodging_Existing_Miscellaneous_Natural Gas_Miscellaneous_E9 | Commercial | Lodging | Existing | Miscellaneous | Natural Gas | Miscellaneous | E9 |  | 0% | 0% | 0% | 0 | 0 | 0 | 0 | 0 | 0 | 0 | 0 | 0% | 0 | 0 | 0% | Normal | 0% | 0 | 0 | 0 | [17 empty] | Commercial_Lodging_Existing_Miscellaneous_Miscellaneous_
Commercial_Lodging_Existing_Miscellaneous_Natural Gas_Miscellaneous_E10 | Commercial | Lodging | Existing | Miscellaneous | Natural Gas | Miscellaneous | E10 |  | 0% | 0% | 0% | 0 | 0 | 0 | 0 | 0 | 0 | 0 | 0 | 0% | 0 | 0 | 0% | Normal | 0% | 0 | 0 | 0 | [17 empty] | Commercial_Lodging_Existing_Miscellaneous_Miscellaneous_
Commercial_Lodging_New_Space Heating_Natural Gas_Furnace_E1 | Commercial | Lodging | New | Space Heating | Natural Gas | Furnace | E1 | AFUE 80% (Standard) | 100% | 0% | 0% | 0.27437 | 0.10621 | 0.029034 | 0 | 17 | 29 | 2019 | 2023 | 80% | 0 | 0 | 0% | Normal | 0% | 0.092875 | 0 | 0 | 140 kBtu/hr | 55000 | 0 | 0.00023645 | 3.1332 | 1050 | 406.4484 | 111.11 | 0 | 2014 | 1.1051 | EIA 2018 Tech Forecast | 2015 DOE Commercial Warm Air Furnace TSD - EERE-2013-BT-STD-0021-0050 | AEG BEST | 140 | kBtu/hr | 0.033103 | Commercial_Lodging_New_Space Heating_Furnace_AFUE 80% (Standard)
Commercial_Lodging_New_Space Heating_Natural Gas_Furnace_E2 | Commercial | Lodging | New | Space Heating | Natural Gas | Furnace | E2 | AFUE 81% (2023 Fed Standard) | 98.77% | 0% | 0% | 0.45729 | 0.10621 | 0.029175 | 0 | 17 | 29 | 2019 | 2023 | 80% | 0 | 0 | 0% | Normal | 0% | 0.091728 | 0 | 0 | 140 kBtu/hr | 55000 | 0 | 0.00023645 | 3.0945 | 1750 | 406.4484 | 111.651 | 0 | 2014 | 1.1051 | EIA 2018 Tech Forecast | 2015 DOE Commercial Warm Air Furnace TSD - EERE-2013-BT-STD-0021-0050 | AEG BEST | 140 | kBtu/hr | 0.033103 | Commercial_Lodging_New_Space Heating_Furnace_AFUE 81% (2023 Fed Standard)
Commercial_Lodging_New_Space Heating_Natural Gas_Furnace_E3 | Commercial | Lodging | New | Space Heating | Natural Gas | Furnace | E3 | AFUE 91% (WA State Min 2023) | 87.91% | 0% | 0% | 0.6402 | 0.10621 | 0.030448 | 0 | 17 | 29 | 2019 | 2050 | 80% | 0 | 0 | 0% | Normal | 0% | 0.081648 | 0 | 0 | 140 kBtu/hr | 55000 | 0 | 0.00023645 | 2.7545 | 2450 | 406.4484 | 116.52 | 0 | 2014 | 1.1051 | EIA 2018 Tech Forecast | 2015 DOE Commercial Warm Air Furnace TSD - EERE-2013-BT-STD-0021-0050 | AEG BEST | 140 | kBtu/hr | 0.033103 | Commercial_Lodging_New_Space Heating_Furnace_AFUE 91% (WA State Min 2023)
Commercial_Lodging_New_Space Heating_Natural Gas_Furnace_E4 | Commercial | Lodging | New | Space Heating | Natural Gas | Furnace | E4 | AFUE 96% | 83.33% | 0% | 0% | 0.39797 | 0.14585 | 0.030448 | 0 | 17 | 29 | 2019 | 2050 | 100% | 0 | 0 | 0% | Normal | 0% | 0.077396 | 0 | 0 | 140 kBtu/hr | 55000 | 0 | 0.00023645 | 2.611 | 1522.9949 | 558.1641 | 116.52 | 0 | 2014 | 1.1051 | EIA 2018 Tech Forecast | 2015 DOE Commercial Warm Air Furnace TSD - EERE-2013-BT-STD-0021-0050 | AEG BEST | 140 | kBtu/hr | 0.033103 | Commercial_Lodging_New_Space Heating_Furnace_AFUE 96%
Commercial_Lodging_New_Space Heating_Natural Gas_Furnace_E5 | Commercial | Lodging | New | Space Heating | Natural Gas | Furnace | E5 | Convert to Gas-Fired ASHP | 61.54% | 0% | 0% | 6.8038 | 0.67033 | 0.042733 | 0 | 17 | 29 | 2026 | 2050 | 100% | 0 | 0 | 0% | Normal | 0% | 0.057154 | 0 | 0 | 140 kBtu/hr | 55000 | 0 | 0.00023645 | 1.9281 | 27066.6667 | 2666.6667 | 170 | 0 | 2017 | 1.0631 | EIA 2018 Tech Forecast | EIA 2018/2023 Tech Forecast, Adjusted for Size | AEG BEST | 140 | kBtu/hr | 0.033103 | Commercial_Lodging_New_Space Heating_Furnace_Convert to Gas-Fired ASHP
Commercial_Lodging_New_Space Heating_Natural Gas_Furnace_E6 | Commercial | Lodging | New | Space Heating | Natural Gas | Furnace | E6 |  | 0% | 0% | 0% | 0 | 0 | 0 | 0 | 0 | 0 | 0 | 0 | 0% | 0 | 0 | 0% | Normal | 0% | 0 | 0 | 0 | [17 empty] | Commercial_Lodging_New_Space Heating_Furnace_
Commercial_Lodging_New_Space Heating_Natural Gas_Furnace_E7 | Commercial | Lodging | New | Space Heating | Natural Gas | Furnace | E7 |  | 0% | 0% | 0% | 0 | 0 | 0 | 0 | 0 | 0 | 0 | 0 | 0% | 0 | 0 | 0% | Normal | 0% | 0 | 0 | 0 | [17 empty] | Commercial_Lodging_New_Space Heating_Furnace_
Commercial_Lodging_New_Space Heating_Natural Gas_Furnace_E8 | Commercial | Lodging | New | Space Heating | Natural Gas | Furnace | E8 |  | 0% | 0% | 0% | 0 | 0 | 0 | 0 | 0 | 0 | 0 | 0 | 0% | 0 | 0 | 0% | Normal | 0% | 0 | 0 | 0 | [17 empty] | Commercial_Lodging_New_Space Heating_Furnace_
Commercial_Lodging_New_Space Heating_Natural Gas_Furnace_E9 | Commercial | Lodging | New | Space Heating | Natural Gas | Furnace | E9 |  | 0% | 0% | 0% | 0 | 0 | 0 | 0 | 0 | 0 | 0 | 0 | 0% | 0 | 0 | 0% | Normal | 0% | 0 | 0 | 0 | [17 empty] | Commercial_Lodging_New_Space Heating_Furnace_
Commercial_Lodging_New_Space Heating_Natural Gas_Furnace_E10 | Commercial | Lodging | New | Space Heating | Natural Gas | Furnace | E10 |  | 0% | 0% | 0% | 0 | 0 | 0 | 0 | 0 | 0 | 0 | 0 | 0% | 0 | 0 | 0% | Normal | 0% | 0 | 0 | 0 | [17 empty] | Commercial_Lodging_New_Space Heating_Furnace_
Commercial_Lodging_New_Space Heating_Natural Gas_Boiler_E1 | Commercial | Lodging | New | Space Heating | Natural Gas | Boiler | E1 | TE 80% | 100% | 0% | 0% | 1.0174 | 0.56843 | 0 | 0 | 19 | 31 | 2019 | 2023 | 100% | 0 | 0 | 0% | Normal | 0% | 0.16978 | 0 | 0 | 513.550054507209 kBtu/hr | 55000 | 0 | 6.446e-05 | 4.6479 | 14516 | 8110 | 0 | 0 | 2015 | 1.0873 | RTF Wkbk - ComGasBoilersUES_v2.1 | CE_EWR Measure Cost Benchmarking - 02.08.23 | AEG BEST | 513.5501 | kBtu/hr | 0.033103 | Commercial_Lodging_New_Space Heating_Boiler_TE 80%
Commercial_Lodging_New_Space Heating_Natural Gas_Boiler_E2 | Commercial | Lodging | New | Space Heating | Natural Gas | Boiler | E2 | TE 84% (2023 Standard) | 95.24% | 0% | 0% | 1.0709 | 0.56843 | 0 | 0 | 19 | 31 | 2019 | 2023 | 100% | 0 | 0 | 0% | Normal | 0% | 0.1617 | 0 | 0 | 513.550054507209 kBtu/hr | 55000 | 0 | 6.446e-05 | 4.4265 | 15279 | 8110 | 0 | 0 | 2015 | 1.0873 | RTF Wkbk - ComGasBoilersUES_v2.1 | CE_EWR Measure Cost Benchmarking - 02.08.23 | AEG BEST | 513.5501 | kBtu/hr | 0.033103 | Commercial_Lodging_New_Space Heating_Boiler_TE 84% (2023 Standard)
Commercial_Lodging_New_Space Heating_Natural Gas_Boiler_E3 | Commercial | Lodging | New | Space Heating | Natural Gas | Boiler | E3 | TE 94% (ENERGY STAR 1.0) | 85.11% | 0% | 0% | 1.9371 | 0.63964 | 0 | 0 | 19 | 31 | 2019 | 2050 | 100% | 0 | 0 | 0% | Normal | 0% | 0.1445 | 0 | 0 | 513.550054507209 kBtu/hr | 55000 | 0 | 6.446e-05 | 3.9556 | 27638 | 9126 | 0 | 0 | 2015 | 1.0873 | RTF Wkbk - ComGasBoilersUES_v2.1 | CE_EWR Measure Cost Benchmarking - 02.08.23 | AEG BEST | 513.5501 | kBtu/hr | 0.033103 | Commercial_Lodging_New_Space Heating_Boiler_TE 94% (ENERGY STAR 1.0)
Commercial_Lodging_New_Space Heating_Natural Gas_Boiler_E4 | Commercial | Lodging | New | Space Heating | Natural Gas | Boiler | E4 | TE 98% | 81.63% | 0% | 0% | 2.1784 | 0.63964 | 0 | 0 | 19 | 31 | 2019 | 2050 | 100% | 0 | 0 | 0% | Normal | 0% | 0.1386 | 0 | 0 | 513.550054507209 kBtu/hr | 55000 | 0 | 6.446e-05 | 3.7942 | 31080.8718 | 9126 | 0 | 0 | 2015 | 1.0873 | RTF Wkbk - ComGasBoilersUES_v2.1 | CE_EWR Measure Cost Benchmarking - 02.08.23 | AEG BEST | 513.5501 | kBtu/hr | 0.033103 | Commercial_Lodging_New_Space Heating_Boiler_TE 98%
Commercial_Lodging_New_Space Heating_Natural Gas_Boiler_E5 | Commercial | Lodging | New | Space Heating | Natural Gas | Boiler | E5 | Convert to Gas-Fired ASHP | 61.54% | 0% | 0% | 6.9644 | 0.39974 | 0.13085 | 0 | 19 | 31 | 2019 | 2050 | 100% | 0 | 0 | 0% | Normal | 0% | 0.10448 | 0 | 0 | 800 kBtu/hr | 55000 | 0 | 4.1379e-05 | 2.8602 | 158316.7533 | 9086.959 | 2974.436 | 0 | 2017 | 1.0631 | RTF Wkbk - ComGasBoilersUES_v2.1 | AEO 2021 - gas_eng-driven_RTHP-heat 2017 typical | AEG BEST | 800 | kBtu/hr | 0.033103 | Commercial_Lodging_New_Space Heating_Boiler_Convert to Gas-Fired ASHP
Commercial_Lodging_New_Space Heating_Natural Gas_Boiler_E6 | Commercial | Lodging | New | Space Heating | Natural Gas | Boiler | E6 |  | 0% | 0% | 0% | 0 | 0 | 0 | 0 | 0 | 0 | 0 | 0 | 0% | 0 | 0 | 0% | Normal | 0% | 0 | 0 | 0 | [17 empty] | Commercial_Lodging_New_Space Heating_Boiler_
Commercial_Lodging_New_Space Heating_Natural Gas_Boiler_E7 | Commercial | Lodging | New | Space Heating | Natural Gas | Boiler | E7 |  | 0% | 0% | 0% | 0 | 0 | 0 | 0 | 0 | 0 | 0 | 0 | 0% | 0 | 0 | 0% | Normal | 0% | 0 | 0 | 0 | [17 empty] | Commercial_Lodging_New_Space Heating_Boiler_
Commercial_Lodging_New_Space Heating_Natural Gas_Boiler_E8 | Commercial | Lodging | New | Space Heating | Natural Gas | Boiler | E8 |  | 0% | 0% | 0% | 0 | 0 | 0 | 0 | 0 | 0 | 0 | 0 | 0% | 0 | 0 | 0% | Normal | 0% | 0 | 0 | 0 | [17 empty] | Commercial_Lodging_New_Space Heating_Boiler_
Commercial_Lodging_New_Space Heating_Natural Gas_Boiler_E9 | Commercial | Lodging | New | Space Heating | Natural Gas | Boiler | E9 |  | 0% | 0% | 0% | 0 | 0 | 0 | 0 | 0 | 0 | 0 | 0 | 0% | 0 | 0 | 0% | Normal | 0% | 0 | 0 | 0 | [17 empty] | Commercial_Lodging_New_Space Heating_Boiler_
Commercial_Lodging_New_Space Heating_Natural Gas_Boiler_E10 | Commercial | Lodging | New | Space Heating | Natural Gas | Boiler | E10 |  | 0% | 0% | 0% | 0 | 0 | 0 | 0 | 0 | 0 | 0 | 0 | 0% | 0 | 0 | 0% | Normal | 0% | 0 | 0 | 0 | [17 empty] | Commercial_Lodging_New_Space Heating_Boiler_
Commercial_Lodging_New_Space Heating_Natural Gas_Unit Heater_E1 | Commercial | Lodging | New | Space Heating | Natural Gas | Unit Heater | E1 | Standard | 100% | 0% | 0% | 0.12431 | 0 | 0 | 0 | 9 | 15 | 2019 | 2023 | 100% | 0 | 0 | 0% | Normal | 0% | 0.12182 | 0 | 0 | 120 kBtu/Hr | 55000 | 0 | 1.1612e-06 | 1071.1875 | 849.6 | 0 | 0 | 0 | 2018 | 1.05 | IL TRM v11 - 4.4.5 (Adjusted for WA Climate) | IL TRM v11 - 4.4.5 (Adjusted for WA Climate) | IL TRM v11 - 4.4.5 (Adjusted for WA Climate) | 120 | kBtu/Hr | 0.00013934 | Commercial_Lodging_New_Space Heating_Unit Heater_Standard
Commercial_Lodging_New_Space Heating_Natural Gas_Unit Heater_E2 | Commercial | Lodging | New | Space Heating | Natural Gas | Unit Heater | E2 | Condensing | 89.99% | 0% | 0% | 0.3975 | 0 | 0 | 0 | 9 | 15 | 2019 | 2050 | 100% | 0 | 0 | 0% | Normal | 0% | 0.10962 | 0 | 0 | 120 kBtu/Hr | 55000 | 0 | 1.1612e-06 | 963.9483 | 2716.8 | 0 | 0 | 0 | 2018 | 1.05 | IL TRM v11 - 4.4.5 (Adjusted for WA Climate) | IL TRM v11 - 4.4.5 (Adjusted for WA Climate) | IL TRM v11 - 4.4.5 (Adjusted for WA Climate) | 120 | kBtu/Hr | 0.00013934 | Commercial_Lodging_New_Space Heating_Unit Heater_Condensing
Commercial_Lodging_New_Space Heating_Natural Gas_Unit Heater_E3 | Commercial | Lodging | New | Space Heating | Natural Gas | Unit Heater | E3 | Infrared Radiant | 77.72% | 0% | 0% | 0.17171 | 0 | 0 | 0 | 9 | 15 | 2019 | 2050 | 100% | 0 | 0 | 0% | Normal | 0% | 0.094677 | 0 | 0 | 120 kBtu/Hr | 55000 | 0 | 1.1612e-06 | 832.5115 | 1173.6 | 0 | 0 | 0 | 2018 | 1.05 | IL TRM v11 - 4.4.5 (Adjusted for WA Climate) | IL TRM v11 - 4.4.5 (Adjusted for WA Climate) | IL TRM v11 - 4.4.5 (Adjusted for WA Climate) | 120 | kBtu/Hr | 0.00013934 | Commercial_Lodging_New_Space Heating_Unit Heater_Infrared Radiant
Commercial_Lodging_New_Space Heating_Natural Gas_Unit Heater_E4 | Commercial | Lodging | New | Space Heating | Natural Gas | Unit Heater | E4 |  | 0% | 0% | 0% | 0 | 0 | 0 | 0 | 0 | 0 | 0 | 0 | 0% | 0 | 0 | 0% | Normal | 0% | 0 | 0 | 0 | [17 empty] | Commercial_Lodging_New_Space Heating_Unit Heater_
Commercial_Lodging_New_Space Heating_Natural Gas_Unit Heater_E5 | Commercial | Lodging | New | Space Heating | Natural Gas | Unit Heater | E5 |  | 0% | 0% | 0% | 0 | 0 | 0 | 0 | 0 | 0 | 0 | 0 | 0% | 0 | 0 | 0% | Normal | 0% | 0 | 0 | 0 | [17 empty] | Commercial_Lodging_New_Space Heating_Unit Heater_
Commercial_Lodging_New_Space Heating_Natural Gas_Unit Heater_E6 | Commercial | Lodging | New | Space Heating | Natural Gas | Unit Heater | E6 |  | 0% | 0% | 0% | 0 | 0 | 0 | 0 | 0 | 0 | 0 | 0 | 0% | 0 | 0 | 0% | Normal | 0% | 0 | 0 | 0 | [17 empty] | Commercial_Lodging_New_Space Heating_Unit Heater_
Commercial_Lodging_New_Space Heating_Natural Gas_Unit Heater_E7 | Commercial | Lodging | New | Space Heating | Natural Gas | Unit Heater | E7 |  | 0% | 0% | 0% | 0 | 0 | 0 | 0 | 0 | 0 | 0 | 0 | 0% | 0 | 0 | 0% | Normal | 0% | 0 | 0 | 0 | [17 empty] | Commercial_Lodging_New_Space Heating_Unit Heater_
Commercial_Lodging_New_Space Heating_Natural Gas_Unit Heater_E8 | Commercial | Lodging | New | Space Heating | Natural Gas | Unit Heater | E8 |  | 0% | 0% | 0% | 0 | 0 | 0 | 0 | 0 | 0 | 0 | 0 | 0% | 0 | 0 | 0% | Normal | 0% | 0 | 0 | 0 | [17 empty] | Commercial_Lodging_New_Space Heating_Unit Heater_
Commercial_Lodging_New_Space Heating_Natural Gas_Unit Heater_E9 | Commercial | Lodging | New | Space Heating | Natural Gas | Unit Heater | E9 |  | 0% | 0% | 0% | 0 | 0 | 0 | 0 | 0 | 0 | 0 | 0 | 0% | 0 | 0 | 0% | Normal | 0% | 0 | 0 | 0 | [17 empty] | Commercial_Lodging_New_Space Heating_Unit Heater_
Commercial_Lodging_New_Space Heating_Natural Gas_Unit Heater_E10 | Commercial | Lodging | New | Space Heating | Natural Gas | Unit Heater | E10 |  | 0% | 0% | 0% | 0 | 0 | 0 | 0 | 0 | 0 | 0 | 0 | 0% | 0 | 0 | 0% | Normal | 0% | 0 | 0 | 0 | [17 empty] | Commercial_Lodging_New_Space Heating_Unit Heater_
Commercial_Lodging_New_Water Heating_Natural Gas_Water Heater_E1 | Commercial | Lodging | New | Water Heating | Natural Gas | Water Heater | E1 | TE 80% | 100% | 0% | 0% | 1.183 | 0 | 0 | 0 | 8 | 12 | 2019 | 2050 | 100% | 0 | 0 | 0% | Normal | 0% | 1.353 | 0 | 0 | 1 kBtu/hr | 55000 | 0 | 0.042442 | 26.0302 | 26.22 | 0 | 0 | 0 | 2017 | 1.0631 | AEO 2022 - gas_water_heater 2017 current standard | AEO 2022 - gas_water_heater 2017 current standard | AEG BEST / Market Profile | 1 | kBtu/hr | 0.042442 | Commercial_Lodging_New_Water Heating_Water Heater_TE 80%
Commercial_Lodging_New_Water Heating_Natural Gas_Water Heater_E2 | Commercial | Lodging | New | Water Heating | Natural Gas | Water Heater | E2 | TE 94% (ENERGY STAR 2.0) | 85.11% | 0% | 0% | 1.322 | 0 | 0 | 0 | 8 | 12 | 2019 | 2050 | 100% | 0 | 0 | 0% | Normal | 0% | 1.1514 | 0 | 0 | 1 kBtu/hr | 55000 | 0 | 0.042442 | 22.1534 | 29.3 | 0 | 0 | 0 | 2017 | 1.0631 | AEO 2022 - gas_water_heater 2017 ENERGY STAR | AEO 2022 - gas_water_heater 2017 ENERGY STAR | AEG BEST / Market Profile | 1 | kBtu/hr | 0.042442 | Commercial_Lodging_New_Water Heating_Water Heater_TE 94% (ENERGY STAR 2.0)
Commercial_Lodging_New_Water Heating_Natural Gas_Water Heater_E3 | Commercial | Lodging | New | Water Heating | Natural Gas | Water Heater | E3 | TE 96% (Instantaneous) | 70.92% | 0% | 0% | 1.3819 | 0 | 0 | 0 | 8 | 12 | 2019 | 2050 | 100% | 0 | 0 | 0% | Normal | 0% | 0.95954 | 0 | 0 | 1 kBtu/hr | 55000 | 0 | 0.042442 | 18.4611 | 30.6277 | 0 | 0 | 0 | 2017 | 1.0631 | AEO 2022 - gas_water_heater 2017 current standard | AEO interpolation based on EIA data | AEG BEST / Market Profile | 1 | kBtu/hr | 0.042442 | Commercial_Lodging_New_Water Heating_Water Heater_TE 96% (Instantaneous)
Commercial_Lodging_New_Water Heating_Natural Gas_Water Heater_E4 | Commercial | Lodging | New | Water Heating | Natural Gas | Water Heater | E4 | UEF 1.0+ (Gas-Fired HPWH) | 53.53% | 0% | 0% | 2.5442 | 0 | 0 | 0 | 11 | 19 | 2026 | 2050 | 100% | 0 | 0 | 0% | Normal | 0% | 0.72418 | 0 | 0 | 1 kBtu/hr | 55000 | 0 | 0.042442 | 13.9329 | 56.3879 | 0 | 0 | 0 | 2017 | 1.0631 | AEO 2022 - HP water heater 2020 typical | NEEA Report #E20-309, Robur Heat Pump Field Trial. March 11, 2020. | AEG BEST / Market Profile | 1 | kBtu/hr | 0.042442 | Commercial_Lodging_New_Water Heating_Water Heater_UEF 1.0+ (Gas-Fired HPWH)
Commercial_Lodging_New_Water Heating_Natural Gas_Water Heater_E5 | Commercial | Lodging | New | Water Heating | Natural Gas | Water Heater | E5 |  | 0% | 0% | 0% | 0 | 0 | 0 | 0 | 0 | 0 | 0 | 0 | 0% | 0 | 0 | 0% | Normal | 0% | 0 | 0 | 0 | [17 empty] | Commercial_Lodging_New_Water Heating_Water Heater_
Commercial_Lodging_New_Water Heating_Natural Gas_Water Heater_E6 | Commercial | Lodging | New | Water Heating | Natural Gas | Water Heater | E6 |  | 0% | 0% | 0% | 0 | 0 | 0 | 0 | 0 | 0 | 0 | 0 | 0% | 0 | 0 | 0% | Normal | 0% | 0 | 0 | 0 | [17 empty] | Commercial_Lodging_New_Water Heating_Water Heater_
Commercial_Lodging_New_Water Heating_Natural Gas_Water Heater_E7 | Commercial | Lodging | New | Water Heating | Natural Gas | Water Heater | E7 |  | 0% | 0% | 0% | 0 | 0 | 0 | 0 | 0 | 0 | 0 | 0 | 0% | 0 | 0 | 0% | Normal | 0% | 0 | 0 | 0 | [17 empty] | Commercial_Lodging_New_Water Heating_Water Heater_
Commercial_Lodging_New_Water Heating_Natural Gas_Water Heater_E8 | Commercial | Lodging | New | Water Heating | Natural Gas | Water Heater | E8 |  | 0% | 0% | 0% | 0 | 0 | 0 | 0 | 0 | 0 | 0 | 0 | 0% | 0 | 0 | 0% | Normal | 0% | 0 | 0 | 0 | [17 empty] | Commercial_Lodging_New_Water Heating_Water Heater_
Commercial_Lodging_New_Water Heating_Natural Gas_Water Heater_E9 | Commercial | Lodging | New | Water Heating | Natural Gas | Water Heater | E9 |  | 0% | 0% | 0% | 0 | 0 | 0 | 0 | 0 | 0 | 0 | 0 | 0% | 0 | 0 | 0% | Normal | 0% | 0 | 0 | 0 | [17 empty] | Commercial_Lodging_New_Water Heating_Water Heater_
Commercial_Lodging_New_Water Heating_Natural Gas_Water Heater_E10 | Commercial | Lodging | New | Water Heating | Natural Gas | Water Heater | E10 |  | 0% | 0% | 0% | 0 | 0 | 0 | 0 | 0 | 0 | 0 | 0 | 0% | 0 | 0 | 0% | Normal | 0% | 0 | 0 | 0 | [17 empty] | Commercial_Lodging_New_Water Heating_Water Heater_
Commercial_Lodging_New_Food Preparation_Natural Gas_Oven_E1 | Commercial | Lodging | New | Food Preparation | Natural Gas | Oven | E1 | Standard | 100% | 0% | 0% | 1.2163 | 0 | 0 | 0 | 8 | 13 | 2019 | 2050 | 100% | 0 | 0 | 0% | Normal | 0% | 0.050589 | 0 | 0 | 1 unit | 55000 | 0 | 6.7188e-05 | 752.9515 | 16851 | 0 | 0 | 0 | 2016 | 1.0743 | RTF WkBk - ComCookingCombinationOven_v5_0 | ENERGY STAR Version 3.0 Commercial Ovens Final Specification Data Package | RTF WkBk - ComCookingCombinationOven_v5_0 | 1 | unit | 6.7188e-05 | Commercial_Lodging_New_Food Preparation_Oven_Standard
Commercial_Lodging_New_Food Preparation_Natural Gas_Oven_E2 | Commercial | Lodging | New | Food Preparation | Natural Gas | Oven | E2 | ENERGY STAR (3.0) | 57.26% | 0% | 0% | 1.2674 | 0 | 0 | 0 | 8 | 13 | 2019 | 2050 | 100% | 0 | 0 | 0% | Normal | 0% | 0.028969 | 0 | 0 | 1 unit | 55000 | 0 | 6.7188e-05 | 431.1611 | 17559.1305 | 0 | 0 | 0 | 2016 | 1.0743 | RTF WkBk - ComCookingCombinationOven_v5_0 | RTF WkBk - ComCookingCombinationOven_v5_0 | RTF WkBk - ComCookingCombinationOven_v5_0 | 1 | unit | 6.7188e-05 | Commercial_Lodging_New_Food Preparation_Oven_ENERGY STAR (3.0)
Commercial_Lodging_New_Food Preparation_Natural Gas_Oven_E3 | Commercial | Lodging | New | Food Preparation | Natural Gas | Oven | E3 |  | 0% | 0% | 0% | 0 | 0 | 0 | 0 | 0 | 0 | 0 | 0 | 0% | 0 | 0 | 0% | Normal | 0% | 0 | 0 | 0 | [17 empty] | Commercial_Lodging_New_Food Preparation_Oven_
Commercial_Lodging_New_Food Preparation_Natural Gas_Oven_E4 | Commercial | Lodging | New | Food Preparation | Natural Gas | Oven | E4 |  | 0% | 0% | 0% | 0 | 0 | 0 | 0 | 0 | 0 | 0 | 0 | 0% | 0 | 0 | 0% | Normal | 0% | 0 | 0 | 0 | [17 empty] | Commercial_Lodging_New_Food Preparation_Oven_
Commercial_Lodging_New_Food Preparation_Natural Gas_Oven_E5 | Commercial | Lodging | New | Food Preparation | Natural Gas | Oven | E5 |  | 0% | 0% | 0% | 0 | 0 | 0 | 0 | 0 | 0 | 0 | 0 | 0% | 0 | 0 | 0% | Normal | 0% | 0 | 0 | 0 | [17 empty] | Commercial_Lodging_New_Food Preparation_Oven_
Commercial_Lodging_New_Food Preparation_Natural Gas_Oven_E6 | Commercial | Lodging | New | Food Preparation | Natural Gas | Oven | E6 |  | 0% | 0% | 0% | 0 | 0 | 0 | 0 | 0 | 0 | 0 | 0 | 0% | 0 | 0 | 0% | Normal | 0% | 0 | 0 | 0 | [17 empty] | Commercial_Lodging_New_Food Preparation_Oven_
Commercial_Lodging_New_Food Preparation_Natural Gas_Oven_E7 | Commercial | Lodging | New | Food Preparation | Natural Gas | Oven | E7 |  | 0% | 0% | 0% | 0 | 0 | 0 | 0 | 0 | 0 | 0 | 0 | 0% | 0 | 0 | 0% | Normal | 0% | 0 | 0 | 0 | [17 empty] | Commercial_Lodging_New_Food Preparation_Oven_
Commercial_Lodging_New_Food Preparation_Natural Gas_Oven_E8 | Commercial | Lodging | New | Food Preparation | Natural Gas | Oven | E8 |  | 0% | 0% | 0% | 0 | 0 | 0 | 0 | 0 | 0 | 0 | 0 | 0% | 0 | 0 | 0% | Normal | 0% | 0 | 0 | 0 | [17 empty] | Commercial_Lodging_New_Food Preparation_Oven_
Commercial_Lodging_New_Food Preparation_Natural Gas_Oven_E9 | Commercial | Lodging | New | Food Preparation | Natural Gas | Oven | E9 |  | 0% | 0% | 0% | 0 | 0 | 0 | 0 | 0 | 0 | 0 | 0 | 0% | 0 | 0 | 0% | Normal | 0% | 0 | 0 | 0 | [17 empty] | Commercial_Lodging_New_Food Preparation_Oven_
Commercial_Lodging_New_Food Preparation_Natural Gas_Oven_E10 | Commercial | Lodging | New | Food Preparation | Natural Gas | Oven | E10 |  | 0% | 0% | 0% | 0 | 0 | 0 | 0 | 0 | 0 | 0 | 0 | 0% | 0 | 0 | 0% | Normal | 0% | 0 | 0 | 0 | [17 empty] | Commercial_Lodging_New_Food Preparation_Oven_
Commercial_Lodging_New_Food Preparation_Natural Gas_Conveyor Oven_E1 | Commercial | Lodging | New | Food Preparation | Natural Gas | Conveyor Oven | E1 | Standard | 100% | 0% | 0% | 0.28918 | 0 | 0 | 0 | 15 | 19 | 2019 | 2050 | 100% | 0 | 0 | 0% | Normal | 0% | 0.075405 | 0 | 0 | 1 unit | 55000 | 0 | 2.6133e-05 | 2885.475 | 10177 | 0 | 0 | 0 | 2015 | 1.0873 | IL TRM - 4.2.4 - CI-FSE-CVOV-V02-180101 | PGE Workpaper, PGECOFST117 R5, 2015 | MN TRM 3.1 - Gas Conveyor Oven v1.1 | 1 | unit | 2.6133e-05 | Commercial_Lodging_New_Food Preparation_Conveyor Oven_Standard
Commercial_Lodging_New_Food Preparation_Natural Gas_Conveyor Oven_E2 | Commercial | Lodging | New | Food Preparation | Natural Gas | Conveyor Oven | E2 | Efficient (>44% Baking Efficiency) | 76.02% | 0% | 0% | 0.35255 | 0 | 0 | 0 | 15 | 19 | 2019 | 2050 | 100% | 0 | 0 | 0% | Normal | 0% | 0.05732 | 0 | 0 | 1 unit | 55000 | 0 | 2.6133e-05 | 2193.4093 | 12407 | 0 | 0 | 0 | 2015 | 1.0873 | IL TRM - 4.2.4 - CI-FSE-CVOV-V02-180101 | PGE Workpaper, PGECOFST117 R5, 2015 | MN TRM 3.1 - Gas Conveyor Oven v1.1 | 1 | unit | 2.6133e-05 | Commercial_Lodging_New_Food Preparation_Conveyor Oven_Efficient (>44% Baking Efficiency)
Commercial_Lodging_New_Food Preparation_Natural Gas_Conveyor Oven_E3 | Commercial | Lodging | New | Food Preparation | Natural Gas | Conveyor Oven | E3 |  | 0% | 0% | 0% | 0 | 0 | 0 | 0 | 0 | 0 | 0 | 0 | 0% | 0 | 0 | 0% | Normal | 0% | 0 | 0 | 0 | [17 empty] | Commercial_Lodging_New_Food Preparation_Conveyor Oven_
Commercial_Lodging_New_Food Preparation_Natural Gas_Conveyor Oven_E4 | Commercial | Lodging | New | Food Preparation | Natural Gas | Conveyor Oven | E4 |  | 0% | 0% | 0% | 0 | 0 | 0 | 0 | 0 | 0 | 0 | 0 | 0% | 0 | 0 | 0% | Normal | 0% | 0 | 0 | 0 | [17 empty] | Commercial_Lodging_New_Food Preparation_Conveyor Oven_
Commercial_Lodging_New_Food Preparation_Natural Gas_Conveyor Oven_E5 | Commercial | Lodging | New | Food Preparation | Natural Gas | Conveyor Oven | E5 |  | 0% | 0% | 0% | 0 | 0 | 0 | 0 | 0 | 0 | 0 | 0 | 0% | 0 | 0 | 0% | Normal | 0% | 0 | 0 | 0 | [17 empty] | Commercial_Lodging_New_Food Preparation_Conveyor Oven_
Commercial_Lodging_New_Food Preparation_Natural Gas_Conveyor Oven_E6 | Commercial | Lodging | New | Food Preparation | Natural Gas | Conveyor Oven | E6 |  | 0% | 0% | 0% | 0 | 0 | 0 | 0 | 0 | 0 | 0 | 0 | 0% | 0 | 0 | 0% | Normal | 0% | 0 | 0 | 0 | [17 empty] | Commercial_Lodging_New_Food Preparation_Conveyor Oven_
Commercial_Lodging_New_Food Preparation_Natural Gas_Conveyor Oven_E7 | Commercial | Lodging | New | Food Preparation | Natural Gas | Conveyor Oven | E7 |  | 0% | 0% | 0% | 0 | 0 | 0 | 0 | 0 | 0 | 0 | 0 | 0% | 0 | 0 | 0% | Normal | 0% | 0 | 0 | 0 | [17 empty] | Commercial_Lodging_New_Food Preparation_Conveyor Oven_
Commercial_Lodging_New_Food Preparation_Natural Gas_Conveyor Oven_E8 | Commercial | Lodging | New | Food Preparation | Natural Gas | Conveyor Oven | E8 |  | 0% | 0% | 0% | 0 | 0 | 0 | 0 | 0 | 0 | 0 | 0 | 0% | 0 | 0 | 0% | Normal | 0% | 0 | 0 | 0 | [17 empty] | Commercial_Lodging_New_Food Preparation_Conveyor Oven_
Commercial_Lodging_New_Food Preparation_Natural Gas_Conveyor Oven_E9 | Commercial | Lodging | New | Food Preparation | Natural Gas | Conveyor Oven | E9 |  | 0% | 0% | 0% | 0 | 0 | 0 | 0 | 0 | 0 | 0 | 0 | 0% | 0 | 0 | 0% | Normal | 0% | 0 | 0 | 0 | [17 empty] | Commercial_Lodging_New_Food Preparation_Conveyor Oven_
Commercial_Lodging_New_Food Preparation_Natural Gas_Conveyor Oven_E10 | Commercial | Lodging | New | Food Preparation | Natural Gas | Conveyor Oven | E10 |  | 0% | 0% | 0% | 0 | 0 | 0 | 0 | 0 | 0 | 0 | 0 | 0% | 0 | 0 | 0% | Normal | 0% | 0 | 0 | 0 | [17 empty] | Commercial_Lodging_New_Food Preparation_Conveyor Oven_
Commercial_Lodging_New_Food Preparation_Natural Gas_Double Rack Oven_E1 | Commercial | Lodging | New | Food Preparation | Natural Gas | Double Rack Oven | E1 | Standard | 100% | 0% | 0% | 0.42534 | 0 | 0 | 0 | 10 | 14 | 2019 | 2050 | 100% | 0 | 0 | 0% | Normal | 0% | 0.13438 | 0 | 0 | 1 unit | 55000 | 0 | 3.1641e-05 | 4247.1 | 12513 | 0 | 0 | 0 | 2016 | 1.0743 | IL TRM - 4.2.18 - CI-FSE-RKOV-VO2-180101 | PGE Workpaper, PGECOFST109 R6, 2016 | IL TRM - 4.2.18 - CI-FSE-RKOV-VO2-180101 | 1 | unit | 3.1641e-05 | Commercial_Lodging_New_Food Preparation_Double Rack Oven_Standard
Commercial_Lodging_New_Food Preparation_Natural Gas_Double Rack Oven_E2 | Commercial | Lodging | New | Food Preparation | Natural Gas | Double Rack Oven | E2 | FTSC Qualified (>50% Cooking Efficiency) | 54.55% | 0% | 0% | 0.56565 | 0 | 0 | 0 | 10 | 14 | 2019 | 2050 | 100% | 0 | 0 | 0% | Normal | 0% | 0.0733 | 0 | 0 | 1 unit | 55000 | 0 | 3.1641e-05 | 2316.6 | 16641 | 0 | 0 | 0 | 2016 | 1.0743 | IL TRM - 4.2.18 - CI-FSE-RKOV-VO2-180101 | PGE Workpaper, PGECOFST109 R6, 2016 | IL TRM - 4.2.18 - CI-FSE-RKOV-VO2-180101 | 1 | unit | 3.1641e-05 | Commercial_Lodging_New_Food Preparation_Double Rack Oven_FTSC Qualified (>50% Cooking Efficiency)
Commercial_Lodging_New_Food Preparation_Natural Gas_Double Rack Oven_E3 | Commercial | Lodging | New | Food Preparation | Natural Gas | Double Rack Oven | E3 |  | 0% | 0% | 0% | 0 | 0 | 0 | 0 | 0 | 0 | 0 | 0 | 0% | 0 | 0 | 0% | Normal | 0% | 0 | 0 | 0 | [17 empty] | Commercial_Lodging_New_Food Preparation_Double Rack Oven_
Commercial_Lodging_New_Food Preparation_Natural Gas_Double Rack Oven_E4 | Commercial | Lodging | New | Food Preparation | Natural Gas | Double Rack Oven | E4 |  | 0% | 0% | 0% | 0 | 0 | 0 | 0 | 0 | 0 | 0 | 0 | 0% | 0 | 0 | 0% | Normal | 0% | 0 | 0 | 0 | [17 empty] | Commercial_Lodging_New_Food Preparation_Double Rack Oven_
Commercial_Lodging_New_Food Preparation_Natural Gas_Double Rack Oven_E5 | Commercial | Lodging | New | Food Preparation | Natural Gas | Double Rack Oven | E5 |  | 0% | 0% | 0% | 0 | 0 | 0 | 0 | 0 | 0 | 0 | 0 | 0% | 0 | 0 | 0% | Normal | 0% | 0 | 0 | 0 | [17 empty] | Commercial_Lodging_New_Food Preparation_Double Rack Oven_
Commercial_Lodging_New_Food Preparation_Natural Gas_Double Rack Oven_E6 | Commercial | Lodging | New | Food Preparation | Natural Gas | Double Rack Oven | E6 |  | 0% | 0% | 0% | 0 | 0 | 0 | 0 | 0 | 0 | 0 | 0 | 0% | 0 | 0 | 0% | Normal | 0% | 0 | 0 | 0 | [17 empty] | Commercial_Lodging_New_Food Preparation_Double Rack Oven_
Commercial_Lodging_New_Food Preparation_Natural Gas_Double Rack Oven_E7 | Commercial | Lodging | New | Food Preparation | Natural Gas | Double Rack Oven | E7 |  | 0% | 0% | 0% | 0 | 0 | 0 | 0 | 0 | 0 | 0 | 0 | 0% | 0 | 0 | 0% | Normal | 0% | 0 | 0 | 0 | [17 empty] | Commercial_Lodging_New_Food Preparation_Double Rack Oven_
Commercial_Lodging_New_Food Preparation_Natural Gas_Double Rack Oven_E8 | Commercial | Lodging | New | Food Preparation | Natural Gas | Double Rack Oven | E8 |  | 0% | 0% | 0% | 0 | 0 | 0 | 0 | 0 | 0 | 0 | 0 | 0% | 0 | 0 | 0% | Normal | 0% | 0 | 0 | 0 | [17 empty] | Commercial_Lodging_New_Food Preparation_Double Rack Oven_
Commercial_Lodging_New_Food Preparation_Natural Gas_Double Rack Oven_E9 | Commercial | Lodging | New | Food Preparation | Natural Gas | Double Rack Oven | E9 |  | 0% | 0% | 0% | 0 | 0 | 0 | 0 | 0 | 0 | 0 | 0 | 0% | 0 | 0 | 0% | Normal | 0% | 0 | 0 | 0 | [17 empty] | Commercial_Lodging_New_Food Preparation_Double Rack Oven_
Commercial_Lodging_New_Food Preparation_Natural Gas_Double Rack Oven_E10 | Commercial | Lodging | New | Food Preparation | Natural Gas | Double Rack Oven | E10 |  | 0% | 0% | 0% | 0 | 0 | 0 | 0 | 0 | 0 | 0 | 0 | 0% | 0 | 0 | 0% | Normal | 0% | 0 | 0 | 0 | [17 empty] | Commercial_Lodging_New_Food Preparation_Double Rack Oven_
Commercial_Lodging_New_Food Preparation_Natural Gas_Fryer_E1 | Commercial | Lodging | New | Food Preparation | Natural Gas | Fryer | E1 | Standard | 100% | 0% | 0% | 0.26893 | 0 | 0 | 0 | 7 | 11 | 2019 | 2021 | 100% | 0 | 0 | 0% | Normal | 0% | 0.066904 | 0 | 0 | 1 unit | 55000 | 0 | 7.0278e-05 | 951.9922 | 3562.1384 | 0 | 0 | 0 | 2016 | 1.0743 | RTF WkBk - ComCookingFryer_v5_0 | RTF WkBk - ComCookingFryer_v5_0 | RTF WkBk - ComCookingFryer_v5_0 | 1 | unit | 7.0278e-05 | Commercial_Lodging_New_Food Preparation_Fryer_Standard
Commercial_Lodging_New_Food Preparation_Natural Gas_Fryer_E2 | Commercial | Lodging | New | Food Preparation | Natural Gas | Fryer | E2 | ENERGY STAR (3.0) | 67.2% | 0% | 0% | 0.32074 | 0 | 0 | 0 | 7 | 11 | 2019 | 2050 | 100% | 0 | 0 | 0% | Normal | 0% | 0.044959 | 0 | 0 | 1 unit | 55000 | 0 | 7.0278e-05 | 639.7296 | 4248.3333 | 0 | 0 | 0 | 2016 | 1.0743 | RTF WkBk - ComCookingFryer_v5_0 | RTF WkBk - ComCookingFryer_v5_0 | RTF WkBk - ComCookingFryer_v5_0 | 1 | unit | 7.0278e-05 | Commercial_Lodging_New_Food Preparation_Fryer_ENERGY STAR (3.0)
Commercial_Lodging_New_Food Preparation_Natural Gas_Fryer_E3 | Commercial | Lodging | New | Food Preparation | Natural Gas | Fryer | E3 |  | 0% | 0% | 0% | 0 | 0 | 0 | 0 | 0 | 0 | 0 | 0 | 0% | 0 | 0 | 0% | Normal | 0% | 0 | 0 | 0 | [17 empty] | Commercial_Lodging_New_Food Preparation_Fryer_
Commercial_Lodging_New_Food Preparation_Natural Gas_Fryer_E4 | Commercial | Lodging | New | Food Preparation | Natural Gas | Fryer | E4 |  | 0% | 0% | 0% | 0 | 0 | 0 | 0 | 0 | 0 | 0 | 0 | 0% | 0 | 0 | 0% | Normal | 0% | 0 | 0 | 0 | [17 empty] | Commercial_Lodging_New_Food Preparation_Fryer_
Commercial_Lodging_New_Food Preparation_Natural Gas_Fryer_E5 | Commercial | Lodging | New | Food Preparation | Natural Gas | Fryer | E5 |  | 0% | 0% | 0% | 0 | 0 | 0 | 0 | 0 | 0 | 0 | 0 | 0% | 0 | 0 | 0% | Normal | 0% | 0 | 0 | 0 | [17 empty] | Commercial_Lodging_New_Food Preparation_Fryer_
Commercial_Lodging_New_Food Preparation_Natural Gas_Fryer_E6 | Commercial | Lodging | New | Food Preparation | Natural Gas | Fryer | E6 |  | 0% | 0% | 0% | 0 | 0 | 0 | 0 | 0 | 0 | 0 | 0 | 0% | 0 | 0 | 0% | Normal | 0% | 0 | 0 | 0 | [17 empty] | Commercial_Lodging_New_Food Preparation_Fryer_
Commercial_Lodging_New_Food Preparation_Natural Gas_Fryer_E7 | Commercial | Lodging | New | Food Preparation | Natural Gas | Fryer | E7 |  | 0% | 0% | 0% | 0 | 0 | 0 | 0 | 0 | 0 | 0 | 0 | 0% | 0 | 0 | 0% | Normal | 0% | 0 | 0 | 0 | [17 empty] | Commercial_Lodging_New_Food Preparation_Fryer_
Commercial_Lodging_New_Food Preparation_Natural Gas_Fryer_E8 | Commercial | Lodging | New | Food Preparation | Natural Gas | Fryer | E8 |  | 0% | 0% | 0% | 0 | 0 | 0 | 0 | 0 | 0 | 0 | 0 | 0% | 0 | 0 | 0% | Normal | 0% | 0 | 0 | 0 | [17 empty] | Commercial_Lodging_New_Food Preparation_Fryer_
Commercial_Lodging_New_Food Preparation_Natural Gas_Fryer_E9 | Commercial | Lodging | New | Food Preparation | Natural Gas | Fryer | E9 |  | 0% | 0% | 0% | 0 | 0 | 0 | 0 | 0 | 0 | 0 | 0 | 0% | 0 | 0 | 0% | Normal | 0% | 0 | 0 | 0 | [17 empty] | Commercial_Lodging_New_Food Preparation_Fryer_
Commercial_Lodging_New_Food Preparation_Natural Gas_Fryer_E10 | Commercial | Lodging | New | Food Preparation | Natural Gas | Fryer | E10 |  | 0% | 0% | 0% | 0 | 0 | 0 | 0 | 0 | 0 | 0 | 0 | 0% | 0 | 0 | 0% | Normal | 0% | 0 | 0 | 0 | [17 empty] | Commercial_Lodging_New_Food Preparation_Fryer_
Commercial_Lodging_New_Food Preparation_Natural Gas_Broiler_E1 | Commercial | Lodging | New | Food Preparation | Natural Gas | Broiler | E1 | Standard | 100% | 0% | 0% | 0.30048 | 0 | 0 | 0 | 10 | 14 | 2019 | 2050 | 100% | 0 | 0 | 0% | Normal | 0% | 0.069296 | 0 | 0 | 1 unit | 55000 | 0 | 0.00010302 | 672.672 | 2500 | 0 | 0 | 0 | 2011 | 1.1667 | IL TRM - 4.2.14 - CI-FSE-IRBL-V02-180101 | Estimate | IL TRM - 4.2.14 - CI-FSE-IRBL-V02-180101 | 1 | unit | 0.00010302 | Commercial_Lodging_New_Food Preparation_Broiler_Standard
Commercial_Lodging_New_Food Preparation_Natural Gas_Broiler_E2 | Commercial | Lodging | New | Food Preparation | Natural Gas | Broiler | E2 | Infrared Burners | 64.29% | 0% | 0% | 0.42067 | 0 | 0 | 0 | 10 | 14 | 2019 | 2050 | 100% | 0 | 0 | 0% | Normal | 0% | 0.044548 | 0 | 0 | 1 unit | 55000 | 0 | 0.00010302 | 432.432 | 3500 | 0 | 0 | 0 | 2011 | 1.1667 | IL TRM - 4.2.14 - CI-FSE-IRBL-V02-180101 | IL TRM - 4.2.14 - CI-FSE-IRBL-V02-180101 | IL TRM - 4.2.14 - CI-FSE-IRBL-V02-180101 | 1 | unit | 0.00010302 | Commercial_Lodging_New_Food Preparation_Broiler_Infrared Burners
Commercial_Lodging_New_Food Preparation_Natural Gas_Broiler_E3 | Commercial | Lodging | New | Food Preparation | Natural Gas | Broiler | E3 |  | 0% | 0% | 0% | 0 | 0 | 0 | 0 | 0 | 0 | 0 | 0 | 0% | 0 | 0 | 0% | Normal | 0% | 0 | 0 | 0 | [17 empty] | Commercial_Lodging_New_Food Preparation_Broiler_
Commercial_Lodging_New_Food Preparation_Natural Gas_Broiler_E4 | Commercial | Lodging | New | Food Preparation | Natural Gas | Broiler | E4 |  | 0% | 0% | 0% | 0 | 0 | 0 | 0 | 0 | 0 | 0 | 0 | 0% | 0 | 0 | 0% | Normal | 0% | 0 | 0 | 0 | [17 empty] | Commercial_Lodging_New_Food Preparation_Broiler_
Commercial_Lodging_New_Food Preparation_Natural Gas_Broiler_E5 | Commercial | Lodging | New | Food Preparation | Natural Gas | Broiler | E5 |  | 0% | 0% | 0% | 0 | 0 | 0 | 0 | 0 | 0 | 0 | 0 | 0% | 0 | 0 | 0% | Normal | 0% | 0 | 0 | 0 | [17 empty] | Commercial_Lodging_New_Food Preparation_Broiler_
Commercial_Lodging_New_Food Preparation_Natural Gas_Broiler_E6 | Commercial | Lodging | New | Food Preparation | Natural Gas | Broiler | E6 |  | 0% | 0% | 0% | 0 | 0 | 0 | 0 | 0 | 0 | 0 | 0 | 0% | 0 | 0 | 0% | Normal | 0% | 0 | 0 | 0 | [17 empty] | Commercial_Lodging_New_Food Preparation_Broiler_
Commercial_Lodging_New_Food Preparation_Natural Gas_Broiler_E7 | Commercial | Lodging | New | Food Preparation | Natural Gas | Broiler | E7 |  | 0% | 0% | 0% | 0 | 0 | 0 | 0 | 0 | 0 | 0 | 0 | 0% | 0 | 0 | 0% | Normal | 0% | 0 | 0 | 0 | [17 empty] | Commercial_Lodging_New_Food Preparation_Broiler_
Commercial_Lodging_New_Food Preparation_Natural Gas_Broiler_E8 | Commercial | Lodging | New | Food Preparation | Natural Gas | Broiler | E8 |  | 0% | 0% | 0% | 0 | 0 | 0 | 0 | 0 | 0 | 0 | 0 | 0% | 0 | 0 | 0% | Normal | 0% | 0 | 0 | 0 | [17 empty] | Commercial_Lodging_New_Food Preparation_Broiler_
Commercial_Lodging_New_Food Preparation_Natural Gas_Broiler_E9 | Commercial | Lodging | New | Food Preparation | Natural Gas | Broiler | E9 |  | 0% | 0% | 0% | 0 | 0 | 0 | 0 | 0 | 0 | 0 | 0 | 0% | 0 | 0 | 0% | Normal | 0% | 0 | 0 | 0 | [17 empty] | Commercial_Lodging_New_Food Preparation_Broiler_
Commercial_Lodging_New_Food Preparation_Natural Gas_Broiler_E10 | Commercial | Lodging | New | Food Preparation | Natural Gas | Broiler | E10 |  | 0% | 0% | 0% | 0 | 0 | 0 | 0 | 0 | 0 | 0 | 0 | 0% | 0 | 0 | 0% | Normal | 0% | 0 | 0 | 0 | [17 empty] | Commercial_Lodging_New_Food Preparation_Broiler_
Commercial_Lodging_New_Food Preparation_Natural Gas_Griddle_E1 | Commercial | Lodging | New | Food Preparation | Natural Gas | Griddle | E1 | Standard | 100% | 0% | 0% | 0.21872 | 0 | 0 | 0 | 10 | 14 | 2019 | 2050 | 100% | 0 | 0 | 0% | Normal | 0% | 0.046519 | 0 | 0 | 1 unit | 55000 | 0 | 3.7763e-05 | 1231.891 | 5150 | 0 | 0 | 0 | 2013 | 1.1247 | IL TRM - 4.2.8 - CI-FSE-ESGR-V04-200101 | COOK_GRD-Food Preparation-EIA14-2014 Ref. Case-5 | IL TRM - 4.2.8 - CI-FSE-ESGR-V04-200101 | 1 | unit | 3.7763e-05 | Commercial_Lodging_New_Food Preparation_Griddle_Standard
Commercial_Lodging_New_Food Preparation_Natural Gas_Griddle_E2 | Commercial | Lodging | New | Food Preparation | Natural Gas | Griddle | E2 | ENERGY STAR | 86.37% | 0% | 0% | 0.23401 | 0 | 0 | 0 | 10 | 14 | 2019 | 2050 | 100% | 0 | 0 | 0% | Normal | 0% | 0.040177 | 0 | 0 | 1 unit | 55000 | 0 | 3.7763e-05 | 1063.9446 | 5510 | 0 | 0 | 0 | 2013 | 1.1247 | IL TRM - 4.2.8 - CI-FSE-ESGR-V04-200101 | COOK_GRD-Food Preparation-EIA14-2014 Ref. Case-5 | IL TRM - 4.2.8 - CI-FSE-ESGR-V04-200101 | 1 | unit | 3.7763e-05 | Commercial_Lodging_New_Food Preparation_Griddle_ENERGY STAR
Commercial_Lodging_New_Food Preparation_Natural Gas_Griddle_E3 | Commercial | Lodging | New | Food Preparation | Natural Gas | Griddle | E3 |  | 0% | 0% | 0% | 0 | 0 | 0 | 0 | 0 | 0 | 0 | 0 | 0% | 0 | 0 | 0% | Normal | 0% | 0 | 0 | 0 | [17 empty] | Commercial_Lodging_New_Food Preparation_Griddle_
Commercial_Lodging_New_Food Preparation_Natural Gas_Griddle_E4 | Commercial | Lodging | New | Food Preparation | Natural Gas | Griddle | E4 |  | 0% | 0% | 0% | 0 | 0 | 0 | 0 | 0 | 0 | 0 | 0 | 0% | 0 | 0 | 0% | Normal | 0% | 0 | 0 | 0 | [17 empty] | Commercial_Lodging_New_Food Preparation_Griddle_
Commercial_Lodging_New_Food Preparation_Natural Gas_Griddle_E5 | Commercial | Lodging | New | Food Preparation | Natural Gas | Griddle | E5 |  | 0% | 0% | 0% | 0 | 0 | 0 | 0 | 0 | 0 | 0 | 0 | 0% | 0 | 0 | 0% | Normal | 0% | 0 | 0 | 0 | [17 empty] | Commercial_Lodging_New_Food Preparation_Griddle_
Commercial_Lodging_New_Food Preparation_Natural Gas_Griddle_E6 | Commercial | Lodging | New | Food Preparation | Natural Gas | Griddle | E6 |  | 0% | 0% | 0% | 0 | 0 | 0 | 0 | 0 | 0 | 0 | 0 | 0% | 0 | 0 | 0% | Normal | 0% | 0 | 0 | 0 | [17 empty] | Commercial_Lodging_New_Food Preparation_Griddle_
Commercial_Lodging_New_Food Preparation_Natural Gas_Griddle_E7 | Commercial | Lodging | New | Food Preparation | Natural Gas | Griddle | E7 |  | 0% | 0% | 0% | 0 | 0 | 0 | 0 | 0 | 0 | 0 | 0 | 0% | 0 | 0 | 0% | Normal | 0% | 0 | 0 | 0 | [17 empty] | Commercial_Lodging_New_Food Preparation_Griddle_
Commercial_Lodging_New_Food Preparation_Natural Gas_Griddle_E8 | Commercial | Lodging | New | Food Preparation | Natural Gas | Griddle | E8 |  | 0% | 0% | 0% | 0 | 0 | 0 | 0 | 0 | 0 | 0 | 0 | 0% | 0 | 0 | 0% | Normal | 0% | 0 | 0 | 0 | [17 empty] | Commercial_Lodging_New_Food Preparation_Griddle_
Commercial_Lodging_New_Food Preparation_Natural Gas_Griddle_E9 | Commercial | Lodging | New | Food Preparation | Natural Gas | Griddle | E9 |  | 0% | 0% | 0% | 0 | 0 | 0 | 0 | 0 | 0 | 0 | 0 | 0% | 0 | 0 | 0% | Normal | 0% | 0 | 0 | 0 | [17 empty] | Commercial_Lodging_New_Food Preparation_Griddle_
Commercial_Lodging_New_Food Preparation_Natural Gas_Griddle_E10 | Commercial | Lodging | New | Food Preparation | Natural Gas | Griddle | E10 |  | 0% | 0% | 0% | 0 | 0 | 0 | 0 | 0 | 0 | 0 | 0 | 0% | 0 | 0 | 0% | Normal | 0% | 0 | 0 | 0 | [17 empty] | Commercial_Lodging_New_Food Preparation_Griddle_
Commercial_Lodging_New_Food Preparation_Natural Gas_Range_E1 | Commercial | Lodging | New | Food Preparation | Natural Gas | Range | E1 | Standard | 100% | 0% | 0% | 0.35882 | 0 | 0 | 0 | 8 | 12 | 2019 | 2050 | 100% | 0 | 0 | 0% | Normal | 0% | 0.054366 | 0 | 0 | 1 unit | 55000 | 0 | 4.5305e-05 | 1200 | 7450 | 0 | 0 | 0 | 2017 | 1.0631 | COOK_OVN-Food Preparation-AEO17-1 | EIA 2018 Tech Forecast | Navigant 2009 | 1 | unit | 4.5305e-05 | Commercial_Lodging_New_Food Preparation_Range_Standard
Commercial_Lodging_New_Food Preparation_Natural Gas_Range_E2 | Commercial | Lodging | New | Food Preparation | Natural Gas | Range | E2 | High Efficiency | 75% | 0% | 0% | 0.35887 | 0 | 0 | 0 | 8 | 12 | 2019 | 2050 | 100% | 0 | 0 | 0% | Normal | 0% | 0.040774 | 0 | 0 | 1 unit | 55000 | 0 | 4.5305e-05 | 900 | 7451 | 0 | 0 | 0 | 2017 | 1.0631 | COOK_OVN-Food Preparation-AEO17-1 | EIA 2018 Tech Forecast | EIA 2018 Tech Forecast | 1 | unit | 4.5305e-05 | Commercial_Lodging_New_Food Preparation_Range_High Efficiency
Commercial_Lodging_New_Food Preparation_Natural Gas_Range_E3 | Commercial | Lodging | New | Food Preparation | Natural Gas | Range | E3 |  | 0% | 0% | 0% | 0 | 0 | 0 | 0 | 0 | 0 | 0 | 0 | 0% | 0 | 0 | 0% | Normal | 0% | 0 | 0 | 0 | [17 empty] | Commercial_Lodging_New_Food Preparation_Range_
Commercial_Lodging_New_Food Preparation_Natural Gas_Range_E4 | Commercial | Lodging | New | Food Preparation | Natural Gas | Range | E4 |  | 0% | 0% | 0% | 0 | 0 | 0 | 0 | 0 | 0 | 0 | 0 | 0% | 0 | 0 | 0% | Normal | 0% | 0 | 0 | 0 | [17 empty] | Commercial_Lodging_New_Food Preparation_Range_
Commercial_Lodging_New_Food Preparation_Natural Gas_Range_E5 | Commercial | Lodging | New | Food Preparation | Natural Gas | Range | E5 |  | 0% | 0% | 0% | 0 | 0 | 0 | 0 | 0 | 0 | 0 | 0 | 0% | 0 | 0 | 0% | Normal | 0% | 0 | 0 | 0 | [17 empty] | Commercial_Lodging_New_Food Preparation_Range_
Commercial_Lodging_New_Food Preparation_Natural Gas_Range_E6 | Commercial | Lodging | New | Food Preparation | Natural Gas | Range | E6 |  | 0% | 0% | 0% | 0 | 0 | 0 | 0 | 0 | 0 | 0 | 0 | 0% | 0 | 0 | 0% | Normal | 0% | 0 | 0 | 0 | [17 empty] | Commercial_Lodging_New_Food Preparation_Range_
Commercial_Lodging_New_Food Preparation_Natural Gas_Range_E7 | Commercial | Lodging | New | Food Preparation | Natural Gas | Range | E7 |  | 0% | 0% | 0% | 0 | 0 | 0 | 0 | 0 | 0 | 0 | 0 | 0% | 0 | 0 | 0% | Normal | 0% | 0 | 0 | 0 | [17 empty] | Commercial_Lodging_New_Food Preparation_Range_
Commercial_Lodging_New_Food Preparation_Natural Gas_Range_E8 | Commercial | Lodging | New | Food Preparation | Natural Gas | Range | E8 |  | 0% | 0% | 0% | 0 | 0 | 0 | 0 | 0 | 0 | 0 | 0 | 0% | 0 | 0 | 0% | Normal | 0% | 0 | 0 | 0 | [17 empty] | Commercial_Lodging_New_Food Preparation_Range_
Commercial_Lodging_New_Food Preparation_Natural Gas_Range_E9 | Commercial | Lodging | New | Food Preparation | Natural Gas | Range | E9 |  | 0% | 0% | 0% | 0 | 0 | 0 | 0 | 0 | 0 | 0 | 0 | 0% | 0 | 0 | 0% | Normal | 0% | 0 | 0 | 0 | [17 empty] | Commercial_Lodging_New_Food Preparation_Range_
Commercial_Lodging_New_Food Preparation_Natural Gas_Range_E10 | Commercial | Lodging | New | Food Preparation | Natural Gas | Range | E10 |  | 0% | 0% | 0% | 0 | 0 | 0 | 0 | 0 | 0 | 0 | 0 | 0% | 0 | 0 | 0% | Normal | 0% | 0 | 0 | 0 | [17 empty] | Commercial_Lodging_New_Food Preparation_Range_
Commercial_Lodging_New_Food Preparation_Natural Gas_Steamer_E1 | Commercial | Lodging | New | Food Preparation | Natural Gas | Steamer | E1 | Standard | 100% | 0% | 0% | 1.2597 | 0 | 0 | 0 | 8 | 16 | 2019 | 2021 | 100% | 0 | 0 | 0% | Normal | 0% | 0.12809 | 0 | 0 | 1 unit | 55000 | 0 | 8.3886e-05 | 1527.0152 | 13100 | 0 | 0 | 0 | 2012 | 1.1464 | IL TRM - 4.2.3 - CI-FSE-STMC-V05-190101 | DOE Commercial R&D 2016 - Table 2-10 | IL TRM - 4.2.3 - CI-FSE-STMC-V05-190101 | 1 | unit | 8.3886e-05 | Commercial_Lodging_New_Food Preparation_Steamer_Standard
Commercial_Lodging_New_Food Preparation_Natural Gas_Steamer_E2 | Commercial | Lodging | New | Food Preparation | Natural Gas | Steamer | E2 | ENERGY STAR | 20.86% | 0% | 0% | 1.3557 | 0 | -0.00025289 | 0 | 8 | 16 | 2019 | 2050 | 100% | 0 | 0 | 0% | Normal | 0% | 0.026719 | 0 | 0 | 1 unit | 55000 | 0 | 8.3886e-05 | 318.5218 | 14098 | 0 | -2.6298 | 0 | 2012 | 1.1464 | IL TRM - 4.2.3 - CI-FSE-STMC-V05-190101 | IL TRM - 4.2.3 - CI-FSE-STMC-V05-190101 | IL TRM - 4.2.3 - CI-FSE-STMC-V05-190101 | 1 | unit | 8.3886e-05 | Commercial_Lodging_New_Food Preparation_Steamer_ENERGY STAR
Commercial_Lodging_New_Food Preparation_Natural Gas_Steamer_E3 | Commercial | Lodging | New | Food Preparation | Natural Gas | Steamer | E3 |  | 0% | 0% | 0% | 0 | 0 | 0 | 0 | 0 | 0 | 0 | 0 | 0% | 0 | 0 | 0% | Normal | 0% | 0 | 0 | 0 | [17 empty] | Commercial_Lodging_New_Food Preparation_Steamer_
Commercial_Lodging_New_Food Preparation_Natural Gas_Steamer_E4 | Commercial | Lodging | New | Food Preparation | Natural Gas | Steamer | E4 |  | 0% | 0% | 0% | 0 | 0 | 0 | 0 | 0 | 0 | 0 | 0 | 0% | 0 | 0 | 0% | Normal | 0% | 0 | 0 | 0 | [17 empty] | Commercial_Lodging_New_Food Preparation_Steamer_
Commercial_Lodging_New_Food Preparation_Natural Gas_Steamer_E5 | Commercial | Lodging | New | Food Preparation | Natural Gas | Steamer | E5 |  | 0% | 0% | 0% | 0 | 0 | 0 | 0 | 0 | 0 | 0 | 0 | 0% | 0 | 0 | 0% | Normal | 0% | 0 | 0 | 0 | [17 empty] | Commercial_Lodging_New_Food Preparation_Steamer_
Commercial_Lodging_New_Food Preparation_Natural Gas_Steamer_E6 | Commercial | Lodging | New | Food Preparation | Natural Gas | Steamer | E6 |  | 0% | 0% | 0% | 0 | 0 | 0 | 0 | 0 | 0 | 0 | 0 | 0% | 0 | 0 | 0% | Normal | 0% | 0 | 0 | 0 | [17 empty] | Commercial_Lodging_New_Food Preparation_Steamer_
Commercial_Lodging_New_Food Preparation_Natural Gas_Steamer_E7 | Commercial | Lodging | New | Food Preparation | Natural Gas | Steamer | E7 |  | 0% | 0% | 0% | 0 | 0 | 0 | 0 | 0 | 0 | 0 | 0 | 0% | 0 | 0 | 0% | Normal | 0% | 0 | 0 | 0 | [17 empty] | Commercial_Lodging_New_Food Preparation_Steamer_
Commercial_Lodging_New_Food Preparation_Natural Gas_Steamer_E8 | Commercial | Lodging | New | Food Preparation | Natural Gas | Steamer | E8 |  | 0% | 0% | 0% | 0 | 0 | 0 | 0 | 0 | 0 | 0 | 0 | 0% | 0 | 0 | 0% | Normal | 0% | 0 | 0 | 0 | [17 empty] | Commercial_Lodging_New_Food Preparation_Steamer_
Commercial_Lodging_New_Food Preparation_Natural Gas_Steamer_E9 | Commercial | Lodging | New | Food Preparation | Natural Gas | Steamer | E9 |  | 0% | 0% | 0% | 0 | 0 | 0 | 0 | 0 | 0 | 0 | 0 | 0% | 0 | 0 | 0% | Normal | 0% | 0 | 0 | 0 | [17 empty] | Commercial_Lodging_New_Food Preparation_Steamer_
Commercial_Lodging_New_Food Preparation_Natural Gas_Steamer_E10 | Commercial | Lodging | New | Food Preparation | Natural Gas | Steamer | E10 |  | 0% | 0% | 0% | 0 | 0 | 0 | 0 | 0 | 0 | 0 | 0 | 0% | 0 | 0 | 0% | Normal | 0% | 0 | 0 | 0 | [17 empty] | Commercial_Lodging_New_Food Preparation_Steamer_
Commercial_Lodging_New_Food Preparation_Natural Gas_Food Prep Other_E1 | Commercial | Lodging | New | Food Preparation | Natural Gas | Food Prep Other | E1 | Standard | 100% | 0% | 0% | 0.045868 | 0 | 0 | 0 | 8 | 12 | 2019 | 2050 | 100% | 0 | 0 | 0% | Normal | 0% | 0.055055 | 0 | 0 | 1 unit | 55000 | 0 | 3.8684e-05 | 1423.18 | 1000 | 0 | 0 | 0 | 2010 | 1.1857 | Default | Default | Default | 1 | unit | 3.8684e-05 | Commercial_Lodging_New_Food Preparation_Food Prep Other_Standard
Commercial_Lodging_New_Food Preparation_Natural Gas_Food Prep Other_E2 | Commercial | Lodging | New | Food Preparation | Natural Gas | Food Prep Other | E2 | ENERGY STAR | 100% | 0% | 0% | 0.045914 | 0 | 0 | 0 | 8 | 12 | 2019 | 2050 | 100% | 0 | 0 | 0% | Normal | 0% | 0.055054 | 0 | 0 | 1 unit | 55000 | 0 | 3.8684e-05 | 1423.17 | 1001 | 0 | 0 | 0 | 2010 | 1.1857 | N/A | N/A | N/A | 1 | unit | 3.8684e-05 | Commercial_Lodging_New_Food Preparation_Food Prep Other_ENERGY STAR
Commercial_Lodging_New_Food Preparation_Natural Gas_Food Prep Other_E3 | Commercial | Lodging | New | Food Preparation | Natural Gas | Food Prep Other | E3 |  | 0% | 0% | 0% | 0 | 0 | 0 | 0 | 0 | 0 | 0 | 0 | 0% | 0 | 0 | 0% | Normal | 0% | 0 | 0 | 0 | [17 empty] | Commercial_Lodging_New_Food Preparation_Food Prep Other_
Commercial_Lodging_New_Food Preparation_Natural Gas_Food Prep Other_E4 | Commercial | Lodging | New | Food Preparation | Natural Gas | Food Prep Other | E4 |  | 0% | 0% | 0% | 0 | 0 | 0 | 0 | 0 | 0 | 0 | 0 | 0% | 0 | 0 | 0% | Normal | 0% | 0 | 0 | 0 | [17 empty] | Commercial_Lodging_New_Food Preparation_Food Prep Other_
Commercial_Lodging_New_Food Preparation_Natural Gas_Food Prep Other_E5 | Commercial | Lodging | New | Food Preparation | Natural Gas | Food Prep Other | E5 |  | 0% | 0% | 0% | 0 | 0 | 0 | 0 | 0 | 0 | 0 | 0 | 0% | 0 | 0 | 0% | Normal | 0% | 0 | 0 | 0 | [17 empty] | Commercial_Lodging_New_Food Preparation_Food Prep Other_
Commercial_Lodging_New_Food Preparation_Natural Gas_Food Prep Other_E6 | Commercial | Lodging | New | Food Preparation | Natural Gas | Food Prep Other | E6 |  | 0% | 0% | 0% | 0 | 0 | 0 | 0 | 0 | 0 | 0 | 0 | 0% | 0 | 0 | 0% | Normal | 0% | 0 | 0 | 0 | [17 empty] | Commercial_Lodging_New_Food Preparation_Food Prep Other_
Commercial_Lodging_New_Food Preparation_Natural Gas_Food Prep Other_E7 | Commercial | Lodging | New | Food Preparation | Natural Gas | Food Prep Other | E7 |  | 0% | 0% | 0% | 0 | 0 | 0 | 0 | 0 | 0 | 0 | 0 | 0% | 0 | 0 | 0% | Normal | 0% | 0 | 0 | 0 | [17 empty] | Commercial_Lodging_New_Food Preparation_Food Prep Other_
Commercial_Lodging_New_Food Preparation_Natural Gas_Food Prep Other_E8 | Commercial | Lodging | New | Food Preparation | Natural Gas | Food Prep Other | E8 |  | 0% | 0% | 0% | 0 | 0 | 0 | 0 | 0 | 0 | 0 | 0 | 0% | 0 | 0 | 0% | Normal | 0% | 0 | 0 | 0 | [17 empty] | Commercial_Lodging_New_Food Preparation_Food Prep Other_
Commercial_Lodging_New_Food Preparation_Natural Gas_Food Prep Other_E9 | Commercial | Lodging | New | Food Preparation | Natural Gas | Food Prep Other | E9 |  | 0% | 0% | 0% | 0 | 0 | 0 | 0 | 0 | 0 | 0 | 0 | 0% | 0 | 0 | 0% | Normal | 0% | 0 | 0 | 0 | [17 empty] | Commercial_Lodging_New_Food Preparation_Food Prep Other_
Commercial_Lodging_New_Food Preparation_Natural Gas_Food Prep Other_E10 | Commercial | Lodging | New | Food Preparation | Natural Gas | Food Prep Other | E10 |  | 0% | 0% | 0% | 0 | 0 | 0 | 0 | 0 | 0 | 0 | 0 | 0% | 0 | 0 | 0% | Normal | 0% | 0 | 0 | 0 | [17 empty] | Commercial_Lodging_New_Food Preparation_Food Prep Other_
Commercial_Lodging_New_Miscellaneous_Natural Gas_Pool Heater_E1 | Commercial | Lodging | New | Miscellaneous | Natural Gas | Pool Heater | E1 | Standard (EF .78) | 100% | 0% | 0% | 0.035095 | 0 | 0 | 0 | 4 | 8 | 2019 | 2050 | 100% | 0 | 0 | 0% | Normal | 0% | 0.026352 | 0 | 0 | 1 unit | 55000 | 0 | 1.7592e-06 | 14980 | 18052 | 0 | 0 | 0 | 2014 | 1.1051 | DOE Commercial R&D 2016 - Table 7-6 | DOE Commercial R&D 2016 - Table 7-7 | DOE Commercial R&D 2016 - Table 7-8 | 1 | unit | 1.7592e-06 | Commercial_Lodging_New_Miscellaneous_Pool Heater_Standard (EF .78)
Commercial_Lodging_New_Miscellaneous_Natural Gas_Pool Heater_E2 | Commercial | Lodging | New | Miscellaneous | Natural Gas | Pool Heater | E2 | Condensing (EF .90) | 85% | 0% | 0% | 0.057463 | 0 | 0 | 0 | 4 | 8 | 2019 | 2050 | 100% | 0 | 0 | 0% | Normal | 0% | 0.0224 | 0 | 0 | 1 unit | 55000 | 0 | 1.7592e-06 | 12733 | 29558 | 0 | 0 | 0 | 2014 | 1.1051 | DOE Commercial R&D 2016 - Table 7-6 | DOE Commercial R&D 2016 - Table 7-7 | DOE Commercial R&D 2016 - Table 7-9 | 1 | unit | 1.7592e-06 | Commercial_Lodging_New_Miscellaneous_Pool Heater_Condensing (EF .90)
Commercial_Lodging_New_Miscellaneous_Natural Gas_Pool Heater_E3 | Commercial | Lodging | New | Miscellaneous | Natural Gas | Pool Heater | E3 |  | 0% | 0% | 0% | 0 | 0 | 0 | 0 | 0 | 0 | 0 | 0 | 0% | 0 | 0 | 0% | Normal | 0% | 0 | 0 | 0 | [17 empty] | Commercial_Lodging_New_Miscellaneous_Pool Heater_
Commercial_Lodging_New_Miscellaneous_Natural Gas_Pool Heater_E4 | Commercial | Lodging | New | Miscellaneous | Natural Gas | Pool Heater | E4 |  | 0% | 0% | 0% | 0 | 0 | 0 | 0 | 0 | 0 | 0 | 0 | 0% | 0 | 0 | 0% | Normal | 0% | 0 | 0 | 0 | [17 empty] | Commercial_Lodging_New_Miscellaneous_Pool Heater_
Commercial_Lodging_New_Miscellaneous_Natural Gas_Pool Heater_E5 | Commercial | Lodging | New | Miscellaneous | Natural Gas | Pool Heater | E5 |  | 0% | 0% | 0% | 0 | 0 | 0 | 0 | 0 | 0 | 0 | 0 | 0% | 0 | 0 | 0% | Normal | 0% | 0 | 0 | 0 | [17 empty] | Commercial_Lodging_New_Miscellaneous_Pool Heater_
Commercial_Lodging_New_Miscellaneous_Natural Gas_Pool Heater_E6 | Commercial | Lodging | New | Miscellaneous | Natural Gas | Pool Heater | E6 |  | 0% | 0% | 0% | 0 | 0 | 0 | 0 | 0 | 0 | 0 | 0 | 0% | 0 | 0 | 0% | Normal | 0% | 0 | 0 | 0 | [17 empty] | Commercial_Lodging_New_Miscellaneous_Pool Heater_
Commercial_Lodging_New_Miscellaneous_Natural Gas_Pool Heater_E7 | Commercial | Lodging | New | Miscellaneous | Natural Gas | Pool Heater | E7 |  | 0% | 0% | 0% | 0 | 0 | 0 | 0 | 0 | 0 | 0 | 0 | 0% | 0 | 0 | 0% | Normal | 0% | 0 | 0 | 0 | [17 empty] | Commercial_Lodging_New_Miscellaneous_Pool Heater_
Commercial_Lodging_New_Miscellaneous_Natural Gas_Pool Heater_E8 | Commercial | Lodging | New | Miscellaneous | Natural Gas | Pool Heater | E8 |  | 0% | 0% | 0% | 0 | 0 | 0 | 0 | 0 | 0 | 0 | 0 | 0% | 0 | 0 | 0% | Normal | 0% | 0 | 0 | 0 | [17 empty] | Commercial_Lodging_New_Miscellaneous_Pool Heater_
Commercial_Lodging_New_Miscellaneous_Natural Gas_Pool Heater_E9 | Commercial | Lodging | New | Miscellaneous | Natural Gas | Pool Heater | E9 |  | 0% | 0% | 0% | 0 | 0 | 0 | 0 | 0 | 0 | 0 | 0 | 0% | 0 | 0 | 0% | Normal | 0% | 0 | 0 | 0 | [17 empty] | Commercial_Lodging_New_Miscellaneous_Pool Heater_
Commercial_Lodging_New_Miscellaneous_Natural Gas_Pool Heater_E10 | Commercial | Lodging | New | Miscellaneous | Natural Gas | Pool Heater | E10 |  | 0% | 0% | 0% | 0 | 0 | 0 | 0 | 0 | 0 | 0 | 0 | 0% | 0 | 0 | 0% | Normal | 0% | 0 | 0 | 0 | [17 empty] | Commercial_Lodging_New_Miscellaneous_Pool Heater_
Commercial_Lodging_New_Miscellaneous_Natural Gas_Miscellaneous_E1 | Commercial | Lodging | New | Miscellaneous | Natural Gas | Miscellaneous | E1 | Miscellaneous | 100% | 0% | 0% | 1.0743 | 0 | 0 | 0 | 2 | 8 | 2019 | 2050 | 100% | 0 | 0 | 0% | Normal | 0% | 0.0055883 | 0 | 0 | 1 unit | 55000 | 0 | 1 | 1 | 1 | 0 | 0 | 0 | 2016 | 1.0743 | N/A | N/A | N/A | 1 | unit | 1 | Commercial_Lodging_New_Miscellaneous_Miscellaneous_Miscellaneous
Commercial_Lodging_New_Miscellaneous_Natural Gas_Miscellaneous_E2 | Commercial | Lodging | New | Miscellaneous | Natural Gas | Miscellaneous | E2 |  | 0% | 0% | 0% | 0 | 0 | 0 | 0 | 0 | 0 | 0 | 0 | 0% | 0 | 0 | 0% | Normal | 0% | 0 | 0 | 0 | [17 empty] | Commercial_Lodging_New_Miscellaneous_Miscellaneous_
Commercial_Lodging_New_Miscellaneous_Natural Gas_Miscellaneous_E3 | Commercial | Lodging | New | Miscellaneous | Natural Gas | Miscellaneous | E3 |  | 0% | 0% | 0% | 0 | 0 | 0 | 0 | 0 | 0 | 0 | 0 | 0% | 0 | 0 | 0% | Normal | 0% | 0 | 0 | 0 | [17 empty] | Commercial_Lodging_New_Miscellaneous_Miscellaneous_
Commercial_Lodging_New_Miscellaneous_Natural Gas_Miscellaneous_E4 | Commercial | Lodging | New | Miscellaneous | Natural Gas | Miscellaneous | E4 |  | 0% | 0% | 0% | 0 | 0 | 0 | 0 | 0 | 0 | 0 | 0 | 0% | 0 | 0 | 0% | Normal | 0% | 0 | 0 | 0 | [17 empty] | Commercial_Lodging_New_Miscellaneous_Miscellaneous_
Commercial_Lodging_New_Miscellaneous_Natural Gas_Miscellaneous_E5 | Commercial | Lodging | New | Miscellaneous | Natural Gas | Miscellaneous | E5 |  | 0% | 0% | 0% | 0 | 0 | 0 | 0 | 0 | 0 | 0 | 0 | 0% | 0 | 0 | 0% | Normal | 0% | 0 | 0 | 0 | [17 empty] | Commercial_Lodging_New_Miscellaneous_Miscellaneous_
Commercial_Lodging_New_Miscellaneous_Natural Gas_Miscellaneous_E6 | Commercial | Lodging | New | Miscellaneous | Natural Gas | Miscellaneous | E6 |  | 0% | 0% | 0% | 0 | 0 | 0 | 0 | 0 | 0 | 0 | 0 | 0% | 0 | 0 | 0% | Normal | 0% | 0 | 0 | 0 | [17 empty] | Commercial_Lodging_New_Miscellaneous_Miscellaneous_
Commercial_Lodging_New_Miscellaneous_Natural Gas_Miscellaneous_E7 | Commercial | Lodging | New | Miscellaneous | Natural Gas | Miscellaneous | E7 |  | 0% | 0% | 0% | 0 | 0 | 0 | 0 | 0 | 0 | 0 | 0 | 0% | 0 | 0 | 0% | Normal | 0% | 0 | 0 | 0 | [17 empty] | Commercial_Lodging_New_Miscellaneous_Miscellaneous_
Commercial_Lodging_New_Miscellaneous_Natural Gas_Miscellaneous_E8 | Commercial | Lodging | New | Miscellaneous | Natural Gas | Miscellaneous | E8 |  | 0% | 0% | 0% | 0 | 0 | 0 | 0 | 0 | 0 | 0 | 0 | 0% | 0 | 0 | 0% | Normal | 0% | 0 | 0 | 0 | [17 empty] | Commercial_Lodging_New_Miscellaneous_Miscellaneous_
Commercial_Lodging_New_Miscellaneous_Natural Gas_Miscellaneous_E9 | Commercial | Lodging | New | Miscellaneous | Natural Gas | Miscellaneous | E9 |  | 0% | 0% | 0% | 0 | 0 | 0 | 0 | 0 | 0 | 0 | 0 | 0% | 0 | 0 | 0% | Normal | 0% | 0 | 0 | 0 | [17 empty] | Commercial_Lodging_New_Miscellaneous_Miscellaneous_
Commercial_Lodging_New_Miscellaneous_Natural Gas_Miscellaneous_E10 | Commercial | Lodging | New | Miscellaneous | Natural Gas | Miscellaneous | E10 |  | 0% | 0% | 0% | 0 | 0 | 0 | 0 | 0 | 0 | 0 | 0 | 0% | 0 | 0 | 0% | Normal | 0% | 0 | 0 | 0 | [17 empty] | Commercial_Lodging_New_Miscellaneous_Miscellaneous_
Commercial_Warehouse_Existing_Space Heating_Natural Gas_Furnace_E1 | Commercial | Warehouse | Existing | Space Heating | Natural Gas | Furnace | E1 | AFUE 80% (Standard) | 100% | 0% | 0% | 0.19892 | 0.077001 | 0.02105 | 0 | 17 | 29 | 2019 | 2023 | 90% | 0 | 0 | 0% | Normal | 0% | 0.14298 | 0 | 0 | 140 kBtu/hr | 100000 | 0 | 0.00017143 | 6.2224 | 1050 | 406.4484 | 111.11 | 0 | 2014 | 1.1051 | EIA 2018 Tech Forecast | 2015 DOE Commercial Warm Air Furnace TSD - EERE-2013-BT-STD-0021-0050 | AEG BEST | 140 | kBtu/hr | 0.024 | Commercial_Warehouse_Existing_Space Heating_Furnace_AFUE 80% (Standard)
Commercial_Warehouse_Existing_Space Heating_Natural Gas_Furnace_E2 | Commercial | Warehouse | Existing | Space Heating | Natural Gas | Furnace | E2 | AFUE 81% (2023 Fed Standard) | 98.77% | 0% | 0% | 0.33153 | 0.077001 | 0.021152 | 0 | 17 | 29 | 2019 | 2023 | 90% | 0 | 0 | 0% | Normal | 0% | 0.14122 | 0 | 0 | 140 kBtu/hr | 100000 | 0 | 0.00017143 | 6.1456 | 1750 | 406.4484 | 111.651 | 0 | 2014 | 1.1051 | EIA 2018 Tech Forecast | 2015 DOE Commercial Warm Air Furnace TSD - EERE-2013-BT-STD-0021-0050 | AEG BEST | 140 | kBtu/hr | 0.024 | Commercial_Warehouse_Existing_Space Heating_Furnace_AFUE 81% (2023 Fed Standard)
Commercial_Warehouse_Existing_Space Heating_Natural Gas_Furnace_E3 | Commercial | Warehouse | Existing | Space Heating | Natural Gas | Furnace | E3 | AFUE 91% (WA State Min 2023) | 87.91% | 0% | 0% | 0.46415 | 0.077001 | 0.022074 | 0 | 17 | 29 | 2019 | 2050 | 90% | 0 | 0 | 0% | Normal | 0% | 0.1257 | 0 | 0 | 140 kBtu/hr | 100000 | 0 | 0.00017143 | 5.4702 | 2450 | 406.4484 | 116.52 | 0 | 2014 | 1.1051 | EIA 2018 Tech Forecast | 2015 DOE Commercial Warm Air Furnace TSD - EERE-2013-BT-STD-0021-0050 | AEG BEST | 140 | kBtu/hr | 0.024 | Commercial_Warehouse_Existing_Space Heating_Furnace_AFUE 91% (WA State Min 2023)
Commercial_Warehouse_Existing_Space Heating_Natural Gas_Furnace_E4 | Commercial | Warehouse | Existing | Space Heating | Natural Gas | Furnace | E4 | AFUE 96% | 83.33% | 0% | 0% | 0.28853 | 0.10574 | 0.022074 | 0 | 17 | 29 | 2019 | 2050 | 100% | 0 | 0 | 0% | Normal | 0% | 0.11915 | 0 | 0 | 140 kBtu/hr | 100000 | 0 | 0.00017143 | 5.1853 | 1522.9949 | 558.1641 | 116.52 | 0 | 2014 | 1.1051 | EIA 2018 Tech Forecast | 2015 DOE Commercial Warm Air Furnace TSD - EERE-2013-BT-STD-0021-0050 | AEG BEST | 140 | kBtu/hr | 0.024 | Commercial_Warehouse_Existing_Space Heating_Furnace_AFUE 96%
Commercial_Warehouse_Existing_Space Heating_Natural Gas_Furnace_E5 | Commercial | Warehouse | Existing | Space Heating | Natural Gas | Furnace | E5 | Convert to Gas-Fired ASHP | 61.54% | 0% | 0% | 4.9328 | 0.48599 | 0.030982 | 0 | 17 | 29 | 2026 | 2050 | 100% | 0 | 0 | 0% | Normal | 0% | 0.087988 | 0 | 0 | 140 kBtu/hr | 100000 | 0 | 0.00017143 | 3.8292 | 27066.6667 | 2666.6667 | 170 | 0 | 2017 | 1.0631 | EIA 2018 Tech Forecast | EIA 2018/2023 Tech Forecast, Adjusted for Size | AEG BEST | 140 | kBtu/hr | 0.024 | Commercial_Warehouse_Existing_Space Heating_Furnace_Convert to Gas-Fired ASHP
Commercial_Warehouse_Existing_Space Heating_Natural Gas_Furnace_E6 | Commercial | Warehouse | Existing | Space Heating | Natural Gas | Furnace | E6 |  | 0% | 0% | 0% | 0 | 0 | 0 | 0 | 0 | 0 | 0 | 0 | 0% | 0 | 0 | 0% | Normal | 0% | 0 | 0 | 0 | [17 empty] | Commercial_Warehouse_Existing_Space Heating_Furnace_
Commercial_Warehouse_Existing_Space Heating_Natural Gas_Furnace_E7 | Commercial | Warehouse | Existing | Space Heating | Natural Gas | Furnace | E7 |  | 0% | 0% | 0% | 0 | 0 | 0 | 0 | 0 | 0 | 0 | 0 | 0% | 0 | 0 | 0% | Normal | 0% | 0 | 0 | 0 | [17 empty] | Commercial_Warehouse_Existing_Space Heating_Furnace_
Commercial_Warehouse_Existing_Space Heating_Natural Gas_Furnace_E8 | Commercial | Warehouse | Existing | Space Heating | Natural Gas | Furnace | E8 |  | 0% | 0% | 0% | 0 | 0 | 0 | 0 | 0 | 0 | 0 | 0 | 0% | 0 | 0 | 0% | Normal | 0% | 0 | 0 | 0 | [17 empty] | Commercial_Warehouse_Existing_Space Heating_Furnace_
Commercial_Warehouse_Existing_Space Heating_Natural Gas_Furnace_E9 | Commercial | Warehouse | Existing | Space Heating | Natural Gas | Furnace | E9 |  | 0% | 0% | 0% | 0 | 0 | 0 | 0 | 0 | 0 | 0 | 0 | 0% | 0 | 0 | 0% | Normal | 0% | 0 | 0 | 0 | [17 empty] | Commercial_Warehouse_Existing_Space Heating_Furnace_
Commercial_Warehouse_Existing_Space Heating_Natural Gas_Furnace_E10 | Commercial | Warehouse | Existing | Space Heating | Natural Gas | Furnace | E10 |  | 0% | 0% | 0% | 0 | 0 | 0 | 0 | 0 | 0 | 0 | 0 | 0% | 0 | 0 | 0% | Normal | 0% | 0 | 0 | 0 | [17 empty] | Commercial_Warehouse_Existing_Space Heating_Furnace_
Commercial_Warehouse_Existing_Space Heating_Natural Gas_Boiler_E1 | Commercial | Warehouse | Existing | Space Heating | Natural Gas | Boiler | E1 | TE 80% | 100% | 0% | 0% | 0.73763 | 0.41211 | 0 | 0 | 19 | 31 | 2019 | 2023 | 100% | 0 | 0 | 0% | Normal | 0% | 0.20534 | 0 | 0 | 513.550054507209 kBtu/hr | 100000 | 0 | 4.6734e-05 | 7.1764 | 14516 | 8110 | 0 | 0 | 2015 | 1.0873 | RTF Wkbk - ComGasBoilersUES_v2.1 | CE_EWR Measure Cost Benchmarking - 02.08.23 | AEG BEST | 513.5501 | kBtu/hr | 0.024 | Commercial_Warehouse_Existing_Space Heating_Boiler_TE 80%
Commercial_Warehouse_Existing_Space Heating_Natural Gas_Boiler_E2 | Commercial | Warehouse | Existing | Space Heating | Natural Gas | Boiler | E2 | TE 84% (2023 Standard) | 95.24% | 0% | 0% | 0.7764 | 0.41211 | 0 | 0 | 19 | 31 | 2019 | 2023 | 100% | 0 | 0 | 0% | Normal | 0% | 0.19556 | 0 | 0 | 513.550054507209 kBtu/hr | 100000 | 0 | 4.6734e-05 | 6.8346 | 15279 | 8110 | 0 | 0 | 2015 | 1.0873 | RTF Wkbk - ComGasBoilersUES_v2.1 | CE_EWR Measure Cost Benchmarking - 02.08.23 | AEG BEST | 513.5501 | kBtu/hr | 0.024 | Commercial_Warehouse_Existing_Space Heating_Boiler_TE 84% (2023 Standard)
Commercial_Warehouse_Existing_Space Heating_Natural Gas_Boiler_E3 | Commercial | Warehouse | Existing | Space Heating | Natural Gas | Boiler | E3 | TE 94% (ENERGY STAR 1.0) | 85.11% | 0% | 0% | 1.4044 | 0.46374 | 0 | 0 | 19 | 31 | 2019 | 2050 | 100% | 0 | 0 | 0% | Normal | 0% | 0.17476 | 0 | 0 | 513.550054507209 kBtu/hr | 100000 | 0 | 4.6734e-05 | 6.1075 | 27638 | 9126 | 0 | 0 | 2015 | 1.0873 | RTF Wkbk - ComGasBoilersUES_v2.1 | CE_EWR Measure Cost Benchmarking - 02.08.23 | AEG BEST | 513.5501 | kBtu/hr | 0.024 | Commercial_Warehouse_Existing_Space Heating_Boiler_TE 94% (ENERGY STAR 1.0)
Commercial_Warehouse_Existing_Space Heating_Natural Gas_Boiler_E4 | Commercial | Warehouse | Existing | Space Heating | Natural Gas | Boiler | E4 | TE 98% | 81.63% | 0% | 0% | 1.5794 | 0.46374 | 0 | 0 | 19 | 31 | 2019 | 2050 | 100% | 0 | 0 | 0% | Normal | 0% | 0.16763 | 0 | 0 | 513.550054507209 kBtu/hr | 100000 | 0 | 4.6734e-05 | 5.8583 | 31080.8718 | 9126 | 0 | 0 | 2015 | 1.0873 | RTF Wkbk - ComGasBoilersUES_v2.1 | CE_EWR Measure Cost Benchmarking - 02.08.23 | AEG BEST | 513.5501 | kBtu/hr | 0.024 | Commercial_Warehouse_Existing_Space Heating_Boiler_TE 98%
Commercial_Warehouse_Existing_Space Heating_Natural Gas_Boiler_E5 | Commercial | Warehouse | Existing | Space Heating | Natural Gas | Boiler | E5 | Convert to Gas-Fired ASHP | 61.54% | 0% | 0% | 5.0492 | 0.28981 | 0.094864 | 0 | 19 | 31 | 2019 | 2050 | 100% | 0 | 0 | 0% | Normal | 0% | 0.12636 | 0 | 0 | 800 kBtu/hr | 100000 | 0 | 3e-05 | 4.4162 | 158316.7533 | 9086.959 | 2974.436 | 0 | 2017 | 1.0631 | RTF Wkbk - ComGasBoilersUES_v2.1 | AEO 2021 - gas_eng-driven_RTHP-heat 2017 typical | AEG BEST | 800 | kBtu/hr | 0.024 | Commercial_Warehouse_Existing_Space Heating_Boiler_Convert to Gas-Fired ASHP
Commercial_Warehouse_Existing_Space Heating_Natural Gas_Boiler_E6 | Commercial | Warehouse | Existing | Space Heating | Natural Gas | Boiler | E6 |  | 0% | 0% | 0% | 0 | 0 | 0 | 0 | 0 | 0 | 0 | 0 | 0% | 0 | 0 | 0% | Normal | 0% | 0 | 0 | 0 | [17 empty] | Commercial_Warehouse_Existing_Space Heating_Boiler_
Commercial_Warehouse_Existing_Space Heating_Natural Gas_Boiler_E7 | Commercial | Warehouse | Existing | Space Heating | Natural Gas | Boiler | E7 |  | 0% | 0% | 0% | 0 | 0 | 0 | 0 | 0 | 0 | 0 | 0 | 0% | 0 | 0 | 0% | Normal | 0% | 0 | 0 | 0 | [17 empty] | Commercial_Warehouse_Existing_Space Heating_Boiler_
Commercial_Warehouse_Existing_Space Heating_Natural Gas_Boiler_E8 | Commercial | Warehouse | Existing | Space Heating | Natural Gas | Boiler | E8 |  | 0% | 0% | 0% | 0 | 0 | 0 | 0 | 0 | 0 | 0 | 0 | 0% | 0 | 0 | 0% | Normal | 0% | 0 | 0 | 0 | [17 empty] | Commercial_Warehouse_Existing_Space Heating_Boiler_
Commercial_Warehouse_Existing_Space Heating_Natural Gas_Boiler_E9 | Commercial | Warehouse | Existing | Space Heating | Natural Gas | Boiler | E9 |  | 0% | 0% | 0% | 0 | 0 | 0 | 0 | 0 | 0 | 0 | 0 | 0% | 0 | 0 | 0% | Normal | 0% | 0 | 0 | 0 | [17 empty] | Commercial_Warehouse_Existing_Space Heating_Boiler_
Commercial_Warehouse_Existing_Space Heating_Natural Gas_Boiler_E10 | Commercial | Warehouse | Existing | Space Heating | Natural Gas | Boiler | E10 |  | 0% | 0% | 0% | 0 | 0 | 0 | 0 | 0 | 0 | 0 | 0 | 0% | 0 | 0 | 0% | Normal | 0% | 0 | 0 | 0 | [17 empty] | Commercial_Warehouse_Existing_Space Heating_Boiler_
Commercial_Warehouse_Existing_Space Heating_Natural Gas_Unit Heater_E1 | Commercial | Warehouse | Existing | Space Heating | Natural Gas | Unit Heater | E1 | Standard | 100% | 0% | 0% | 0.1311 | 0 | 0 | 0 | 9 | 15 | 2019 | 2023 | 100% | 0 | 0 | 0% | Normal | 0% | 0.14522 | 0 | 0 | 120 kBtu/Hr | 100000 | 0 | 1.2246e-06 | 1071.1875 | 849.6 | 0 | 0 | 0 | 2018 | 1.05 | IL TRM v11 - 4.4.5 (Adjusted for WA Climate) | IL TRM v11 - 4.4.5 (Adjusted for WA Climate) | IL TRM v11 - 4.4.5 (Adjusted for WA Climate) | 120 | kBtu/Hr | 0.00014695 | Commercial_Warehouse_Existing_Space Heating_Unit Heater_Standard
Commercial_Warehouse_Existing_Space Heating_Natural Gas_Unit Heater_E2 | Commercial | Warehouse | Existing | Space Heating | Natural Gas | Unit Heater | E2 | Condensing | 89.99% | 0% | 0% | 0.41921 | 0 | 0 | 0 | 9 | 15 | 2019 | 2050 | 100% | 0 | 0 | 0% | Normal | 0% | 0.13068 | 0 | 0 | 120 kBtu/Hr | 100000 | 0 | 1.2246e-06 | 963.9483 | 2716.8 | 0 | 0 | 0 | 2018 | 1.05 | IL TRM v11 - 4.4.5 (Adjusted for WA Climate) | IL TRM v11 - 4.4.5 (Adjusted for WA Climate) | IL TRM v11 - 4.4.5 (Adjusted for WA Climate) | 120 | kBtu/Hr | 0.00014695 | Commercial_Warehouse_Existing_Space Heating_Unit Heater_Condensing
Commercial_Warehouse_Existing_Space Heating_Natural Gas_Unit Heater_E3 | Commercial | Warehouse | Existing | Space Heating | Natural Gas | Unit Heater | E3 | Infrared Radiant | 77.72% | 0% | 0% | 0.18109 | 0 | 0 | 0 | 9 | 15 | 2019 | 2050 | 100% | 0 | 0 | 0% | Normal | 0% | 0.11287 | 0 | 0 | 120 kBtu/Hr | 100000 | 0 | 1.2246e-06 | 832.5115 | 1173.6 | 0 | 0 | 0 | 2018 | 1.05 | IL TRM v11 - 4.4.5 (Adjusted for WA Climate) | IL TRM v11 - 4.4.5 (Adjusted for WA Climate) | IL TRM v11 - 4.4.5 (Adjusted for WA Climate) | 120 | kBtu/Hr | 0.00014695 | Commercial_Warehouse_Existing_Space Heating_Unit Heater_Infrared Radiant
Commercial_Warehouse_Existing_Space Heating_Natural Gas_Unit Heater_E4 | Commercial | Warehouse | Existing | Space Heating | Natural Gas | Unit Heater | E4 |  | 0% | 0% | 0% | 0 | 0 | 0 | 0 | 0 | 0 | 0 | 0 | 0% | 0 | 0 | 0% | Normal | 0% | 0 | 0 | 0 | [17 empty] | Commercial_Warehouse_Existing_Space Heating_Unit Heater_
Commercial_Warehouse_Existing_Space Heating_Natural Gas_Unit Heater_E5 | Commercial | Warehouse | Existing | Space Heating | Natural Gas | Unit Heater | E5 |  | 0% | 0% | 0% | 0 | 0 | 0 | 0 | 0 | 0 | 0 | 0 | 0% | 0 | 0 | 0% | Normal | 0% | 0 | 0 | 0 | [17 empty] | Commercial_Warehouse_Existing_Space Heating_Unit Heater_
Commercial_Warehouse_Existing_Space Heating_Natural Gas_Unit Heater_E6 | Commercial | Warehouse | Existing | Space Heating | Natural Gas | Unit Heater | E6 |  | 0% | 0% | 0% | 0 | 0 | 0 | 0 | 0 | 0 | 0 | 0 | 0% | 0 | 0 | 0% | Normal | 0% | 0 | 0 | 0 | [17 empty] | Commercial_Warehouse_Existing_Space Heating_Unit Heater_
Commercial_Warehouse_Existing_Space Heating_Natural Gas_Unit Heater_E7 | Commercial | Warehouse | Existing | Space Heating | Natural Gas | Unit Heater | E7 |  | 0% | 0% | 0% | 0 | 0 | 0 | 0 | 0 | 0 | 0 | 0 | 0% | 0 | 0 | 0% | Normal | 0% | 0 | 0 | 0 | [17 empty] | Commercial_Warehouse_Existing_Space Heating_Unit Heater_
Commercial_Warehouse_Existing_Space Heating_Natural Gas_Unit Heater_E8 | Commercial | Warehouse | Existing | Space Heating | Natural Gas | Unit Heater | E8 |  | 0% | 0% | 0% | 0 | 0 | 0 | 0 | 0 | 0 | 0 | 0 | 0% | 0 | 0 | 0% | Normal | 0% | 0 | 0 | 0 | [17 empty] | Commercial_Warehouse_Existing_Space Heating_Unit Heater_
Commercial_Warehouse_Existing_Space Heating_Natural Gas_Unit Heater_E9 | Commercial | Warehouse | Existing | Space Heating | Natural Gas | Unit Heater | E9 |  | 0% | 0% | 0% | 0 | 0 | 0 | 0 | 0 | 0 | 0 | 0 | 0% | 0 | 0 | 0% | Normal | 0% | 0 | 0 | 0 | [17 empty] | Commercial_Warehouse_Existing_Space Heating_Unit Heater_
Commercial_Warehouse_Existing_Space Heating_Natural Gas_Unit Heater_E10 | Commercial | Warehouse | Existing | Space Heating | Natural Gas | Unit Heater | E10 |  | 0% | 0% | 0% | 0 | 0 | 0 | 0 | 0 | 0 | 0 | 0 | 0% | 0 | 0 | 0% | Normal | 0% | 0 | 0 | 0 | [17 empty] | Commercial_Warehouse_Existing_Space Heating_Unit Heater_
Commercial_Warehouse_Existing_Water Heating_Natural Gas_Water Heater_E1 | Commercial | Warehouse | Existing | Water Heating | Natural Gas | Water Heater | E1 | TE 80% | 100% | 0% | 0% | 0.055563 | 0 | 0 | 0 | 8 | 12 | 2019 | 2050 | 100% | 0 | 0 | 0% | Normal | 0% | 0.078194 | 0 | 0 | 1 kBtu/hr | 100000 | 0 | 0.0019933 | 32.0257 | 26.22 | 0 | 0 | 0 | 2017 | 1.0631 | AEO 2022 - gas_water_heater 2017 current standard | AEO 2022 - gas_water_heater 2017 current standard | AEG BEST / Market Profile | 1 | kBtu/hr | 0.0019933 | Commercial_Warehouse_Existing_Water Heating_Water Heater_TE 80%
Commercial_Warehouse_Existing_Water Heating_Natural Gas_Water Heater_E2 | Commercial | Warehouse | Existing | Water Heating | Natural Gas | Water Heater | E2 | TE 94% (ENERGY STAR 2.0) | 85.11% | 0% | 0% | 0.06209 | 0 | 0 | 0 | 8 | 12 | 2019 | 2050 | 100% | 0 | 0 | 0% | Normal | 0% | 0.066548 | 0 | 0 | 1 kBtu/hr | 100000 | 0 | 0.0019933 | 27.2559 | 29.3 | 0 | 0 | 0 | 2017 | 1.0631 | AEO 2022 - gas_water_heater 2017 ENERGY STAR | AEO 2022 - gas_water_heater 2017 ENERGY STAR | AEG BEST / Market Profile | 1 | kBtu/hr | 0.0019933 | Commercial_Warehouse_Existing_Water Heating_Water Heater_TE 94% (ENERGY STAR 2.0)
Commercial_Warehouse_Existing_Water Heating_Natural Gas_Water Heater_E3 | Commercial | Warehouse | Existing | Water Heating | Natural Gas | Water Heater | E3 | TE 96% (Instantaneous) | 70.92% | 0% | 0% | 0.064904 | 0 | 0 | 0 | 8 | 12 | 2019 | 2050 | 100% | 0 | 0 | 0% | Normal | 0% | 0.055456 | 0 | 0 | 1 kBtu/hr | 100000 | 0 | 0.0019933 | 22.7133 | 30.6277 | 0 | 0 | 0 | 2017 | 1.0631 | AEO 2022 - gas_water_heater 2017 current standard | AEO interpolation based on EIA data | AEG BEST / Market Profile | 1 | kBtu/hr | 0.0019933 | Commercial_Warehouse_Existing_Water Heating_Water Heater_TE 96% (Instantaneous)
Commercial_Warehouse_Existing_Water Heating_Natural Gas_Water Heater_E4 | Commercial | Warehouse | Existing | Water Heating | Natural Gas | Water Heater | E4 | UEF 1.0+ (Gas-Fired HPWH) | 53.53% | 0% | 0% | 0.11949 | 0 | 0 | 0 | 11 | 19 | 2026 | 2050 | 100% | 0 | 0 | 0% | Normal | 0% | 0.041854 | 0 | 0 | 1 kBtu/hr | 100000 | 0 | 0.0019933 | 17.1421 | 56.3879 | 0 | 0 | 0 | 2017 | 1.0631 | AEO 2022 - HP water heater 2020 typical | NEEA Report #E20-309, Robur Heat Pump Field Trial. March 11, 2020. | AEG BEST / Market Profile | 1 | kBtu/hr | 0.0019933 | Commercial_Warehouse_Existing_Water Heating_Water Heater_UEF 1.0+ (Gas-Fired HPWH)
Commercial_Warehouse_Existing_Water Heating_Natural Gas_Water Heater_E5 | Commercial | Warehouse | Existing | Water Heating | Natural Gas | Water Heater | E5 |  | 0% | 0% | 0% | 0 | 0 | 0 | 0 | 0 | 0 | 0 | 0 | 0% | 0 | 0 | 0% | Normal | 0% | 0 | 0 | 0 | [17 empty] | Commercial_Warehouse_Existing_Water Heating_Water Heater_
Commercial_Warehouse_Existing_Water Heating_Natural Gas_Water Heater_E6 | Commercial | Warehouse | Existing | Water Heating | Natural Gas | Water Heater | E6 |  | 0% | 0% | 0% | 0 | 0 | 0 | 0 | 0 | 0 | 0 | 0 | 0% | 0 | 0 | 0% | Normal | 0% | 0 | 0 | 0 | [17 empty] | Commercial_Warehouse_Existing_Water Heating_Water Heater_
Commercial_Warehouse_Existing_Water Heating_Natural Gas_Water Heater_E7 | Commercial | Warehouse | Existing | Water Heating | Natural Gas | Water Heater | E7 |  | 0% | 0% | 0% | 0 | 0 | 0 | 0 | 0 | 0 | 0 | 0 | 0% | 0 | 0 | 0% | Normal | 0% | 0 | 0 | 0 | [17 empty] | Commercial_Warehouse_Existing_Water Heating_Water Heater_
Commercial_Warehouse_Existing_Water Heating_Natural Gas_Water Heater_E8 | Commercial | Warehouse | Existing | Water Heating | Natural Gas | Water Heater | E8 |  | 0% | 0% | 0% | 0 | 0 | 0 | 0 | 0 | 0 | 0 | 0 | 0% | 0 | 0 | 0% | Normal | 0% | 0 | 0 | 0 | [17 empty] | Commercial_Warehouse_Existing_Water Heating_Water Heater_
Commercial_Warehouse_Existing_Water Heating_Natural Gas_Water Heater_E9 | Commercial | Warehouse | Existing | Water Heating | Natural Gas | Water Heater | E9 |  | 0% | 0% | 0% | 0 | 0 | 0 | 0 | 0 | 0 | 0 | 0 | 0% | 0 | 0 | 0% | Normal | 0% | 0 | 0 | 0 | [17 empty] | Commercial_Warehouse_Existing_Water Heating_Water Heater_
Commercial_Warehouse_Existing_Water Heating_Natural Gas_Water Heater_E10 | Commercial | Warehouse | Existing | Water Heating | Natural Gas | Water Heater | E10 |  | 0% | 0% | 0% | 0 | 0 | 0 | 0 | 0 | 0 | 0 | 0 | 0% | 0 | 0 | 0% | Normal | 0% | 0 | 0 | 0 | [17 empty] | Commercial_Warehouse_Existing_Water Heating_Water Heater_
Commercial_Warehouse_Existing_Food Preparation_Natural Gas_Oven_E1 | Commercial | Warehouse | Existing | Food Preparation | Natural Gas | Oven | E1 | Standard | 100% | 0% | 0% | 3.0916 | 0 | 0 | 0 | 8 | 13 | 2019 | 2050 | 100% | 0 | 0 | 0% | Normal | 0% | 0.12859 | 0 | 0 | 1 unit | 100000 | 0 | 0.00017078 | 752.9515 | 16851 | 0 | 0 | 0 | 2016 | 1.0743 | RTF WkBk - ComCookingCombinationOven_v5_0 | ENERGY STAR Version 3.0 Commercial Ovens Final Specification Data Package | RTF WkBk - ComCookingCombinationOven_v5_0 | 1 | unit | 0.00017078 | Commercial_Warehouse_Existing_Food Preparation_Oven_Standard
Commercial_Warehouse_Existing_Food Preparation_Natural Gas_Oven_E2 | Commercial | Warehouse | Existing | Food Preparation | Natural Gas | Oven | E2 | ENERGY STAR (3.0) | 57.26% | 0% | 0% | 3.2215 | 0 | 0 | 0 | 8 | 13 | 2019 | 2050 | 100% | 0 | 0 | 0% | Normal | 0% | 0.073634 | 0 | 0 | 1 unit | 100000 | 0 | 0.00017078 | 431.1611 | 17559.1305 | 0 | 0 | 0 | 2016 | 1.0743 | RTF WkBk - ComCookingCombinationOven_v5_0 | RTF WkBk - ComCookingCombinationOven_v5_0 | RTF WkBk - ComCookingCombinationOven_v5_0 | 1 | unit | 0.00017078 | Commercial_Warehouse_Existing_Food Preparation_Oven_ENERGY STAR (3.0)
Commercial_Warehouse_Existing_Food Preparation_Natural Gas_Oven_E3 | Commercial | Warehouse | Existing | Food Preparation | Natural Gas | Oven | E3 |  | 0% | 0% | 0% | 0 | 0 | 0 | 0 | 0 | 0 | 0 | 0 | 0% | 0 | 0 | 0% | Normal | 0% | 0 | 0 | 0 | [17 empty] | Commercial_Warehouse_Existing_Food Preparation_Oven_
Commercial_Warehouse_Existing_Food Preparation_Natural Gas_Oven_E4 | Commercial | Warehouse | Existing | Food Preparation | Natural Gas | Oven | E4 |  | 0% | 0% | 0% | 0 | 0 | 0 | 0 | 0 | 0 | 0 | 0 | 0% | 0 | 0 | 0% | Normal | 0% | 0 | 0 | 0 | [17 empty] | Commercial_Warehouse_Existing_Food Preparation_Oven_
Commercial_Warehouse_Existing_Food Preparation_Natural Gas_Oven_E5 | Commercial | Warehouse | Existing | Food Preparation | Natural Gas | Oven | E5 |  | 0% | 0% | 0% | 0 | 0 | 0 | 0 | 0 | 0 | 0 | 0 | 0% | 0 | 0 | 0% | Normal | 0% | 0 | 0 | 0 | [17 empty] | Commercial_Warehouse_Existing_Food Preparation_Oven_
Commercial_Warehouse_Existing_Food Preparation_Natural Gas_Oven_E6 | Commercial | Warehouse | Existing | Food Preparation | Natural Gas | Oven | E6 |  | 0% | 0% | 0% | 0 | 0 | 0 | 0 | 0 | 0 | 0 | 0 | 0% | 0 | 0 | 0% | Normal | 0% | 0 | 0 | 0 | [17 empty] | Commercial_Warehouse_Existing_Food Preparation_Oven_
Commercial_Warehouse_Existing_Food Preparation_Natural Gas_Oven_E7 | Commercial | Warehouse | Existing | Food Preparation | Natural Gas | Oven | E7 |  | 0% | 0% | 0% | 0 | 0 | 0 | 0 | 0 | 0 | 0 | 0 | 0% | 0 | 0 | 0% | Normal | 0% | 0 | 0 | 0 | [17 empty] | Commercial_Warehouse_Existing_Food Preparation_Oven_
Commercial_Warehouse_Existing_Food Preparation_Natural Gas_Oven_E8 | Commercial | Warehouse | Existing | Food Preparation | Natural Gas | Oven | E8 |  | 0% | 0% | 0% | 0 | 0 | 0 | 0 | 0 | 0 | 0 | 0 | 0% | 0 | 0 | 0% | Normal | 0% | 0 | 0 | 0 | [17 empty] | Commercial_Warehouse_Existing_Food Preparation_Oven_
Commercial_Warehouse_Existing_Food Preparation_Natural Gas_Oven_E9 | Commercial | Warehouse | Existing | Food Preparation | Natural Gas | Oven | E9 |  | 0% | 0% | 0% | 0 | 0 | 0 | 0 | 0 | 0 | 0 | 0 | 0% | 0 | 0 | 0% | Normal | 0% | 0 | 0 | 0 | [17 empty] | Commercial_Warehouse_Existing_Food Preparation_Oven_
Commercial_Warehouse_Existing_Food Preparation_Natural Gas_Oven_E10 | Commercial | Warehouse | Existing | Food Preparation | Natural Gas | Oven | E10 |  | 0% | 0% | 0% | 0 | 0 | 0 | 0 | 0 | 0 | 0 | 0 | 0% | 0 | 0 | 0% | Normal | 0% | 0 | 0 | 0 | [17 empty] | Commercial_Warehouse_Existing_Food Preparation_Oven_
Commercial_Warehouse_Existing_Food Preparation_Natural Gas_Conveyor Oven_E1 | Commercial | Warehouse | Existing | Food Preparation | Natural Gas | Conveyor Oven | E1 | Standard | 100% | 0% | 0% | 0.73506 | 0 | 0 | 0 | 15 | 19 | 2019 | 2050 | 100% | 0 | 0 | 0% | Normal | 0% | 0.19167 | 0 | 0 | 1 unit | 100000 | 0 | 6.6426e-05 | 2885.475 | 10177 | 0 | 0 | 0 | 2015 | 1.0873 | IL TRM - 4.2.4 - CI-FSE-CVOV-V02-180101 | PGE Workpaper, PGECOFST117 R5, 2015 | MN TRM 3.1 - Gas Conveyor Oven v1.1 | 1 | unit | 6.6426e-05 | Commercial_Warehouse_Existing_Food Preparation_Conveyor Oven_Standard
Commercial_Warehouse_Existing_Food Preparation_Natural Gas_Conveyor Oven_E2 | Commercial | Warehouse | Existing | Food Preparation | Natural Gas | Conveyor Oven | E2 | Efficient (>44% Baking Efficiency) | 76.02% | 0% | 0% | 0.89612 | 0 | 0 | 0 | 15 | 19 | 2019 | 2050 | 100% | 0 | 0 | 0% | Normal | 0% | 0.1457 | 0 | 0 | 1 unit | 100000 | 0 | 6.6426e-05 | 2193.4093 | 12407 | 0 | 0 | 0 | 2015 | 1.0873 | IL TRM - 4.2.4 - CI-FSE-CVOV-V02-180101 | PGE Workpaper, PGECOFST117 R5, 2015 | MN TRM 3.1 - Gas Conveyor Oven v1.1 | 1 | unit | 6.6426e-05 | Commercial_Warehouse_Existing_Food Preparation_Conveyor Oven_Efficient (>44% Baking Efficiency)
Commercial_Warehouse_Existing_Food Preparation_Natural Gas_Conveyor Oven_E3 | Commercial | Warehouse | Existing | Food Preparation | Natural Gas | Conveyor Oven | E3 |  | 0% | 0% | 0% | 0 | 0 | 0 | 0 | 0 | 0 | 0 | 0 | 0% | 0 | 0 | 0% | Normal | 0% | 0 | 0 | 0 | [17 empty] | Commercial_Warehouse_Existing_Food Preparation_Conveyor Oven_
Commercial_Warehouse_Existing_Food Preparation_Natural Gas_Conveyor Oven_E4 | Commercial | Warehouse | Existing | Food Preparation | Natural Gas | Conveyor Oven | E4 |  | 0% | 0% | 0% | 0 | 0 | 0 | 0 | 0 | 0 | 0 | 0 | 0% | 0 | 0 | 0% | Normal | 0% | 0 | 0 | 0 | [17 empty] | Commercial_Warehouse_Existing_Food Preparation_Conveyor Oven_
Commercial_Warehouse_Existing_Food Preparation_Natural Gas_Conveyor Oven_E5 | Commercial | Warehouse | Existing | Food Preparation | Natural Gas | Conveyor Oven | E5 |  | 0% | 0% | 0% | 0 | 0 | 0 | 0 | 0 | 0 | 0 | 0 | 0% | 0 | 0 | 0% | Normal | 0% | 0 | 0 | 0 | [17 empty] | Commercial_Warehouse_Existing_Food Preparation_Conveyor Oven_
Commercial_Warehouse_Existing_Food Preparation_Natural Gas_Conveyor Oven_E6 | Commercial | Warehouse | Existing | Food Preparation | Natural Gas | Conveyor Oven | E6 |  | 0% | 0% | 0% | 0 | 0 | 0 | 0 | 0 | 0 | 0 | 0 | 0% | 0 | 0 | 0% | Normal | 0% | 0 | 0 | 0 | [17 empty] | Commercial_Warehouse_Existing_Food Preparation_Conveyor Oven_
Commercial_Warehouse_Existing_Food Preparation_Natural Gas_Conveyor Oven_E7 | Commercial | Warehouse | Existing | Food Preparation | Natural Gas | Conveyor Oven | E7 |  | 0% | 0% | 0% | 0 | 0 | 0 | 0 | 0 | 0 | 0 | 0 | 0% | 0 | 0 | 0% | Normal | 0% | 0 | 0 | 0 | [17 empty] | Commercial_Warehouse_Existing_Food Preparation_Conveyor Oven_
Commercial_Warehouse_Existing_Food Preparation_Natural Gas_Conveyor Oven_E8 | Commercial | Warehouse | Existing | Food Preparation | Natural Gas | Conveyor Oven | E8 |  | 0% | 0% | 0% | 0 | 0 | 0 | 0 | 0 | 0 | 0 | 0 | 0% | 0 | 0 | 0% | Normal | 0% | 0 | 0 | 0 | [17 empty] | Commercial_Warehouse_Existing_Food Preparation_Conveyor Oven_
Commercial_Warehouse_Existing_Food Preparation_Natural Gas_Conveyor Oven_E9 | Commercial | Warehouse | Existing | Food Preparation | Natural Gas | Conveyor Oven | E9 |  | 0% | 0% | 0% | 0 | 0 | 0 | 0 | 0 | 0 | 0 | 0 | 0% | 0 | 0 | 0% | Normal | 0% | 0 | 0 | 0 | [17 empty] | Commercial_Warehouse_Existing_Food Preparation_Conveyor Oven_
Commercial_Warehouse_Existing_Food Preparation_Natural Gas_Conveyor Oven_E10 | Commercial | Warehouse | Existing | Food Preparation | Natural Gas | Conveyor Oven | E10 |  | 0% | 0% | 0% | 0 | 0 | 0 | 0 | 0 | 0 | 0 | 0 | 0% | 0 | 0 | 0% | Normal | 0% | 0 | 0 | 0 | [17 empty] | Commercial_Warehouse_Existing_Food Preparation_Conveyor Oven_
Commercial_Warehouse_Existing_Food Preparation_Natural Gas_Double Rack Oven_E1 | Commercial | Warehouse | Existing | Food Preparation | Natural Gas | Double Rack Oven | E1 | Standard | 100% | 0% | 0% | 1.0811 | 0 | 0 | 0 | 10 | 14 | 2019 | 2050 | 100% | 0 | 0 | 0% | Normal | 0% | 0.34158 | 0 | 0 | 1 unit | 100000 | 0 | 8.0427e-05 | 4247.1 | 12513 | 0 | 0 | 0 | 2016 | 1.0743 | IL TRM - 4.2.18 - CI-FSE-RKOV-VO2-180101 | PGE Workpaper, PGECOFST109 R6, 2016 | IL TRM - 4.2.18 - CI-FSE-RKOV-VO2-180101 | 1 | unit | 8.0427e-05 | Commercial_Warehouse_Existing_Food Preparation_Double Rack Oven_Standard
Commercial_Warehouse_Existing_Food Preparation_Natural Gas_Double Rack Oven_E2 | Commercial | Warehouse | Existing | Food Preparation | Natural Gas | Double Rack Oven | E2 | FTSC Qualified (>50% Cooking Efficiency) | 54.55% | 0% | 0% | 1.4378 | 0 | 0 | 0 | 10 | 14 | 2019 | 2050 | 100% | 0 | 0 | 0% | Normal | 0% | 0.18632 | 0 | 0 | 1 unit | 100000 | 0 | 8.0427e-05 | 2316.6 | 16641 | 0 | 0 | 0 | 2016 | 1.0743 | IL TRM - 4.2.18 - CI-FSE-RKOV-VO2-180101 | PGE Workpaper, PGECOFST109 R6, 2016 | IL TRM - 4.2.18 - CI-FSE-RKOV-VO2-180101 | 1 | unit | 8.0427e-05 | Commercial_Warehouse_Existing_Food Preparation_Double Rack Oven_FTSC Qualified (>50% Cooking Efficiency)
Commercial_Warehouse_Existing_Food Preparation_Natural Gas_Double Rack Oven_E3 | Commercial | Warehouse | Existing | Food Preparation | Natural Gas | Double Rack Oven | E3 |  | 0% | 0% | 0% | 0 | 0 | 0 | 0 | 0 | 0 | 0 | 0 | 0% | 0 | 0 | 0% | Normal | 0% | 0 | 0 | 0 | [17 empty] | Commercial_Warehouse_Existing_Food Preparation_Double Rack Oven_
Commercial_Warehouse_Existing_Food Preparation_Natural Gas_Double Rack Oven_E4 | Commercial | Warehouse | Existing | Food Preparation | Natural Gas | Double Rack Oven | E4 |  | 0% | 0% | 0% | 0 | 0 | 0 | 0 | 0 | 0 | 0 | 0 | 0% | 0 | 0 | 0% | Normal | 0% | 0 | 0 | 0 | [17 empty] | Commercial_Warehouse_Existing_Food Preparation_Double Rack Oven_
Commercial_Warehouse_Existing_Food Preparation_Natural Gas_Double Rack Oven_E5 | Commercial | Warehouse | Existing | Food Preparation | Natural Gas | Double Rack Oven | E5 |  | 0% | 0% | 0% | 0 | 0 | 0 | 0 | 0 | 0 | 0 | 0 | 0% | 0 | 0 | 0% | Normal | 0% | 0 | 0 | 0 | [17 empty] | Commercial_Warehouse_Existing_Food Preparation_Double Rack Oven_
Commercial_Warehouse_Existing_Food Preparation_Natural Gas_Double Rack Oven_E6 | Commercial | Warehouse | Existing | Food Preparation | Natural Gas | Double Rack Oven | E6 |  | 0% | 0% | 0% | 0 | 0 | 0 | 0 | 0 | 0 | 0 | 0 | 0% | 0 | 0 | 0% | Normal | 0% | 0 | 0 | 0 | [17 empty] | Commercial_Warehouse_Existing_Food Preparation_Double Rack Oven_
Commercial_Warehouse_Existing_Food Preparation_Natural Gas_Double Rack Oven_E7 | Commercial | Warehouse | Existing | Food Preparation | Natural Gas | Double Rack Oven | E7 |  | 0% | 0% | 0% | 0 | 0 | 0 | 0 | 0 | 0 | 0 | 0 | 0% | 0 | 0 | 0% | Normal | 0% | 0 | 0 | 0 | [17 empty] | Commercial_Warehouse_Existing_Food Preparation_Double Rack Oven_
Commercial_Warehouse_Existing_Food Preparation_Natural Gas_Double Rack Oven_E8 | Commercial | Warehouse | Existing | Food Preparation | Natural Gas | Double Rack Oven | E8 |  | 0% | 0% | 0% | 0 | 0 | 0 | 0 | 0 | 0 | 0 | 0 | 0% | 0 | 0 | 0% | Normal | 0% | 0 | 0 | 0 | [17 empty] | Commercial_Warehouse_Existing_Food Preparation_Double Rack Oven_
Commercial_Warehouse_Existing_Food Preparation_Natural Gas_Double Rack Oven_E9 | Commercial | Warehouse | Existing | Food Preparation | Natural Gas | Double Rack Oven | E9 |  | 0% | 0% | 0% | 0 | 0 | 0 | 0 | 0 | 0 | 0 | 0 | 0% | 0 | 0 | 0% | Normal | 0% | 0 | 0 | 0 | [17 empty] | Commercial_Warehouse_Existing_Food Preparation_Double Rack Oven_
Commercial_Warehouse_Existing_Food Preparation_Natural Gas_Double Rack Oven_E10 | Commercial | Warehouse | Existing | Food Preparation | Natural Gas | Double Rack Oven | E10 |  | 0% | 0% | 0% | 0 | 0 | 0 | 0 | 0 | 0 | 0 | 0 | 0% | 0 | 0 | 0% | Normal | 0% | 0 | 0 | 0 | [17 empty] | Commercial_Warehouse_Existing_Food Preparation_Double Rack Oven_
Commercial_Warehouse_Existing_Food Preparation_Natural Gas_Fryer_E1 | Commercial | Warehouse | Existing | Food Preparation | Natural Gas | Fryer | E1 | Standard | 100% | 0% | 0% | 0.68359 | 0 | 0 | 0 | 7 | 11 | 2019 | 2021 | 100% | 0 | 0 | 0% | Normal | 0% | 0.17006 | 0 | 0 | 1 unit | 100000 | 0 | 0.00017864 | 951.9922 | 3562.1384 | 0 | 0 | 0 | 2016 | 1.0743 | RTF WkBk - ComCookingFryer_v5_0 | RTF WkBk - ComCookingFryer_v5_0 | RTF WkBk - ComCookingFryer_v5_0 | 1 | unit | 0.00017864 | Commercial_Warehouse_Existing_Food Preparation_Fryer_Standard
Commercial_Warehouse_Existing_Food Preparation_Natural Gas_Fryer_E2 | Commercial | Warehouse | Existing | Food Preparation | Natural Gas | Fryer | E2 | ENERGY STAR (3.0) | 67.2% | 0% | 0% | 0.81528 | 0 | 0 | 0 | 7 | 11 | 2019 | 2050 | 100% | 0 | 0 | 0% | Normal | 0% | 0.11428 | 0 | 0 | 1 unit | 100000 | 0 | 0.00017864 | 639.7296 | 4248.3333 | 0 | 0 | 0 | 2016 | 1.0743 | RTF WkBk - ComCookingFryer_v5_0 | RTF WkBk - ComCookingFryer_v5_0 | RTF WkBk - ComCookingFryer_v5_0 | 1 | unit | 0.00017864 | Commercial_Warehouse_Existing_Food Preparation_Fryer_ENERGY STAR (3.0)
Commercial_Warehouse_Existing_Food Preparation_Natural Gas_Fryer_E3 | Commercial | Warehouse | Existing | Food Preparation | Natural Gas | Fryer | E3 |  | 0% | 0% | 0% | 0 | 0 | 0 | 0 | 0 | 0 | 0 | 0 | 0% | 0 | 0 | 0% | Normal | 0% | 0 | 0 | 0 | [17 empty] | Commercial_Warehouse_Existing_Food Preparation_Fryer_
Commercial_Warehouse_Existing_Food Preparation_Natural Gas_Fryer_E4 | Commercial | Warehouse | Existing | Food Preparation | Natural Gas | Fryer | E4 |  | 0% | 0% | 0% | 0 | 0 | 0 | 0 | 0 | 0 | 0 | 0 | 0% | 0 | 0 | 0% | Normal | 0% | 0 | 0 | 0 | [17 empty] | Commercial_Warehouse_Existing_Food Preparation_Fryer_
Commercial_Warehouse_Existing_Food Preparation_Natural Gas_Fryer_E5 | Commercial | Warehouse | Existing | Food Preparation | Natural Gas | Fryer | E5 |  | 0% | 0% | 0% | 0 | 0 | 0 | 0 | 0 | 0 | 0 | 0 | 0% | 0 | 0 | 0% | Normal | 0% | 0 | 0 | 0 | [17 empty] | Commercial_Warehouse_Existing_Food Preparation_Fryer_
Commercial_Warehouse_Existing_Food Preparation_Natural Gas_Fryer_E6 | Commercial | Warehouse | Existing | Food Preparation | Natural Gas | Fryer | E6 |  | 0% | 0% | 0% | 0 | 0 | 0 | 0 | 0 | 0 | 0 | 0 | 0% | 0 | 0 | 0% | Normal | 0% | 0 | 0 | 0 | [17 empty] | Commercial_Warehouse_Existing_Food Preparation_Fryer_
Commercial_Warehouse_Existing_Food Preparation_Natural Gas_Fryer_E7 | Commercial | Warehouse | Existing | Food Preparation | Natural Gas | Fryer | E7 |  | 0% | 0% | 0% | 0 | 0 | 0 | 0 | 0 | 0 | 0 | 0 | 0% | 0 | 0 | 0% | Normal | 0% | 0 | 0 | 0 | [17 empty] | Commercial_Warehouse_Existing_Food Preparation_Fryer_
Commercial_Warehouse_Existing_Food Preparation_Natural Gas_Fryer_E8 | Commercial | Warehouse | Existing | Food Preparation | Natural Gas | Fryer | E8 |  | 0% | 0% | 0% | 0 | 0 | 0 | 0 | 0 | 0 | 0 | 0 | 0% | 0 | 0 | 0% | Normal | 0% | 0 | 0 | 0 | [17 empty] | Commercial_Warehouse_Existing_Food Preparation_Fryer_
Commercial_Warehouse_Existing_Food Preparation_Natural Gas_Fryer_E9 | Commercial | Warehouse | Existing | Food Preparation | Natural Gas | Fryer | E9 |  | 0% | 0% | 0% | 0 | 0 | 0 | 0 | 0 | 0 | 0 | 0 | 0% | 0 | 0 | 0% | Normal | 0% | 0 | 0 | 0 | [17 empty] | Commercial_Warehouse_Existing_Food Preparation_Fryer_
Commercial_Warehouse_Existing_Food Preparation_Natural Gas_Fryer_E10 | Commercial | Warehouse | Existing | Food Preparation | Natural Gas | Fryer | E10 |  | 0% | 0% | 0% | 0 | 0 | 0 | 0 | 0 | 0 | 0 | 0 | 0% | 0 | 0 | 0% | Normal | 0% | 0 | 0 | 0 | [17 empty] | Commercial_Warehouse_Existing_Food Preparation_Fryer_
Commercial_Warehouse_Existing_Food Preparation_Natural Gas_Broiler_E1 | Commercial | Warehouse | Existing | Food Preparation | Natural Gas | Broiler | E1 | Standard | 100% | 0% | 0% | 0.76377 | 0 | 0 | 0 | 10 | 14 | 2019 | 2050 | 100% | 0 | 0 | 0% | Normal | 0% | 0.17614 | 0 | 0 | 1 unit | 100000 | 0 | 0.00026185 | 672.672 | 2500 | 0 | 0 | 0 | 2011 | 1.1667 | IL TRM - 4.2.14 - CI-FSE-IRBL-V02-180101 | Estimate | IL TRM - 4.2.14 - CI-FSE-IRBL-V02-180101 | 1 | unit | 0.00026185 | Commercial_Warehouse_Existing_Food Preparation_Broiler_Standard
Commercial_Warehouse_Existing_Food Preparation_Natural Gas_Broiler_E2 | Commercial | Warehouse | Existing | Food Preparation | Natural Gas | Broiler | E2 | Infrared Burners | 64.29% | 0% | 0% | 1.0693 | 0 | 0 | 0 | 10 | 14 | 2019 | 2050 | 100% | 0 | 0 | 0% | Normal | 0% | 0.11323 | 0 | 0 | 1 unit | 100000 | 0 | 0.00026185 | 432.432 | 3500 | 0 | 0 | 0 | 2011 | 1.1667 | IL TRM - 4.2.14 - CI-FSE-IRBL-V02-180101 | IL TRM - 4.2.14 - CI-FSE-IRBL-V02-180101 | IL TRM - 4.2.14 - CI-FSE-IRBL-V02-180101 | 1 | unit | 0.00026185 | Commercial_Warehouse_Existing_Food Preparation_Broiler_Infrared Burners
Commercial_Warehouse_Existing_Food Preparation_Natural Gas_Broiler_E3 | Commercial | Warehouse | Existing | Food Preparation | Natural Gas | Broiler | E3 |  | 0% | 0% | 0% | 0 | 0 | 0 | 0 | 0 | 0 | 0 | 0 | 0% | 0 | 0 | 0% | Normal | 0% | 0 | 0 | 0 | [17 empty] | Commercial_Warehouse_Existing_Food Preparation_Broiler_
Commercial_Warehouse_Existing_Food Preparation_Natural Gas_Broiler_E4 | Commercial | Warehouse | Existing | Food Preparation | Natural Gas | Broiler | E4 |  | 0% | 0% | 0% | 0 | 0 | 0 | 0 | 0 | 0 | 0 | 0 | 0% | 0 | 0 | 0% | Normal | 0% | 0 | 0 | 0 | [17 empty] | Commercial_Warehouse_Existing_Food Preparation_Broiler_
Commercial_Warehouse_Existing_Food Preparation_Natural Gas_Broiler_E5 | Commercial | Warehouse | Existing | Food Preparation | Natural Gas | Broiler | E5 |  | 0% | 0% | 0% | 0 | 0 | 0 | 0 | 0 | 0 | 0 | 0 | 0% | 0 | 0 | 0% | Normal | 0% | 0 | 0 | 0 | [17 empty] | Commercial_Warehouse_Existing_Food Preparation_Broiler_
Commercial_Warehouse_Existing_Food Preparation_Natural Gas_Broiler_E6 | Commercial | Warehouse | Existing | Food Preparation | Natural Gas | Broiler | E6 |  | 0% | 0% | 0% | 0 | 0 | 0 | 0 | 0 | 0 | 0 | 0 | 0% | 0 | 0 | 0% | Normal | 0% | 0 | 0 | 0 | [17 empty] | Commercial_Warehouse_Existing_Food Preparation_Broiler_
Commercial_Warehouse_Existing_Food Preparation_Natural Gas_Broiler_E7 | Commercial | Warehouse | Existing | Food Preparation | Natural Gas | Broiler | E7 |  | 0% | 0% | 0% | 0 | 0 | 0 | 0 | 0 | 0 | 0 | 0 | 0% | 0 | 0 | 0% | Normal | 0% | 0 | 0 | 0 | [17 empty] | Commercial_Warehouse_Existing_Food Preparation_Broiler_
Commercial_Warehouse_Existing_Food Preparation_Natural Gas_Broiler_E8 | Commercial | Warehouse | Existing | Food Preparation | Natural Gas | Broiler | E8 |  | 0% | 0% | 0% | 0 | 0 | 0 | 0 | 0 | 0 | 0 | 0 | 0% | 0 | 0 | 0% | Normal | 0% | 0 | 0 | 0 | [17 empty] | Commercial_Warehouse_Existing_Food Preparation_Broiler_
Commercial_Warehouse_Existing_Food Preparation_Natural Gas_Broiler_E9 | Commercial | Warehouse | Existing | Food Preparation | Natural Gas | Broiler | E9 |  | 0% | 0% | 0% | 0 | 0 | 0 | 0 | 0 | 0 | 0 | 0 | 0% | 0 | 0 | 0% | Normal | 0% | 0 | 0 | 0 | [17 empty] | Commercial_Warehouse_Existing_Food Preparation_Broiler_
Commercial_Warehouse_Existing_Food Preparation_Natural Gas_Broiler_E10 | Commercial | Warehouse | Existing | Food Preparation | Natural Gas | Broiler | E10 |  | 0% | 0% | 0% | 0 | 0 | 0 | 0 | 0 | 0 | 0 | 0 | 0% | 0 | 0 | 0% | Normal | 0% | 0 | 0 | 0 | [17 empty] | Commercial_Warehouse_Existing_Food Preparation_Broiler_
Commercial_Warehouse_Existing_Food Preparation_Natural Gas_Griddle_E1 | Commercial | Warehouse | Existing | Food Preparation | Natural Gas | Griddle | E1 | Standard | 100% | 0% | 0% | 0.55596 | 0 | 0 | 0 | 10 | 14 | 2019 | 2050 | 100% | 0 | 0 | 0% | Normal | 0% | 0.11825 | 0 | 0 | 1 unit | 100000 | 0 | 9.5987e-05 | 1231.891 | 5150 | 0 | 0 | 0 | 2013 | 1.1247 | IL TRM - 4.2.8 - CI-FSE-ESGR-V04-200101 | COOK_GRD-Food Preparation-EIA14-2014 Ref. Case-5 | IL TRM - 4.2.8 - CI-FSE-ESGR-V04-200101 | 1 | unit | 9.5987e-05 | Commercial_Warehouse_Existing_Food Preparation_Griddle_Standard
Commercial_Warehouse_Existing_Food Preparation_Natural Gas_Griddle_E2 | Commercial | Warehouse | Existing | Food Preparation | Natural Gas | Griddle | E2 | ENERGY STAR | 86.37% | 0% | 0% | 0.59482 | 0 | 0 | 0 | 10 | 14 | 2019 | 2050 | 100% | 0 | 0 | 0% | Normal | 0% | 0.10212 | 0 | 0 | 1 unit | 100000 | 0 | 9.5987e-05 | 1063.9446 | 5510 | 0 | 0 | 0 | 2013 | 1.1247 | IL TRM - 4.2.8 - CI-FSE-ESGR-V04-200101 | COOK_GRD-Food Preparation-EIA14-2014 Ref. Case-5 | IL TRM - 4.2.8 - CI-FSE-ESGR-V04-200101 | 1 | unit | 9.5987e-05 | Commercial_Warehouse_Existing_Food Preparation_Griddle_ENERGY STAR
Commercial_Warehouse_Existing_Food Preparation_Natural Gas_Griddle_E3 | Commercial | Warehouse | Existing | Food Preparation | Natural Gas | Griddle | E3 |  | 0% | 0% | 0% | 0 | 0 | 0 | 0 | 0 | 0 | 0 | 0 | 0% | 0 | 0 | 0% | Normal | 0% | 0 | 0 | 0 | [17 empty] | Commercial_Warehouse_Existing_Food Preparation_Griddle_
Commercial_Warehouse_Existing_Food Preparation_Natural Gas_Griddle_E4 | Commercial | Warehouse | Existing | Food Preparation | Natural Gas | Griddle | E4 |  | 0% | 0% | 0% | 0 | 0 | 0 | 0 | 0 | 0 | 0 | 0 | 0% | 0 | 0 | 0% | Normal | 0% | 0 | 0 | 0 | [17 empty] | Commercial_Warehouse_Existing_Food Preparation_Griddle_
Commercial_Warehouse_Existing_Food Preparation_Natural Gas_Griddle_E5 | Commercial | Warehouse | Existing | Food Preparation | Natural Gas | Griddle | E5 |  | 0% | 0% | 0% | 0 | 0 | 0 | 0 | 0 | 0 | 0 | 0 | 0% | 0 | 0 | 0% | Normal | 0% | 0 | 0 | 0 | [17 empty] | Commercial_Warehouse_Existing_Food Preparation_Griddle_
Commercial_Warehouse_Existing_Food Preparation_Natural Gas_Griddle_E6 | Commercial | Warehouse | Existing | Food Preparation | Natural Gas | Griddle | E6 |  | 0% | 0% | 0% | 0 | 0 | 0 | 0 | 0 | 0 | 0 | 0 | 0% | 0 | 0 | 0% | Normal | 0% | 0 | 0 | 0 | [17 empty] | Commercial_Warehouse_Existing_Food Preparation_Griddle_
Commercial_Warehouse_Existing_Food Preparation_Natural Gas_Griddle_E7 | Commercial | Warehouse | Existing | Food Preparation | Natural Gas | Griddle | E7 |  | 0% | 0% | 0% | 0 | 0 | 0 | 0 | 0 | 0 | 0 | 0 | 0% | 0 | 0 | 0% | Normal | 0% | 0 | 0 | 0 | [17 empty] | Commercial_Warehouse_Existing_Food Preparation_Griddle_
Commercial_Warehouse_Existing_Food Preparation_Natural Gas_Griddle_E8 | Commercial | Warehouse | Existing | Food Preparation | Natural Gas | Griddle | E8 |  | 0% | 0% | 0% | 0 | 0 | 0 | 0 | 0 | 0 | 0 | 0 | 0% | 0 | 0 | 0% | Normal | 0% | 0 | 0 | 0 | [17 empty] | Commercial_Warehouse_Existing_Food Preparation_Griddle_
Commercial_Warehouse_Existing_Food Preparation_Natural Gas_Griddle_E9 | Commercial | Warehouse | Existing | Food Preparation | Natural Gas | Griddle | E9 |  | 0% | 0% | 0% | 0 | 0 | 0 | 0 | 0 | 0 | 0 | 0 | 0% | 0 | 0 | 0% | Normal | 0% | 0 | 0 | 0 | [17 empty] | Commercial_Warehouse_Existing_Food Preparation_Griddle_
Commercial_Warehouse_Existing_Food Preparation_Natural Gas_Griddle_E10 | Commercial | Warehouse | Existing | Food Preparation | Natural Gas | Griddle | E10 |  | 0% | 0% | 0% | 0 | 0 | 0 | 0 | 0 | 0 | 0 | 0 | 0% | 0 | 0 | 0% | Normal | 0% | 0 | 0 | 0 | [17 empty] | Commercial_Warehouse_Existing_Food Preparation_Griddle_
Commercial_Warehouse_Existing_Food Preparation_Natural Gas_Range_E1 | Commercial | Warehouse | Existing | Food Preparation | Natural Gas | Range | E1 | Standard | 100% | 0% | 0% | 0.91206 | 0 | 0 | 0 | 8 | 12 | 2019 | 2050 | 100% | 0 | 0 | 0% | Normal | 0% | 0.13819 | 0 | 0 | 1 unit | 100000 | 0 | 0.00011516 | 1200 | 7450 | 0 | 0 | 0 | 2017 | 1.0631 | COOK_OVN-Food Preparation-AEO17-1 | EIA 2018 Tech Forecast | Navigant 2009 | 1 | unit | 0.00011516 | Commercial_Warehouse_Existing_Food Preparation_Range_Standard
Commercial_Warehouse_Existing_Food Preparation_Natural Gas_Range_E2 | Commercial | Warehouse | Existing | Food Preparation | Natural Gas | Range | E2 | High Efficiency | 75% | 0% | 0% | 0.91218 | 0 | 0 | 0 | 8 | 12 | 2019 | 2050 | 100% | 0 | 0 | 0% | Normal | 0% | 0.10364 | 0 | 0 | 1 unit | 100000 | 0 | 0.00011516 | 900 | 7451 | 0 | 0 | 0 | 2017 | 1.0631 | COOK_OVN-Food Preparation-AEO17-1 | EIA 2018 Tech Forecast | EIA 2018 Tech Forecast | 1 | unit | 0.00011516 | Commercial_Warehouse_Existing_Food Preparation_Range_High Efficiency
Commercial_Warehouse_Existing_Food Preparation_Natural Gas_Range_E3 | Commercial | Warehouse | Existing | Food Preparation | Natural Gas | Range | E3 |  | 0% | 0% | 0% | 0 | 0 | 0 | 0 | 0 | 0 | 0 | 0 | 0% | 0 | 0 | 0% | Normal | 0% | 0 | 0 | 0 | [17 empty] | Commercial_Warehouse_Existing_Food Preparation_Range_
Commercial_Warehouse_Existing_Food Preparation_Natural Gas_Range_E4 | Commercial | Warehouse | Existing | Food Preparation | Natural Gas | Range | E4 |  | 0% | 0% | 0% | 0 | 0 | 0 | 0 | 0 | 0 | 0 | 0 | 0% | 0 | 0 | 0% | Normal | 0% | 0 | 0 | 0 | [17 empty] | Commercial_Warehouse_Existing_Food Preparation_Range_
Commercial_Warehouse_Existing_Food Preparation_Natural Gas_Range_E5 | Commercial | Warehouse | Existing | Food Preparation | Natural Gas | Range | E5 |  | 0% | 0% | 0% | 0 | 0 | 0 | 0 | 0 | 0 | 0 | 0 | 0% | 0 | 0 | 0% | Normal | 0% | 0 | 0 | 0 | [17 empty] | Commercial_Warehouse_Existing_Food Preparation_Range_
Commercial_Warehouse_Existing_Food Preparation_Natural Gas_Range_E6 | Commercial | Warehouse | Existing | Food Preparation | Natural Gas | Range | E6 |  | 0% | 0% | 0% | 0 | 0 | 0 | 0 | 0 | 0 | 0 | 0 | 0% | 0 | 0 | 0% | Normal | 0% | 0 | 0 | 0 | [17 empty] | Commercial_Warehouse_Existing_Food Preparation_Range_
Commercial_Warehouse_Existing_Food Preparation_Natural Gas_Range_E7 | Commercial | Warehouse | Existing | Food Preparation | Natural Gas | Range | E7 |  | 0% | 0% | 0% | 0 | 0 | 0 | 0 | 0 | 0 | 0 | 0 | 0% | 0 | 0 | 0% | Normal | 0% | 0 | 0 | 0 | [17 empty] | Commercial_Warehouse_Existing_Food Preparation_Range_
Commercial_Warehouse_Existing_Food Preparation_Natural Gas_Range_E8 | Commercial | Warehouse | Existing | Food Preparation | Natural Gas | Range | E8 |  | 0% | 0% | 0% | 0 | 0 | 0 | 0 | 0 | 0 | 0 | 0 | 0% | 0 | 0 | 0% | Normal | 0% | 0 | 0 | 0 | [17 empty] | Commercial_Warehouse_Existing_Food Preparation_Range_
Commercial_Warehouse_Existing_Food Preparation_Natural Gas_Range_E9 | Commercial | Warehouse | Existing | Food Preparation | Natural Gas | Range | E9 |  | 0% | 0% | 0% | 0 | 0 | 0 | 0 | 0 | 0 | 0 | 0 | 0% | 0 | 0 | 0% | Normal | 0% | 0 | 0 | 0 | [17 empty] | Commercial_Warehouse_Existing_Food Preparation_Range_
Commercial_Warehouse_Existing_Food Preparation_Natural Gas_Range_E10 | Commercial | Warehouse | Existing | Food Preparation | Natural Gas | Range | E10 |  | 0% | 0% | 0% | 0 | 0 | 0 | 0 | 0 | 0 | 0 | 0 | 0% | 0 | 0 | 0% | Normal | 0% | 0 | 0 | 0 | [17 empty] | Commercial_Warehouse_Existing_Food Preparation_Range_
Commercial_Warehouse_Existing_Food Preparation_Natural Gas_Steamer_E1 | Commercial | Warehouse | Existing | Food Preparation | Natural Gas | Steamer | E1 | Standard | 100% | 0% | 0% | 3.2021 | 0 | 0 | 0 | 8 | 16 | 2019 | 2021 | 100% | 0 | 0 | 0% | Normal | 0% | 0.3256 | 0 | 0 | 1 unit | 100000 | 0 | 0.00021323 | 1527.0152 | 13100 | 0 | 0 | 0 | 2012 | 1.1464 | IL TRM - 4.2.3 - CI-FSE-STMC-V05-190101 | DOE Commercial R&D 2016 - Table 2-10 | IL TRM - 4.2.3 - CI-FSE-STMC-V05-190101 | 1 | unit | 0.00021323 | Commercial_Warehouse_Existing_Food Preparation_Steamer_Standard
Commercial_Warehouse_Existing_Food Preparation_Natural Gas_Steamer_E2 | Commercial | Warehouse | Existing | Food Preparation | Natural Gas | Steamer | E2 | ENERGY STAR | 20.86% | 0% | 0% | 3.446 | 0 | -0.00064281 | 0 | 8 | 16 | 2019 | 2050 | 100% | 0 | 0 | 0% | Normal | 0% | 0.067917 | 0 | 0 | 1 unit | 100000 | 0 | 0.00021323 | 318.5218 | 14098 | 0 | -2.6298 | 0 | 2012 | 1.1464 | IL TRM - 4.2.3 - CI-FSE-STMC-V05-190101 | IL TRM - 4.2.3 - CI-FSE-STMC-V05-190101 | IL TRM - 4.2.3 - CI-FSE-STMC-V05-190101 | 1 | unit | 0.00021323 | Commercial_Warehouse_Existing_Food Preparation_Steamer_ENERGY STAR
Commercial_Warehouse_Existing_Food Preparation_Natural Gas_Steamer_E3 | Commercial | Warehouse | Existing | Food Preparation | Natural Gas | Steamer | E3 |  | 0% | 0% | 0% | 0 | 0 | 0 | 0 | 0 | 0 | 0 | 0 | 0% | 0 | 0 | 0% | Normal | 0% | 0 | 0 | 0 | [17 empty] | Commercial_Warehouse_Existing_Food Preparation_Steamer_
Commercial_Warehouse_Existing_Food Preparation_Natural Gas_Steamer_E4 | Commercial | Warehouse | Existing | Food Preparation | Natural Gas | Steamer | E4 |  | 0% | 0% | 0% | 0 | 0 | 0 | 0 | 0 | 0 | 0 | 0 | 0% | 0 | 0 | 0% | Normal | 0% | 0 | 0 | 0 | [17 empty] | Commercial_Warehouse_Existing_Food Preparation_Steamer_
Commercial_Warehouse_Existing_Food Preparation_Natural Gas_Steamer_E5 | Commercial | Warehouse | Existing | Food Preparation | Natural Gas | Steamer | E5 |  | 0% | 0% | 0% | 0 | 0 | 0 | 0 | 0 | 0 | 0 | 0 | 0% | 0 | 0 | 0% | Normal | 0% | 0 | 0 | 0 | [17 empty] | Commercial_Warehouse_Existing_Food Preparation_Steamer_
Commercial_Warehouse_Existing_Food Preparation_Natural Gas_Steamer_E6 | Commercial | Warehouse | Existing | Food Preparation | Natural Gas | Steamer | E6 |  | 0% | 0% | 0% | 0 | 0 | 0 | 0 | 0 | 0 | 0 | 0 | 0% | 0 | 0 | 0% | Normal | 0% | 0 | 0 | 0 | [17 empty] | Commercial_Warehouse_Existing_Food Preparation_Steamer_
Commercial_Warehouse_Existing_Food Preparation_Natural Gas_Steamer_E7 | Commercial | Warehouse | Existing | Food Preparation | Natural Gas | Steamer | E7 |  | 0% | 0% | 0% | 0 | 0 | 0 | 0 | 0 | 0 | 0 | 0 | 0% | 0 | 0 | 0% | Normal | 0% | 0 | 0 | 0 | [17 empty] | Commercial_Warehouse_Existing_Food Preparation_Steamer_
Commercial_Warehouse_Existing_Food Preparation_Natural Gas_Steamer_E8 | Commercial | Warehouse | Existing | Food Preparation | Natural Gas | Steamer | E8 |  | 0% | 0% | 0% | 0 | 0 | 0 | 0 | 0 | 0 | 0 | 0 | 0% | 0 | 0 | 0% | Normal | 0% | 0 | 0 | 0 | [17 empty] | Commercial_Warehouse_Existing_Food Preparation_Steamer_
Commercial_Warehouse_Existing_Food Preparation_Natural Gas_Steamer_E9 | Commercial | Warehouse | Existing | Food Preparation | Natural Gas | Steamer | E9 |  | 0% | 0% | 0% | 0 | 0 | 0 | 0 | 0 | 0 | 0 | 0 | 0% | 0 | 0 | 0% | Normal | 0% | 0 | 0 | 0 | [17 empty] | Commercial_Warehouse_Existing_Food Preparation_Steamer_
Commercial_Warehouse_Existing_Food Preparation_Natural Gas_Steamer_E10 | Commercial | Warehouse | Existing | Food Preparation | Natural Gas | Steamer | E10 |  | 0% | 0% | 0% | 0 | 0 | 0 | 0 | 0 | 0 | 0 | 0 | 0% | 0 | 0 | 0% | Normal | 0% | 0 | 0 | 0 | [17 empty] | Commercial_Warehouse_Existing_Food Preparation_Steamer_
Commercial_Warehouse_Existing_Food Preparation_Natural Gas_Food Prep Other_E1 | Commercial | Warehouse | Existing | Food Preparation | Natural Gas | Food Prep Other | E1 | Standard | 100% | 0% | 0% | 0.11659 | 0 | 0 | 0 | 8 | 12 | 2019 | 2050 | 100% | 0 | 0 | 0% | Normal | 0% | 0.13994 | 0 | 0 | 1 unit | 100000 | 0 | 9.833e-05 | 1423.18 | 1000 | 0 | 0 | 0 | 2010 | 1.1857 | Default | Default | Default | 1 | unit | 9.833e-05 | Commercial_Warehouse_Existing_Food Preparation_Food Prep Other_Standard
Commercial_Warehouse_Existing_Food Preparation_Natural Gas_Food Prep Other_E2 | Commercial | Warehouse | Existing | Food Preparation | Natural Gas | Food Prep Other | E2 | ENERGY STAR | 100% | 0% | 0% | 0.11671 | 0 | 0 | 0 | 8 | 12 | 2019 | 2050 | 100% | 0 | 0 | 0% | Normal | 0% | 0.13994 | 0 | 0 | 1 unit | 100000 | 0 | 9.833e-05 | 1423.17 | 1001 | 0 | 0 | 0 | 2010 | 1.1857 | N/A | N/A | N/A | 1 | unit | 9.833e-05 | Commercial_Warehouse_Existing_Food Preparation_Food Prep Other_ENERGY STAR
Commercial_Warehouse_Existing_Food Preparation_Natural Gas_Food Prep Other_E3 | Commercial | Warehouse | Existing | Food Preparation | Natural Gas | Food Prep Other | E3 |  | 0% | 0% | 0% | 0 | 0 | 0 | 0 | 0 | 0 | 0 | 0 | 0% | 0 | 0 | 0% | Normal | 0% | 0 | 0 | 0 | [17 empty] | Commercial_Warehouse_Existing_Food Preparation_Food Prep Other_
Commercial_Warehouse_Existing_Food Preparation_Natural Gas_Food Prep Other_E4 | Commercial | Warehouse | Existing | Food Preparation | Natural Gas | Food Prep Other | E4 |  | 0% | 0% | 0% | 0 | 0 | 0 | 0 | 0 | 0 | 0 | 0 | 0% | 0 | 0 | 0% | Normal | 0% | 0 | 0 | 0 | [17 empty] | Commercial_Warehouse_Existing_Food Preparation_Food Prep Other_
Commercial_Warehouse_Existing_Food Preparation_Natural Gas_Food Prep Other_E5 | Commercial | Warehouse | Existing | Food Preparation | Natural Gas | Food Prep Other | E5 |  | 0% | 0% | 0% | 0 | 0 | 0 | 0 | 0 | 0 | 0 | 0 | 0% | 0 | 0 | 0% | Normal | 0% | 0 | 0 | 0 | [17 empty] | Commercial_Warehouse_Existing_Food Preparation_Food Prep Other_
Commercial_Warehouse_Existing_Food Preparation_Natural Gas_Food Prep Other_E6 | Commercial | Warehouse | Existing | Food Preparation | Natural Gas | Food Prep Other | E6 |  | 0% | 0% | 0% | 0 | 0 | 0 | 0 | 0 | 0 | 0 | 0 | 0% | 0 | 0 | 0% | Normal | 0% | 0 | 0 | 0 | [17 empty] | Commercial_Warehouse_Existing_Food Preparation_Food Prep Other_
Commercial_Warehouse_Existing_Food Preparation_Natural Gas_Food Prep Other_E7 | Commercial | Warehouse | Existing | Food Preparation | Natural Gas | Food Prep Other | E7 |  | 0% | 0% | 0% | 0 | 0 | 0 | 0 | 0 | 0 | 0 | 0 | 0% | 0 | 0 | 0% | Normal | 0% | 0 | 0 | 0 | [17 empty] | Commercial_Warehouse_Existing_Food Preparation_Food Prep Other_
Commercial_Warehouse_Existing_Food Preparation_Natural Gas_Food Prep Other_E8 | Commercial | Warehouse | Existing | Food Preparation | Natural Gas | Food Prep Other | E8 |  | 0% | 0% | 0% | 0 | 0 | 0 | 0 | 0 | 0 | 0 | 0 | 0% | 0 | 0 | 0% | Normal | 0% | 0 | 0 | 0 | [17 empty] | Commercial_Warehouse_Existing_Food Preparation_Food Prep Other_
Commercial_Warehouse_Existing_Food Preparation_Natural Gas_Food Prep Other_E9 | Commercial | Warehouse | Existing | Food Preparation | Natural Gas | Food Prep Other | E9 |  | 0% | 0% | 0% | 0 | 0 | 0 | 0 | 0 | 0 | 0 | 0 | 0% | 0 | 0 | 0% | Normal | 0% | 0 | 0 | 0 | [17 empty] | Commercial_Warehouse_Existing_Food Preparation_Food Prep Other_
Commercial_Warehouse_Existing_Food Preparation_Natural Gas_Food Prep Other_E10 | Commercial | Warehouse | Existing | Food Preparation | Natural Gas | Food Prep Other | E10 |  | 0% | 0% | 0% | 0 | 0 | 0 | 0 | 0 | 0 | 0 | 0 | 0% | 0 | 0 | 0% | Normal | 0% | 0 | 0 | 0 | [17 empty] | Commercial_Warehouse_Existing_Food Preparation_Food Prep Other_
Commercial_Warehouse_Existing_Miscellaneous_Natural Gas_Pool Heater_E1 | Commercial | Warehouse | Existing | Miscellaneous | Natural Gas | Pool Heater | E1 | Standard (EF .78) | 100% | 0% | 0% | 0.01352 | 0 | 0 | 0 | 4 | 8 | 2019 | 2050 | 100% | 0 | 0 | 0% | Normal | 0% | 0.010152 | 0 | 0 | 1 unit | 100000 | 0 | 6.7772e-07 | 14980 | 18052 | 0 | 0 | 0 | 2014 | 1.1051 | DOE Commercial R&D 2016 - Table 7-6 | DOE Commercial R&D 2016 - Table 7-7 | DOE Commercial R&D 2016 - Table 7-8 | 1 | unit | 6.7772e-07 | Commercial_Warehouse_Existing_Miscellaneous_Pool Heater_Standard (EF .78)
Commercial_Warehouse_Existing_Miscellaneous_Natural Gas_Pool Heater_E2 | Commercial | Warehouse | Existing | Miscellaneous | Natural Gas | Pool Heater | E2 | Condensing (EF .90) | 85% | 0% | 0% | 0.022138 | 0 | 0 | 0 | 4 | 8 | 2019 | 2050 | 100% | 0 | 0 | 0% | Normal | 0% | 0.0086294 | 0 | 0 | 1 unit | 100000 | 0 | 6.7772e-07 | 12733 | 29558 | 0 | 0 | 0 | 2014 | 1.1051 | DOE Commercial R&D 2016 - Table 7-6 | DOE Commercial R&D 2016 - Table 7-7 | DOE Commercial R&D 2016 - Table 7-9 | 1 | unit | 6.7772e-07 | Commercial_Warehouse_Existing_Miscellaneous_Pool Heater_Condensing (EF .90)
Commercial_Warehouse_Existing_Miscellaneous_Natural Gas_Pool Heater_E3 | Commercial | Warehouse | Existing | Miscellaneous | Natural Gas | Pool Heater | E3 |  | 0% | 0% | 0% | 0 | 0 | 0 | 0 | 0 | 0 | 0 | 0 | 0% | 0 | 0 | 0% | Normal | 0% | 0 | 0 | 0 | [17 empty] | Commercial_Warehouse_Existing_Miscellaneous_Pool Heater_
Commercial_Warehouse_Existing_Miscellaneous_Natural Gas_Pool Heater_E4 | Commercial | Warehouse | Existing | Miscellaneous | Natural Gas | Pool Heater | E4 |  | 0% | 0% | 0% | 0 | 0 | 0 | 0 | 0 | 0 | 0 | 0 | 0% | 0 | 0 | 0% | Normal | 0% | 0 | 0 | 0 | [17 empty] | Commercial_Warehouse_Existing_Miscellaneous_Pool Heater_
Commercial_Warehouse_Existing_Miscellaneous_Natural Gas_Pool Heater_E5 | Commercial | Warehouse | Existing | Miscellaneous | Natural Gas | Pool Heater | E5 |  | 0% | 0% | 0% | 0 | 0 | 0 | 0 | 0 | 0 | 0 | 0 | 0% | 0 | 0 | 0% | Normal | 0% | 0 | 0 | 0 | [17 empty] | Commercial_Warehouse_Existing_Miscellaneous_Pool Heater_
Commercial_Warehouse_Existing_Miscellaneous_Natural Gas_Pool Heater_E6 | Commercial | Warehouse | Existing | Miscellaneous | Natural Gas | Pool Heater | E6 |  | 0% | 0% | 0% | 0 | 0 | 0 | 0 | 0 | 0 | 0 | 0 | 0% | 0 | 0 | 0% | Normal | 0% | 0 | 0 | 0 | [17 empty] | Commercial_Warehouse_Existing_Miscellaneous_Pool Heater_
Commercial_Warehouse_Existing_Miscellaneous_Natural Gas_Pool Heater_E7 | Commercial | Warehouse | Existing | Miscellaneous | Natural Gas | Pool Heater | E7 |  | 0% | 0% | 0% | 0 | 0 | 0 | 0 | 0 | 0 | 0 | 0 | 0% | 0 | 0 | 0% | Normal | 0% | 0 | 0 | 0 | [17 empty] | Commercial_Warehouse_Existing_Miscellaneous_Pool Heater_
Commercial_Warehouse_Existing_Miscellaneous_Natural Gas_Pool Heater_E8 | Commercial | Warehouse | Existing | Miscellaneous | Natural Gas | Pool Heater | E8 |  | 0% | 0% | 0% | 0 | 0 | 0 | 0 | 0 | 0 | 0 | 0 | 0% | 0 | 0 | 0% | Normal | 0% | 0 | 0 | 0 | [17 empty] | Commercial_Warehouse_Existing_Miscellaneous_Pool Heater_
Commercial_Warehouse_Existing_Miscellaneous_Natural Gas_Pool Heater_E9 | Commercial | Warehouse | Existing | Miscellaneous | Natural Gas | Pool Heater | E9 |  | 0% | 0% | 0% | 0 | 0 | 0 | 0 | 0 | 0 | 0 | 0 | 0% | 0 | 0 | 0% | Normal | 0% | 0 | 0 | 0 | [17 empty] | Commercial_Warehouse_Existing_Miscellaneous_Pool Heater_
Commercial_Warehouse_Existing_Miscellaneous_Natural Gas_Pool Heater_E10 | Commercial | Warehouse | Existing | Miscellaneous | Natural Gas | Pool Heater | E10 |  | 0% | 0% | 0% | 0 | 0 | 0 | 0 | 0 | 0 | 0 | 0 | 0% | 0 | 0 | 0% | Normal | 0% | 0 | 0 | 0 | [17 empty] | Commercial_Warehouse_Existing_Miscellaneous_Pool Heater_
Commercial_Warehouse_Existing_Miscellaneous_Natural Gas_Miscellaneous_E1 | Commercial | Warehouse | Existing | Miscellaneous | Natural Gas | Miscellaneous | E1 | Miscellaneous | 100% | 0% | 0% | 0.010743 | 0 | 0 | 0 | 2 | 8 | 2019 | 2050 | 100% | 0 | 0 | 0% | Normal | 0% | 0.01 | 0 | 0 | 1 unit | 100000 | 0 | 0.01 | 1 | 1 | 0 | 0 | 0 | 2016 | 1.0743 | N/A | N/A | N/A | 1 | unit | 0.01 | Commercial_Warehouse_Existing_Miscellaneous_Miscellaneous_Miscellaneous
Commercial_Warehouse_Existing_Miscellaneous_Natural Gas_Miscellaneous_E2 | Commercial | Warehouse | Existing | Miscellaneous | Natural Gas | Miscellaneous | E2 |  | 0% | 0% | 0% | 0 | 0 | 0 | 0 | 0 | 0 | 0 | 0 | 0% | 0 | 0 | 0% | Normal | 0% | 0 | 0 | 0 | [17 empty] | Commercial_Warehouse_Existing_Miscellaneous_Miscellaneous_
Commercial_Warehouse_Existing_Miscellaneous_Natural Gas_Miscellaneous_E3 | Commercial | Warehouse | Existing | Miscellaneous | Natural Gas | Miscellaneous | E3 |  | 0% | 0% | 0% | 0 | 0 | 0 | 0 | 0 | 0 | 0 | 0 | 0% | 0 | 0 | 0% | Normal | 0% | 0 | 0 | 0 | [17 empty] | Commercial_Warehouse_Existing_Miscellaneous_Miscellaneous_
Commercial_Warehouse_Existing_Miscellaneous_Natural Gas_Miscellaneous_E4 | Commercial | Warehouse | Existing | Miscellaneous | Natural Gas | Miscellaneous | E4 |  | 0% | 0% | 0% | 0 | 0 | 0 | 0 | 0 | 0 | 0 | 0 | 0% | 0 | 0 | 0% | Normal | 0% | 0 | 0 | 0 | [17 empty] | Commercial_Warehouse_Existing_Miscellaneous_Miscellaneous_
Commercial_Warehouse_Existing_Miscellaneous_Natural Gas_Miscellaneous_E5 | Commercial | Warehouse | Existing | Miscellaneous | Natural Gas | Miscellaneous | E5 |  | 0% | 0% | 0% | 0 | 0 | 0 | 0 | 0 | 0 | 0 | 0 | 0% | 0 | 0 | 0% | Normal | 0% | 0 | 0 | 0 | [17 empty] | Commercial_Warehouse_Existing_Miscellaneous_Miscellaneous_
Commercial_Warehouse_Existing_Miscellaneous_Natural Gas_Miscellaneous_E6 | Commercial | Warehouse | Existing | Miscellaneous | Natural Gas | Miscellaneous | E6 |  | 0% | 0% | 0% | 0 | 0 | 0 | 0 | 0 | 0 | 0 | 0 | 0% | 0 | 0 | 0% | Normal | 0% | 0 | 0 | 0 | [17 empty] | Commercial_Warehouse_Existing_Miscellaneous_Miscellaneous_
Commercial_Warehouse_Existing_Miscellaneous_Natural Gas_Miscellaneous_E7 | Commercial | Warehouse | Existing | Miscellaneous | Natural Gas | Miscellaneous | E7 |  | 0% | 0% | 0% | 0 | 0 | 0 | 0 | 0 | 0 | 0 | 0 | 0% | 0 | 0 | 0% | Normal | 0% | 0 | 0 | 0 | [17 empty] | Commercial_Warehouse_Existing_Miscellaneous_Miscellaneous_
Commercial_Warehouse_Existing_Miscellaneous_Natural Gas_Miscellaneous_E8 | Commercial | Warehouse | Existing | Miscellaneous | Natural Gas | Miscellaneous | E8 |  | 0% | 0% | 0% | 0 | 0 | 0 | 0 | 0 | 0 | 0 | 0 | 0% | 0 | 0 | 0% | Normal | 0% | 0 | 0 | 0 | [17 empty] | Commercial_Warehouse_Existing_Miscellaneous_Miscellaneous_
Commercial_Warehouse_Existing_Miscellaneous_Natural Gas_Miscellaneous_E9 | Commercial | Warehouse | Existing | Miscellaneous | Natural Gas | Miscellaneous | E9 |  | 0% | 0% | 0% | 0 | 0 | 0 | 0 | 0 | 0 | 0 | 0 | 0% | 0 | 0 | 0% | Normal | 0% | 0 | 0 | 0 | [17 empty] | Commercial_Warehouse_Existing_Miscellaneous_Miscellaneous_
Commercial_Warehouse_Existing_Miscellaneous_Natural Gas_Miscellaneous_E10 | Commercial | Warehouse | Existing | Miscellaneous | Natural Gas | Miscellaneous | E10 |  | 0% | 0% | 0% | 0 | 0 | 0 | 0 | 0 | 0 | 0 | 0 | 0% | 0 | 0 | 0% | Normal | 0% | 0 | 0 | 0 | [17 empty] | Commercial_Warehouse_Existing_Miscellaneous_Miscellaneous_
Commercial_Warehouse_New_Space Heating_Natural Gas_Furnace_E1 | Commercial | Warehouse | New | Space Heating | Natural Gas | Furnace | E1 | AFUE 80% (Standard) | 100% | 0% | 0% | 0.19892 | 0.077001 | 0.02105 | 0 | 17 | 29 | 2019 | 2023 | 90% | 0 | 0 | 0% | Normal | 0% | 0.14299 | 0 | 0 | 140 kBtu/hr | 100000 | 0 | 0.00017143 | 6.2214 | 1050 | 406.4484 | 111.11 | 0 | 2014 | 1.1051 | EIA 2018 Tech Forecast | 2015 DOE Commercial Warm Air Furnace TSD - EERE-2013-BT-STD-0021-0050 | AEG BEST | 140 | kBtu/hr | 0.024 | Commercial_Warehouse_New_Space Heating_Furnace_AFUE 80% (Standard)
Commercial_Warehouse_New_Space Heating_Natural Gas_Furnace_E2 | Commercial | Warehouse | New | Space Heating | Natural Gas | Furnace | E2 | AFUE 81% (2023 Fed Standard) | 98.77% | 0% | 0% | 0.33153 | 0.077001 | 0.021152 | 0 | 17 | 29 | 2019 | 2023 | 90% | 0 | 0 | 0% | Normal | 0% | 0.14122 | 0 | 0 | 140 kBtu/hr | 100000 | 0 | 0.00017143 | 6.1446 | 1750 | 406.4484 | 111.651 | 0 | 2014 | 1.1051 | EIA 2018 Tech Forecast | 2015 DOE Commercial Warm Air Furnace TSD - EERE-2013-BT-STD-0021-0050 | AEG BEST | 140 | kBtu/hr | 0.024 | Commercial_Warehouse_New_Space Heating_Furnace_AFUE 81% (2023 Fed Standard)
Commercial_Warehouse_New_Space Heating_Natural Gas_Furnace_E3 | Commercial | Warehouse | New | Space Heating | Natural Gas | Furnace | E3 | AFUE 91% (WA State Min 2023) | 87.91% | 0% | 0% | 0.46415 | 0.077001 | 0.022074 | 0 | 17 | 29 | 2019 | 2050 | 90% | 0 | 0 | 0% | Normal | 0% | 0.1257 | 0 | 0 | 140 kBtu/hr | 100000 | 0 | 0.00017143 | 5.4693 | 2450 | 406.4484 | 116.52 | 0 | 2014 | 1.1051 | EIA 2018 Tech Forecast | 2015 DOE Commercial Warm Air Furnace TSD - EERE-2013-BT-STD-0021-0050 | AEG BEST | 140 | kBtu/hr | 0.024 | Commercial_Warehouse_New_Space Heating_Furnace_AFUE 91% (WA State Min 2023)
Commercial_Warehouse_New_Space Heating_Natural Gas_Furnace_E4 | Commercial | Warehouse | New | Space Heating | Natural Gas | Furnace | E4 | AFUE 96% | 83.33% | 0% | 0% | 0.28853 | 0.10574 | 0.022074 | 0 | 17 | 29 | 2019 | 2050 | 100% | 0 | 0 | 0% | Normal | 0% | 0.11916 | 0 | 0 | 140 kBtu/hr | 100000 | 0 | 0.00017143 | 5.1845 | 1522.9949 | 558.1641 | 116.52 | 0 | 2014 | 1.1051 | EIA 2018 Tech Forecast | 2015 DOE Commercial Warm Air Furnace TSD - EERE-2013-BT-STD-0021-0050 | AEG BEST | 140 | kBtu/hr | 0.024 | Commercial_Warehouse_New_Space Heating_Furnace_AFUE 96%
Commercial_Warehouse_New_Space Heating_Natural Gas_Furnace_E5 | Commercial | Warehouse | New | Space Heating | Natural Gas | Furnace | E5 | Convert to Gas-Fired ASHP | 61.54% | 0% | 0% | 4.9328 | 0.48599 | 0.030982 | 0 | 17 | 29 | 2026 | 2050 | 100% | 0 | 0 | 0% | Normal | 0% | 0.087993 | 0 | 0 | 140 kBtu/hr | 100000 | 0 | 0.00017143 | 3.8285 | 27066.6667 | 2666.6667 | 170 | 0 | 2017 | 1.0631 | EIA 2018 Tech Forecast | EIA 2018/2023 Tech Forecast, Adjusted for Size | AEG BEST | 140 | kBtu/hr | 0.024 | Commercial_Warehouse_New_Space Heating_Furnace_Convert to Gas-Fired ASHP
Commercial_Warehouse_New_Space Heating_Natural Gas_Furnace_E6 | Commercial | Warehouse | New | Space Heating | Natural Gas | Furnace | E6 |  | 0% | 0% | 0% | 0 | 0 | 0 | 0 | 0 | 0 | 0 | 0 | 0% | 0 | 0 | 0% | Normal | 0% | 0 | 0 | 0 | [17 empty] | Commercial_Warehouse_New_Space Heating_Furnace_
Commercial_Warehouse_New_Space Heating_Natural Gas_Furnace_E7 | Commercial | Warehouse | New | Space Heating | Natural Gas | Furnace | E7 |  | 0% | 0% | 0% | 0 | 0 | 0 | 0 | 0 | 0 | 0 | 0 | 0% | 0 | 0 | 0% | Normal | 0% | 0 | 0 | 0 | [17 empty] | Commercial_Warehouse_New_Space Heating_Furnace_
Commercial_Warehouse_New_Space Heating_Natural Gas_Furnace_E8 | Commercial | Warehouse | New | Space Heating | Natural Gas | Furnace | E8 |  | 0% | 0% | 0% | 0 | 0 | 0 | 0 | 0 | 0 | 0 | 0 | 0% | 0 | 0 | 0% | Normal | 0% | 0 | 0 | 0 | [17 empty] | Commercial_Warehouse_New_Space Heating_Furnace_
Commercial_Warehouse_New_Space Heating_Natural Gas_Furnace_E9 | Commercial | Warehouse | New | Space Heating | Natural Gas | Furnace | E9 |  | 0% | 0% | 0% | 0 | 0 | 0 | 0 | 0 | 0 | 0 | 0 | 0% | 0 | 0 | 0% | Normal | 0% | 0 | 0 | 0 | [17 empty] | Commercial_Warehouse_New_Space Heating_Furnace_
Commercial_Warehouse_New_Space Heating_Natural Gas_Furnace_E10 | Commercial | Warehouse | New | Space Heating | Natural Gas | Furnace | E10 |  | 0% | 0% | 0% | 0 | 0 | 0 | 0 | 0 | 0 | 0 | 0 | 0% | 0 | 0 | 0% | Normal | 0% | 0 | 0 | 0 | [17 empty] | Commercial_Warehouse_New_Space Heating_Furnace_
Commercial_Warehouse_New_Space Heating_Natural Gas_Boiler_E1 | Commercial | Warehouse | New | Space Heating | Natural Gas | Boiler | E1 | TE 80% | 100% | 0% | 0% | 0.73763 | 0.41211 | 0 | 0 | 19 | 31 | 2019 | 2023 | 100% | 0 | 0 | 0% | Normal | 0% | 0.20532 | 0 | 0 | 513.550054507209 kBtu/hr | 100000 | 0 | 4.6734e-05 | 7.1763 | 14516 | 8110 | 0 | 0 | 2015 | 1.0873 | RTF Wkbk - ComGasBoilersUES_v2.1 | CE_EWR Measure Cost Benchmarking - 02.08.23 | AEG BEST | 513.5501 | kBtu/hr | 0.024 | Commercial_Warehouse_New_Space Heating_Boiler_TE 80%
Commercial_Warehouse_New_Space Heating_Natural Gas_Boiler_E2 | Commercial | Warehouse | New | Space Heating | Natural Gas | Boiler | E2 | TE 84% (2023 Standard) | 95.24% | 0% | 0% | 0.7764 | 0.41211 | 0 | 0 | 19 | 31 | 2019 | 2023 | 100% | 0 | 0 | 0% | Normal | 0% | 0.19555 | 0 | 0 | 513.550054507209 kBtu/hr | 100000 | 0 | 4.6734e-05 | 6.8346 | 15279 | 8110 | 0 | 0 | 2015 | 1.0873 | RTF Wkbk - ComGasBoilersUES_v2.1 | CE_EWR Measure Cost Benchmarking - 02.08.23 | AEG BEST | 513.5501 | kBtu/hr | 0.024 | Commercial_Warehouse_New_Space Heating_Boiler_TE 84% (2023 Standard)
Commercial_Warehouse_New_Space Heating_Natural Gas_Boiler_E3 | Commercial | Warehouse | New | Space Heating | Natural Gas | Boiler | E3 | TE 94% (ENERGY STAR 1.0) | 85.11% | 0% | 0% | 1.4044 | 0.46374 | 0 | 0 | 19 | 31 | 2019 | 2050 | 100% | 0 | 0 | 0% | Normal | 0% | 0.17474 | 0 | 0 | 513.550054507209 kBtu/hr | 100000 | 0 | 4.6734e-05 | 6.1075 | 27638 | 9126 | 0 | 0 | 2015 | 1.0873 | RTF Wkbk - ComGasBoilersUES_v2.1 | CE_EWR Measure Cost Benchmarking - 02.08.23 | AEG BEST | 513.5501 | kBtu/hr | 0.024 | Commercial_Warehouse_New_Space Heating_Boiler_TE 94% (ENERGY STAR 1.0)
Commercial_Warehouse_New_Space Heating_Natural Gas_Boiler_E4 | Commercial | Warehouse | New | Space Heating | Natural Gas | Boiler | E4 | TE 98% | 81.63% | 0% | 0% | 1.5794 | 0.46374 | 0 | 0 | 19 | 31 | 2019 | 2050 | 100% | 0 | 0 | 0% | Normal | 0% | 0.16761 | 0 | 0 | 513.550054507209 kBtu/hr | 100000 | 0 | 4.6734e-05 | 5.8582 | 31080.8718 | 9126 | 0 | 0 | 2015 | 1.0873 | RTF Wkbk - ComGasBoilersUES_v2.1 | CE_EWR Measure Cost Benchmarking - 02.08.23 | AEG BEST | 513.5501 | kBtu/hr | 0.024 | Commercial_Warehouse_New_Space Heating_Boiler_TE 98%
Commercial_Warehouse_New_Space Heating_Natural Gas_Boiler_E5 | Commercial | Warehouse | New | Space Heating | Natural Gas | Boiler | E5 | Convert to Gas-Fired ASHP | 61.54% | 0% | 0% | 5.0492 | 0.28981 | 0.094864 | 0 | 19 | 31 | 2019 | 2050 | 100% | 0 | 0 | 0% | Normal | 0% | 0.12635 | 0 | 0 | 800 kBtu/hr | 100000 | 0 | 3e-05 | 4.4162 | 158316.7533 | 9086.959 | 2974.436 | 0 | 2017 | 1.0631 | RTF Wkbk - ComGasBoilersUES_v2.1 | AEO 2021 - gas_eng-driven_RTHP-heat 2017 typical | AEG BEST | 800 | kBtu/hr | 0.024 | Commercial_Warehouse_New_Space Heating_Boiler_Convert to Gas-Fired ASHP
Commercial_Warehouse_New_Space Heating_Natural Gas_Boiler_E6 | Commercial | Warehouse | New | Space Heating | Natural Gas | Boiler | E6 |  | 0% | 0% | 0% | 0 | 0 | 0 | 0 | 0 | 0 | 0 | 0 | 0% | 0 | 0 | 0% | Normal | 0% | 0 | 0 | 0 | [17 empty] | Commercial_Warehouse_New_Space Heating_Boiler_
Commercial_Warehouse_New_Space Heating_Natural Gas_Boiler_E7 | Commercial | Warehouse | New | Space Heating | Natural Gas | Boiler | E7 |  | 0% | 0% | 0% | 0 | 0 | 0 | 0 | 0 | 0 | 0 | 0 | 0% | 0 | 0 | 0% | Normal | 0% | 0 | 0 | 0 | [17 empty] | Commercial_Warehouse_New_Space Heating_Boiler_
Commercial_Warehouse_New_Space Heating_Natural Gas_Boiler_E8 | Commercial | Warehouse | New | Space Heating | Natural Gas | Boiler | E8 |  | 0% | 0% | 0% | 0 | 0 | 0 | 0 | 0 | 0 | 0 | 0 | 0% | 0 | 0 | 0% | Normal | 0% | 0 | 0 | 0 | [17 empty] | Commercial_Warehouse_New_Space Heating_Boiler_
Commercial_Warehouse_New_Space Heating_Natural Gas_Boiler_E9 | Commercial | Warehouse | New | Space Heating | Natural Gas | Boiler | E9 |  | 0% | 0% | 0% | 0 | 0 | 0 | 0 | 0 | 0 | 0 | 0 | 0% | 0 | 0 | 0% | Normal | 0% | 0 | 0 | 0 | [17 empty] | Commercial_Warehouse_New_Space Heating_Boiler_
Commercial_Warehouse_New_Space Heating_Natural Gas_Boiler_E10 | Commercial | Warehouse | New | Space Heating | Natural Gas | Boiler | E10 |  | 0% | 0% | 0% | 0 | 0 | 0 | 0 | 0 | 0 | 0 | 0 | 0% | 0 | 0 | 0% | Normal | 0% | 0 | 0 | 0 | [17 empty] | Commercial_Warehouse_New_Space Heating_Boiler_
Commercial_Warehouse_New_Space Heating_Natural Gas_Unit Heater_E1 | Commercial | Warehouse | New | Space Heating | Natural Gas | Unit Heater | E1 | Standard | 100% | 0% | 0% | 0.1311 | 0 | 0 | 0 | 9 | 15 | 2019 | 2023 | 100% | 0 | 0 | 0% | Normal | 0% | 0.14522 | 0 | 0 | 120 kBtu/Hr | 100000 | 0 | 1.2246e-06 | 1071.1875 | 849.6 | 0 | 0 | 0 | 2018 | 1.05 | IL TRM v11 - 4.4.5 (Adjusted for WA Climate) | IL TRM v11 - 4.4.5 (Adjusted for WA Climate) | IL TRM v11 - 4.4.5 (Adjusted for WA Climate) | 120 | kBtu/Hr | 0.00014695 | Commercial_Warehouse_New_Space Heating_Unit Heater_Standard
Commercial_Warehouse_New_Space Heating_Natural Gas_Unit Heater_E2 | Commercial | Warehouse | New | Space Heating | Natural Gas | Unit Heater | E2 | Condensing | 89.99% | 0% | 0% | 0.41921 | 0 | 0 | 0 | 9 | 15 | 2019 | 2050 | 100% | 0 | 0 | 0% | Normal | 0% | 0.13068 | 0 | 0 | 120 kBtu/Hr | 100000 | 0 | 1.2246e-06 | 963.9483 | 2716.8 | 0 | 0 | 0 | 2018 | 1.05 | IL TRM v11 - 4.4.5 (Adjusted for WA Climate) | IL TRM v11 - 4.4.5 (Adjusted for WA Climate) | IL TRM v11 - 4.4.5 (Adjusted for WA Climate) | 120 | kBtu/Hr | 0.00014695 | Commercial_Warehouse_New_Space Heating_Unit Heater_Condensing
Commercial_Warehouse_New_Space Heating_Natural Gas_Unit Heater_E3 | Commercial | Warehouse | New | Space Heating | Natural Gas | Unit Heater | E3 | Infrared Radiant | 77.72% | 0% | 0% | 0.18109 | 0 | 0 | 0 | 9 | 15 | 2019 | 2050 | 100% | 0 | 0 | 0% | Normal | 0% | 0.11287 | 0 | 0 | 120 kBtu/Hr | 100000 | 0 | 1.2246e-06 | 832.5115 | 1173.6 | 0 | 0 | 0 | 2018 | 1.05 | IL TRM v11 - 4.4.5 (Adjusted for WA Climate) | IL TRM v11 - 4.4.5 (Adjusted for WA Climate) | IL TRM v11 - 4.4.5 (Adjusted for WA Climate) | 120 | kBtu/Hr | 0.00014695 | Commercial_Warehouse_New_Space Heating_Unit Heater_Infrared Radiant
Commercial_Warehouse_New_Space Heating_Natural Gas_Unit Heater_E4 | Commercial | Warehouse | New | Space Heating | Natural Gas | Unit Heater | E4 |  | 0% | 0% | 0% | 0 | 0 | 0 | 0 | 0 | 0 | 0 | 0 | 0% | 0 | 0 | 0% | Normal | 0% | 0 | 0 | 0 | [17 empty] | Commercial_Warehouse_New_Space Heating_Unit Heater_
Commercial_Warehouse_New_Space Heating_Natural Gas_Unit Heater_E5 | Commercial | Warehouse | New | Space Heating | Natural Gas | Unit Heater | E5 |  | 0% | 0% | 0% | 0 | 0 | 0 | 0 | 0 | 0 | 0 | 0 | 0% | 0 | 0 | 0% | Normal | 0% | 0 | 0 | 0 | [17 empty] | Commercial_Warehouse_New_Space Heating_Unit Heater_
Commercial_Warehouse_New_Space Heating_Natural Gas_Unit Heater_E6 | Commercial | Warehouse | New | Space Heating | Natural Gas | Unit Heater | E6 |  | 0% | 0% | 0% | 0 | 0 | 0 | 0 | 0 | 0 | 0 | 0 | 0% | 0 | 0 | 0% | Normal | 0% | 0 | 0 | 0 | [17 empty] | Commercial_Warehouse_New_Space Heating_Unit Heater_
Commercial_Warehouse_New_Space Heating_Natural Gas_Unit Heater_E7 | Commercial | Warehouse | New | Space Heating | Natural Gas | Unit Heater | E7 |  | 0% | 0% | 0% | 0 | 0 | 0 | 0 | 0 | 0 | 0 | 0 | 0% | 0 | 0 | 0% | Normal | 0% | 0 | 0 | 0 | [17 empty] | Commercial_Warehouse_New_Space Heating_Unit Heater_
Commercial_Warehouse_New_Space Heating_Natural Gas_Unit Heater_E8 | Commercial | Warehouse | New | Space Heating | Natural Gas | Unit Heater | E8 |  | 0% | 0% | 0% | 0 | 0 | 0 | 0 | 0 | 0 | 0 | 0 | 0% | 0 | 0 | 0% | Normal | 0% | 0 | 0 | 0 | [17 empty] | Commercial_Warehouse_New_Space Heating_Unit Heater_
Commercial_Warehouse_New_Space Heating_Natural Gas_Unit Heater_E9 | Commercial | Warehouse | New | Space Heating | Natural Gas | Unit Heater | E9 |  | 0% | 0% | 0% | 0 | 0 | 0 | 0 | 0 | 0 | 0 | 0 | 0% | 0 | 0 | 0% | Normal | 0% | 0 | 0 | 0 | [17 empty] | Commercial_Warehouse_New_Space Heating_Unit Heater_
Commercial_Warehouse_New_Space Heating_Natural Gas_Unit Heater_E10 | Commercial | Warehouse | New | Space Heating | Natural Gas | Unit Heater | E10 |  | 0% | 0% | 0% | 0 | 0 | 0 | 0 | 0 | 0 | 0 | 0 | 0% | 0 | 0 | 0% | Normal | 0% | 0 | 0 | 0 | [17 empty] | Commercial_Warehouse_New_Space Heating_Unit Heater_
Commercial_Warehouse_New_Water Heating_Natural Gas_Water Heater_E1 | Commercial | Warehouse | New | Water Heating | Natural Gas | Water Heater | E1 | TE 80% | 100% | 0% | 0% | 0.0396 | 0 | 0 | 0 | 8 | 12 | 2019 | 2050 | 100% | 0 | 0 | 0% | Normal | 0% | 0.078212 | 0 | 0 | 1 kBtu/hr | 100000 | 0 | 0.0014207 | 44.9358 | 26.22 | 0 | 0 | 0 | 2017 | 1.0631 | AEO 2022 - gas_water_heater 2017 current standard | AEO 2022 - gas_water_heater 2017 current standard | AEG BEST / Market Profile | 1 | kBtu/hr | 0.0014207 | Commercial_Warehouse_New_Water Heating_Water Heater_TE 80%
Commercial_Warehouse_New_Water Heating_Natural Gas_Water Heater_E2 | Commercial | Warehouse | New | Water Heating | Natural Gas | Water Heater | E2 | TE 94% (ENERGY STAR 2.0) | 85.11% | 0% | 0% | 0.044252 | 0 | 0 | 0 | 8 | 12 | 2019 | 2050 | 100% | 0 | 0 | 0% | Normal | 0% | 0.066564 | 0 | 0 | 1 kBtu/hr | 100000 | 0 | 0.0014207 | 38.2433 | 29.3 | 0 | 0 | 0 | 2017 | 1.0631 | AEO 2022 - gas_water_heater 2017 ENERGY STAR | AEO 2022 - gas_water_heater 2017 ENERGY STAR | AEG BEST / Market Profile | 1 | kBtu/hr | 0.0014207 | Commercial_Warehouse_New_Water Heating_Water Heater_TE 94% (ENERGY STAR 2.0)
Commercial_Warehouse_New_Water Heating_Natural Gas_Water Heater_E3 | Commercial | Warehouse | New | Water Heating | Natural Gas | Water Heater | E3 | TE 96% (Instantaneous) | 70.92% | 0% | 0% | 0.046257 | 0 | 0 | 0 | 8 | 12 | 2019 | 2050 | 100% | 0 | 0 | 0% | Normal | 0% | 0.05547 | 0 | 0 | 1 kBtu/hr | 100000 | 0 | 0.0014207 | 31.8694 | 30.6277 | 0 | 0 | 0 | 2017 | 1.0631 | AEO 2022 - gas_water_heater 2017 current standard | AEO interpolation based on EIA data | AEG BEST / Market Profile | 1 | kBtu/hr | 0.0014207 | Commercial_Warehouse_New_Water Heating_Water Heater_TE 96% (Instantaneous)
Commercial_Warehouse_New_Water Heating_Natural Gas_Water Heater_E4 | Commercial | Warehouse | New | Water Heating | Natural Gas | Water Heater | E4 | UEF 1.0+ (Gas-Fired HPWH) | 53.53% | 0% | 0% | 0.085162 | 0 | 0 | 0 | 11 | 19 | 2026 | 2050 | 100% | 0 | 0 | 0% | Normal | 0% | 0.041864 | 0 | 0 | 1 kBtu/hr | 100000 | 0 | 0.0014207 | 24.0524 | 56.3879 | 0 | 0 | 0 | 2017 | 1.0631 | AEO 2022 - HP water heater 2020 typical | NEEA Report #E20-309, Robur Heat Pump Field Trial. March 11, 2020. | AEG BEST / Market Profile | 1 | kBtu/hr | 0.0014207 | Commercial_Warehouse_New_Water Heating_Water Heater_UEF 1.0+ (Gas-Fired HPWH)
Commercial_Warehouse_New_Water Heating_Natural Gas_Water Heater_E5 | Commercial | Warehouse | New | Water Heating | Natural Gas | Water Heater | E5 |  | 0% | 0% | 0% | 0 | 0 | 0 | 0 | 0 | 0 | 0 | 0 | 0% | 0 | 0 | 0% | Normal | 0% | 0 | 0 | 0 | [17 empty] | Commercial_Warehouse_New_Water Heating_Water Heater_
Commercial_Warehouse_New_Water Heating_Natural Gas_Water Heater_E6 | Commercial | Warehouse | New | Water Heating | Natural Gas | Water Heater | E6 |  | 0% | 0% | 0% | 0 | 0 | 0 | 0 | 0 | 0 | 0 | 0 | 0% | 0 | 0 | 0% | Normal | 0% | 0 | 0 | 0 | [17 empty] | Commercial_Warehouse_New_Water Heating_Water Heater_
Commercial_Warehouse_New_Water Heating_Natural Gas_Water Heater_E7 | Commercial | Warehouse | New | Water Heating | Natural Gas | Water Heater | E7 |  | 0% | 0% | 0% | 0 | 0 | 0 | 0 | 0 | 0 | 0 | 0 | 0% | 0 | 0 | 0% | Normal | 0% | 0 | 0 | 0 | [17 empty] | Commercial_Warehouse_New_Water Heating_Water Heater_
Commercial_Warehouse_New_Water Heating_Natural Gas_Water Heater_E8 | Commercial | Warehouse | New | Water Heating | Natural Gas | Water Heater | E8 |  | 0% | 0% | 0% | 0 | 0 | 0 | 0 | 0 | 0 | 0 | 0 | 0% | 0 | 0 | 0% | Normal | 0% | 0 | 0 | 0 | [17 empty] | Commercial_Warehouse_New_Water Heating_Water Heater_
Commercial_Warehouse_New_Water Heating_Natural Gas_Water Heater_E9 | Commercial | Warehouse | New | Water Heating | Natural Gas | Water Heater | E9 |  | 0% | 0% | 0% | 0 | 0 | 0 | 0 | 0 | 0 | 0 | 0 | 0% | 0 | 0 | 0% | Normal | 0% | 0 | 0 | 0 | [17 empty] | Commercial_Warehouse_New_Water Heating_Water Heater_
Commercial_Warehouse_New_Water Heating_Natural Gas_Water Heater_E10 | Commercial | Warehouse | New | Water Heating | Natural Gas | Water Heater | E10 |  | 0% | 0% | 0% | 0 | 0 | 0 | 0 | 0 | 0 | 0 | 0 | 0% | 0 | 0 | 0% | Normal | 0% | 0 | 0 | 0 | [17 empty] | Commercial_Warehouse_New_Water Heating_Water Heater_
Commercial_Warehouse_New_Food Preparation_Natural Gas_Oven_E1 | Commercial | Warehouse | New | Food Preparation | Natural Gas | Oven | E1 | Standard | 100% | 0% | 0% | 3.0916 | 0 | 0 | 0 | 8 | 13 | 2019 | 2050 | 100% | 0 | 0 | 0% | Normal | 0% | 0.12859 | 0 | 0 | 1 unit | 100000 | 0 | 0.00017078 | 752.9515 | 16851 | 0 | 0 | 0 | 2016 | 1.0743 | RTF WkBk - ComCookingCombinationOven_v5_0 | ENERGY STAR Version 3.0 Commercial Ovens Final Specification Data Package | RTF WkBk - ComCookingCombinationOven_v5_0 | 1 | unit | 0.00017078 | Commercial_Warehouse_New_Food Preparation_Oven_Standard
Commercial_Warehouse_New_Food Preparation_Natural Gas_Oven_E2 | Commercial | Warehouse | New | Food Preparation | Natural Gas | Oven | E2 | ENERGY STAR (3.0) | 57.26% | 0% | 0% | 3.2215 | 0 | 0 | 0 | 8 | 13 | 2019 | 2050 | 100% | 0 | 0 | 0% | Normal | 0% | 0.073634 | 0 | 0 | 1 unit | 100000 | 0 | 0.00017078 | 431.1611 | 17559.1305 | 0 | 0 | 0 | 2016 | 1.0743 | RTF WkBk - ComCookingCombinationOven_v5_0 | RTF WkBk - ComCookingCombinationOven_v5_0 | RTF WkBk - ComCookingCombinationOven_v5_0 | 1 | unit | 0.00017078 | Commercial_Warehouse_New_Food Preparation_Oven_ENERGY STAR (3.0)
Commercial_Warehouse_New_Food Preparation_Natural Gas_Oven_E3 | Commercial | Warehouse | New | Food Preparation | Natural Gas | Oven | E3 |  | 0% | 0% | 0% | 0 | 0 | 0 | 0 | 0 | 0 | 0 | 0 | 0% | 0 | 0 | 0% | Normal | 0% | 0 | 0 | 0 | [17 empty] | Commercial_Warehouse_New_Food Preparation_Oven_
Commercial_Warehouse_New_Food Preparation_Natural Gas_Oven_E4 | Commercial | Warehouse | New | Food Preparation | Natural Gas | Oven | E4 |  | 0% | 0% | 0% | 0 | 0 | 0 | 0 | 0 | 0 | 0 | 0 | 0% | 0 | 0 | 0% | Normal | 0% | 0 | 0 | 0 | [17 empty] | Commercial_Warehouse_New_Food Preparation_Oven_
Commercial_Warehouse_New_Food Preparation_Natural Gas_Oven_E5 | Commercial | Warehouse | New | Food Preparation | Natural Gas | Oven | E5 |  | 0% | 0% | 0% | 0 | 0 | 0 | 0 | 0 | 0 | 0 | 0 | 0% | 0 | 0 | 0% | Normal | 0% | 0 | 0 | 0 | [17 empty] | Commercial_Warehouse_New_Food Preparation_Oven_
Commercial_Warehouse_New_Food Preparation_Natural Gas_Oven_E6 | Commercial | Warehouse | New | Food Preparation | Natural Gas | Oven | E6 |  | 0% | 0% | 0% | 0 | 0 | 0 | 0 | 0 | 0 | 0 | 0 | 0% | 0 | 0 | 0% | Normal | 0% | 0 | 0 | 0 | [17 empty] | Commercial_Warehouse_New_Food Preparation_Oven_
Commercial_Warehouse_New_Food Preparation_Natural Gas_Oven_E7 | Commercial | Warehouse | New | Food Preparation | Natural Gas | Oven | E7 |  | 0% | 0% | 0% | 0 | 0 | 0 | 0 | 0 | 0 | 0 | 0 | 0% | 0 | 0 | 0% | Normal | 0% | 0 | 0 | 0 | [17 empty] | Commercial_Warehouse_New_Food Preparation_Oven_
Commercial_Warehouse_New_Food Preparation_Natural Gas_Oven_E8 | Commercial | Warehouse | New | Food Preparation | Natural Gas | Oven | E8 |  | 0% | 0% | 0% | 0 | 0 | 0 | 0 | 0 | 0 | 0 | 0 | 0% | 0 | 0 | 0% | Normal | 0% | 0 | 0 | 0 | [17 empty] | Commercial_Warehouse_New_Food Preparation_Oven_
Commercial_Warehouse_New_Food Preparation_Natural Gas_Oven_E9 | Commercial | Warehouse | New | Food Preparation | Natural Gas | Oven | E9 |  | 0% | 0% | 0% | 0 | 0 | 0 | 0 | 0 | 0 | 0 | 0 | 0% | 0 | 0 | 0% | Normal | 0% | 0 | 0 | 0 | [17 empty] | Commercial_Warehouse_New_Food Preparation_Oven_
Commercial_Warehouse_New_Food Preparation_Natural Gas_Oven_E10 | Commercial | Warehouse | New | Food Preparation | Natural Gas | Oven | E10 |  | 0% | 0% | 0% | 0 | 0 | 0 | 0 | 0 | 0 | 0 | 0 | 0% | 0 | 0 | 0% | Normal | 0% | 0 | 0 | 0 | [17 empty] | Commercial_Warehouse_New_Food Preparation_Oven_
Commercial_Warehouse_New_Food Preparation_Natural Gas_Conveyor Oven_E1 | Commercial | Warehouse | New | Food Preparation | Natural Gas | Conveyor Oven | E1 | Standard | 100% | 0% | 0% | 0.73506 | 0 | 0 | 0 | 15 | 19 | 2019 | 2050 | 100% | 0 | 0 | 0% | Normal | 0% | 0.19167 | 0 | 0 | 1 unit | 100000 | 0 | 6.6426e-05 | 2885.475 | 10177 | 0 | 0 | 0 | 2015 | 1.0873 | IL TRM - 4.2.4 - CI-FSE-CVOV-V02-180101 | PGE Workpaper, PGECOFST117 R5, 2015 | MN TRM 3.1 - Gas Conveyor Oven v1.1 | 1 | unit | 6.6426e-05 | Commercial_Warehouse_New_Food Preparation_Conveyor Oven_Standard
Commercial_Warehouse_New_Food Preparation_Natural Gas_Conveyor Oven_E2 | Commercial | Warehouse | New | Food Preparation | Natural Gas | Conveyor Oven | E2 | Efficient (>44% Baking Efficiency) | 76.02% | 0% | 0% | 0.89612 | 0 | 0 | 0 | 15 | 19 | 2019 | 2050 | 100% | 0 | 0 | 0% | Normal | 0% | 0.1457 | 0 | 0 | 1 unit | 100000 | 0 | 6.6426e-05 | 2193.4093 | 12407 | 0 | 0 | 0 | 2015 | 1.0873 | IL TRM - 4.2.4 - CI-FSE-CVOV-V02-180101 | PGE Workpaper, PGECOFST117 R5, 2015 | MN TRM 3.1 - Gas Conveyor Oven v1.1 | 1 | unit | 6.6426e-05 | Commercial_Warehouse_New_Food Preparation_Conveyor Oven_Efficient (>44% Baking Efficiency)
Commercial_Warehouse_New_Food Preparation_Natural Gas_Conveyor Oven_E3 | Commercial | Warehouse | New | Food Preparation | Natural Gas | Conveyor Oven | E3 |  | 0% | 0% | 0% | 0 | 0 | 0 | 0 | 0 | 0 | 0 | 0 | 0% | 0 | 0 | 0% | Normal | 0% | 0 | 0 | 0 | [17 empty] | Commercial_Warehouse_New_Food Preparation_Conveyor Oven_
Commercial_Warehouse_New_Food Preparation_Natural Gas_Conveyor Oven_E4 | Commercial | Warehouse | New | Food Preparation | Natural Gas | Conveyor Oven | E4 |  | 0% | 0% | 0% | 0 | 0 | 0 | 0 | 0 | 0 | 0 | 0 | 0% | 0 | 0 | 0% | Normal | 0% | 0 | 0 | 0 | [17 empty] | Commercial_Warehouse_New_Food Preparation_Conveyor Oven_
Commercial_Warehouse_New_Food Preparation_Natural Gas_Conveyor Oven_E5 | Commercial | Warehouse | New | Food Preparation | Natural Gas | Conveyor Oven | E5 |  | 0% | 0% | 0% | 0 | 0 | 0 | 0 | 0 | 0 | 0 | 0 | 0% | 0 | 0 | 0% | Normal | 0% | 0 | 0 | 0 | [17 empty] | Commercial_Warehouse_New_Food Preparation_Conveyor Oven_
Commercial_Warehouse_New_Food Preparation_Natural Gas_Conveyor Oven_E6 | Commercial | Warehouse | New | Food Preparation | Natural Gas | Conveyor Oven | E6 |  | 0% | 0% | 0% | 0 | 0 | 0 | 0 | 0 | 0 | 0 | 0 | 0% | 0 | 0 | 0% | Normal | 0% | 0 | 0 | 0 | [17 empty] | Commercial_Warehouse_New_Food Preparation_Conveyor Oven_
Commercial_Warehouse_New_Food Preparation_Natural Gas_Conveyor Oven_E7 | Commercial | Warehouse | New | Food Preparation | Natural Gas | Conveyor Oven | E7 |  | 0% | 0% | 0% | 0 | 0 | 0 | 0 | 0 | 0 | 0 | 0 | 0% | 0 | 0 | 0% | Normal | 0% | 0 | 0 | 0 | [17 empty] | Commercial_Warehouse_New_Food Preparation_Conveyor Oven_
Commercial_Warehouse_New_Food Preparation_Natural Gas_Conveyor Oven_E8 | Commercial | Warehouse | New | Food Preparation | Natural Gas | Conveyor Oven | E8 |  | 0% | 0% | 0% | 0 | 0 | 0 | 0 | 0 | 0 | 0 | 0 | 0% | 0 | 0 | 0% | Normal | 0% | 0 | 0 | 0 | [17 empty] | Commercial_Warehouse_New_Food Preparation_Conveyor Oven_
Commercial_Warehouse_New_Food Preparation_Natural Gas_Conveyor Oven_E9 | Commercial | Warehouse | New | Food Preparation | Natural Gas | Conveyor Oven | E9 |  | 0% | 0% | 0% | 0 | 0 | 0 | 0 | 0 | 0 | 0 | 0 | 0% | 0 | 0 | 0% | Normal | 0% | 0 | 0 | 0 | [17 empty] | Commercial_Warehouse_New_Food Preparation_Conveyor Oven_
Commercial_Warehouse_New_Food Preparation_Natural Gas_Conveyor Oven_E10 | Commercial | Warehouse | New | Food Preparation | Natural Gas | Conveyor Oven | E10 |  | 0% | 0% | 0% | 0 | 0 | 0 | 0 | 0 | 0 | 0 | 0 | 0% | 0 | 0 | 0% | Normal | 0% | 0 | 0 | 0 | [17 empty] | Commercial_Warehouse_New_Food Preparation_Conveyor Oven_
Commercial_Warehouse_New_Food Preparation_Natural Gas_Double Rack Oven_E1 | Commercial | Warehouse | New | Food Preparation | Natural Gas | Double Rack Oven | E1 | Standard | 100% | 0% | 0% | 1.0811 | 0 | 0 | 0 | 10 | 14 | 2019 | 2050 | 100% | 0 | 0 | 0% | Normal | 0% | 0.34158 | 0 | 0 | 1 unit | 100000 | 0 | 8.0427e-05 | 4247.1 | 12513 | 0 | 0 | 0 | 2016 | 1.0743 | IL TRM - 4.2.18 - CI-FSE-RKOV-VO2-180101 | PGE Workpaper, PGECOFST109 R6, 2016 | IL TRM - 4.2.18 - CI-FSE-RKOV-VO2-180101 | 1 | unit | 8.0427e-05 | Commercial_Warehouse_New_Food Preparation_Double Rack Oven_Standard
Commercial_Warehouse_New_Food Preparation_Natural Gas_Double Rack Oven_E2 | Commercial | Warehouse | New | Food Preparation | Natural Gas | Double Rack Oven | E2 | FTSC Qualified (>50% Cooking Efficiency) | 54.55% | 0% | 0% | 1.4378 | 0 | 0 | 0 | 10 | 14 | 2019 | 2050 | 100% | 0 | 0 | 0% | Normal | 0% | 0.18632 | 0 | 0 | 1 unit | 100000 | 0 | 8.0427e-05 | 2316.6 | 16641 | 0 | 0 | 0 | 2016 | 1.0743 | IL TRM - 4.2.18 - CI-FSE-RKOV-VO2-180101 | PGE Workpaper, PGECOFST109 R6, 2016 | IL TRM - 4.2.18 - CI-FSE-RKOV-VO2-180101 | 1 | unit | 8.0427e-05 | Commercial_Warehouse_New_Food Preparation_Double Rack Oven_FTSC Qualified (>50% Cooking Efficiency)
Commercial_Warehouse_New_Food Preparation_Natural Gas_Double Rack Oven_E3 | Commercial | Warehouse | New | Food Preparation | Natural Gas | Double Rack Oven | E3 |  | 0% | 0% | 0% | 0 | 0 | 0 | 0 | 0 | 0 | 0 | 0 | 0% | 0 | 0 | 0% | Normal | 0% | 0 | 0 | 0 | [17 empty] | Commercial_Warehouse_New_Food Preparation_Double Rack Oven_
Commercial_Warehouse_New_Food Preparation_Natural Gas_Double Rack Oven_E4 | Commercial | Warehouse | New | Food Preparation | Natural Gas | Double Rack Oven | E4 |  | 0% | 0% | 0% | 0 | 0 | 0 | 0 | 0 | 0 | 0 | 0 | 0% | 0 | 0 | 0% | Normal | 0% | 0 | 0 | 0 | [17 empty] | Commercial_Warehouse_New_Food Preparation_Double Rack Oven_
Commercial_Warehouse_New_Food Preparation_Natural Gas_Double Rack Oven_E5 | Commercial | Warehouse | New | Food Preparation | Natural Gas | Double Rack Oven | E5 |  | 0% | 0% | 0% | 0 | 0 | 0 | 0 | 0 | 0 | 0 | 0 | 0% | 0 | 0 | 0% | Normal | 0% | 0 | 0 | 0 | [17 empty] | Commercial_Warehouse_New_Food Preparation_Double Rack Oven_
Commercial_Warehouse_New_Food Preparation_Natural Gas_Double Rack Oven_E6 | Commercial | Warehouse | New | Food Preparation | Natural Gas | Double Rack Oven | E6 |  | 0% | 0% | 0% | 0 | 0 | 0 | 0 | 0 | 0 | 0 | 0 | 0% | 0 | 0 | 0% | Normal | 0% | 0 | 0 | 0 | [17 empty] | Commercial_Warehouse_New_Food Preparation_Double Rack Oven_
Commercial_Warehouse_New_Food Preparation_Natural Gas_Double Rack Oven_E7 | Commercial | Warehouse | New | Food Preparation | Natural Gas | Double Rack Oven | E7 |  | 0% | 0% | 0% | 0 | 0 | 0 | 0 | 0 | 0 | 0 | 0 | 0% | 0 | 0 | 0% | Normal | 0% | 0 | 0 | 0 | [17 empty] | Commercial_Warehouse_New_Food Preparation_Double Rack Oven_
Commercial_Warehouse_New_Food Preparation_Natural Gas_Double Rack Oven_E8 | Commercial | Warehouse | New | Food Preparation | Natural Gas | Double Rack Oven | E8 |  | 0% | 0% | 0% | 0 | 0 | 0 | 0 | 0 | 0 | 0 | 0 | 0% | 0 | 0 | 0% | Normal | 0% | 0 | 0 | 0 | [17 empty] | Commercial_Warehouse_New_Food Preparation_Double Rack Oven_
Commercial_Warehouse_New_Food Preparation_Natural Gas_Double Rack Oven_E9 | Commercial | Warehouse | New | Food Preparation | Natural Gas | Double Rack Oven | E9 |  | 0% | 0% | 0% | 0 | 0 | 0 | 0 | 0 | 0 | 0 | 0 | 0% | 0 | 0 | 0% | Normal | 0% | 0 | 0 | 0 | [17 empty] | Commercial_Warehouse_New_Food Preparation_Double Rack Oven_
Commercial_Warehouse_New_Food Preparation_Natural Gas_Double Rack Oven_E10 | Commercial | Warehouse | New | Food Preparation | Natural Gas | Double Rack Oven | E10 |  | 0% | 0% | 0% | 0 | 0 | 0 | 0 | 0 | 0 | 0 | 0 | 0% | 0 | 0 | 0% | Normal | 0% | 0 | 0 | 0 | [17 empty] | Commercial_Warehouse_New_Food Preparation_Double Rack Oven_
Commercial_Warehouse_New_Food Preparation_Natural Gas_Fryer_E1 | Commercial | Warehouse | New | Food Preparation | Natural Gas | Fryer | E1 | Standard | 100% | 0% | 0% | 0.68359 | 0 | 0 | 0 | 7 | 11 | 2019 | 2021 | 100% | 0 | 0 | 0% | Normal | 0% | 0.17006 | 0 | 0 | 1 unit | 100000 | 0 | 0.00017864 | 951.9922 | 3562.1384 | 0 | 0 | 0 | 2016 | 1.0743 | RTF WkBk - ComCookingFryer_v5_0 | RTF WkBk - ComCookingFryer_v5_0 | RTF WkBk - ComCookingFryer_v5_0 | 1 | unit | 0.00017864 | Commercial_Warehouse_New_Food Preparation_Fryer_Standard
Commercial_Warehouse_New_Food Preparation_Natural Gas_Fryer_E2 | Commercial | Warehouse | New | Food Preparation | Natural Gas | Fryer | E2 | ENERGY STAR (3.0) | 67.2% | 0% | 0% | 0.81528 | 0 | 0 | 0 | 7 | 11 | 2019 | 2050 | 100% | 0 | 0 | 0% | Normal | 0% | 0.11428 | 0 | 0 | 1 unit | 100000 | 0 | 0.00017864 | 639.7296 | 4248.3333 | 0 | 0 | 0 | 2016 | 1.0743 | RTF WkBk - ComCookingFryer_v5_0 | RTF WkBk - ComCookingFryer_v5_0 | RTF WkBk - ComCookingFryer_v5_0 | 1 | unit | 0.00017864 | Commercial_Warehouse_New_Food Preparation_Fryer_ENERGY STAR (3.0)
Commercial_Warehouse_New_Food Preparation_Natural Gas_Fryer_E3 | Commercial | Warehouse | New | Food Preparation | Natural Gas | Fryer | E3 |  | 0% | 0% | 0% | 0 | 0 | 0 | 0 | 0 | 0 | 0 | 0 | 0% | 0 | 0 | 0% | Normal | 0% | 0 | 0 | 0 | [17 empty] | Commercial_Warehouse_New_Food Preparation_Fryer_
Commercial_Warehouse_New_Food Preparation_Natural Gas_Fryer_E4 | Commercial | Warehouse | New | Food Preparation | Natural Gas | Fryer | E4 |  | 0% | 0% | 0% | 0 | 0 | 0 | 0 | 0 | 0 | 0 | 0 | 0% | 0 | 0 | 0% | Normal | 0% | 0 | 0 | 0 | [17 empty] | Commercial_Warehouse_New_Food Preparation_Fryer_
Commercial_Warehouse_New_Food Preparation_Natural Gas_Fryer_E5 | Commercial | Warehouse | New | Food Preparation | Natural Gas | Fryer | E5 |  | 0% | 0% | 0% | 0 | 0 | 0 | 0 | 0 | 0 | 0 | 0 | 0% | 0 | 0 | 0% | Normal | 0% | 0 | 0 | 0 | [17 empty] | Commercial_Warehouse_New_Food Preparation_Fryer_
Commercial_Warehouse_New_Food Preparation_Natural Gas_Fryer_E6 | Commercial | Warehouse | New | Food Preparation | Natural Gas | Fryer | E6 |  | 0% | 0% | 0% | 0 | 0 | 0 | 0 | 0 | 0 | 0 | 0 | 0% | 0 | 0 | 0% | Normal | 0% | 0 | 0 | 0 | [17 empty] | Commercial_Warehouse_New_Food Preparation_Fryer_
Commercial_Warehouse_New_Food Preparation_Natural Gas_Fryer_E7 | Commercial | Warehouse | New | Food Preparation | Natural Gas | Fryer | E7 |  | 0% | 0% | 0% | 0 | 0 | 0 | 0 | 0 | 0 | 0 | 0 | 0% | 0 | 0 | 0% | Normal | 0% | 0 | 0 | 0 | [17 empty] | Commercial_Warehouse_New_Food Preparation_Fryer_
Commercial_Warehouse_New_Food Preparation_Natural Gas_Fryer_E8 | Commercial | Warehouse | New | Food Preparation | Natural Gas | Fryer | E8 |  | 0% | 0% | 0% | 0 | 0 | 0 | 0 | 0 | 0 | 0 | 0 | 0% | 0 | 0 | 0% | Normal | 0% | 0 | 0 | 0 | [17 empty] | Commercial_Warehouse_New_Food Preparation_Fryer_
Commercial_Warehouse_New_Food Preparation_Natural Gas_Fryer_E9 | Commercial | Warehouse | New | Food Preparation | Natural Gas | Fryer | E9 |  | 0% | 0% | 0% | 0 | 0 | 0 | 0 | 0 | 0 | 0 | 0 | 0% | 0 | 0 | 0% | Normal | 0% | 0 | 0 | 0 | [17 empty] | Commercial_Warehouse_New_Food Preparation_Fryer_
Commercial_Warehouse_New_Food Preparation_Natural Gas_Fryer_E10 | Commercial | Warehouse | New | Food Preparation | Natural Gas | Fryer | E10 |  | 0% | 0% | 0% | 0 | 0 | 0 | 0 | 0 | 0 | 0 | 0 | 0% | 0 | 0 | 0% | Normal | 0% | 0 | 0 | 0 | [17 empty] | Commercial_Warehouse_New_Food Preparation_Fryer_
Commercial_Warehouse_New_Food Preparation_Natural Gas_Broiler_E1 | Commercial | Warehouse | New | Food Preparation | Natural Gas | Broiler | E1 | Standard | 100% | 0% | 0% | 0.76377 | 0 | 0 | 0 | 10 | 14 | 2019 | 2050 | 100% | 0 | 0 | 0% | Normal | 0% | 0.17614 | 0 | 0 | 1 unit | 100000 | 0 | 0.00026185 | 672.672 | 2500 | 0 | 0 | 0 | 2011 | 1.1667 | IL TRM - 4.2.14 - CI-FSE-IRBL-V02-180101 | Estimate | IL TRM - 4.2.14 - CI-FSE-IRBL-V02-180101 | 1 | unit | 0.00026185 | Commercial_Warehouse_New_Food Preparation_Broiler_Standard
Commercial_Warehouse_New_Food Preparation_Natural Gas_Broiler_E2 | Commercial | Warehouse | New | Food Preparation | Natural Gas | Broiler | E2 | Infrared Burners | 64.29% | 0% | 0% | 1.0693 | 0 | 0 | 0 | 10 | 14 | 2019 | 2050 | 100% | 0 | 0 | 0% | Normal | 0% | 0.11323 | 0 | 0 | 1 unit | 100000 | 0 | 0.00026185 | 432.432 | 3500 | 0 | 0 | 0 | 2011 | 1.1667 | IL TRM - 4.2.14 - CI-FSE-IRBL-V02-180101 | IL TRM - 4.2.14 - CI-FSE-IRBL-V02-180101 | IL TRM - 4.2.14 - CI-FSE-IRBL-V02-180101 | 1 | unit | 0.00026185 | Commercial_Warehouse_New_Food Preparation_Broiler_Infrared Burners
Commercial_Warehouse_New_Food Preparation_Natural Gas_Broiler_E3 | Commercial | Warehouse | New | Food Preparation | Natural Gas | Broiler | E3 |  | 0% | 0% | 0% | 0 | 0 | 0 | 0 | 0 | 0 | 0 | 0 | 0% | 0 | 0 | 0% | Normal | 0% | 0 | 0 | 0 | [17 empty] | Commercial_Warehouse_New_Food Preparation_Broiler_
Commercial_Warehouse_New_Food Preparation_Natural Gas_Broiler_E4 | Commercial | Warehouse | New | Food Preparation | Natural Gas | Broiler | E4 |  | 0% | 0% | 0% | 0 | 0 | 0 | 0 | 0 | 0 | 0 | 0 | 0% | 0 | 0 | 0% | Normal | 0% | 0 | 0 | 0 | [17 empty] | Commercial_Warehouse_New_Food Preparation_Broiler_
Commercial_Warehouse_New_Food Preparation_Natural Gas_Broiler_E5 | Commercial | Warehouse | New | Food Preparation | Natural Gas | Broiler | E5 |  | 0% | 0% | 0% | 0 | 0 | 0 | 0 | 0 | 0 | 0 | 0 | 0% | 0 | 0 | 0% | Normal | 0% | 0 | 0 | 0 | [17 empty] | Commercial_Warehouse_New_Food Preparation_Broiler_
Commercial_Warehouse_New_Food Preparation_Natural Gas_Broiler_E6 | Commercial | Warehouse | New | Food Preparation | Natural Gas | Broiler | E6 |  | 0% | 0% | 0% | 0 | 0 | 0 | 0 | 0 | 0 | 0 | 0 | 0% | 0 | 0 | 0% | Normal | 0% | 0 | 0 | 0 | [17 empty] | Commercial_Warehouse_New_Food Preparation_Broiler_
Commercial_Warehouse_New_Food Preparation_Natural Gas_Broiler_E7 | Commercial | Warehouse | New | Food Preparation | Natural Gas | Broiler | E7 |  | 0% | 0% | 0% | 0 | 0 | 0 | 0 | 0 | 0 | 0 | 0 | 0% | 0 | 0 | 0% | Normal | 0% | 0 | 0 | 0 | [17 empty] | Commercial_Warehouse_New_Food Preparation_Broiler_
Commercial_Warehouse_New_Food Preparation_Natural Gas_Broiler_E8 | Commercial | Warehouse | New | Food Preparation | Natural Gas | Broiler | E8 |  | 0% | 0% | 0% | 0 | 0 | 0 | 0 | 0 | 0 | 0 | 0 | 0% | 0 | 0 | 0% | Normal | 0% | 0 | 0 | 0 | [17 empty] | Commercial_Warehouse_New_Food Preparation_Broiler_
Commercial_Warehouse_New_Food Preparation_Natural Gas_Broiler_E9 | Commercial | Warehouse | New | Food Preparation | Natural Gas | Broiler | E9 |  | 0% | 0% | 0% | 0 | 0 | 0 | 0 | 0 | 0 | 0 | 0 | 0% | 0 | 0 | 0% | Normal | 0% | 0 | 0 | 0 | [17 empty] | Commercial_Warehouse_New_Food Preparation_Broiler_
Commercial_Warehouse_New_Food Preparation_Natural Gas_Broiler_E10 | Commercial | Warehouse | New | Food Preparation | Natural Gas | Broiler | E10 |  | 0% | 0% | 0% | 0 | 0 | 0 | 0 | 0 | 0 | 0 | 0 | 0% | 0 | 0 | 0% | Normal | 0% | 0 | 0 | 0 | [17 empty] | Commercial_Warehouse_New_Food Preparation_Broiler_
Commercial_Warehouse_New_Food Preparation_Natural Gas_Griddle_E1 | Commercial | Warehouse | New | Food Preparation | Natural Gas | Griddle | E1 | Standard | 100% | 0% | 0% | 0.55596 | 0 | 0 | 0 | 10 | 14 | 2019 | 2050 | 100% | 0 | 0 | 0% | Normal | 0% | 0.11825 | 0 | 0 | 1 unit | 100000 | 0 | 9.5987e-05 | 1231.891 | 5150 | 0 | 0 | 0 | 2013 | 1.1247 | IL TRM - 4.2.8 - CI-FSE-ESGR-V04-200101 | COOK_GRD-Food Preparation-EIA14-2014 Ref. Case-5 | IL TRM - 4.2.8 - CI-FSE-ESGR-V04-200101 | 1 | unit | 9.5987e-05 | Commercial_Warehouse_New_Food Preparation_Griddle_Standard
Commercial_Warehouse_New_Food Preparation_Natural Gas_Griddle_E2 | Commercial | Warehouse | New | Food Preparation | Natural Gas | Griddle | E2 | ENERGY STAR | 86.37% | 0% | 0% | 0.59482 | 0 | 0 | 0 | 10 | 14 | 2019 | 2050 | 100% | 0 | 0 | 0% | Normal | 0% | 0.10212 | 0 | 0 | 1 unit | 100000 | 0 | 9.5987e-05 | 1063.9446 | 5510 | 0 | 0 | 0 | 2013 | 1.1247 | IL TRM - 4.2.8 - CI-FSE-ESGR-V04-200101 | COOK_GRD-Food Preparation-EIA14-2014 Ref. Case-5 | IL TRM - 4.2.8 - CI-FSE-ESGR-V04-200101 | 1 | unit | 9.5987e-05 | Commercial_Warehouse_New_Food Preparation_Griddle_ENERGY STAR
Commercial_Warehouse_New_Food Preparation_Natural Gas_Griddle_E3 | Commercial | Warehouse | New | Food Preparation | Natural Gas | Griddle | E3 |  | 0% | 0% | 0% | 0 | 0 | 0 | 0 | 0 | 0 | 0 | 0 | 0% | 0 | 0 | 0% | Normal | 0% | 0 | 0 | 0 | [17 empty] | Commercial_Warehouse_New_Food Preparation_Griddle_
Commercial_Warehouse_New_Food Preparation_Natural Gas_Griddle_E4 | Commercial | Warehouse | New | Food Preparation | Natural Gas | Griddle | E4 |  | 0% | 0% | 0% | 0 | 0 | 0 | 0 | 0 | 0 | 0 | 0 | 0% | 0 | 0 | 0% | Normal | 0% | 0 | 0 | 0 | [17 empty] | Commercial_Warehouse_New_Food Preparation_Griddle_
Commercial_Warehouse_New_Food Preparation_Natural Gas_Griddle_E5 | Commercial | Warehouse | New | Food Preparation | Natural Gas | Griddle | E5 |  | 0% | 0% | 0% | 0 | 0 | 0 | 0 | 0 | 0 | 0 | 0 | 0% | 0 | 0 | 0% | Normal | 0% | 0 | 0 | 0 | [17 empty] | Commercial_Warehouse_New_Food Preparation_Griddle_
Commercial_Warehouse_New_Food Preparation_Natural Gas_Griddle_E6 | Commercial | Warehouse | New | Food Preparation | Natural Gas | Griddle | E6 |  | 0% | 0% | 0% | 0 | 0 | 0 | 0 | 0 | 0 | 0 | 0 | 0% | 0 | 0 | 0% | Normal | 0% | 0 | 0 | 0 | [17 empty] | Commercial_Warehouse_New_Food Preparation_Griddle_
Commercial_Warehouse_New_Food Preparation_Natural Gas_Griddle_E7 | Commercial | Warehouse | New | Food Preparation | Natural Gas | Griddle | E7 |  | 0% | 0% | 0% | 0 | 0 | 0 | 0 | 0 | 0 | 0 | 0 | 0% | 0 | 0 | 0% | Normal | 0% | 0 | 0 | 0 | [17 empty] | Commercial_Warehouse_New_Food Preparation_Griddle_
Commercial_Warehouse_New_Food Preparation_Natural Gas_Griddle_E8 | Commercial | Warehouse | New | Food Preparation | Natural Gas | Griddle | E8 |  | 0% | 0% | 0% | 0 | 0 | 0 | 0 | 0 | 0 | 0 | 0 | 0% | 0 | 0 | 0% | Normal | 0% | 0 | 0 | 0 | [17 empty] | Commercial_Warehouse_New_Food Preparation_Griddle_
Commercial_Warehouse_New_Food Preparation_Natural Gas_Griddle_E9 | Commercial | Warehouse | New | Food Preparation | Natural Gas | Griddle | E9 |  | 0% | 0% | 0% | 0 | 0 | 0 | 0 | 0 | 0 | 0 | 0 | 0% | 0 | 0 | 0% | Normal | 0% | 0 | 0 | 0 | [17 empty] | Commercial_Warehouse_New_Food Preparation_Griddle_
Commercial_Warehouse_New_Food Preparation_Natural Gas_Griddle_E10 | Commercial | Warehouse | New | Food Preparation | Natural Gas | Griddle | E10 |  | 0% | 0% | 0% | 0 | 0 | 0 | 0 | 0 | 0 | 0 | 0 | 0% | 0 | 0 | 0% | Normal | 0% | 0 | 0 | 0 | [17 empty] | Commercial_Warehouse_New_Food Preparation_Griddle_
Commercial_Warehouse_New_Food Preparation_Natural Gas_Range_E1 | Commercial | Warehouse | New | Food Preparation | Natural Gas | Range | E1 | Standard | 100% | 0% | 0% | 0.91206 | 0 | 0 | 0 | 8 | 12 | 2019 | 2050 | 100% | 0 | 0 | 0% | Normal | 0% | 0.13819 | 0 | 0 | 1 unit | 100000 | 0 | 0.00011516 | 1200 | 7450 | 0 | 0 | 0 | 2017 | 1.0631 | COOK_OVN-Food Preparation-AEO17-1 | EIA 2018 Tech Forecast | Navigant 2009 | 1 | unit | 0.00011516 | Commercial_Warehouse_New_Food Preparation_Range_Standard
Commercial_Warehouse_New_Food Preparation_Natural Gas_Range_E2 | Commercial | Warehouse | New | Food Preparation | Natural Gas | Range | E2 | High Efficiency | 75% | 0% | 0% | 0.91218 | 0 | 0 | 0 | 8 | 12 | 2019 | 2050 | 100% | 0 | 0 | 0% | Normal | 0% | 0.10364 | 0 | 0 | 1 unit | 100000 | 0 | 0.00011516 | 900 | 7451 | 0 | 0 | 0 | 2017 | 1.0631 | COOK_OVN-Food Preparation-AEO17-1 | EIA 2018 Tech Forecast | EIA 2018 Tech Forecast | 1 | unit | 0.00011516 | Commercial_Warehouse_New_Food Preparation_Range_High Efficiency
Commercial_Warehouse_New_Food Preparation_Natural Gas_Range_E3 | Commercial | Warehouse | New | Food Preparation | Natural Gas | Range | E3 |  | 0% | 0% | 0% | 0 | 0 | 0 | 0 | 0 | 0 | 0 | 0 | 0% | 0 | 0 | 0% | Normal | 0% | 0 | 0 | 0 | [17 empty] | Commercial_Warehouse_New_Food Preparation_Range_
Commercial_Warehouse_New_Food Preparation_Natural Gas_Range_E4 | Commercial | Warehouse | New | Food Preparation | Natural Gas | Range | E4 |  | 0% | 0% | 0% | 0 | 0 | 0 | 0 | 0 | 0 | 0 | 0 | 0% | 0 | 0 | 0% | Normal | 0% | 0 | 0 | 0 | [17 empty] | Commercial_Warehouse_New_Food Preparation_Range_
Commercial_Warehouse_New_Food Preparation_Natural Gas_Range_E5 | Commercial | Warehouse | New | Food Preparation | Natural Gas | Range | E5 |  | 0% | 0% | 0% | 0 | 0 | 0 | 0 | 0 | 0 | 0 | 0 | 0% | 0 | 0 | 0% | Normal | 0% | 0 | 0 | 0 | [17 empty] | Commercial_Warehouse_New_Food Preparation_Range_
Commercial_Warehouse_New_Food Preparation_Natural Gas_Range_E6 | Commercial | Warehouse | New | Food Preparation | Natural Gas | Range | E6 |  | 0% | 0% | 0% | 0 | 0 | 0 | 0 | 0 | 0 | 0 | 0 | 0% | 0 | 0 | 0% | Normal | 0% | 0 | 0 | 0 | [17 empty] | Commercial_Warehouse_New_Food Preparation_Range_
Commercial_Warehouse_New_Food Preparation_Natural Gas_Range_E7 | Commercial | Warehouse | New | Food Preparation | Natural Gas | Range | E7 |  | 0% | 0% | 0% | 0 | 0 | 0 | 0 | 0 | 0 | 0 | 0 | 0% | 0 | 0 | 0% | Normal | 0% | 0 | 0 | 0 | [17 empty] | Commercial_Warehouse_New_Food Preparation_Range_
Commercial_Warehouse_New_Food Preparation_Natural Gas_Range_E8 | Commercial | Warehouse | New | Food Preparation | Natural Gas | Range | E8 |  | 0% | 0% | 0% | 0 | 0 | 0 | 0 | 0 | 0 | 0 | 0 | 0% | 0 | 0 | 0% | Normal | 0% | 0 | 0 | 0 | [17 empty] | Commercial_Warehouse_New_Food Preparation_Range_
Commercial_Warehouse_New_Food Preparation_Natural Gas_Range_E9 | Commercial | Warehouse | New | Food Preparation | Natural Gas | Range | E9 |  | 0% | 0% | 0% | 0 | 0 | 0 | 0 | 0 | 0 | 0 | 0 | 0% | 0 | 0 | 0% | Normal | 0% | 0 | 0 | 0 | [17 empty] | Commercial_Warehouse_New_Food Preparation_Range_
Commercial_Warehouse_New_Food Preparation_Natural Gas_Range_E10 | Commercial | Warehouse | New | Food Preparation | Natural Gas | Range | E10 |  | 0% | 0% | 0% | 0 | 0 | 0 | 0 | 0 | 0 | 0 | 0 | 0% | 0 | 0 | 0% | Normal | 0% | 0 | 0 | 0 | [17 empty] | Commercial_Warehouse_New_Food Preparation_Range_
Commercial_Warehouse_New_Food Preparation_Natural Gas_Steamer_E1 | Commercial | Warehouse | New | Food Preparation | Natural Gas | Steamer | E1 | Standard | 100% | 0% | 0% | 3.2021 | 0 | 0 | 0 | 8 | 16 | 2019 | 2021 | 100% | 0 | 0 | 0% | Normal | 0% | 0.3256 | 0 | 0 | 1 unit | 100000 | 0 | 0.00021323 | 1527.0152 | 13100 | 0 | 0 | 0 | 2012 | 1.1464 | IL TRM - 4.2.3 - CI-FSE-STMC-V05-190101 | DOE Commercial R&D 2016 - Table 2-10 | IL TRM - 4.2.3 - CI-FSE-STMC-V05-190101 | 1 | unit | 0.00021323 | Commercial_Warehouse_New_Food Preparation_Steamer_Standard
Commercial_Warehouse_New_Food Preparation_Natural Gas_Steamer_E2 | Commercial | Warehouse | New | Food Preparation | Natural Gas | Steamer | E2 | ENERGY STAR | 20.86% | 0% | 0% | 3.446 | 0 | -0.00064281 | 0 | 8 | 16 | 2019 | 2050 | 100% | 0 | 0 | 0% | Normal | 0% | 0.067917 | 0 | 0 | 1 unit | 100000 | 0 | 0.00021323 | 318.5218 | 14098 | 0 | -2.6298 | 0 | 2012 | 1.1464 | IL TRM - 4.2.3 - CI-FSE-STMC-V05-190101 | IL TRM - 4.2.3 - CI-FSE-STMC-V05-190101 | IL TRM - 4.2.3 - CI-FSE-STMC-V05-190101 | 1 | unit | 0.00021323 | Commercial_Warehouse_New_Food Preparation_Steamer_ENERGY STAR
Commercial_Warehouse_New_Food Preparation_Natural Gas_Steamer_E3 | Commercial | Warehouse | New | Food Preparation | Natural Gas | Steamer | E3 |  | 0% | 0% | 0% | 0 | 0 | 0 | 0 | 0 | 0 | 0 | 0 | 0% | 0 | 0 | 0% | Normal | 0% | 0 | 0 | 0 | [17 empty] | Commercial_Warehouse_New_Food Preparation_Steamer_
Commercial_Warehouse_New_Food Preparation_Natural Gas_Steamer_E4 | Commercial | Warehouse | New | Food Preparation | Natural Gas | Steamer | E4 |  | 0% | 0% | 0% | 0 | 0 | 0 | 0 | 0 | 0 | 0 | 0 | 0% | 0 | 0 | 0% | Normal | 0% | 0 | 0 | 0 | [17 empty] | Commercial_Warehouse_New_Food Preparation_Steamer_
Commercial_Warehouse_New_Food Preparation_Natural Gas_Steamer_E5 | Commercial | Warehouse | New | Food Preparation | Natural Gas | Steamer | E5 |  | 0% | 0% | 0% | 0 | 0 | 0 | 0 | 0 | 0 | 0 | 0 | 0% | 0 | 0 | 0% | Normal | 0% | 0 | 0 | 0 | [17 empty] | Commercial_Warehouse_New_Food Preparation_Steamer_
Commercial_Warehouse_New_Food Preparation_Natural Gas_Steamer_E6 | Commercial | Warehouse | New | Food Preparation | Natural Gas | Steamer | E6 |  | 0% | 0% | 0% | 0 | 0 | 0 | 0 | 0 | 0 | 0 | 0 | 0% | 0 | 0 | 0% | Normal | 0% | 0 | 0 | 0 | [17 empty] | Commercial_Warehouse_New_Food Preparation_Steamer_
Commercial_Warehouse_New_Food Preparation_Natural Gas_Steamer_E7 | Commercial | Warehouse | New | Food Preparation | Natural Gas | Steamer | E7 |  | 0% | 0% | 0% | 0 | 0 | 0 | 0 | 0 | 0 | 0 | 0 | 0% | 0 | 0 | 0% | Normal | 0% | 0 | 0 | 0 | [17 empty] | Commercial_Warehouse_New_Food Preparation_Steamer_
Commercial_Warehouse_New_Food Preparation_Natural Gas_Steamer_E8 | Commercial | Warehouse | New | Food Preparation | Natural Gas | Steamer | E8 |  | 0% | 0% | 0% | 0 | 0 | 0 | 0 | 0 | 0 | 0 | 0 | 0% | 0 | 0 | 0% | Normal | 0% | 0 | 0 | 0 | [17 empty] | Commercial_Warehouse_New_Food Preparation_Steamer_
Commercial_Warehouse_New_Food Preparation_Natural Gas_Steamer_E9 | Commercial | Warehouse | New | Food Preparation | Natural Gas | Steamer | E9 |  | 0% | 0% | 0% | 0 | 0 | 0 | 0 | 0 | 0 | 0 | 0 | 0% | 0 | 0 | 0% | Normal | 0% | 0 | 0 | 0 | [17 empty] | Commercial_Warehouse_New_Food Preparation_Steamer_
Commercial_Warehouse_New_Food Preparation_Natural Gas_Steamer_E10 | Commercial | Warehouse | New | Food Preparation | Natural Gas | Steamer | E10 |  | 0% | 0% | 0% | 0 | 0 | 0 | 0 | 0 | 0 | 0 | 0 | 0% | 0 | 0 | 0% | Normal | 0% | 0 | 0 | 0 | [17 empty] | Commercial_Warehouse_New_Food Preparation_Steamer_
Commercial_Warehouse_New_Food Preparation_Natural Gas_Food Prep Other_E1 | Commercial | Warehouse | New | Food Preparation | Natural Gas | Food Prep Other | E1 | Standard | 100% | 0% | 0% | 0.11659 | 0 | 0 | 0 | 8 | 12 | 2019 | 2050 | 100% | 0 | 0 | 0% | Normal | 0% | 0.13994 | 0 | 0 | 1 unit | 100000 | 0 | 9.833e-05 | 1423.18 | 1000 | 0 | 0 | 0 | 2010 | 1.1857 | Default | Default | Default | 1 | unit | 9.833e-05 | Commercial_Warehouse_New_Food Preparation_Food Prep Other_Standard
Commercial_Warehouse_New_Food Preparation_Natural Gas_Food Prep Other_E2 | Commercial | Warehouse | New | Food Preparation | Natural Gas | Food Prep Other | E2 | ENERGY STAR | 100% | 0% | 0% | 0.11671 | 0 | 0 | 0 | 8 | 12 | 2019 | 2050 | 100% | 0 | 0 | 0% | Normal | 0% | 0.13994 | 0 | 0 | 1 unit | 100000 | 0 | 9.833e-05 | 1423.17 | 1001 | 0 | 0 | 0 | 2010 | 1.1857 | N/A | N/A | N/A | 1 | unit | 9.833e-05 | Commercial_Warehouse_New_Food Preparation_Food Prep Other_ENERGY STAR
Commercial_Warehouse_New_Food Preparation_Natural Gas_Food Prep Other_E3 | Commercial | Warehouse | New | Food Preparation | Natural Gas | Food Prep Other | E3 |  | 0% | 0% | 0% | 0 | 0 | 0 | 0 | 0 | 0 | 0 | 0 | 0% | 0 | 0 | 0% | Normal | 0% | 0 | 0 | 0 | [17 empty] | Commercial_Warehouse_New_Food Preparation_Food Prep Other_
Commercial_Warehouse_New_Food Preparation_Natural Gas_Food Prep Other_E4 | Commercial | Warehouse | New | Food Preparation | Natural Gas | Food Prep Other | E4 |  | 0% | 0% | 0% | 0 | 0 | 0 | 0 | 0 | 0 | 0 | 0 | 0% | 0 | 0 | 0% | Normal | 0% | 0 | 0 | 0 | [17 empty] | Commercial_Warehouse_New_Food Preparation_Food Prep Other_
Commercial_Warehouse_New_Food Preparation_Natural Gas_Food Prep Other_E5 | Commercial | Warehouse | New | Food Preparation | Natural Gas | Food Prep Other | E5 |  | 0% | 0% | 0% | 0 | 0 | 0 | 0 | 0 | 0 | 0 | 0 | 0% | 0 | 0 | 0% | Normal | 0% | 0 | 0 | 0 | [17 empty] | Commercial_Warehouse_New_Food Preparation_Food Prep Other_
Commercial_Warehouse_New_Food Preparation_Natural Gas_Food Prep Other_E6 | Commercial | Warehouse | New | Food Preparation | Natural Gas | Food Prep Other | E6 |  | 0% | 0% | 0% | 0 | 0 | 0 | 0 | 0 | 0 | 0 | 0 | 0% | 0 | 0 | 0% | Normal | 0% | 0 | 0 | 0 | [17 empty] | Commercial_Warehouse_New_Food Preparation_Food Prep Other_
Commercial_Warehouse_New_Food Preparation_Natural Gas_Food Prep Other_E7 | Commercial | Warehouse | New | Food Preparation | Natural Gas | Food Prep Other | E7 |  | 0% | 0% | 0% | 0 | 0 | 0 | 0 | 0 | 0 | 0 | 0 | 0% | 0 | 0 | 0% | Normal | 0% | 0 | 0 | 0 | [17 empty] | Commercial_Warehouse_New_Food Preparation_Food Prep Other_
Commercial_Warehouse_New_Food Preparation_Natural Gas_Food Prep Other_E8 | Commercial | Warehouse | New | Food Preparation | Natural Gas | Food Prep Other | E8 |  | 0% | 0% | 0% | 0 | 0 | 0 | 0 | 0 | 0 | 0 | 0 | 0% | 0 | 0 | 0% | Normal | 0% | 0 | 0 | 0 | [17 empty] | Commercial_Warehouse_New_Food Preparation_Food Prep Other_
Commercial_Warehouse_New_Food Preparation_Natural Gas_Food Prep Other_E9 | Commercial | Warehouse | New | Food Preparation | Natural Gas | Food Prep Other | E9 |  | 0% | 0% | 0% | 0 | 0 | 0 | 0 | 0 | 0 | 0 | 0 | 0% | 0 | 0 | 0% | Normal | 0% | 0 | 0 | 0 | [17 empty] | Commercial_Warehouse_New_Food Preparation_Food Prep Other_
Commercial_Warehouse_New_Food Preparation_Natural Gas_Food Prep Other_E10 | Commercial | Warehouse | New | Food Preparation | Natural Gas | Food Prep Other | E10 |  | 0% | 0% | 0% | 0 | 0 | 0 | 0 | 0 | 0 | 0 | 0 | 0% | 0 | 0 | 0% | Normal | 0% | 0 | 0 | 0 | [17 empty] | Commercial_Warehouse_New_Food Preparation_Food Prep Other_
Commercial_Warehouse_New_Miscellaneous_Natural Gas_Pool Heater_E1 | Commercial | Warehouse | New | Miscellaneous | Natural Gas | Pool Heater | E1 | Standard (EF .78) | 100% | 0% | 0% | 0.01352 | 0 | 0 | 0 | 4 | 8 | 2019 | 2050 | 100% | 0 | 0 | 0% | Normal | 0% | 0.010152 | 0 | 0 | 1 unit | 100000 | 0 | 6.7772e-07 | 14980 | 18052 | 0 | 0 | 0 | 2014 | 1.1051 | DOE Commercial R&D 2016 - Table 7-6 | DOE Commercial R&D 2016 - Table 7-7 | DOE Commercial R&D 2016 - Table 7-8 | 1 | unit | 6.7772e-07 | Commercial_Warehouse_New_Miscellaneous_Pool Heater_Standard (EF .78)
Commercial_Warehouse_New_Miscellaneous_Natural Gas_Pool Heater_E2 | Commercial | Warehouse | New | Miscellaneous | Natural Gas | Pool Heater | E2 | Condensing (EF .90) | 85% | 0% | 0% | 0.022138 | 0 | 0 | 0 | 4 | 8 | 2019 | 2050 | 100% | 0 | 0 | 0% | Normal | 0% | 0.0086294 | 0 | 0 | 1 unit | 100000 | 0 | 6.7772e-07 | 12733 | 29558 | 0 | 0 | 0 | 2014 | 1.1051 | DOE Commercial R&D 2016 - Table 7-6 | DOE Commercial R&D 2016 - Table 7-7 | DOE Commercial R&D 2016 - Table 7-9 | 1 | unit | 6.7772e-07 | Commercial_Warehouse_New_Miscellaneous_Pool Heater_Condensing (EF .90)
Commercial_Warehouse_New_Miscellaneous_Natural Gas_Pool Heater_E3 | Commercial | Warehouse | New | Miscellaneous | Natural Gas | Pool Heater | E3 |  | 0% | 0% | 0% | 0 | 0 | 0 | 0 | 0 | 0 | 0 | 0 | 0% | 0 | 0 | 0% | Normal | 0% | 0 | 0 | 0 | [17 empty] | Commercial_Warehouse_New_Miscellaneous_Pool Heater_
Commercial_Warehouse_New_Miscellaneous_Natural Gas_Pool Heater_E4 | Commercial | Warehouse | New | Miscellaneous | Natural Gas | Pool Heater | E4 |  | 0% | 0% | 0% | 0 | 0 | 0 | 0 | 0 | 0 | 0 | 0 | 0% | 0 | 0 | 0% | Normal | 0% | 0 | 0 | 0 | [17 empty] | Commercial_Warehouse_New_Miscellaneous_Pool Heater_
Commercial_Warehouse_New_Miscellaneous_Natural Gas_Pool Heater_E5 | Commercial | Warehouse | New | Miscellaneous | Natural Gas | Pool Heater | E5 |  | 0% | 0% | 0% | 0 | 0 | 0 | 0 | 0 | 0 | 0 | 0 | 0% | 0 | 0 | 0% | Normal | 0% | 0 | 0 | 0 | [17 empty] | Commercial_Warehouse_New_Miscellaneous_Pool Heater_
Commercial_Warehouse_New_Miscellaneous_Natural Gas_Pool Heater_E6 | Commercial | Warehouse | New | Miscellaneous | Natural Gas | Pool Heater | E6 |  | 0% | 0% | 0% | 0 | 0 | 0 | 0 | 0 | 0 | 0 | 0 | 0% | 0 | 0 | 0% | Normal | 0% | 0 | 0 | 0 | [17 empty] | Commercial_Warehouse_New_Miscellaneous_Pool Heater_
Commercial_Warehouse_New_Miscellaneous_Natural Gas_Pool Heater_E7 | Commercial | Warehouse | New | Miscellaneous | Natural Gas | Pool Heater | E7 |  | 0% | 0% | 0% | 0 | 0 | 0 | 0 | 0 | 0 | 0 | 0 | 0% | 0 | 0 | 0% | Normal | 0% | 0 | 0 | 0 | [17 empty] | Commercial_Warehouse_New_Miscellaneous_Pool Heater_
Commercial_Warehouse_New_Miscellaneous_Natural Gas_Pool Heater_E8 | Commercial | Warehouse | New | Miscellaneous | Natural Gas | Pool Heater | E8 |  | 0% | 0% | 0% | 0 | 0 | 0 | 0 | 0 | 0 | 0 | 0 | 0% | 0 | 0 | 0% | Normal | 0% | 0 | 0 | 0 | [17 empty] | Commercial_Warehouse_New_Miscellaneous_Pool Heater_
Commercial_Warehouse_New_Miscellaneous_Natural Gas_Pool Heater_E9 | Commercial | Warehouse | New | Miscellaneous | Natural Gas | Pool Heater | E9 |  | 0% | 0% | 0% | 0 | 0 | 0 | 0 | 0 | 0 | 0 | 0 | 0% | 0 | 0 | 0% | Normal | 0% | 0 | 0 | 0 | [17 empty] | Commercial_Warehouse_New_Miscellaneous_Pool Heater_
Commercial_Warehouse_New_Miscellaneous_Natural Gas_Pool Heater_E10 | Commercial | Warehouse | New | Miscellaneous | Natural Gas | Pool Heater | E10 |  | 0% | 0% | 0% | 0 | 0 | 0 | 0 | 0 | 0 | 0 | 0 | 0% | 0 | 0 | 0% | Normal | 0% | 0 | 0 | 0 | [17 empty] | Commercial_Warehouse_New_Miscellaneous_Pool Heater_
Commercial_Warehouse_New_Miscellaneous_Natural Gas_Miscellaneous_E1 | Commercial | Warehouse | New | Miscellaneous | Natural Gas | Miscellaneous | E1 | Miscellaneous | 100% | 0% | 0% | 1.0743 | 0 | 0 | 0 | 2 | 8 | 2019 | 2050 | 100% | 0 | 0 | 0% | Normal | 0% | 0.01 | 0 | 0 | 1 unit | 100000 | 0 | 1 | 1 | 1 | 0 | 0 | 0 | 2016 | 1.0743 | N/A | N/A | N/A | 1 | unit | 1 | Commercial_Warehouse_New_Miscellaneous_Miscellaneous_Miscellaneous
Commercial_Warehouse_New_Miscellaneous_Natural Gas_Miscellaneous_E2 | Commercial | Warehouse | New | Miscellaneous | Natural Gas | Miscellaneous | E2 |  | 0% | 0% | 0% | 0 | 0 | 0 | 0 | 0 | 0 | 0 | 0 | 0% | 0 | 0 | 0% | Normal | 0% | 0 | 0 | 0 | [17 empty] | Commercial_Warehouse_New_Miscellaneous_Miscellaneous_
Commercial_Warehouse_New_Miscellaneous_Natural Gas_Miscellaneous_E3 | Commercial | Warehouse | New | Miscellaneous | Natural Gas | Miscellaneous | E3 |  | 0% | 0% | 0% | 0 | 0 | 0 | 0 | 0 | 0 | 0 | 0 | 0% | 0 | 0 | 0% | Normal | 0% | 0 | 0 | 0 | [17 empty] | Commercial_Warehouse_New_Miscellaneous_Miscellaneous_
Commercial_Warehouse_New_Miscellaneous_Natural Gas_Miscellaneous_E4 | Commercial | Warehouse | New | Miscellaneous | Natural Gas | Miscellaneous | E4 |  | 0% | 0% | 0% | 0 | 0 | 0 | 0 | 0 | 0 | 0 | 0 | 0% | 0 | 0 | 0% | Normal | 0% | 0 | 0 | 0 | [17 empty] | Commercial_Warehouse_New_Miscellaneous_Miscellaneous_
Commercial_Warehouse_New_Miscellaneous_Natural Gas_Miscellaneous_E5 | Commercial | Warehouse | New | Miscellaneous | Natural Gas | Miscellaneous | E5 |  | 0% | 0% | 0% | 0 | 0 | 0 | 0 | 0 | 0 | 0 | 0 | 0% | 0 | 0 | 0% | Normal | 0% | 0 | 0 | 0 | [17 empty] | Commercial_Warehouse_New_Miscellaneous_Miscellaneous_
Commercial_Warehouse_New_Miscellaneous_Natural Gas_Miscellaneous_E6 | Commercial | Warehouse | New | Miscellaneous | Natural Gas | Miscellaneous | E6 |  | 0% | 0% | 0% | 0 | 0 | 0 | 0 | 0 | 0 | 0 | 0 | 0% | 0 | 0 | 0% | Normal | 0% | 0 | 0 | 0 | [17 empty] | Commercial_Warehouse_New_Miscellaneous_Miscellaneous_
Commercial_Warehouse_New_Miscellaneous_Natural Gas_Miscellaneous_E7 | Commercial | Warehouse | New | Miscellaneous | Natural Gas | Miscellaneous | E7 |  | 0% | 0% | 0% | 0 | 0 | 0 | 0 | 0 | 0 | 0 | 0 | 0% | 0 | 0 | 0% | Normal | 0% | 0 | 0 | 0 | [17 empty] | Commercial_Warehouse_New_Miscellaneous_Miscellaneous_
Commercial_Warehouse_New_Miscellaneous_Natural Gas_Miscellaneous_E8 | Commercial | Warehouse | New | Miscellaneous | Natural Gas | Miscellaneous | E8 |  | 0% | 0% | 0% | 0 | 0 | 0 | 0 | 0 | 0 | 0 | 0 | 0% | 0 | 0 | 0% | Normal | 0% | 0 | 0 | 0 | [17 empty] | Commercial_Warehouse_New_Miscellaneous_Miscellaneous_
Commercial_Warehouse_New_Miscellaneous_Natural Gas_Miscellaneous_E9 | Commercial | Warehouse | New | Miscellaneous | Natural Gas | Miscellaneous | E9 |  | 0% | 0% | 0% | 0 | 0 | 0 | 0 | 0 | 0 | 0 | 0 | 0% | 0 | 0 | 0% | Normal | 0% | 0 | 0 | 0 | [17 empty] | Commercial_Warehouse_New_Miscellaneous_Miscellaneous_
Commercial_Warehouse_New_Miscellaneous_Natural Gas_Miscellaneous_E10 | Commercial | Warehouse | New | Miscellaneous | Natural Gas | Miscellaneous | E10 |  | 0% | 0% | 0% | 0 | 0 | 0 | 0 | 0 | 0 | 0 | 0 | 0% | 0 | 0 | 0% | Normal | 0% | 0 | 0 | 0 | [17 empty] | Commercial_Warehouse_New_Miscellaneous_Miscellaneous_
Commercial_Miscellaneous_Existing_Space Heating_Natural Gas_Furnace_E1 | Commercial | Miscellaneous | Existing | Space Heating | Natural Gas | Furnace | E1 | AFUE 80% (Standard) | 100% | 0% | 0% | 0.56834 | 0.22 | 0.060142 | 0 | 17 | 29 | 2019 | 2023 | 55% | 0 | 0 | 0% | Normal | 0% | 0.21515 | 0 | 0 | 140 kBtu/hr | 15000 | 0 | 0.0004898 | 3.5771 | 1050 | 406.4484 | 111.11 | 0 | 2014 | 1.1051 | EIA 2018 Tech Forecast | 2015 DOE Commercial Warm Air Furnace TSD - EERE-2013-BT-STD-0021-0050 | AEG BEST | 140 | kBtu/hr | 0.068571 | Commercial_Miscellaneous_Existing_Space Heating_Furnace_AFUE 80% (Standard)
Commercial_Miscellaneous_Existing_Space Heating_Natural Gas_Furnace_E2 | Commercial | Miscellaneous | Existing | Space Heating | Natural Gas | Furnace | E2 | AFUE 81% (2023 Fed Standard) | 98.77% | 0% | 0% | 0.94724 | 0.22 | 0.060434 | 0 | 17 | 29 | 2019 | 2023 | 55% | 0 | 0 | 0% | Normal | 0% | 0.21249 | 0 | 0 | 140 kBtu/hr | 15000 | 0 | 0.0004898 | 3.5329 | 1750 | 406.4484 | 111.651 | 0 | 2014 | 1.1051 | EIA 2018 Tech Forecast | 2015 DOE Commercial Warm Air Furnace TSD - EERE-2013-BT-STD-0021-0050 | AEG BEST | 140 | kBtu/hr | 0.068571 | Commercial_Miscellaneous_Existing_Space Heating_Furnace_AFUE 81% (2023 Fed Standard)
Commercial_Miscellaneous_Existing_Space Heating_Natural Gas_Furnace_E3 | Commercial | Miscellaneous | Existing | Space Heating | Natural Gas | Furnace | E3 | AFUE 91% (WA State Min 2023) | 87.91% | 0% | 0% | 1.3261 | 0.22 | 0.06307 | 0 | 17 | 29 | 2019 | 2050 | 55% | 0 | 0 | 0% | Normal | 0% | 0.18914 | 0 | 0 | 140 kBtu/hr | 15000 | 0 | 0.0004898 | 3.1447 | 2450 | 406.4484 | 116.52 | 0 | 2014 | 1.1051 | EIA 2018 Tech Forecast | 2015 DOE Commercial Warm Air Furnace TSD - EERE-2013-BT-STD-0021-0050 | AEG BEST | 140 | kBtu/hr | 0.068571 | Commercial_Miscellaneous_Existing_Space Heating_Furnace_AFUE 91% (WA State Min 2023)
Commercial_Miscellaneous_Existing_Space Heating_Natural Gas_Furnace_E4 | Commercial | Miscellaneous | Existing | Space Heating | Natural Gas | Furnace | E4 | AFUE 96% | 83.33% | 0% | 0% | 0.82437 | 0.30212 | 0.06307 | 0 | 17 | 29 | 2019 | 2050 | 100% | 0 | 0 | 0% | Normal | 0% | 0.17929 | 0 | 0 | 140 kBtu/hr | 15000 | 0 | 0.0004898 | 2.9809 | 1522.9949 | 558.1641 | 116.52 | 0 | 2014 | 1.1051 | EIA 2018 Tech Forecast | 2015 DOE Commercial Warm Air Furnace TSD - EERE-2013-BT-STD-0021-0050 | AEG BEST | 140 | kBtu/hr | 0.068571 | Commercial_Miscellaneous_Existing_Space Heating_Furnace_AFUE 96%
Commercial_Miscellaneous_Existing_Space Heating_Natural Gas_Furnace_E5 | Commercial | Miscellaneous | Existing | Space Heating | Natural Gas | Furnace | E5 | Convert to Gas-Fired ASHP | 61.54% | 0% | 0% | 14.0937 | 1.3885 | 0.088519 | 0 | 17 | 29 | 2026 | 2050 | 100% | 0 | 0 | 0% | Normal | 0% | 0.1324 | 0 | 0 | 140 kBtu/hr | 15000 | 0 | 0.0004898 | 2.2013 | 27066.6667 | 2666.6667 | 170 | 0 | 2017 | 1.0631 | EIA 2018 Tech Forecast | EIA 2018/2023 Tech Forecast, Adjusted for Size | AEG BEST | 140 | kBtu/hr | 0.068571 | Commercial_Miscellaneous_Existing_Space Heating_Furnace_Convert to Gas-Fired ASHP
Commercial_Miscellaneous_Existing_Space Heating_Natural Gas_Furnace_E6 | Commercial | Miscellaneous | Existing | Space Heating | Natural Gas | Furnace | E6 |  | 0% | 0% | 0% | 0 | 0 | 0 | 0 | 0 | 0 | 0 | 0 | 0% | 0 | 0 | 0% | Normal | 0% | 0 | 0 | 0 | [17 empty] | Commercial_Miscellaneous_Existing_Space Heating_Furnace_
Commercial_Miscellaneous_Existing_Space Heating_Natural Gas_Furnace_E7 | Commercial | Miscellaneous | Existing | Space Heating | Natural Gas | Furnace | E7 |  | 0% | 0% | 0% | 0 | 0 | 0 | 0 | 0 | 0 | 0 | 0 | 0% | 0 | 0 | 0% | Normal | 0% | 0 | 0 | 0 | [17 empty] | Commercial_Miscellaneous_Existing_Space Heating_Furnace_
Commercial_Miscellaneous_Existing_Space Heating_Natural Gas_Furnace_E8 | Commercial | Miscellaneous | Existing | Space Heating | Natural Gas | Furnace | E8 |  | 0% | 0% | 0% | 0 | 0 | 0 | 0 | 0 | 0 | 0 | 0 | 0% | 0 | 0 | 0% | Normal | 0% | 0 | 0 | 0 | [17 empty] | Commercial_Miscellaneous_Existing_Space Heating_Furnace_
Commercial_Miscellaneous_Existing_Space Heating_Natural Gas_Furnace_E9 | Commercial | Miscellaneous | Existing | Space Heating | Natural Gas | Furnace | E9 |  | 0% | 0% | 0% | 0 | 0 | 0 | 0 | 0 | 0 | 0 | 0 | 0% | 0 | 0 | 0% | Normal | 0% | 0 | 0 | 0 | [17 empty] | Commercial_Miscellaneous_Existing_Space Heating_Furnace_
Commercial_Miscellaneous_Existing_Space Heating_Natural Gas_Furnace_E10 | Commercial | Miscellaneous | Existing | Space Heating | Natural Gas | Furnace | E10 |  | 0% | 0% | 0% | 0 | 0 | 0 | 0 | 0 | 0 | 0 | 0 | 0% | 0 | 0 | 0% | Normal | 0% | 0 | 0 | 0 | [17 empty] | Commercial_Miscellaneous_Existing_Space Heating_Furnace_
Commercial_Miscellaneous_Existing_Space Heating_Natural Gas_Boiler_E1 | Commercial | Miscellaneous | Existing | Space Heating | Natural Gas | Boiler | E1 | TE 80% | 100% | 0% | 0% | 2.1075 | 1.1775 | 0 | 0 | 19 | 31 | 2019 | 2023 | 100% | 0 | 0 | 0% | Normal | 0% | 0.8147 | 0 | 0 | 513.550054507209 kBtu/hr | 15000 | 0 | 0.00013352 | 10.2666 | 14516 | 8110 | 0 | 0 | 2015 | 1.0873 | RTF Wkbk - ComGasBoilersUES_v2.1 | CE_EWR Measure Cost Benchmarking - 02.08.23 | AEG BEST | 513.5501 | kBtu/hr | 0.068571 | Commercial_Miscellaneous_Existing_Space Heating_Boiler_TE 80%
Commercial_Miscellaneous_Existing_Space Heating_Natural Gas_Boiler_E2 | Commercial | Miscellaneous | Existing | Space Heating | Natural Gas | Boiler | E2 | TE 84% (2023 Standard) | 95.24% | 0% | 0% | 2.2183 | 1.1775 | 0 | 0 | 19 | 31 | 2019 | 2023 | 100% | 0 | 0 | 0% | Normal | 0% | 0.7759 | 0 | 0 | 513.550054507209 kBtu/hr | 15000 | 0 | 0.00013352 | 9.7777 | 15279 | 8110 | 0 | 0 | 2015 | 1.0873 | RTF Wkbk - ComGasBoilersUES_v2.1 | CE_EWR Measure Cost Benchmarking - 02.08.23 | AEG BEST | 513.5501 | kBtu/hr | 0.068571 | Commercial_Miscellaneous_Existing_Space Heating_Boiler_TE 84% (2023 Standard)
Commercial_Miscellaneous_Existing_Space Heating_Natural Gas_Boiler_E3 | Commercial | Miscellaneous | Existing | Space Heating | Natural Gas | Boiler | E3 | TE 94% (ENERGY STAR 1.0) | 85.11% | 0% | 0% | 4.0126 | 1.325 | 0 | 0 | 19 | 31 | 2019 | 2050 | 100% | 0 | 0 | 0% | Normal | 0% | 0.69336 | 0 | 0 | 513.550054507209 kBtu/hr | 15000 | 0 | 0.00013352 | 8.7375 | 27638 | 9126 | 0 | 0 | 2015 | 1.0873 | RTF Wkbk - ComGasBoilersUES_v2.1 | CE_EWR Measure Cost Benchmarking - 02.08.23 | AEG BEST | 513.5501 | kBtu/hr | 0.068571 | Commercial_Miscellaneous_Existing_Space Heating_Boiler_TE 94% (ENERGY STAR 1.0)
Commercial_Miscellaneous_Existing_Space Heating_Natural Gas_Boiler_E4 | Commercial | Miscellaneous | Existing | Space Heating | Natural Gas | Boiler | E4 | TE 98% | 81.63% | 0% | 0% | 4.5125 | 1.325 | 0 | 0 | 19 | 31 | 2019 | 2050 | 100% | 0 | 0 | 0% | Normal | 0% | 0.66506 | 0 | 0 | 513.550054507209 kBtu/hr | 15000 | 0 | 0.00013352 | 8.3809 | 31080.8718 | 9126 | 0 | 0 | 2015 | 1.0873 | RTF Wkbk - ComGasBoilersUES_v2.1 | CE_EWR Measure Cost Benchmarking - 02.08.23 | AEG BEST | 513.5501 | kBtu/hr | 0.068571 | Commercial_Miscellaneous_Existing_Space Heating_Boiler_TE 98%
Commercial_Miscellaneous_Existing_Space Heating_Natural Gas_Boiler_E5 | Commercial | Miscellaneous | Existing | Space Heating | Natural Gas | Boiler | E5 | Convert to Gas-Fired ASHP | 61.54% | 0% | 0% | 14.4263 | 0.82803 | 0.27104 | 0 | 19 | 31 | 2019 | 2050 | 100% | 0 | 0 | 0% | Normal | 0% | 0.50135 | 0 | 0 | 800 kBtu/hr | 15000 | 0 | 8.5714e-05 | 6.3179 | 158316.7533 | 9086.959 | 2974.436 | 0 | 2017 | 1.0631 | RTF Wkbk - ComGasBoilersUES_v2.1 | AEO 2021 - gas_eng-driven_RTHP-heat 2017 typical | AEG BEST | 800 | kBtu/hr | 0.068571 | Commercial_Miscellaneous_Existing_Space Heating_Boiler_Convert to Gas-Fired ASHP
Commercial_Miscellaneous_Existing_Space Heating_Natural Gas_Boiler_E6 | Commercial | Miscellaneous | Existing | Space Heating | Natural Gas | Boiler | E6 |  | 0% | 0% | 0% | 0 | 0 | 0 | 0 | 0 | 0 | 0 | 0 | 0% | 0 | 0 | 0% | Normal | 0% | 0 | 0 | 0 | [17 empty] | Commercial_Miscellaneous_Existing_Space Heating_Boiler_
Commercial_Miscellaneous_Existing_Space Heating_Natural Gas_Boiler_E7 | Commercial | Miscellaneous | Existing | Space Heating | Natural Gas | Boiler | E7 |  | 0% | 0% | 0% | 0 | 0 | 0 | 0 | 0 | 0 | 0 | 0 | 0% | 0 | 0 | 0% | Normal | 0% | 0 | 0 | 0 | [17 empty] | Commercial_Miscellaneous_Existing_Space Heating_Boiler_
Commercial_Miscellaneous_Existing_Space Heating_Natural Gas_Boiler_E8 | Commercial | Miscellaneous | Existing | Space Heating | Natural Gas | Boiler | E8 |  | 0% | 0% | 0% | 0 | 0 | 0 | 0 | 0 | 0 | 0 | 0 | 0% | 0 | 0 | 0% | Normal | 0% | 0 | 0 | 0 | [17 empty] | Commercial_Miscellaneous_Existing_Space Heating_Boiler_
Commercial_Miscellaneous_Existing_Space Heating_Natural Gas_Boiler_E9 | Commercial | Miscellaneous | Existing | Space Heating | Natural Gas | Boiler | E9 |  | 0% | 0% | 0% | 0 | 0 | 0 | 0 | 0 | 0 | 0 | 0 | 0% | 0 | 0 | 0% | Normal | 0% | 0 | 0 | 0 | [17 empty] | Commercial_Miscellaneous_Existing_Space Heating_Boiler_
Commercial_Miscellaneous_Existing_Space Heating_Natural Gas_Boiler_E10 | Commercial | Miscellaneous | Existing | Space Heating | Natural Gas | Boiler | E10 |  | 0% | 0% | 0% | 0 | 0 | 0 | 0 | 0 | 0 | 0 | 0 | 0% | 0 | 0 | 0% | Normal | 0% | 0 | 0 | 0 | [17 empty] | Commercial_Miscellaneous_Existing_Space Heating_Boiler_
Commercial_Miscellaneous_Existing_Space Heating_Natural Gas_Unit Heater_E1 | Commercial | Miscellaneous | Existing | Space Heating | Natural Gas | Unit Heater | E1 | Standard | 100% | 0% | 0% | 0.55599 | 0 | 0 | 0 | 9 | 15 | 2019 | 2023 | 100% | 0 | 0 | 0% | Normal | 0% | 0.58127 | 0 | 0 | 120 kBtu/Hr | 15000 | 0 | 5.1936e-06 | 1071.1875 | 849.6 | 0 | 0 | 0 | 2018 | 1.05 | IL TRM v11 - 4.4.5 (Adjusted for WA Climate) | IL TRM v11 - 4.4.5 (Adjusted for WA Climate) | IL TRM v11 - 4.4.5 (Adjusted for WA Climate) | 120 | kBtu/Hr | 0.00062323 | Commercial_Miscellaneous_Existing_Space Heating_Unit Heater_Standard
Commercial_Miscellaneous_Existing_Space Heating_Natural Gas_Unit Heater_E2 | Commercial | Miscellaneous | Existing | Space Heating | Natural Gas | Unit Heater | E2 | Condensing | 89.99% | 0% | 0% | 1.7779 | 0 | 0 | 0 | 9 | 15 | 2019 | 2050 | 100% | 0 | 0 | 0% | Normal | 0% | 0.52308 | 0 | 0 | 120 kBtu/Hr | 15000 | 0 | 5.1936e-06 | 963.9483 | 2716.8 | 0 | 0 | 0 | 2018 | 1.05 | IL TRM v11 - 4.4.5 (Adjusted for WA Climate) | IL TRM v11 - 4.4.5 (Adjusted for WA Climate) | IL TRM v11 - 4.4.5 (Adjusted for WA Climate) | 120 | kBtu/Hr | 0.00062323 | Commercial_Miscellaneous_Existing_Space Heating_Unit Heater_Condensing
Commercial_Miscellaneous_Existing_Space Heating_Natural Gas_Unit Heater_E3 | Commercial | Miscellaneous | Existing | Space Heating | Natural Gas | Unit Heater | E3 | Infrared Radiant | 77.72% | 0% | 0% | 0.76802 | 0 | 0 | 0 | 9 | 15 | 2019 | 2050 | 100% | 0 | 0 | 0% | Normal | 0% | 0.45176 | 0 | 0 | 120 kBtu/Hr | 15000 | 0 | 5.1936e-06 | 832.5115 | 1173.6 | 0 | 0 | 0 | 2018 | 1.05 | IL TRM v11 - 4.4.5 (Adjusted for WA Climate) | IL TRM v11 - 4.4.5 (Adjusted for WA Climate) | IL TRM v11 - 4.4.5 (Adjusted for WA Climate) | 120 | kBtu/Hr | 0.00062323 | Commercial_Miscellaneous_Existing_Space Heating_Unit Heater_Infrared Radiant
Commercial_Miscellaneous_Existing_Space Heating_Natural Gas_Unit Heater_E4 | Commercial | Miscellaneous | Existing | Space Heating | Natural Gas | Unit Heater | E4 |  | 0% | 0% | 0% | 0 | 0 | 0 | 0 | 0 | 0 | 0 | 0 | 0% | 0 | 0 | 0% | Normal | 0% | 0 | 0 | 0 | [17 empty] | Commercial_Miscellaneous_Existing_Space Heating_Unit Heater_
Commercial_Miscellaneous_Existing_Space Heating_Natural Gas_Unit Heater_E5 | Commercial | Miscellaneous | Existing | Space Heating | Natural Gas | Unit Heater | E5 |  | 0% | 0% | 0% | 0 | 0 | 0 | 0 | 0 | 0 | 0 | 0 | 0% | 0 | 0 | 0% | Normal | 0% | 0 | 0 | 0 | [17 empty] | Commercial_Miscellaneous_Existing_Space Heating_Unit Heater_
Commercial_Miscellaneous_Existing_Space Heating_Natural Gas_Unit Heater_E6 | Commercial | Miscellaneous | Existing | Space Heating | Natural Gas | Unit Heater | E6 |  | 0% | 0% | 0% | 0 | 0 | 0 | 0 | 0 | 0 | 0 | 0 | 0% | 0 | 0 | 0% | Normal | 0% | 0 | 0 | 0 | [17 empty] | Commercial_Miscellaneous_Existing_Space Heating_Unit Heater_
Commercial_Miscellaneous_Existing_Space Heating_Natural Gas_Unit Heater_E7 | Commercial | Miscellaneous | Existing | Space Heating | Natural Gas | Unit Heater | E7 |  | 0% | 0% | 0% | 0 | 0 | 0 | 0 | 0 | 0 | 0 | 0 | 0% | 0 | 0 | 0% | Normal | 0% | 0 | 0 | 0 | [17 empty] | Commercial_Miscellaneous_Existing_Space Heating_Unit Heater_
Commercial_Miscellaneous_Existing_Space Heating_Natural Gas_Unit Heater_E8 | Commercial | Miscellaneous | Existing | Space Heating | Natural Gas | Unit Heater | E8 |  | 0% | 0% | 0% | 0 | 0 | 0 | 0 | 0 | 0 | 0 | 0 | 0% | 0 | 0 | 0% | Normal | 0% | 0 | 0 | 0 | [17 empty] | Commercial_Miscellaneous_Existing_Space Heating_Unit Heater_
Commercial_Miscellaneous_Existing_Space Heating_Natural Gas_Unit Heater_E9 | Commercial | Miscellaneous | Existing | Space Heating | Natural Gas | Unit Heater | E9 |  | 0% | 0% | 0% | 0 | 0 | 0 | 0 | 0 | 0 | 0 | 0 | 0% | 0 | 0 | 0% | Normal | 0% | 0 | 0 | 0 | [17 empty] | Commercial_Miscellaneous_Existing_Space Heating_Unit Heater_
Commercial_Miscellaneous_Existing_Space Heating_Natural Gas_Unit Heater_E10 | Commercial | Miscellaneous | Existing | Space Heating | Natural Gas | Unit Heater | E10 |  | 0% | 0% | 0% | 0 | 0 | 0 | 0 | 0 | 0 | 0 | 0 | 0% | 0 | 0 | 0% | Normal | 0% | 0 | 0 | 0 | [17 empty] | Commercial_Miscellaneous_Existing_Space Heating_Unit Heater_
Commercial_Miscellaneous_Existing_Water Heating_Natural Gas_Water Heater_E1 | Commercial | Miscellaneous | Existing | Water Heating | Natural Gas | Water Heater | E1 | TE 80% | 100% | 0% | 0% | 0.11477 | 0 | 0 | 0 | 8 | 12 | 2019 | 2050 | 100% | 0 | 0 | 0% | Normal | 0% | 0.14643 | 0 | 0 | 1 kBtu/hr | 15000 | 0 | 0.0041173 | 29.0385 | 26.22 | 0 | 0 | 0 | 2017 | 1.0631 | AEO 2022 - gas_water_heater 2017 current standard | AEO 2022 - gas_water_heater 2017 current standard | AEG BEST / Market Profile | 1 | kBtu/hr | 0.0041173 | Commercial_Miscellaneous_Existing_Water Heating_Water Heater_TE 80%
Commercial_Miscellaneous_Existing_Water Heating_Natural Gas_Water Heater_E2 | Commercial | Miscellaneous | Existing | Water Heating | Natural Gas | Water Heater | E2 | TE 94% (ENERGY STAR 2.0) | 85.11% | 0% | 0% | 0.12825 | 0 | 0 | 0 | 8 | 12 | 2019 | 2050 | 100% | 0 | 0 | 0% | Normal | 0% | 0.12462 | 0 | 0 | 1 kBtu/hr | 15000 | 0 | 0.0041173 | 24.7136 | 29.3 | 0 | 0 | 0 | 2017 | 1.0631 | AEO 2022 - gas_water_heater 2017 ENERGY STAR | AEO 2022 - gas_water_heater 2017 ENERGY STAR | AEG BEST / Market Profile | 1 | kBtu/hr | 0.0041173 | Commercial_Miscellaneous_Existing_Water Heating_Water Heater_TE 94% (ENERGY STAR 2.0)
Commercial_Miscellaneous_Existing_Water Heating_Natural Gas_Water Heater_E3 | Commercial | Miscellaneous | Existing | Water Heating | Natural Gas | Water Heater | E3 | TE 96% (Instantaneous) | 70.92% | 0% | 0% | 0.13406 | 0 | 0 | 0 | 8 | 12 | 2019 | 2050 | 100% | 0 | 0 | 0% | Normal | 0% | 0.10385 | 0 | 0 | 1 kBtu/hr | 15000 | 0 | 0.0041173 | 20.5947 | 30.6277 | 0 | 0 | 0 | 2017 | 1.0631 | AEO 2022 - gas_water_heater 2017 current standard | AEO interpolation based on EIA data | AEG BEST / Market Profile | 1 | kBtu/hr | 0.0041173 | Commercial_Miscellaneous_Existing_Water Heating_Water Heater_TE 96% (Instantaneous)
Commercial_Miscellaneous_Existing_Water Heating_Natural Gas_Water Heater_E4 | Commercial | Miscellaneous | Existing | Water Heating | Natural Gas | Water Heater | E4 | UEF 1.0+ (Gas-Fired HPWH) | 53.53% | 0% | 0% | 0.24681 | 0 | 0 | 0 | 11 | 19 | 2026 | 2050 | 100% | 0 | 0 | 0% | Normal | 0% | 0.078379 | 0 | 0 | 1 kBtu/hr | 15000 | 0 | 0.0041173 | 15.5431 | 56.3879 | 0 | 0 | 0 | 2017 | 1.0631 | AEO 2022 - HP water heater 2020 typical | NEEA Report #E20-309, Robur Heat Pump Field Trial. March 11, 2020. | AEG BEST / Market Profile | 1 | kBtu/hr | 0.0041173 | Commercial_Miscellaneous_Existing_Water Heating_Water Heater_UEF 1.0+ (Gas-Fired HPWH)
Commercial_Miscellaneous_Existing_Water Heating_Natural Gas_Water Heater_E5 | Commercial | Miscellaneous | Existing | Water Heating | Natural Gas | Water Heater | E5 |  | 0% | 0% | 0% | 0 | 0 | 0 | 0 | 0 | 0 | 0 | 0 | 0% | 0 | 0 | 0% | Normal | 0% | 0 | 0 | 0 | [17 empty] | Commercial_Miscellaneous_Existing_Water Heating_Water Heater_
Commercial_Miscellaneous_Existing_Water Heating_Natural Gas_Water Heater_E6 | Commercial | Miscellaneous | Existing | Water Heating | Natural Gas | Water Heater | E6 |  | 0% | 0% | 0% | 0 | 0 | 0 | 0 | 0 | 0 | 0 | 0 | 0% | 0 | 0 | 0% | Normal | 0% | 0 | 0 | 0 | [17 empty] | Commercial_Miscellaneous_Existing_Water Heating_Water Heater_
Commercial_Miscellaneous_Existing_Water Heating_Natural Gas_Water Heater_E7 | Commercial | Miscellaneous | Existing | Water Heating | Natural Gas | Water Heater | E7 |  | 0% | 0% | 0% | 0 | 0 | 0 | 0 | 0 | 0 | 0 | 0 | 0% | 0 | 0 | 0% | Normal | 0% | 0 | 0 | 0 | [17 empty] | Commercial_Miscellaneous_Existing_Water Heating_Water Heater_
Commercial_Miscellaneous_Existing_Water Heating_Natural Gas_Water Heater_E8 | Commercial | Miscellaneous | Existing | Water Heating | Natural Gas | Water Heater | E8 |  | 0% | 0% | 0% | 0 | 0 | 0 | 0 | 0 | 0 | 0 | 0 | 0% | 0 | 0 | 0% | Normal | 0% | 0 | 0 | 0 | [17 empty] | Commercial_Miscellaneous_Existing_Water Heating_Water Heater_
Commercial_Miscellaneous_Existing_Water Heating_Natural Gas_Water Heater_E9 | Commercial | Miscellaneous | Existing | Water Heating | Natural Gas | Water Heater | E9 |  | 0% | 0% | 0% | 0 | 0 | 0 | 0 | 0 | 0 | 0 | 0 | 0% | 0 | 0 | 0% | Normal | 0% | 0 | 0 | 0 | [17 empty] | Commercial_Miscellaneous_Existing_Water Heating_Water Heater_
Commercial_Miscellaneous_Existing_Water Heating_Natural Gas_Water Heater_E10 | Commercial | Miscellaneous | Existing | Water Heating | Natural Gas | Water Heater | E10 |  | 0% | 0% | 0% | 0 | 0 | 0 | 0 | 0 | 0 | 0 | 0 | 0% | 0 | 0 | 0% | Normal | 0% | 0 | 0 | 0 | [17 empty] | Commercial_Miscellaneous_Existing_Water Heating_Water Heater_
Commercial_Miscellaneous_Existing_Food Preparation_Natural Gas_Oven_E1 | Commercial | Miscellaneous | Existing | Food Preparation | Natural Gas | Oven | E1 | Standard | 100% | 0% | 0% | 0.21562 | 0 | 0 | 0 | 8 | 13 | 2019 | 2050 | 100% | 0 | 0 | 0% | Normal | 0% | 0.0089682 | 0 | 0 | 1 unit | 15000 | 0 | 1.1911e-05 | 752.9515 | 16851 | 0 | 0 | 0 | 2016 | 1.0743 | RTF WkBk - ComCookingCombinationOven_v5_0 | ENERGY STAR Version 3.0 Commercial Ovens Final Specification Data Package | RTF WkBk - ComCookingCombinationOven_v5_0 | 1 | unit | 1.1911e-05 | Commercial_Miscellaneous_Existing_Food Preparation_Oven_Standard
Commercial_Miscellaneous_Existing_Food Preparation_Natural Gas_Oven_E2 | Commercial | Miscellaneous | Existing | Food Preparation | Natural Gas | Oven | E2 | ENERGY STAR (3.0) | 57.26% | 0% | 0% | 0.22468 | 0 | 0 | 0 | 8 | 13 | 2019 | 2050 | 100% | 0 | 0 | 0% | Normal | 0% | 0.0051355 | 0 | 0 | 1 unit | 15000 | 0 | 1.1911e-05 | 431.1611 | 17559.1305 | 0 | 0 | 0 | 2016 | 1.0743 | RTF WkBk - ComCookingCombinationOven_v5_0 | RTF WkBk - ComCookingCombinationOven_v5_0 | RTF WkBk - ComCookingCombinationOven_v5_0 | 1 | unit | 1.1911e-05 | Commercial_Miscellaneous_Existing_Food Preparation_Oven_ENERGY STAR (3.0)
Commercial_Miscellaneous_Existing_Food Preparation_Natural Gas_Oven_E3 | Commercial | Miscellaneous | Existing | Food Preparation | Natural Gas | Oven | E3 |  | 0% | 0% | 0% | 0 | 0 | 0 | 0 | 0 | 0 | 0 | 0 | 0% | 0 | 0 | 0% | Normal | 0% | 0 | 0 | 0 | [17 empty] | Commercial_Miscellaneous_Existing_Food Preparation_Oven_
Commercial_Miscellaneous_Existing_Food Preparation_Natural Gas_Oven_E4 | Commercial | Miscellaneous | Existing | Food Preparation | Natural Gas | Oven | E4 |  | 0% | 0% | 0% | 0 | 0 | 0 | 0 | 0 | 0 | 0 | 0 | 0% | 0 | 0 | 0% | Normal | 0% | 0 | 0 | 0 | [17 empty] | Commercial_Miscellaneous_Existing_Food Preparation_Oven_
Commercial_Miscellaneous_Existing_Food Preparation_Natural Gas_Oven_E5 | Commercial | Miscellaneous | Existing | Food Preparation | Natural Gas | Oven | E5 |  | 0% | 0% | 0% | 0 | 0 | 0 | 0 | 0 | 0 | 0 | 0 | 0% | 0 | 0 | 0% | Normal | 0% | 0 | 0 | 0 | [17 empty] | Commercial_Miscellaneous_Existing_Food Preparation_Oven_
Commercial_Miscellaneous_Existing_Food Preparation_Natural Gas_Oven_E6 | Commercial | Miscellaneous | Existing | Food Preparation | Natural Gas | Oven | E6 |  | 0% | 0% | 0% | 0 | 0 | 0 | 0 | 0 | 0 | 0 | 0 | 0% | 0 | 0 | 0% | Normal | 0% | 0 | 0 | 0 | [17 empty] | Commercial_Miscellaneous_Existing_Food Preparation_Oven_
Commercial_Miscellaneous_Existing_Food Preparation_Natural Gas_Oven_E7 | Commercial | Miscellaneous | Existing | Food Preparation | Natural Gas | Oven | E7 |  | 0% | 0% | 0% | 0 | 0 | 0 | 0 | 0 | 0 | 0 | 0 | 0% | 0 | 0 | 0% | Normal | 0% | 0 | 0 | 0 | [17 empty] | Commercial_Miscellaneous_Existing_Food Preparation_Oven_
Commercial_Miscellaneous_Existing_Food Preparation_Natural Gas_Oven_E8 | Commercial | Miscellaneous | Existing | Food Preparation | Natural Gas | Oven | E8 |  | 0% | 0% | 0% | 0 | 0 | 0 | 0 | 0 | 0 | 0 | 0 | 0% | 0 | 0 | 0% | Normal | 0% | 0 | 0 | 0 | [17 empty] | Commercial_Miscellaneous_Existing_Food Preparation_Oven_
Commercial_Miscellaneous_Existing_Food Preparation_Natural Gas_Oven_E9 | Commercial | Miscellaneous | Existing | Food Preparation | Natural Gas | Oven | E9 |  | 0% | 0% | 0% | 0 | 0 | 0 | 0 | 0 | 0 | 0 | 0 | 0% | 0 | 0 | 0% | Normal | 0% | 0 | 0 | 0 | [17 empty] | Commercial_Miscellaneous_Existing_Food Preparation_Oven_
Commercial_Miscellaneous_Existing_Food Preparation_Natural Gas_Oven_E10 | Commercial | Miscellaneous | Existing | Food Preparation | Natural Gas | Oven | E10 |  | 0% | 0% | 0% | 0 | 0 | 0 | 0 | 0 | 0 | 0 | 0 | 0% | 0 | 0 | 0% | Normal | 0% | 0 | 0 | 0 | [17 empty] | Commercial_Miscellaneous_Existing_Food Preparation_Oven_
Commercial_Miscellaneous_Existing_Food Preparation_Natural Gas_Conveyor Oven_E1 | Commercial | Miscellaneous | Existing | Food Preparation | Natural Gas | Conveyor Oven | E1 | Standard | 100% | 0% | 0% | 0.051265 | 0 | 0 | 0 | 15 | 19 | 2019 | 2050 | 100% | 0 | 0 | 0% | Normal | 0% | 0.013368 | 0 | 0 | 1 unit | 15000 | 0 | 4.6327e-06 | 2885.475 | 10177 | 0 | 0 | 0 | 2015 | 1.0873 | IL TRM - 4.2.4 - CI-FSE-CVOV-V02-180101 | PGE Workpaper, PGECOFST117 R5, 2015 | MN TRM 3.1 - Gas Conveyor Oven v1.1 | 1 | unit | 4.6327e-06 | Commercial_Miscellaneous_Existing_Food Preparation_Conveyor Oven_Standard
Commercial_Miscellaneous_Existing_Food Preparation_Natural Gas_Conveyor Oven_E2 | Commercial | Miscellaneous | Existing | Food Preparation | Natural Gas | Conveyor Oven | E2 | Efficient (>44% Baking Efficiency) | 76.02% | 0% | 0% | 0.062498 | 0 | 0 | 0 | 15 | 19 | 2019 | 2050 | 100% | 0 | 0 | 0% | Normal | 0% | 0.010161 | 0 | 0 | 1 unit | 15000 | 0 | 4.6327e-06 | 2193.4093 | 12407 | 0 | 0 | 0 | 2015 | 1.0873 | IL TRM - 4.2.4 - CI-FSE-CVOV-V02-180101 | PGE Workpaper, PGECOFST117 R5, 2015 | MN TRM 3.1 - Gas Conveyor Oven v1.1 | 1 | unit | 4.6327e-06 | Commercial_Miscellaneous_Existing_Food Preparation_Conveyor Oven_Efficient (>44% Baking Efficiency)
Commercial_Miscellaneous_Existing_Food Preparation_Natural Gas_Conveyor Oven_E3 | Commercial | Miscellaneous | Existing | Food Preparation | Natural Gas | Conveyor Oven | E3 |  | 0% | 0% | 0% | 0 | 0 | 0 | 0 | 0 | 0 | 0 | 0 | 0% | 0 | 0 | 0% | Normal | 0% | 0 | 0 | 0 | [17 empty] | Commercial_Miscellaneous_Existing_Food Preparation_Conveyor Oven_
Commercial_Miscellaneous_Existing_Food Preparation_Natural Gas_Conveyor Oven_E4 | Commercial | Miscellaneous | Existing | Food Preparation | Natural Gas | Conveyor Oven | E4 |  | 0% | 0% | 0% | 0 | 0 | 0 | 0 | 0 | 0 | 0 | 0 | 0% | 0 | 0 | 0% | Normal | 0% | 0 | 0 | 0 | [17 empty] | Commercial_Miscellaneous_Existing_Food Preparation_Conveyor Oven_
Commercial_Miscellaneous_Existing_Food Preparation_Natural Gas_Conveyor Oven_E5 | Commercial | Miscellaneous | Existing | Food Preparation | Natural Gas | Conveyor Oven | E5 |  | 0% | 0% | 0% | 0 | 0 | 0 | 0 | 0 | 0 | 0 | 0 | 0% | 0 | 0 | 0% | Normal | 0% | 0 | 0 | 0 | [17 empty] | Commercial_Miscellaneous_Existing_Food Preparation_Conveyor Oven_
Commercial_Miscellaneous_Existing_Food Preparation_Natural Gas_Conveyor Oven_E6 | Commercial | Miscellaneous | Existing | Food Preparation | Natural Gas | Conveyor Oven | E6 |  | 0% | 0% | 0% | 0 | 0 | 0 | 0 | 0 | 0 | 0 | 0 | 0% | 0 | 0 | 0% | Normal | 0% | 0 | 0 | 0 | [17 empty] | Commercial_Miscellaneous_Existing_Food Preparation_Conveyor Oven_
Commercial_Miscellaneous_Existing_Food Preparation_Natural Gas_Conveyor Oven_E7 | Commercial | Miscellaneous | Existing | Food Preparation | Natural Gas | Conveyor Oven | E7 |  | 0% | 0% | 0% | 0 | 0 | 0 | 0 | 0 | 0 | 0 | 0 | 0% | 0 | 0 | 0% | Normal | 0% | 0 | 0 | 0 | [17 empty] | Commercial_Miscellaneous_Existing_Food Preparation_Conveyor Oven_
Commercial_Miscellaneous_Existing_Food Preparation_Natural Gas_Conveyor Oven_E8 | Commercial | Miscellaneous | Existing | Food Preparation | Natural Gas | Conveyor Oven | E8 |  | 0% | 0% | 0% | 0 | 0 | 0 | 0 | 0 | 0 | 0 | 0 | 0% | 0 | 0 | 0% | Normal | 0% | 0 | 0 | 0 | [17 empty] | Commercial_Miscellaneous_Existing_Food Preparation_Conveyor Oven_
Commercial_Miscellaneous_Existing_Food Preparation_Natural Gas_Conveyor Oven_E9 | Commercial | Miscellaneous | Existing | Food Preparation | Natural Gas | Conveyor Oven | E9 |  | 0% | 0% | 0% | 0 | 0 | 0 | 0 | 0 | 0 | 0 | 0 | 0% | 0 | 0 | 0% | Normal | 0% | 0 | 0 | 0 | [17 empty] | Commercial_Miscellaneous_Existing_Food Preparation_Conveyor Oven_
Commercial_Miscellaneous_Existing_Food Preparation_Natural Gas_Conveyor Oven_E10 | Commercial | Miscellaneous | Existing | Food Preparation | Natural Gas | Conveyor Oven | E10 |  | 0% | 0% | 0% | 0 | 0 | 0 | 0 | 0 | 0 | 0 | 0 | 0% | 0 | 0 | 0% | Normal | 0% | 0 | 0 | 0 | [17 empty] | Commercial_Miscellaneous_Existing_Food Preparation_Conveyor Oven_
Commercial_Miscellaneous_Existing_Food Preparation_Natural Gas_Double Rack Oven_E1 | Commercial | Miscellaneous | Existing | Food Preparation | Natural Gas | Double Rack Oven | E1 | Standard | 100% | 0% | 0% | 0.075402 | 0 | 0 | 0 | 10 | 14 | 2019 | 2050 | 100% | 0 | 0 | 0% | Normal | 0% | 0.023823 | 0 | 0 | 1 unit | 15000 | 0 | 5.6092e-06 | 4247.1 | 12513 | 0 | 0 | 0 | 2016 | 1.0743 | IL TRM - 4.2.18 - CI-FSE-RKOV-VO2-180101 | PGE Workpaper, PGECOFST109 R6, 2016 | IL TRM - 4.2.18 - CI-FSE-RKOV-VO2-180101 | 1 | unit | 5.6092e-06 | Commercial_Miscellaneous_Existing_Food Preparation_Double Rack Oven_Standard
Commercial_Miscellaneous_Existing_Food Preparation_Natural Gas_Double Rack Oven_E2 | Commercial | Miscellaneous | Existing | Food Preparation | Natural Gas | Double Rack Oven | E2 | FTSC Qualified (>50% Cooking Efficiency) | 54.55% | 0% | 0% | 0.10028 | 0 | 0 | 0 | 10 | 14 | 2019 | 2050 | 100% | 0 | 0 | 0% | Normal | 0% | 0.012994 | 0 | 0 | 1 unit | 15000 | 0 | 5.6092e-06 | 2316.6 | 16641 | 0 | 0 | 0 | 2016 | 1.0743 | IL TRM - 4.2.18 - CI-FSE-RKOV-VO2-180101 | PGE Workpaper, PGECOFST109 R6, 2016 | IL TRM - 4.2.18 - CI-FSE-RKOV-VO2-180101 | 1 | unit | 5.6092e-06 | Commercial_Miscellaneous_Existing_Food Preparation_Double Rack Oven_FTSC Qualified (>50% Cooking Efficiency)
Commercial_Miscellaneous_Existing_Food Preparation_Natural Gas_Double Rack Oven_E3 | Commercial | Miscellaneous | Existing | Food Preparation | Natural Gas | Double Rack Oven | E3 |  | 0% | 0% | 0% | 0 | 0 | 0 | 0 | 0 | 0 | 0 | 0 | 0% | 0 | 0 | 0% | Normal | 0% | 0 | 0 | 0 | [17 empty] | Commercial_Miscellaneous_Existing_Food Preparation_Double Rack Oven_
Commercial_Miscellaneous_Existing_Food Preparation_Natural Gas_Double Rack Oven_E4 | Commercial | Miscellaneous | Existing | Food Preparation | Natural Gas | Double Rack Oven | E4 |  | 0% | 0% | 0% | 0 | 0 | 0 | 0 | 0 | 0 | 0 | 0 | 0% | 0 | 0 | 0% | Normal | 0% | 0 | 0 | 0 | [17 empty] | Commercial_Miscellaneous_Existing_Food Preparation_Double Rack Oven_
Commercial_Miscellaneous_Existing_Food Preparation_Natural Gas_Double Rack Oven_E5 | Commercial | Miscellaneous | Existing | Food Preparation | Natural Gas | Double Rack Oven | E5 |  | 0% | 0% | 0% | 0 | 0 | 0 | 0 | 0 | 0 | 0 | 0 | 0% | 0 | 0 | 0% | Normal | 0% | 0 | 0 | 0 | [17 empty] | Commercial_Miscellaneous_Existing_Food Preparation_Double Rack Oven_
Commercial_Miscellaneous_Existing_Food Preparation_Natural Gas_Double Rack Oven_E6 | Commercial | Miscellaneous | Existing | Food Preparation | Natural Gas | Double Rack Oven | E6 |  | 0% | 0% | 0% | 0 | 0 | 0 | 0 | 0 | 0 | 0 | 0 | 0% | 0 | 0 | 0% | Normal | 0% | 0 | 0 | 0 | [17 empty] | Commercial_Miscellaneous_Existing_Food Preparation_Double Rack Oven_
Commercial_Miscellaneous_Existing_Food Preparation_Natural Gas_Double Rack Oven_E7 | Commercial | Miscellaneous | Existing | Food Preparation | Natural Gas | Double Rack Oven | E7 |  | 0% | 0% | 0% | 0 | 0 | 0 | 0 | 0 | 0 | 0 | 0 | 0% | 0 | 0 | 0% | Normal | 0% | 0 | 0 | 0 | [17 empty] | Commercial_Miscellaneous_Existing_Food Preparation_Double Rack Oven_
Commercial_Miscellaneous_Existing_Food Preparation_Natural Gas_Double Rack Oven_E8 | Commercial | Miscellaneous | Existing | Food Preparation | Natural Gas | Double Rack Oven | E8 |  | 0% | 0% | 0% | 0 | 0 | 0 | 0 | 0 | 0 | 0 | 0 | 0% | 0 | 0 | 0% | Normal | 0% | 0 | 0 | 0 | [17 empty] | Commercial_Miscellaneous_Existing_Food Preparation_Double Rack Oven_
Commercial_Miscellaneous_Existing_Food Preparation_Natural Gas_Double Rack Oven_E9 | Commercial | Miscellaneous | Existing | Food Preparation | Natural Gas | Double Rack Oven | E9 |  | 0% | 0% | 0% | 0 | 0 | 0 | 0 | 0 | 0 | 0 | 0 | 0% | 0 | 0 | 0% | Normal | 0% | 0 | 0 | 0 | [17 empty] | Commercial_Miscellaneous_Existing_Food Preparation_Double Rack Oven_
Commercial_Miscellaneous_Existing_Food Preparation_Natural Gas_Double Rack Oven_E10 | Commercial | Miscellaneous | Existing | Food Preparation | Natural Gas | Double Rack Oven | E10 |  | 0% | 0% | 0% | 0 | 0 | 0 | 0 | 0 | 0 | 0 | 0 | 0% | 0 | 0 | 0% | Normal | 0% | 0 | 0 | 0 | [17 empty] | Commercial_Miscellaneous_Existing_Food Preparation_Double Rack Oven_
Commercial_Miscellaneous_Existing_Food Preparation_Natural Gas_Fryer_E1 | Commercial | Miscellaneous | Existing | Food Preparation | Natural Gas | Fryer | E1 | Standard | 100% | 0% | 0% | 0.047676 | 0 | 0 | 0 | 7 | 11 | 2019 | 2021 | 100% | 0 | 0 | 0% | Normal | 0% | 0.01186 | 0 | 0 | 1 unit | 15000 | 0 | 1.2459e-05 | 951.9922 | 3562.1384 | 0 | 0 | 0 | 2016 | 1.0743 | RTF WkBk - ComCookingFryer_v5_0 | RTF WkBk - ComCookingFryer_v5_0 | RTF WkBk - ComCookingFryer_v5_0 | 1 | unit | 1.2459e-05 | Commercial_Miscellaneous_Existing_Food Preparation_Fryer_Standard
Commercial_Miscellaneous_Existing_Food Preparation_Natural Gas_Fryer_E2 | Commercial | Miscellaneous | Existing | Food Preparation | Natural Gas | Fryer | E2 | ENERGY STAR (3.0) | 67.2% | 0% | 0% | 0.05686 | 0 | 0 | 0 | 7 | 11 | 2019 | 2050 | 100% | 0 | 0 | 0% | Normal | 0% | 0.0079701 | 0 | 0 | 1 unit | 15000 | 0 | 1.2459e-05 | 639.7296 | 4248.3333 | 0 | 0 | 0 | 2016 | 1.0743 | RTF WkBk - ComCookingFryer_v5_0 | RTF WkBk - ComCookingFryer_v5_0 | RTF WkBk - ComCookingFryer_v5_0 | 1 | unit | 1.2459e-05 | Commercial_Miscellaneous_Existing_Food Preparation_Fryer_ENERGY STAR (3.0)
Commercial_Miscellaneous_Existing_Food Preparation_Natural Gas_Fryer_E3 | Commercial | Miscellaneous | Existing | Food Preparation | Natural Gas | Fryer | E3 |  | 0% | 0% | 0% | 0 | 0 | 0 | 0 | 0 | 0 | 0 | 0 | 0% | 0 | 0 | 0% | Normal | 0% | 0 | 0 | 0 | [17 empty] | Commercial_Miscellaneous_Existing_Food Preparation_Fryer_
Commercial_Miscellaneous_Existing_Food Preparation_Natural Gas_Fryer_E4 | Commercial | Miscellaneous | Existing | Food Preparation | Natural Gas | Fryer | E4 |  | 0% | 0% | 0% | 0 | 0 | 0 | 0 | 0 | 0 | 0 | 0 | 0% | 0 | 0 | 0% | Normal | 0% | 0 | 0 | 0 | [17 empty] | Commercial_Miscellaneous_Existing_Food Preparation_Fryer_
Commercial_Miscellaneous_Existing_Food Preparation_Natural Gas_Fryer_E5 | Commercial | Miscellaneous | Existing | Food Preparation | Natural Gas | Fryer | E5 |  | 0% | 0% | 0% | 0 | 0 | 0 | 0 | 0 | 0 | 0 | 0 | 0% | 0 | 0 | 0% | Normal | 0% | 0 | 0 | 0 | [17 empty] | Commercial_Miscellaneous_Existing_Food Preparation_Fryer_
Commercial_Miscellaneous_Existing_Food Preparation_Natural Gas_Fryer_E6 | Commercial | Miscellaneous | Existing | Food Preparation | Natural Gas | Fryer | E6 |  | 0% | 0% | 0% | 0 | 0 | 0 | 0 | 0 | 0 | 0 | 0 | 0% | 0 | 0 | 0% | Normal | 0% | 0 | 0 | 0 | [17 empty] | Commercial_Miscellaneous_Existing_Food Preparation_Fryer_
Commercial_Miscellaneous_Existing_Food Preparation_Natural Gas_Fryer_E7 | Commercial | Miscellaneous | Existing | Food Preparation | Natural Gas | Fryer | E7 |  | 0% | 0% | 0% | 0 | 0 | 0 | 0 | 0 | 0 | 0 | 0 | 0% | 0 | 0 | 0% | Normal | 0% | 0 | 0 | 0 | [17 empty] | Commercial_Miscellaneous_Existing_Food Preparation_Fryer_
Commercial_Miscellaneous_Existing_Food Preparation_Natural Gas_Fryer_E8 | Commercial | Miscellaneous | Existing | Food Preparation | Natural Gas | Fryer | E8 |  | 0% | 0% | 0% | 0 | 0 | 0 | 0 | 0 | 0 | 0 | 0 | 0% | 0 | 0 | 0% | Normal | 0% | 0 | 0 | 0 | [17 empty] | Commercial_Miscellaneous_Existing_Food Preparation_Fryer_
Commercial_Miscellaneous_Existing_Food Preparation_Natural Gas_Fryer_E9 | Commercial | Miscellaneous | Existing | Food Preparation | Natural Gas | Fryer | E9 |  | 0% | 0% | 0% | 0 | 0 | 0 | 0 | 0 | 0 | 0 | 0 | 0% | 0 | 0 | 0% | Normal | 0% | 0 | 0 | 0 | [17 empty] | Commercial_Miscellaneous_Existing_Food Preparation_Fryer_
Commercial_Miscellaneous_Existing_Food Preparation_Natural Gas_Fryer_E10 | Commercial | Miscellaneous | Existing | Food Preparation | Natural Gas | Fryer | E10 |  | 0% | 0% | 0% | 0 | 0 | 0 | 0 | 0 | 0 | 0 | 0 | 0% | 0 | 0 | 0% | Normal | 0% | 0 | 0 | 0 | [17 empty] | Commercial_Miscellaneous_Existing_Food Preparation_Fryer_
Commercial_Miscellaneous_Existing_Food Preparation_Natural Gas_Broiler_E1 | Commercial | Miscellaneous | Existing | Food Preparation | Natural Gas | Broiler | E1 | Standard | 100% | 0% | 0% | 0.053267 | 0 | 0 | 0 | 10 | 14 | 2019 | 2050 | 100% | 0 | 0 | 0% | Normal | 0% | 0.012285 | 0 | 0 | 1 unit | 15000 | 0 | 1.8262e-05 | 672.672 | 2500 | 0 | 0 | 0 | 2011 | 1.1667 | IL TRM - 4.2.14 - CI-FSE-IRBL-V02-180101 | Estimate | IL TRM - 4.2.14 - CI-FSE-IRBL-V02-180101 | 1 | unit | 1.8262e-05 | Commercial_Miscellaneous_Existing_Food Preparation_Broiler_Standard
Commercial_Miscellaneous_Existing_Food Preparation_Natural Gas_Broiler_E2 | Commercial | Miscellaneous | Existing | Food Preparation | Natural Gas | Broiler | E2 | Infrared Burners | 64.29% | 0% | 0% | 0.074574 | 0 | 0 | 0 | 10 | 14 | 2019 | 2050 | 100% | 0 | 0 | 0% | Normal | 0% | 0.0078972 | 0 | 0 | 1 unit | 15000 | 0 | 1.8262e-05 | 432.432 | 3500 | 0 | 0 | 0 | 2011 | 1.1667 | IL TRM - 4.2.14 - CI-FSE-IRBL-V02-180101 | IL TRM - 4.2.14 - CI-FSE-IRBL-V02-180101 | IL TRM - 4.2.14 - CI-FSE-IRBL-V02-180101 | 1 | unit | 1.8262e-05 | Commercial_Miscellaneous_Existing_Food Preparation_Broiler_Infrared Burners
Commercial_Miscellaneous_Existing_Food Preparation_Natural Gas_Broiler_E3 | Commercial | Miscellaneous | Existing | Food Preparation | Natural Gas | Broiler | E3 |  | 0% | 0% | 0% | 0 | 0 | 0 | 0 | 0 | 0 | 0 | 0 | 0% | 0 | 0 | 0% | Normal | 0% | 0 | 0 | 0 | [17 empty] | Commercial_Miscellaneous_Existing_Food Preparation_Broiler_
Commercial_Miscellaneous_Existing_Food Preparation_Natural Gas_Broiler_E4 | Commercial | Miscellaneous | Existing | Food Preparation | Natural Gas | Broiler | E4 |  | 0% | 0% | 0% | 0 | 0 | 0 | 0 | 0 | 0 | 0 | 0 | 0% | 0 | 0 | 0% | Normal | 0% | 0 | 0 | 0 | [17 empty] | Commercial_Miscellaneous_Existing_Food Preparation_Broiler_
Commercial_Miscellaneous_Existing_Food Preparation_Natural Gas_Broiler_E5 | Commercial | Miscellaneous | Existing | Food Preparation | Natural Gas | Broiler | E5 |  | 0% | 0% | 0% | 0 | 0 | 0 | 0 | 0 | 0 | 0 | 0 | 0% | 0 | 0 | 0% | Normal | 0% | 0 | 0 | 0 | [17 empty] | Commercial_Miscellaneous_Existing_Food Preparation_Broiler_
Commercial_Miscellaneous_Existing_Food Preparation_Natural Gas_Broiler_E6 | Commercial | Miscellaneous | Existing | Food Preparation | Natural Gas | Broiler | E6 |  | 0% | 0% | 0% | 0 | 0 | 0 | 0 | 0 | 0 | 0 | 0 | 0% | 0 | 0 | 0% | Normal | 0% | 0 | 0 | 0 | [17 empty] | Commercial_Miscellaneous_Existing_Food Preparation_Broiler_
Commercial_Miscellaneous_Existing_Food Preparation_Natural Gas_Broiler_E7 | Commercial | Miscellaneous | Existing | Food Preparation | Natural Gas | Broiler | E7 |  | 0% | 0% | 0% | 0 | 0 | 0 | 0 | 0 | 0 | 0 | 0 | 0% | 0 | 0 | 0% | Normal | 0% | 0 | 0 | 0 | [17 empty] | Commercial_Miscellaneous_Existing_Food Preparation_Broiler_
Commercial_Miscellaneous_Existing_Food Preparation_Natural Gas_Broiler_E8 | Commercial | Miscellaneous | Existing | Food Preparation | Natural Gas | Broiler | E8 |  | 0% | 0% | 0% | 0 | 0 | 0 | 0 | 0 | 0 | 0 | 0 | 0% | 0 | 0 | 0% | Normal | 0% | 0 | 0 | 0 | [17 empty] | Commercial_Miscellaneous_Existing_Food Preparation_Broiler_
Commercial_Miscellaneous_Existing_Food Preparation_Natural Gas_Broiler_E9 | Commercial | Miscellaneous | Existing | Food Preparation | Natural Gas | Broiler | E9 |  | 0% | 0% | 0% | 0 | 0 | 0 | 0 | 0 | 0 | 0 | 0 | 0% | 0 | 0 | 0% | Normal | 0% | 0 | 0 | 0 | [17 empty] | Commercial_Miscellaneous_Existing_Food Preparation_Broiler_
Commercial_Miscellaneous_Existing_Food Preparation_Natural Gas_Broiler_E10 | Commercial | Miscellaneous | Existing | Food Preparation | Natural Gas | Broiler | E10 |  | 0% | 0% | 0% | 0 | 0 | 0 | 0 | 0 | 0 | 0 | 0 | 0% | 0 | 0 | 0% | Normal | 0% | 0 | 0 | 0 | [17 empty] | Commercial_Miscellaneous_Existing_Food Preparation_Broiler_
Commercial_Miscellaneous_Existing_Food Preparation_Natural Gas_Griddle_E1 | Commercial | Miscellaneous | Existing | Food Preparation | Natural Gas | Griddle | E1 | Standard | 100% | 0% | 0% | 0.038774 | 0 | 0 | 0 | 10 | 14 | 2019 | 2050 | 100% | 0 | 0 | 0% | Normal | 0% | 0.0082468 | 0 | 0 | 1 unit | 15000 | 0 | 6.6944e-06 | 1231.891 | 5150 | 0 | 0 | 0 | 2013 | 1.1247 | IL TRM - 4.2.8 - CI-FSE-ESGR-V04-200101 | COOK_GRD-Food Preparation-EIA14-2014 Ref. Case-5 | IL TRM - 4.2.8 - CI-FSE-ESGR-V04-200101 | 1 | unit | 6.6944e-06 | Commercial_Miscellaneous_Existing_Food Preparation_Griddle_Standard
Commercial_Miscellaneous_Existing_Food Preparation_Natural Gas_Griddle_E2 | Commercial | Miscellaneous | Existing | Food Preparation | Natural Gas | Griddle | E2 | ENERGY STAR | 86.37% | 0% | 0% | 0.041484 | 0 | 0 | 0 | 10 | 14 | 2019 | 2050 | 100% | 0 | 0 | 0% | Normal | 0% | 0.0071225 | 0 | 0 | 1 unit | 15000 | 0 | 6.6944e-06 | 1063.9446 | 5510 | 0 | 0 | 0 | 2013 | 1.1247 | IL TRM - 4.2.8 - CI-FSE-ESGR-V04-200101 | COOK_GRD-Food Preparation-EIA14-2014 Ref. Case-5 | IL TRM - 4.2.8 - CI-FSE-ESGR-V04-200101 | 1 | unit | 6.6944e-06 | Commercial_Miscellaneous_Existing_Food Preparation_Griddle_ENERGY STAR
Commercial_Miscellaneous_Existing_Food Preparation_Natural Gas_Griddle_E3 | Commercial | Miscellaneous | Existing | Food Preparation | Natural Gas | Griddle | E3 |  | 0% | 0% | 0% | 0 | 0 | 0 | 0 | 0 | 0 | 0 | 0 | 0% | 0 | 0 | 0% | Normal | 0% | 0 | 0 | 0 | [17 empty] | Commercial_Miscellaneous_Existing_Food Preparation_Griddle_
Commercial_Miscellaneous_Existing_Food Preparation_Natural Gas_Griddle_E4 | Commercial | Miscellaneous | Existing | Food Preparation | Natural Gas | Griddle | E4 |  | 0% | 0% | 0% | 0 | 0 | 0 | 0 | 0 | 0 | 0 | 0 | 0% | 0 | 0 | 0% | Normal | 0% | 0 | 0 | 0 | [17 empty] | Commercial_Miscellaneous_Existing_Food Preparation_Griddle_
Commercial_Miscellaneous_Existing_Food Preparation_Natural Gas_Griddle_E5 | Commercial | Miscellaneous | Existing | Food Preparation | Natural Gas | Griddle | E5 |  | 0% | 0% | 0% | 0 | 0 | 0 | 0 | 0 | 0 | 0 | 0 | 0% | 0 | 0 | 0% | Normal | 0% | 0 | 0 | 0 | [17 empty] | Commercial_Miscellaneous_Existing_Food Preparation_Griddle_
Commercial_Miscellaneous_Existing_Food Preparation_Natural Gas_Griddle_E6 | Commercial | Miscellaneous | Existing | Food Preparation | Natural Gas | Griddle | E6 |  | 0% | 0% | 0% | 0 | 0 | 0 | 0 | 0 | 0 | 0 | 0 | 0% | 0 | 0 | 0% | Normal | 0% | 0 | 0 | 0 | [17 empty] | Commercial_Miscellaneous_Existing_Food Preparation_Griddle_
Commercial_Miscellaneous_Existing_Food Preparation_Natural Gas_Griddle_E7 | Commercial | Miscellaneous | Existing | Food Preparation | Natural Gas | Griddle | E7 |  | 0% | 0% | 0% | 0 | 0 | 0 | 0 | 0 | 0 | 0 | 0 | 0% | 0 | 0 | 0% | Normal | 0% | 0 | 0 | 0 | [17 empty] | Commercial_Miscellaneous_Existing_Food Preparation_Griddle_
Commercial_Miscellaneous_Existing_Food Preparation_Natural Gas_Griddle_E8 | Commercial | Miscellaneous | Existing | Food Preparation | Natural Gas | Griddle | E8 |  | 0% | 0% | 0% | 0 | 0 | 0 | 0 | 0 | 0 | 0 | 0 | 0% | 0 | 0 | 0% | Normal | 0% | 0 | 0 | 0 | [17 empty] | Commercial_Miscellaneous_Existing_Food Preparation_Griddle_
Commercial_Miscellaneous_Existing_Food Preparation_Natural Gas_Griddle_E9 | Commercial | Miscellaneous | Existing | Food Preparation | Natural Gas | Griddle | E9 |  | 0% | 0% | 0% | 0 | 0 | 0 | 0 | 0 | 0 | 0 | 0 | 0% | 0 | 0 | 0% | Normal | 0% | 0 | 0 | 0 | [17 empty] | Commercial_Miscellaneous_Existing_Food Preparation_Griddle_
Commercial_Miscellaneous_Existing_Food Preparation_Natural Gas_Griddle_E10 | Commercial | Miscellaneous | Existing | Food Preparation | Natural Gas | Griddle | E10 |  | 0% | 0% | 0% | 0 | 0 | 0 | 0 | 0 | 0 | 0 | 0 | 0% | 0 | 0 | 0% | Normal | 0% | 0 | 0 | 0 | [17 empty] | Commercial_Miscellaneous_Existing_Food Preparation_Griddle_
Commercial_Miscellaneous_Existing_Food Preparation_Natural Gas_Range_E1 | Commercial | Miscellaneous | Existing | Food Preparation | Natural Gas | Range | E1 | Standard | 100% | 0% | 0% | 0.06361 | 0 | 0 | 0 | 8 | 12 | 2019 | 2050 | 100% | 0 | 0 | 0% | Normal | 0% | 0.0096377 | 0 | 0 | 1 unit | 15000 | 0 | 8.0314e-06 | 1200 | 7450 | 0 | 0 | 0 | 2017 | 1.0631 | COOK_OVN-Food Preparation-AEO17-1 | EIA 2018 Tech Forecast | Navigant 2009 | 1 | unit | 8.0314e-06 | Commercial_Miscellaneous_Existing_Food Preparation_Range_Standard
Commercial_Miscellaneous_Existing_Food Preparation_Natural Gas_Range_E2 | Commercial | Miscellaneous | Existing | Food Preparation | Natural Gas | Range | E2 | High Efficiency | 75% | 0% | 0% | 0.063618 | 0 | 0 | 0 | 8 | 12 | 2019 | 2050 | 100% | 0 | 0 | 0% | Normal | 0% | 0.0072283 | 0 | 0 | 1 unit | 15000 | 0 | 8.0314e-06 | 900 | 7451 | 0 | 0 | 0 | 2017 | 1.0631 | COOK_OVN-Food Preparation-AEO17-1 | EIA 2018 Tech Forecast | EIA 2018 Tech Forecast | 1 | unit | 8.0314e-06 | Commercial_Miscellaneous_Existing_Food Preparation_Range_High Efficiency
Commercial_Miscellaneous_Existing_Food Preparation_Natural Gas_Range_E3 | Commercial | Miscellaneous | Existing | Food Preparation | Natural Gas | Range | E3 |  | 0% | 0% | 0% | 0 | 0 | 0 | 0 | 0 | 0 | 0 | 0 | 0% | 0 | 0 | 0% | Normal | 0% | 0 | 0 | 0 | [17 empty] | Commercial_Miscellaneous_Existing_Food Preparation_Range_
Commercial_Miscellaneous_Existing_Food Preparation_Natural Gas_Range_E4 | Commercial | Miscellaneous | Existing | Food Preparation | Natural Gas | Range | E4 |  | 0% | 0% | 0% | 0 | 0 | 0 | 0 | 0 | 0 | 0 | 0 | 0% | 0 | 0 | 0% | Normal | 0% | 0 | 0 | 0 | [17 empty] | Commercial_Miscellaneous_Existing_Food Preparation_Range_
Commercial_Miscellaneous_Existing_Food Preparation_Natural Gas_Range_E5 | Commercial | Miscellaneous | Existing | Food Preparation | Natural Gas | Range | E5 |  | 0% | 0% | 0% | 0 | 0 | 0 | 0 | 0 | 0 | 0 | 0 | 0% | 0 | 0 | 0% | Normal | 0% | 0 | 0 | 0 | [17 empty] | Commercial_Miscellaneous_Existing_Food Preparation_Range_
Commercial_Miscellaneous_Existing_Food Preparation_Natural Gas_Range_E6 | Commercial | Miscellaneous | Existing | Food Preparation | Natural Gas | Range | E6 |  | 0% | 0% | 0% | 0 | 0 | 0 | 0 | 0 | 0 | 0 | 0 | 0% | 0 | 0 | 0% | Normal | 0% | 0 | 0 | 0 | [17 empty] | Commercial_Miscellaneous_Existing_Food Preparation_Range_
Commercial_Miscellaneous_Existing_Food Preparation_Natural Gas_Range_E7 | Commercial | Miscellaneous | Existing | Food Preparation | Natural Gas | Range | E7 |  | 0% | 0% | 0% | 0 | 0 | 0 | 0 | 0 | 0 | 0 | 0 | 0% | 0 | 0 | 0% | Normal | 0% | 0 | 0 | 0 | [17 empty] | Commercial_Miscellaneous_Existing_Food Preparation_Range_
Commercial_Miscellaneous_Existing_Food Preparation_Natural Gas_Range_E8 | Commercial | Miscellaneous | Existing | Food Preparation | Natural Gas | Range | E8 |  | 0% | 0% | 0% | 0 | 0 | 0 | 0 | 0 | 0 | 0 | 0 | 0% | 0 | 0 | 0% | Normal | 0% | 0 | 0 | 0 | [17 empty] | Commercial_Miscellaneous_Existing_Food Preparation_Range_
Commercial_Miscellaneous_Existing_Food Preparation_Natural Gas_Range_E9 | Commercial | Miscellaneous | Existing | Food Preparation | Natural Gas | Range | E9 |  | 0% | 0% | 0% | 0 | 0 | 0 | 0 | 0 | 0 | 0 | 0 | 0% | 0 | 0 | 0% | Normal | 0% | 0 | 0 | 0 | [17 empty] | Commercial_Miscellaneous_Existing_Food Preparation_Range_
Commercial_Miscellaneous_Existing_Food Preparation_Natural Gas_Range_E10 | Commercial | Miscellaneous | Existing | Food Preparation | Natural Gas | Range | E10 |  | 0% | 0% | 0% | 0 | 0 | 0 | 0 | 0 | 0 | 0 | 0 | 0% | 0 | 0 | 0% | Normal | 0% | 0 | 0 | 0 | [17 empty] | Commercial_Miscellaneous_Existing_Food Preparation_Range_
Commercial_Miscellaneous_Existing_Food Preparation_Natural Gas_Steamer_E1 | Commercial | Miscellaneous | Existing | Food Preparation | Natural Gas | Steamer | E1 | Standard | 100% | 0% | 0% | 0.22332 | 0 | 0 | 0 | 8 | 16 | 2019 | 2021 | 100% | 0 | 0 | 0% | Normal | 0% | 0.022708 | 0 | 0 | 1 unit | 15000 | 0 | 1.4871e-05 | 1527.0152 | 13100 | 0 | 0 | 0 | 2012 | 1.1464 | IL TRM - 4.2.3 - CI-FSE-STMC-V05-190101 | DOE Commercial R&D 2016 - Table 2-10 | IL TRM - 4.2.3 - CI-FSE-STMC-V05-190101 | 1 | unit | 1.4871e-05 | Commercial_Miscellaneous_Existing_Food Preparation_Steamer_Standard
Commercial_Miscellaneous_Existing_Food Preparation_Natural Gas_Steamer_E2 | Commercial | Miscellaneous | Existing | Food Preparation | Natural Gas | Steamer | E2 | ENERGY STAR | 20.86% | 0% | 0% | 0.24033 | 0 | -4.4831e-05 | 0 | 8 | 16 | 2019 | 2050 | 100% | 0 | 0 | 0% | Normal | 0% | 0.0047367 | 0 | 0 | 1 unit | 15000 | 0 | 1.4871e-05 | 318.5218 | 14098 | 0 | -2.6298 | 0 | 2012 | 1.1464 | IL TRM - 4.2.3 - CI-FSE-STMC-V05-190101 | IL TRM - 4.2.3 - CI-FSE-STMC-V05-190101 | IL TRM - 4.2.3 - CI-FSE-STMC-V05-190101 | 1 | unit | 1.4871e-05 | Commercial_Miscellaneous_Existing_Food Preparation_Steamer_ENERGY STAR
Commercial_Miscellaneous_Existing_Food Preparation_Natural Gas_Steamer_E3 | Commercial | Miscellaneous | Existing | Food Preparation | Natural Gas | Steamer | E3 |  | 0% | 0% | 0% | 0 | 0 | 0 | 0 | 0 | 0 | 0 | 0 | 0% | 0 | 0 | 0% | Normal | 0% | 0 | 0 | 0 | [17 empty] | Commercial_Miscellaneous_Existing_Food Preparation_Steamer_
Commercial_Miscellaneous_Existing_Food Preparation_Natural Gas_Steamer_E4 | Commercial | Miscellaneous | Existing | Food Preparation | Natural Gas | Steamer | E4 |  | 0% | 0% | 0% | 0 | 0 | 0 | 0 | 0 | 0 | 0 | 0 | 0% | 0 | 0 | 0% | Normal | 0% | 0 | 0 | 0 | [17 empty] | Commercial_Miscellaneous_Existing_Food Preparation_Steamer_
Commercial_Miscellaneous_Existing_Food Preparation_Natural Gas_Steamer_E5 | Commercial | Miscellaneous | Existing | Food Preparation | Natural Gas | Steamer | E5 |  | 0% | 0% | 0% | 0 | 0 | 0 | 0 | 0 | 0 | 0 | 0 | 0% | 0 | 0 | 0% | Normal | 0% | 0 | 0 | 0 | [17 empty] | Commercial_Miscellaneous_Existing_Food Preparation_Steamer_
Commercial_Miscellaneous_Existing_Food Preparation_Natural Gas_Steamer_E6 | Commercial | Miscellaneous | Existing | Food Preparation | Natural Gas | Steamer | E6 |  | 0% | 0% | 0% | 0 | 0 | 0 | 0 | 0 | 0 | 0 | 0 | 0% | 0 | 0 | 0% | Normal | 0% | 0 | 0 | 0 | [17 empty] | Commercial_Miscellaneous_Existing_Food Preparation_Steamer_
Commercial_Miscellaneous_Existing_Food Preparation_Natural Gas_Steamer_E7 | Commercial | Miscellaneous | Existing | Food Preparation | Natural Gas | Steamer | E7 |  | 0% | 0% | 0% | 0 | 0 | 0 | 0 | 0 | 0 | 0 | 0 | 0% | 0 | 0 | 0% | Normal | 0% | 0 | 0 | 0 | [17 empty] | Commercial_Miscellaneous_Existing_Food Preparation_Steamer_
Commercial_Miscellaneous_Existing_Food Preparation_Natural Gas_Steamer_E8 | Commercial | Miscellaneous | Existing | Food Preparation | Natural Gas | Steamer | E8 |  | 0% | 0% | 0% | 0 | 0 | 0 | 0 | 0 | 0 | 0 | 0 | 0% | 0 | 0 | 0% | Normal | 0% | 0 | 0 | 0 | [17 empty] | Commercial_Miscellaneous_Existing_Food Preparation_Steamer_
Commercial_Miscellaneous_Existing_Food Preparation_Natural Gas_Steamer_E9 | Commercial | Miscellaneous | Existing | Food Preparation | Natural Gas | Steamer | E9 |  | 0% | 0% | 0% | 0 | 0 | 0 | 0 | 0 | 0 | 0 | 0 | 0% | 0 | 0 | 0% | Normal | 0% | 0 | 0 | 0 | [17 empty] | Commercial_Miscellaneous_Existing_Food Preparation_Steamer_
Commercial_Miscellaneous_Existing_Food Preparation_Natural Gas_Steamer_E10 | Commercial | Miscellaneous | Existing | Food Preparation | Natural Gas | Steamer | E10 |  | 0% | 0% | 0% | 0 | 0 | 0 | 0 | 0 | 0 | 0 | 0 | 0% | 0 | 0 | 0% | Normal | 0% | 0 | 0 | 0 | [17 empty] | Commercial_Miscellaneous_Existing_Food Preparation_Steamer_
Commercial_Miscellaneous_Existing_Food Preparation_Natural Gas_Food Prep Other_E1 | Commercial | Miscellaneous | Existing | Food Preparation | Natural Gas | Food Prep Other | E1 | Standard | 100% | 0% | 0% | 0.0081313 | 0 | 0 | 0 | 8 | 12 | 2019 | 2050 | 100% | 0 | 0 | 0% | Normal | 0% | 0.0097598 | 0 | 0 | 1 unit | 15000 | 0 | 6.8578e-06 | 1423.18 | 1000 | 0 | 0 | 0 | 2010 | 1.1857 | Default | Default | Default | 1 | unit | 6.8578e-06 | Commercial_Miscellaneous_Existing_Food Preparation_Food Prep Other_Standard
Commercial_Miscellaneous_Existing_Food Preparation_Natural Gas_Food Prep Other_E2 | Commercial | Miscellaneous | Existing | Food Preparation | Natural Gas | Food Prep Other | E2 | ENERGY STAR | 100% | 0% | 0% | 0.0081394 | 0 | 0 | 0 | 8 | 12 | 2019 | 2050 | 100% | 0 | 0 | 0% | Normal | 0% | 0.0097598 | 0 | 0 | 1 unit | 15000 | 0 | 6.8578e-06 | 1423.17 | 1001 | 0 | 0 | 0 | 2010 | 1.1857 | N/A | N/A | N/A | 1 | unit | 6.8578e-06 | Commercial_Miscellaneous_Existing_Food Preparation_Food Prep Other_ENERGY STAR
Commercial_Miscellaneous_Existing_Food Preparation_Natural Gas_Food Prep Other_E3 | Commercial | Miscellaneous | Existing | Food Preparation | Natural Gas | Food Prep Other | E3 |  | 0% | 0% | 0% | 0 | 0 | 0 | 0 | 0 | 0 | 0 | 0 | 0% | 0 | 0 | 0% | Normal | 0% | 0 | 0 | 0 | [17 empty] | Commercial_Miscellaneous_Existing_Food Preparation_Food Prep Other_
Commercial_Miscellaneous_Existing_Food Preparation_Natural Gas_Food Prep Other_E4 | Commercial | Miscellaneous | Existing | Food Preparation | Natural Gas | Food Prep Other | E4 |  | 0% | 0% | 0% | 0 | 0 | 0 | 0 | 0 | 0 | 0 | 0 | 0% | 0 | 0 | 0% | Normal | 0% | 0 | 0 | 0 | [17 empty] | Commercial_Miscellaneous_Existing_Food Preparation_Food Prep Other_
Commercial_Miscellaneous_Existing_Food Preparation_Natural Gas_Food Prep Other_E5 | Commercial | Miscellaneous | Existing | Food Preparation | Natural Gas | Food Prep Other | E5 |  | 0% | 0% | 0% | 0 | 0 | 0 | 0 | 0 | 0 | 0 | 0 | 0% | 0 | 0 | 0% | Normal | 0% | 0 | 0 | 0 | [17 empty] | Commercial_Miscellaneous_Existing_Food Preparation_Food Prep Other_
Commercial_Miscellaneous_Existing_Food Preparation_Natural Gas_Food Prep Other_E6 | Commercial | Miscellaneous | Existing | Food Preparation | Natural Gas | Food Prep Other | E6 |  | 0% | 0% | 0% | 0 | 0 | 0 | 0 | 0 | 0 | 0 | 0 | 0% | 0 | 0 | 0% | Normal | 0% | 0 | 0 | 0 | [17 empty] | Commercial_Miscellaneous_Existing_Food Preparation_Food Prep Other_
Commercial_Miscellaneous_Existing_Food Preparation_Natural Gas_Food Prep Other_E7 | Commercial | Miscellaneous | Existing | Food Preparation | Natural Gas | Food Prep Other | E7 |  | 0% | 0% | 0% | 0 | 0 | 0 | 0 | 0 | 0 | 0 | 0 | 0% | 0 | 0 | 0% | Normal | 0% | 0 | 0 | 0 | [17 empty] | Commercial_Miscellaneous_Existing_Food Preparation_Food Prep Other_
Commercial_Miscellaneous_Existing_Food Preparation_Natural Gas_Food Prep Other_E8 | Commercial | Miscellaneous | Existing | Food Preparation | Natural Gas | Food Prep Other | E8 |  | 0% | 0% | 0% | 0 | 0 | 0 | 0 | 0 | 0 | 0 | 0 | 0% | 0 | 0 | 0% | Normal | 0% | 0 | 0 | 0 | [17 empty] | Commercial_Miscellaneous_Existing_Food Preparation_Food Prep Other_
Commercial_Miscellaneous_Existing_Food Preparation_Natural Gas_Food Prep Other_E9 | Commercial | Miscellaneous | Existing | Food Preparation | Natural Gas | Food Prep Other | E9 |  | 0% | 0% | 0% | 0 | 0 | 0 | 0 | 0 | 0 | 0 | 0 | 0% | 0 | 0 | 0% | Normal | 0% | 0 | 0 | 0 | [17 empty] | Commercial_Miscellaneous_Existing_Food Preparation_Food Prep Other_
Commercial_Miscellaneous_Existing_Food Preparation_Natural Gas_Food Prep Other_E10 | Commercial | Miscellaneous | Existing | Food Preparation | Natural Gas | Food Prep Other | E10 |  | 0% | 0% | 0% | 0 | 0 | 0 | 0 | 0 | 0 | 0 | 0 | 0% | 0 | 0 | 0% | Normal | 0% | 0 | 0 | 0 | [17 empty] | Commercial_Miscellaneous_Existing_Food Preparation_Food Prep Other_
Commercial_Miscellaneous_Existing_Miscellaneous_Natural Gas_Pool Heater_E1 | Commercial | Miscellaneous | Existing | Miscellaneous | Natural Gas | Pool Heater | E1 | Standard (EF .78) | 100% | 0% | 0% | 0.00045383 | 0 | 0 | 0 | 4 | 8 | 2019 | 2050 | 100% | 0 | 0 | 0% | Normal | 0% | 0.00034078 | 0 | 0 | 1 unit | 15000 | 0 | 2.2749e-08 | 14980 | 18052 | 0 | 0 | 0 | 2014 | 1.1051 | DOE Commercial R&D 2016 - Table 7-6 | DOE Commercial R&D 2016 - Table 7-7 | DOE Commercial R&D 2016 - Table 7-8 | 1 | unit | 2.2749e-08 | Commercial_Miscellaneous_Existing_Miscellaneous_Pool Heater_Standard (EF .78)
Commercial_Miscellaneous_Existing_Miscellaneous_Natural Gas_Pool Heater_E2 | Commercial | Miscellaneous | Existing | Miscellaneous | Natural Gas | Pool Heater | E2 | Condensing (EF .90) | 85% | 0% | 0% | 0.0007431 | 0 | 0 | 0 | 4 | 8 | 2019 | 2050 | 100% | 0 | 0 | 0% | Normal | 0% | 0.00028966 | 0 | 0 | 1 unit | 15000 | 0 | 2.2749e-08 | 12733 | 29558 | 0 | 0 | 0 | 2014 | 1.1051 | DOE Commercial R&D 2016 - Table 7-6 | DOE Commercial R&D 2016 - Table 7-7 | DOE Commercial R&D 2016 - Table 7-9 | 1 | unit | 2.2749e-08 | Commercial_Miscellaneous_Existing_Miscellaneous_Pool Heater_Condensing (EF .90)
Commercial_Miscellaneous_Existing_Miscellaneous_Natural Gas_Pool Heater_E3 | Commercial | Miscellaneous | Existing | Miscellaneous | Natural Gas | Pool Heater | E3 |  | 0% | 0% | 0% | 0 | 0 | 0 | 0 | 0 | 0 | 0 | 0 | 0% | 0 | 0 | 0% | Normal | 0% | 0 | 0 | 0 | [17 empty] | Commercial_Miscellaneous_Existing_Miscellaneous_Pool Heater_
Commercial_Miscellaneous_Existing_Miscellaneous_Natural Gas_Pool Heater_E4 | Commercial | Miscellaneous | Existing | Miscellaneous | Natural Gas | Pool Heater | E4 |  | 0% | 0% | 0% | 0 | 0 | 0 | 0 | 0 | 0 | 0 | 0 | 0% | 0 | 0 | 0% | Normal | 0% | 0 | 0 | 0 | [17 empty] | Commercial_Miscellaneous_Existing_Miscellaneous_Pool Heater_
Commercial_Miscellaneous_Existing_Miscellaneous_Natural Gas_Pool Heater_E5 | Commercial | Miscellaneous | Existing | Miscellaneous | Natural Gas | Pool Heater | E5 |  | 0% | 0% | 0% | 0 | 0 | 0 | 0 | 0 | 0 | 0 | 0 | 0% | 0 | 0 | 0% | Normal | 0% | 0 | 0 | 0 | [17 empty] | Commercial_Miscellaneous_Existing_Miscellaneous_Pool Heater_
Commercial_Miscellaneous_Existing_Miscellaneous_Natural Gas_Pool Heater_E6 | Commercial | Miscellaneous | Existing | Miscellaneous | Natural Gas | Pool Heater | E6 |  | 0% | 0% | 0% | 0 | 0 | 0 | 0 | 0 | 0 | 0 | 0 | 0% | 0 | 0 | 0% | Normal | 0% | 0 | 0 | 0 | [17 empty] | Commercial_Miscellaneous_Existing_Miscellaneous_Pool Heater_
Commercial_Miscellaneous_Existing_Miscellaneous_Natural Gas_Pool Heater_E7 | Commercial | Miscellaneous | Existing | Miscellaneous | Natural Gas | Pool Heater | E7 |  | 0% | 0% | 0% | 0 | 0 | 0 | 0 | 0 | 0 | 0 | 0 | 0% | 0 | 0 | 0% | Normal | 0% | 0 | 0 | 0 | [17 empty] | Commercial_Miscellaneous_Existing_Miscellaneous_Pool Heater_
Commercial_Miscellaneous_Existing_Miscellaneous_Natural Gas_Pool Heater_E8 | Commercial | Miscellaneous | Existing | Miscellaneous | Natural Gas | Pool Heater | E8 |  | 0% | 0% | 0% | 0 | 0 | 0 | 0 | 0 | 0 | 0 | 0 | 0% | 0 | 0 | 0% | Normal | 0% | 0 | 0 | 0 | [17 empty] | Commercial_Miscellaneous_Existing_Miscellaneous_Pool Heater_
Commercial_Miscellaneous_Existing_Miscellaneous_Natural Gas_Pool Heater_E9 | Commercial | Miscellaneous | Existing | Miscellaneous | Natural Gas | Pool Heater | E9 |  | 0% | 0% | 0% | 0 | 0 | 0 | 0 | 0 | 0 | 0 | 0 | 0% | 0 | 0 | 0% | Normal | 0% | 0 | 0 | 0 | [17 empty] | Commercial_Miscellaneous_Existing_Miscellaneous_Pool Heater_
Commercial_Miscellaneous_Existing_Miscellaneous_Natural Gas_Pool Heater_E10 | Commercial | Miscellaneous | Existing | Miscellaneous | Natural Gas | Pool Heater | E10 |  | 0% | 0% | 0% | 0 | 0 | 0 | 0 | 0 | 0 | 0 | 0 | 0% | 0 | 0 | 0% | Normal | 0% | 0 | 0 | 0 | [17 empty] | Commercial_Miscellaneous_Existing_Miscellaneous_Pool Heater_
Commercial_Miscellaneous_Existing_Miscellaneous_Natural Gas_Miscellaneous_E1 | Commercial | Miscellaneous | Existing | Miscellaneous | Natural Gas | Miscellaneous | E1 | Miscellaneous | 100% | 0% | 0% | 0.00043722 | 0 | 0 | 0 | 2 | 8 | 2019 | 2050 | 100% | 0 | 0 | 0% | Normal | 0% | 0.00040699 | 0 | 0 | 1 unit | 15000 | 0 | 0.00040699 | 1 | 1 | 0 | 0 | 0 | 2016 | 1.0743 | N/A | N/A | N/A | 1 | unit | 0.00040699 | Commercial_Miscellaneous_Existing_Miscellaneous_Miscellaneous_Miscellaneous
Commercial_Miscellaneous_Existing_Miscellaneous_Natural Gas_Miscellaneous_E2 | Commercial | Miscellaneous | Existing | Miscellaneous | Natural Gas | Miscellaneous | E2 |  | 0% | 0% | 0% | 0 | 0 | 0 | 0 | 0 | 0 | 0 | 0 | 0% | 0 | 0 | 0% | Normal | 0% | 0 | 0 | 0 | [17 empty] | Commercial_Miscellaneous_Existing_Miscellaneous_Miscellaneous_
Commercial_Miscellaneous_Existing_Miscellaneous_Natural Gas_Miscellaneous_E3 | Commercial | Miscellaneous | Existing | Miscellaneous | Natural Gas | Miscellaneous | E3 |  | 0% | 0% | 0% | 0 | 0 | 0 | 0 | 0 | 0 | 0 | 0 | 0% | 0 | 0 | 0% | Normal | 0% | 0 | 0 | 0 | [17 empty] | Commercial_Miscellaneous_Existing_Miscellaneous_Miscellaneous_
Commercial_Miscellaneous_Existing_Miscellaneous_Natural Gas_Miscellaneous_E4 | Commercial | Miscellaneous | Existing | Miscellaneous | Natural Gas | Miscellaneous | E4 |  | 0% | 0% | 0% | 0 | 0 | 0 | 0 | 0 | 0 | 0 | 0 | 0% | 0 | 0 | 0% | Normal | 0% | 0 | 0 | 0 | [17 empty] | Commercial_Miscellaneous_Existing_Miscellaneous_Miscellaneous_
Commercial_Miscellaneous_Existing_Miscellaneous_Natural Gas_Miscellaneous_E5 | Commercial | Miscellaneous | Existing | Miscellaneous | Natural Gas | Miscellaneous | E5 |  | 0% | 0% | 0% | 0 | 0 | 0 | 0 | 0 | 0 | 0 | 0 | 0% | 0 | 0 | 0% | Normal | 0% | 0 | 0 | 0 | [17 empty] | Commercial_Miscellaneous_Existing_Miscellaneous_Miscellaneous_
Commercial_Miscellaneous_Existing_Miscellaneous_Natural Gas_Miscellaneous_E6 | Commercial | Miscellaneous | Existing | Miscellaneous | Natural Gas | Miscellaneous | E6 |  | 0% | 0% | 0% | 0 | 0 | 0 | 0 | 0 | 0 | 0 | 0 | 0% | 0 | 0 | 0% | Normal | 0% | 0 | 0 | 0 | [17 empty] | Commercial_Miscellaneous_Existing_Miscellaneous_Miscellaneous_
Commercial_Miscellaneous_Existing_Miscellaneous_Natural Gas_Miscellaneous_E7 | Commercial | Miscellaneous | Existing | Miscellaneous | Natural Gas | Miscellaneous | E7 |  | 0% | 0% | 0% | 0 | 0 | 0 | 0 | 0 | 0 | 0 | 0 | 0% | 0 | 0 | 0% | Normal | 0% | 0 | 0 | 0 | [17 empty] | Commercial_Miscellaneous_Existing_Miscellaneous_Miscellaneous_
Commercial_Miscellaneous_Existing_Miscellaneous_Natural Gas_Miscellaneous_E8 | Commercial | Miscellaneous | Existing | Miscellaneous | Natural Gas | Miscellaneous | E8 |  | 0% | 0% | 0% | 0 | 0 | 0 | 0 | 0 | 0 | 0 | 0 | 0% | 0 | 0 | 0% | Normal | 0% | 0 | 0 | 0 | [17 empty] | Commercial_Miscellaneous_Existing_Miscellaneous_Miscellaneous_
Commercial_Miscellaneous_Existing_Miscellaneous_Natural Gas_Miscellaneous_E9 | Commercial | Miscellaneous | Existing | Miscellaneous | Natural Gas | Miscellaneous | E9 |  | 0% | 0% | 0% | 0 | 0 | 0 | 0 | 0 | 0 | 0 | 0 | 0% | 0 | 0 | 0% | Normal | 0% | 0 | 0 | 0 | [17 empty] | Commercial_Miscellaneous_Existing_Miscellaneous_Miscellaneous_
Commercial_Miscellaneous_Existing_Miscellaneous_Natural Gas_Miscellaneous_E10 | Commercial | Miscellaneous | Existing | Miscellaneous | Natural Gas | Miscellaneous | E10 |  | 0% | 0% | 0% | 0 | 0 | 0 | 0 | 0 | 0 | 0 | 0 | 0% | 0 | 0 | 0% | Normal | 0% | 0 | 0 | 0 | [17 empty] | Commercial_Miscellaneous_Existing_Miscellaneous_Miscellaneous_
Commercial_Miscellaneous_New_Space Heating_Natural Gas_Furnace_E1 | Commercial | Miscellaneous | New | Space Heating | Natural Gas | Furnace | E1 | AFUE 80% (Standard) | 100% | 0% | 0% | 0.56834 | 0.22 | 0.060142 | 0 | 17 | 29 | 2019 | 2023 | 55% | 0 | 0 | 0% | Normal | 0% | 0.21517 | 0 | 0 | 140 kBtu/hr | 15000 | 0 | 0.0004898 | 3.5764 | 1050 | 406.4484 | 111.11 | 0 | 2014 | 1.1051 | EIA 2018 Tech Forecast | 2015 DOE Commercial Warm Air Furnace TSD - EERE-2013-BT-STD-0021-0050 | AEG BEST | 140 | kBtu/hr | 0.068571 | Commercial_Miscellaneous_New_Space Heating_Furnace_AFUE 80% (Standard)
Commercial_Miscellaneous_New_Space Heating_Natural Gas_Furnace_E2 | Commercial | Miscellaneous | New | Space Heating | Natural Gas | Furnace | E2 | AFUE 81% (2023 Fed Standard) | 98.77% | 0% | 0% | 0.94724 | 0.22 | 0.060434 | 0 | 17 | 29 | 2019 | 2023 | 55% | 0 | 0 | 0% | Normal | 0% | 0.21251 | 0 | 0 | 140 kBtu/hr | 15000 | 0 | 0.0004898 | 3.5322 | 1750 | 406.4484 | 111.651 | 0 | 2014 | 1.1051 | EIA 2018 Tech Forecast | 2015 DOE Commercial Warm Air Furnace TSD - EERE-2013-BT-STD-0021-0050 | AEG BEST | 140 | kBtu/hr | 0.068571 | Commercial_Miscellaneous_New_Space Heating_Furnace_AFUE 81% (2023 Fed Standard)
Commercial_Miscellaneous_New_Space Heating_Natural Gas_Furnace_E3 | Commercial | Miscellaneous | New | Space Heating | Natural Gas | Furnace | E3 | AFUE 91% (WA State Min 2023) | 87.91% | 0% | 0% | 1.3261 | 0.22 | 0.06307 | 0 | 17 | 29 | 2019 | 2050 | 55% | 0 | 0 | 0% | Normal | 0% | 0.18916 | 0 | 0 | 140 kBtu/hr | 15000 | 0 | 0.0004898 | 3.1441 | 2450 | 406.4484 | 116.52 | 0 | 2014 | 1.1051 | EIA 2018 Tech Forecast | 2015 DOE Commercial Warm Air Furnace TSD - EERE-2013-BT-STD-0021-0050 | AEG BEST | 140 | kBtu/hr | 0.068571 | Commercial_Miscellaneous_New_Space Heating_Furnace_AFUE 91% (WA State Min 2023)
Commercial_Miscellaneous_New_Space Heating_Natural Gas_Furnace_E4 | Commercial | Miscellaneous | New | Space Heating | Natural Gas | Furnace | E4 | AFUE 96% | 83.33% | 0% | 0% | 0.82437 | 0.30212 | 0.06307 | 0 | 17 | 29 | 2019 | 2050 | 100% | 0 | 0 | 0% | Normal | 0% | 0.17931 | 0 | 0 | 140 kBtu/hr | 15000 | 0 | 0.0004898 | 2.9803 | 1522.9949 | 558.1641 | 116.52 | 0 | 2014 | 1.1051 | EIA 2018 Tech Forecast | 2015 DOE Commercial Warm Air Furnace TSD - EERE-2013-BT-STD-0021-0050 | AEG BEST | 140 | kBtu/hr | 0.068571 | Commercial_Miscellaneous_New_Space Heating_Furnace_AFUE 96%
Commercial_Miscellaneous_New_Space Heating_Natural Gas_Furnace_E5 | Commercial | Miscellaneous | New | Space Heating | Natural Gas | Furnace | E5 | Convert to Gas-Fired ASHP | 61.54% | 0% | 0% | 14.0937 | 1.3885 | 0.088519 | 0 | 17 | 29 | 2026 | 2050 | 100% | 0 | 0 | 0% | Normal | 0% | 0.13241 | 0 | 0 | 140 kBtu/hr | 15000 | 0 | 0.0004898 | 2.2008 | 27066.6667 | 2666.6667 | 170 | 0 | 2017 | 1.0631 | EIA 2018 Tech Forecast | EIA 2018/2023 Tech Forecast, Adjusted for Size | AEG BEST | 140 | kBtu/hr | 0.068571 | Commercial_Miscellaneous_New_Space Heating_Furnace_Convert to Gas-Fired ASHP
Commercial_Miscellaneous_New_Space Heating_Natural Gas_Furnace_E6 | Commercial | Miscellaneous | New | Space Heating | Natural Gas | Furnace | E6 |  | 0% | 0% | 0% | 0 | 0 | 0 | 0 | 0 | 0 | 0 | 0 | 0% | 0 | 0 | 0% | Normal | 0% | 0 | 0 | 0 | [17 empty] | Commercial_Miscellaneous_New_Space Heating_Furnace_
Commercial_Miscellaneous_New_Space Heating_Natural Gas_Furnace_E7 | Commercial | Miscellaneous | New | Space Heating | Natural Gas | Furnace | E7 |  | 0% | 0% | 0% | 0 | 0 | 0 | 0 | 0 | 0 | 0 | 0 | 0% | 0 | 0 | 0% | Normal | 0% | 0 | 0 | 0 | [17 empty] | Commercial_Miscellaneous_New_Space Heating_Furnace_
Commercial_Miscellaneous_New_Space Heating_Natural Gas_Furnace_E8 | Commercial | Miscellaneous | New | Space Heating | Natural Gas | Furnace | E8 |  | 0% | 0% | 0% | 0 | 0 | 0 | 0 | 0 | 0 | 0 | 0 | 0% | 0 | 0 | 0% | Normal | 0% | 0 | 0 | 0 | [17 empty] | Commercial_Miscellaneous_New_Space Heating_Furnace_
Commercial_Miscellaneous_New_Space Heating_Natural Gas_Furnace_E9 | Commercial | Miscellaneous | New | Space Heating | Natural Gas | Furnace | E9 |  | 0% | 0% | 0% | 0 | 0 | 0 | 0 | 0 | 0 | 0 | 0 | 0% | 0 | 0 | 0% | Normal | 0% | 0 | 0 | 0 | [17 empty] | Commercial_Miscellaneous_New_Space Heating_Furnace_
Commercial_Miscellaneous_New_Space Heating_Natural Gas_Furnace_E10 | Commercial | Miscellaneous | New | Space Heating | Natural Gas | Furnace | E10 |  | 0% | 0% | 0% | 0 | 0 | 0 | 0 | 0 | 0 | 0 | 0 | 0% | 0 | 0 | 0% | Normal | 0% | 0 | 0 | 0 | [17 empty] | Commercial_Miscellaneous_New_Space Heating_Furnace_
Commercial_Miscellaneous_New_Space Heating_Natural Gas_Boiler_E1 | Commercial | Miscellaneous | New | Space Heating | Natural Gas | Boiler | E1 | TE 80% | 100% | 0% | 0% | 2.1075 | 1.1775 | 0 | 0 | 19 | 31 | 2019 | 2023 | 100% | 0 | 0 | 0% | Normal | 0% | 0.81846 | 0 | 0 | 513.550054507209 kBtu/hr | 15000 | 0 | 0.00013352 | 10.4652 | 14516 | 8110 | 0 | 0 | 2015 | 1.0873 | RTF Wkbk - ComGasBoilersUES_v2.1 | CE_EWR Measure Cost Benchmarking - 02.08.23 | AEG BEST | 513.5501 | kBtu/hr | 0.068571 | Commercial_Miscellaneous_New_Space Heating_Boiler_TE 80%
Commercial_Miscellaneous_New_Space Heating_Natural Gas_Boiler_E2 | Commercial | Miscellaneous | New | Space Heating | Natural Gas | Boiler | E2 | TE 84% (2023 Standard) | 95.24% | 0% | 0% | 2.2183 | 1.1775 | 0 | 0 | 19 | 31 | 2019 | 2023 | 100% | 0 | 0 | 0% | Normal | 0% | 0.77949 | 0 | 0 | 513.550054507209 kBtu/hr | 15000 | 0 | 0.00013352 | 9.9668 | 15279 | 8110 | 0 | 0 | 2015 | 1.0873 | RTF Wkbk - ComGasBoilersUES_v2.1 | CE_EWR Measure Cost Benchmarking - 02.08.23 | AEG BEST | 513.5501 | kBtu/hr | 0.068571 | Commercial_Miscellaneous_New_Space Heating_Boiler_TE 84% (2023 Standard)
Commercial_Miscellaneous_New_Space Heating_Natural Gas_Boiler_E3 | Commercial | Miscellaneous | New | Space Heating | Natural Gas | Boiler | E3 | TE 94% (ENERGY STAR 1.0) | 85.11% | 0% | 0% | 4.0126 | 1.325 | 0 | 0 | 19 | 31 | 2019 | 2050 | 100% | 0 | 0 | 0% | Normal | 0% | 0.69656 | 0 | 0 | 513.550054507209 kBtu/hr | 15000 | 0 | 0.00013352 | 8.9065 | 27638 | 9126 | 0 | 0 | 2015 | 1.0873 | RTF Wkbk - ComGasBoilersUES_v2.1 | CE_EWR Measure Cost Benchmarking - 02.08.23 | AEG BEST | 513.5501 | kBtu/hr | 0.068571 | Commercial_Miscellaneous_New_Space Heating_Boiler_TE 94% (ENERGY STAR 1.0)
Commercial_Miscellaneous_New_Space Heating_Natural Gas_Boiler_E4 | Commercial | Miscellaneous | New | Space Heating | Natural Gas | Boiler | E4 | TE 98% | 81.63% | 0% | 0% | 4.5125 | 1.325 | 0 | 0 | 19 | 31 | 2019 | 2050 | 100% | 0 | 0 | 0% | Normal | 0% | 0.66813 | 0 | 0 | 513.550054507209 kBtu/hr | 15000 | 0 | 0.00013352 | 8.543 | 31080.8718 | 9126 | 0 | 0 | 2015 | 1.0873 | RTF Wkbk - ComGasBoilersUES_v2.1 | CE_EWR Measure Cost Benchmarking - 02.08.23 | AEG BEST | 513.5501 | kBtu/hr | 0.068571 | Commercial_Miscellaneous_New_Space Heating_Boiler_TE 98%
Commercial_Miscellaneous_New_Space Heating_Natural Gas_Boiler_E5 | Commercial | Miscellaneous | New | Space Heating | Natural Gas | Boiler | E5 | Convert to Gas-Fired ASHP | 61.54% | 0% | 0% | 14.4263 | 0.82803 | 0.27104 | 0 | 19 | 31 | 2019 | 2050 | 100% | 0 | 0 | 0% | Normal | 0% | 0.50367 | 0 | 0 | 800 kBtu/hr | 15000 | 0 | 8.5714e-05 | 6.4401 | 158316.7533 | 9086.959 | 2974.436 | 0 | 2017 | 1.0631 | RTF Wkbk - ComGasBoilersUES_v2.1 | AEO 2021 - gas_eng-driven_RTHP-heat 2017 typical | AEG BEST | 800 | kBtu/hr | 0.068571 | Commercial_Miscellaneous_New_Space Heating_Boiler_Convert to Gas-Fired ASHP
Commercial_Miscellaneous_New_Space Heating_Natural Gas_Boiler_E6 | Commercial | Miscellaneous | New | Space Heating | Natural Gas | Boiler | E6 |  | 0% | 0% | 0% | 0 | 0 | 0 | 0 | 0 | 0 | 0 | 0 | 0% | 0 | 0 | 0% | Normal | 0% | 0 | 0 | 0 | [17 empty] | Commercial_Miscellaneous_New_Space Heating_Boiler_
Commercial_Miscellaneous_New_Space Heating_Natural Gas_Boiler_E7 | Commercial | Miscellaneous | New | Space Heating | Natural Gas | Boiler | E7 |  | 0% | 0% | 0% | 0 | 0 | 0 | 0 | 0 | 0 | 0 | 0 | 0% | 0 | 0 | 0% | Normal | 0% | 0 | 0 | 0 | [17 empty] | Commercial_Miscellaneous_New_Space Heating_Boiler_
Commercial_Miscellaneous_New_Space Heating_Natural Gas_Boiler_E8 | Commercial | Miscellaneous | New | Space Heating | Natural Gas | Boiler | E8 |  | 0% | 0% | 0% | 0 | 0 | 0 | 0 | 0 | 0 | 0 | 0 | 0% | 0 | 0 | 0% | Normal | 0% | 0 | 0 | 0 | [17 empty] | Commercial_Miscellaneous_New_Space Heating_Boiler_
Commercial_Miscellaneous_New_Space Heating_Natural Gas_Boiler_E9 | Commercial | Miscellaneous | New | Space Heating | Natural Gas | Boiler | E9 |  | 0% | 0% | 0% | 0 | 0 | 0 | 0 | 0 | 0 | 0 | 0 | 0% | 0 | 0 | 0% | Normal | 0% | 0 | 0 | 0 | [17 empty] | Commercial_Miscellaneous_New_Space Heating_Boiler_
Commercial_Miscellaneous_New_Space Heating_Natural Gas_Boiler_E10 | Commercial | Miscellaneous | New | Space Heating | Natural Gas | Boiler | E10 |  | 0% | 0% | 0% | 0 | 0 | 0 | 0 | 0 | 0 | 0 | 0 | 0% | 0 | 0 | 0% | Normal | 0% | 0 | 0 | 0 | [17 empty] | Commercial_Miscellaneous_New_Space Heating_Boiler_
Commercial_Miscellaneous_New_Space Heating_Natural Gas_Unit Heater_E1 | Commercial | Miscellaneous | New | Space Heating | Natural Gas | Unit Heater | E1 | Standard | 100% | 0% | 0% | 0.55599 | 0 | 0 | 0 | 9 | 15 | 2019 | 2023 | 100% | 0 | 0 | 0% | Normal | 0% | 0.58127 | 0 | 0 | 120 kBtu/Hr | 15000 | 0 | 5.1936e-06 | 1071.1875 | 849.6 | 0 | 0 | 0 | 2018 | 1.05 | IL TRM v11 - 4.4.5 (Adjusted for WA Climate) | IL TRM v11 - 4.4.5 (Adjusted for WA Climate) | IL TRM v11 - 4.4.5 (Adjusted for WA Climate) | 120 | kBtu/Hr | 0.00062323 | Commercial_Miscellaneous_New_Space Heating_Unit Heater_Standard
Commercial_Miscellaneous_New_Space Heating_Natural Gas_Unit Heater_E2 | Commercial | Miscellaneous | New | Space Heating | Natural Gas | Unit Heater | E2 | Condensing | 89.99% | 0% | 0% | 1.7779 | 0 | 0 | 0 | 9 | 15 | 2019 | 2050 | 100% | 0 | 0 | 0% | Normal | 0% | 0.52308 | 0 | 0 | 120 kBtu/Hr | 15000 | 0 | 5.1936e-06 | 963.9483 | 2716.8 | 0 | 0 | 0 | 2018 | 1.05 | IL TRM v11 - 4.4.5 (Adjusted for WA Climate) | IL TRM v11 - 4.4.5 (Adjusted for WA Climate) | IL TRM v11 - 4.4.5 (Adjusted for WA Climate) | 120 | kBtu/Hr | 0.00062323 | Commercial_Miscellaneous_New_Space Heating_Unit Heater_Condensing
Commercial_Miscellaneous_New_Space Heating_Natural Gas_Unit Heater_E3 | Commercial | Miscellaneous | New | Space Heating | Natural Gas | Unit Heater | E3 | Infrared Radiant | 77.72% | 0% | 0% | 0.76802 | 0 | 0 | 0 | 9 | 15 | 2019 | 2050 | 100% | 0 | 0 | 0% | Normal | 0% | 0.45176 | 0 | 0 | 120 kBtu/Hr | 15000 | 0 | 5.1936e-06 | 832.5115 | 1173.6 | 0 | 0 | 0 | 2018 | 1.05 | IL TRM v11 - 4.4.5 (Adjusted for WA Climate) | IL TRM v11 - 4.4.5 (Adjusted for WA Climate) | IL TRM v11 - 4.4.5 (Adjusted for WA Climate) | 120 | kBtu/Hr | 0.00062323 | Commercial_Miscellaneous_New_Space Heating_Unit Heater_Infrared Radiant
Commercial_Miscellaneous_New_Space Heating_Natural Gas_Unit Heater_E4 | Commercial | Miscellaneous | New | Space Heating | Natural Gas | Unit Heater | E4 |  | 0% | 0% | 0% | 0 | 0 | 0 | 0 | 0 | 0 | 0 | 0 | 0% | 0 | 0 | 0% | Normal | 0% | 0 | 0 | 0 | [17 empty] | Commercial_Miscellaneous_New_Space Heating_Unit Heater_
Commercial_Miscellaneous_New_Space Heating_Natural Gas_Unit Heater_E5 | Commercial | Miscellaneous | New | Space Heating | Natural Gas | Unit Heater | E5 |  | 0% | 0% | 0% | 0 | 0 | 0 | 0 | 0 | 0 | 0 | 0 | 0% | 0 | 0 | 0% | Normal | 0% | 0 | 0 | 0 | [17 empty] | Commercial_Miscellaneous_New_Space Heating_Unit Heater_
Commercial_Miscellaneous_New_Space Heating_Natural Gas_Unit Heater_E6 | Commercial | Miscellaneous | New | Space Heating | Natural Gas | Unit Heater | E6 |  | 0% | 0% | 0% | 0 | 0 | 0 | 0 | 0 | 0 | 0 | 0 | 0% | 0 | 0 | 0% | Normal | 0% | 0 | 0 | 0 | [17 empty] | Commercial_Miscellaneous_New_Space Heating_Unit Heater_
Commercial_Miscellaneous_New_Space Heating_Natural Gas_Unit Heater_E7 | Commercial | Miscellaneous | New | Space Heating | Natural Gas | Unit Heater | E7 |  | 0% | 0% | 0% | 0 | 0 | 0 | 0 | 0 | 0 | 0 | 0 | 0% | 0 | 0 | 0% | Normal | 0% | 0 | 0 | 0 | [17 empty] | Commercial_Miscellaneous_New_Space Heating_Unit Heater_
Commercial_Miscellaneous_New_Space Heating_Natural Gas_Unit Heater_E8 | Commercial | Miscellaneous | New | Space Heating | Natural Gas | Unit Heater | E8 |  | 0% | 0% | 0% | 0 | 0 | 0 | 0 | 0 | 0 | 0 | 0 | 0% | 0 | 0 | 0% | Normal | 0% | 0 | 0 | 0 | [17 empty] | Commercial_Miscellaneous_New_Space Heating_Unit Heater_
Commercial_Miscellaneous_New_Space Heating_Natural Gas_Unit Heater_E9 | Commercial | Miscellaneous | New | Space Heating | Natural Gas | Unit Heater | E9 |  | 0% | 0% | 0% | 0 | 0 | 0 | 0 | 0 | 0 | 0 | 0 | 0% | 0 | 0 | 0% | Normal | 0% | 0 | 0 | 0 | [17 empty] | Commercial_Miscellaneous_New_Space Heating_Unit Heater_
Commercial_Miscellaneous_New_Space Heating_Natural Gas_Unit Heater_E10 | Commercial | Miscellaneous | New | Space Heating | Natural Gas | Unit Heater | E10 |  | 0% | 0% | 0% | 0 | 0 | 0 | 0 | 0 | 0 | 0 | 0 | 0% | 0 | 0 | 0% | Normal | 0% | 0 | 0 | 0 | [17 empty] | Commercial_Miscellaneous_New_Space Heating_Unit Heater_
Commercial_Miscellaneous_New_Water Heating_Natural Gas_Water Heater_E1 | Commercial | Miscellaneous | New | Water Heating | Natural Gas | Water Heater | E1 | TE 80% | 100% | 0% | 0% | 0.081819 | 0 | 0 | 0 | 8 | 12 | 2019 | 2050 | 100% | 0 | 0 | 0% | Normal | 0% | 0.14647 | 0 | 0 | 1 kBtu/hr | 15000 | 0 | 0.0029353 | 40.732 | 26.22 | 0 | 0 | 0 | 2017 | 1.0631 | AEO 2022 - gas_water_heater 2017 current standard | AEO 2022 - gas_water_heater 2017 current standard | AEG BEST / Market Profile | 1 | kBtu/hr | 0.0029353 | Commercial_Miscellaneous_New_Water Heating_Water Heater_TE 80%
Commercial_Miscellaneous_New_Water Heating_Natural Gas_Water Heater_E2 | Commercial | Miscellaneous | New | Water Heating | Natural Gas | Water Heater | E2 | TE 94% (ENERGY STAR 2.0) | 85.11% | 0% | 0% | 0.09143 | 0 | 0 | 0 | 8 | 12 | 2019 | 2050 | 100% | 0 | 0 | 0% | Normal | 0% | 0.12466 | 0 | 0 | 1 kBtu/hr | 15000 | 0 | 0.0029353 | 34.6656 | 29.3 | 0 | 0 | 0 | 2017 | 1.0631 | AEO 2022 - gas_water_heater 2017 ENERGY STAR | AEO 2022 - gas_water_heater 2017 ENERGY STAR | AEG BEST / Market Profile | 1 | kBtu/hr | 0.0029353 | Commercial_Miscellaneous_New_Water Heating_Water Heater_TE 94% (ENERGY STAR 2.0)
Commercial_Miscellaneous_New_Water Heating_Natural Gas_Water Heater_E3 | Commercial | Miscellaneous | New | Water Heating | Natural Gas | Water Heater | E3 | TE 96% (Instantaneous) | 70.92% | 0% | 0% | 0.095573 | 0 | 0 | 0 | 8 | 12 | 2019 | 2050 | 100% | 0 | 0 | 0% | Normal | 0% | 0.10388 | 0 | 0 | 1 kBtu/hr | 15000 | 0 | 0.0029353 | 28.888 | 30.6277 | 0 | 0 | 0 | 2017 | 1.0631 | AEO 2022 - gas_water_heater 2017 current standard | AEO interpolation based on EIA data | AEG BEST / Market Profile | 1 | kBtu/hr | 0.0029353 | Commercial_Miscellaneous_New_Water Heating_Water Heater_TE 96% (Instantaneous)
Commercial_Miscellaneous_New_Water Heating_Natural Gas_Water Heater_E4 | Commercial | Miscellaneous | New | Water Heating | Natural Gas | Water Heater | E4 | UEF 1.0+ (Gas-Fired HPWH) | 53.53% | 0% | 0% | 0.17596 | 0 | 0 | 0 | 11 | 19 | 2026 | 2050 | 100% | 0 | 0 | 0% | Normal | 0% | 0.0784 | 0 | 0 | 1 kBtu/hr | 15000 | 0 | 0.0029353 | 21.8022 | 56.3879 | 0 | 0 | 0 | 2017 | 1.0631 | AEO 2022 - HP water heater 2020 typical | NEEA Report #E20-309, Robur Heat Pump Field Trial. March 11, 2020. | AEG BEST / Market Profile | 1 | kBtu/hr | 0.0029353 | Commercial_Miscellaneous_New_Water Heating_Water Heater_UEF 1.0+ (Gas-Fired HPWH)
Commercial_Miscellaneous_New_Water Heating_Natural Gas_Water Heater_E5 | Commercial | Miscellaneous | New | Water Heating | Natural Gas | Water Heater | E5 |  | 0% | 0% | 0% | 0 | 0 | 0 | 0 | 0 | 0 | 0 | 0 | 0% | 0 | 0 | 0% | Normal | 0% | 0 | 0 | 0 | [17 empty] | Commercial_Miscellaneous_New_Water Heating_Water Heater_
Commercial_Miscellaneous_New_Water Heating_Natural Gas_Water Heater_E6 | Commercial | Miscellaneous | New | Water Heating | Natural Gas | Water Heater | E6 |  | 0% | 0% | 0% | 0 | 0 | 0 | 0 | 0 | 0 | 0 | 0 | 0% | 0 | 0 | 0% | Normal | 0% | 0 | 0 | 0 | [17 empty] | Commercial_Miscellaneous_New_Water Heating_Water Heater_
Commercial_Miscellaneous_New_Water Heating_Natural Gas_Water Heater_E7 | Commercial | Miscellaneous | New | Water Heating | Natural Gas | Water Heater | E7 |  | 0% | 0% | 0% | 0 | 0 | 0 | 0 | 0 | 0 | 0 | 0 | 0% | 0 | 0 | 0% | Normal | 0% | 0 | 0 | 0 | [17 empty] | Commercial_Miscellaneous_New_Water Heating_Water Heater_
Commercial_Miscellaneous_New_Water Heating_Natural Gas_Water Heater_E8 | Commercial | Miscellaneous | New | Water Heating | Natural Gas | Water Heater | E8 |  | 0% | 0% | 0% | 0 | 0 | 0 | 0 | 0 | 0 | 0 | 0 | 0% | 0 | 0 | 0% | Normal | 0% | 0 | 0 | 0 | [17 empty] | Commercial_Miscellaneous_New_Water Heating_Water Heater_
Commercial_Miscellaneous_New_Water Heating_Natural Gas_Water Heater_E9 | Commercial | Miscellaneous | New | Water Heating | Natural Gas | Water Heater | E9 |  | 0% | 0% | 0% | 0 | 0 | 0 | 0 | 0 | 0 | 0 | 0 | 0% | 0 | 0 | 0% | Normal | 0% | 0 | 0 | 0 | [17 empty] | Commercial_Miscellaneous_New_Water Heating_Water Heater_
Commercial_Miscellaneous_New_Water Heating_Natural Gas_Water Heater_E10 | Commercial | Miscellaneous | New | Water Heating | Natural Gas | Water Heater | E10 |  | 0% | 0% | 0% | 0 | 0 | 0 | 0 | 0 | 0 | 0 | 0 | 0% | 0 | 0 | 0% | Normal | 0% | 0 | 0 | 0 | [17 empty] | Commercial_Miscellaneous_New_Water Heating_Water Heater_
Commercial_Miscellaneous_New_Food Preparation_Natural Gas_Oven_E1 | Commercial | Miscellaneous | New | Food Preparation | Natural Gas | Oven | E1 | Standard | 100% | 0% | 0% | 0.21562 | 0 | 0 | 0 | 8 | 13 | 2019 | 2050 | 100% | 0 | 0 | 0% | Normal | 0% | 0.0089682 | 0 | 0 | 1 unit | 15000 | 0 | 1.1911e-05 | 752.9515 | 16851 | 0 | 0 | 0 | 2016 | 1.0743 | RTF WkBk - ComCookingCombinationOven_v5_0 | ENERGY STAR Version 3.0 Commercial Ovens Final Specification Data Package | RTF WkBk - ComCookingCombinationOven_v5_0 | 1 | unit | 1.1911e-05 | Commercial_Miscellaneous_New_Food Preparation_Oven_Standard
Commercial_Miscellaneous_New_Food Preparation_Natural Gas_Oven_E2 | Commercial | Miscellaneous | New | Food Preparation | Natural Gas | Oven | E2 | ENERGY STAR (3.0) | 57.26% | 0% | 0% | 0.22468 | 0 | 0 | 0 | 8 | 13 | 2019 | 2050 | 100% | 0 | 0 | 0% | Normal | 0% | 0.0051355 | 0 | 0 | 1 unit | 15000 | 0 | 1.1911e-05 | 431.1611 | 17559.1305 | 0 | 0 | 0 | 2016 | 1.0743 | RTF WkBk - ComCookingCombinationOven_v5_0 | RTF WkBk - ComCookingCombinationOven_v5_0 | RTF WkBk - ComCookingCombinationOven_v5_0 | 1 | unit | 1.1911e-05 | Commercial_Miscellaneous_New_Food Preparation_Oven_ENERGY STAR (3.0)
Commercial_Miscellaneous_New_Food Preparation_Natural Gas_Oven_E3 | Commercial | Miscellaneous | New | Food Preparation | Natural Gas | Oven | E3 |  | 0% | 0% | 0% | 0 | 0 | 0 | 0 | 0 | 0 | 0 | 0 | 0% | 0 | 0 | 0% | Normal | 0% | 0 | 0 | 0 | [17 empty] | Commercial_Miscellaneous_New_Food Preparation_Oven_
Commercial_Miscellaneous_New_Food Preparation_Natural Gas_Oven_E4 | Commercial | Miscellaneous | New | Food Preparation | Natural Gas | Oven | E4 |  | 0% | 0% | 0% | 0 | 0 | 0 | 0 | 0 | 0 | 0 | 0 | 0% | 0 | 0 | 0% | Normal | 0% | 0 | 0 | 0 | [17 empty] | Commercial_Miscellaneous_New_Food Preparation_Oven_
Commercial_Miscellaneous_New_Food Preparation_Natural Gas_Oven_E5 | Commercial | Miscellaneous | New | Food Preparation | Natural Gas | Oven | E5 |  | 0% | 0% | 0% | 0 | 0 | 0 | 0 | 0 | 0 | 0 | 0 | 0% | 0 | 0 | 0% | Normal | 0% | 0 | 0 | 0 | [17 empty] | Commercial_Miscellaneous_New_Food Preparation_Oven_
Commercial_Miscellaneous_New_Food Preparation_Natural Gas_Oven_E6 | Commercial | Miscellaneous | New | Food Preparation | Natural Gas | Oven | E6 |  | 0% | 0% | 0% | 0 | 0 | 0 | 0 | 0 | 0 | 0 | 0 | 0% | 0 | 0 | 0% | Normal | 0% | 0 | 0 | 0 | [17 empty] | Commercial_Miscellaneous_New_Food Preparation_Oven_
Commercial_Miscellaneous_New_Food Preparation_Natural Gas_Oven_E7 | Commercial | Miscellaneous | New | Food Preparation | Natural Gas | Oven | E7 |  | 0% | 0% | 0% | 0 | 0 | 0 | 0 | 0 | 0 | 0 | 0 | 0% | 0 | 0 | 0% | Normal | 0% | 0 | 0 | 0 | [17 empty] | Commercial_Miscellaneous_New_Food Preparation_Oven_
Commercial_Miscellaneous_New_Food Preparation_Natural Gas_Oven_E8 | Commercial | Miscellaneous | New | Food Preparation | Natural Gas | Oven | E8 |  | 0% | 0% | 0% | 0 | 0 | 0 | 0 | 0 | 0 | 0 | 0 | 0% | 0 | 0 | 0% | Normal | 0% | 0 | 0 | 0 | [17 empty] | Commercial_Miscellaneous_New_Food Preparation_Oven_
Commercial_Miscellaneous_New_Food Preparation_Natural Gas_Oven_E9 | Commercial | Miscellaneous | New | Food Preparation | Natural Gas | Oven | E9 |  | 0% | 0% | 0% | 0 | 0 | 0 | 0 | 0 | 0 | 0 | 0 | 0% | 0 | 0 | 0% | Normal | 0% | 0 | 0 | 0 | [17 empty] | Commercial_Miscellaneous_New_Food Preparation_Oven_
Commercial_Miscellaneous_New_Food Preparation_Natural Gas_Oven_E10 | Commercial | Miscellaneous | New | Food Preparation | Natural Gas | Oven | E10 |  | 0% | 0% | 0% | 0 | 0 | 0 | 0 | 0 | 0 | 0 | 0 | 0% | 0 | 0 | 0% | Normal | 0% | 0 | 0 | 0 | [17 empty] | Commercial_Miscellaneous_New_Food Preparation_Oven_
Commercial_Miscellaneous_New_Food Preparation_Natural Gas_Conveyor Oven_E1 | Commercial | Miscellaneous | New | Food Preparation | Natural Gas | Conveyor Oven | E1 | Standard | 100% | 0% | 0% | 0.051265 | 0 | 0 | 0 | 15 | 19 | 2019 | 2050 | 100% | 0 | 0 | 0% | Normal | 0% | 0.013368 | 0 | 0 | 1 unit | 15000 | 0 | 4.6327e-06 | 2885.475 | 10177 | 0 | 0 | 0 | 2015 | 1.0873 | IL TRM - 4.2.4 - CI-FSE-CVOV-V02-180101 | PGE Workpaper, PGECOFST117 R5, 2015 | MN TRM 3.1 - Gas Conveyor Oven v1.1 | 1 | unit | 4.6327e-06 | Commercial_Miscellaneous_New_Food Preparation_Conveyor Oven_Standard
Commercial_Miscellaneous_New_Food Preparation_Natural Gas_Conveyor Oven_E2 | Commercial | Miscellaneous | New | Food Preparation | Natural Gas | Conveyor Oven | E2 | Efficient (>44% Baking Efficiency) | 76.02% | 0% | 0% | 0.062498 | 0 | 0 | 0 | 15 | 19 | 2019 | 2050 | 100% | 0 | 0 | 0% | Normal | 0% | 0.010161 | 0 | 0 | 1 unit | 15000 | 0 | 4.6327e-06 | 2193.4093 | 12407 | 0 | 0 | 0 | 2015 | 1.0873 | IL TRM - 4.2.4 - CI-FSE-CVOV-V02-180101 | PGE Workpaper, PGECOFST117 R5, 2015 | MN TRM 3.1 - Gas Conveyor Oven v1.1 | 1 | unit | 4.6327e-06 | Commercial_Miscellaneous_New_Food Preparation_Conveyor Oven_Efficient (>44% Baking Efficiency)
Commercial_Miscellaneous_New_Food Preparation_Natural Gas_Conveyor Oven_E3 | Commercial | Miscellaneous | New | Food Preparation | Natural Gas | Conveyor Oven | E3 |  | 0% | 0% | 0% | 0 | 0 | 0 | 0 | 0 | 0 | 0 | 0 | 0% | 0 | 0 | 0% | Normal | 0% | 0 | 0 | 0 | [17 empty] | Commercial_Miscellaneous_New_Food Preparation_Conveyor Oven_
Commercial_Miscellaneous_New_Food Preparation_Natural Gas_Conveyor Oven_E4 | Commercial | Miscellaneous | New | Food Preparation | Natural Gas | Conveyor Oven | E4 |  | 0% | 0% | 0% | 0 | 0 | 0 | 0 | 0 | 0 | 0 | 0 | 0% | 0 | 0 | 0% | Normal | 0% | 0 | 0 | 0 | [17 empty] | Commercial_Miscellaneous_New_Food Preparation_Conveyor Oven_
Commercial_Miscellaneous_New_Food Preparation_Natural Gas_Conveyor Oven_E5 | Commercial | Miscellaneous | New | Food Preparation | Natural Gas | Conveyor Oven | E5 |  | 0% | 0% | 0% | 0 | 0 | 0 | 0 | 0 | 0 | 0 | 0 | 0% | 0 | 0 | 0% | Normal | 0% | 0 | 0 | 0 | [17 empty] | Commercial_Miscellaneous_New_Food Preparation_Conveyor Oven_
Commercial_Miscellaneous_New_Food Preparation_Natural Gas_Conveyor Oven_E6 | Commercial | Miscellaneous | New | Food Preparation | Natural Gas | Conveyor Oven | E6 |  | 0% | 0% | 0% | 0 | 0 | 0 | 0 | 0 | 0 | 0 | 0 | 0% | 0 | 0 | 0% | Normal | 0% | 0 | 0 | 0 | [17 empty] | Commercial_Miscellaneous_New_Food Preparation_Conveyor Oven_
Commercial_Miscellaneous_New_Food Preparation_Natural Gas_Conveyor Oven_E7 | Commercial | Miscellaneous | New | Food Preparation | Natural Gas | Conveyor Oven | E7 |  | 0% | 0% | 0% | 0 | 0 | 0 | 0 | 0 | 0 | 0 | 0 | 0% | 0 | 0 | 0% | Normal | 0% | 0 | 0 | 0 | [17 empty] | Commercial_Miscellaneous_New_Food Preparation_Conveyor Oven_
Commercial_Miscellaneous_New_Food Preparation_Natural Gas_Conveyor Oven_E8 | Commercial | Miscellaneous | New | Food Preparation | Natural Gas | Conveyor Oven | E8 |  | 0% | 0% | 0% | 0 | 0 | 0 | 0 | 0 | 0 | 0 | 0 | 0% | 0 | 0 | 0% | Normal | 0% | 0 | 0 | 0 | [17 empty] | Commercial_Miscellaneous_New_Food Preparation_Conveyor Oven_
Commercial_Miscellaneous_New_Food Preparation_Natural Gas_Conveyor Oven_E9 | Commercial | Miscellaneous | New | Food Preparation | Natural Gas | Conveyor Oven | E9 |  | 0% | 0% | 0% | 0 | 0 | 0 | 0 | 0 | 0 | 0 | 0 | 0% | 0 | 0 | 0% | Normal | 0% | 0 | 0 | 0 | [17 empty] | Commercial_Miscellaneous_New_Food Preparation_Conveyor Oven_
Commercial_Miscellaneous_New_Food Preparation_Natural Gas_Conveyor Oven_E10 | Commercial | Miscellaneous | New | Food Preparation | Natural Gas | Conveyor Oven | E10 |  | 0% | 0% | 0% | 0 | 0 | 0 | 0 | 0 | 0 | 0 | 0 | 0% | 0 | 0 | 0% | Normal | 0% | 0 | 0 | 0 | [17 empty] | Commercial_Miscellaneous_New_Food Preparation_Conveyor Oven_
Commercial_Miscellaneous_New_Food Preparation_Natural Gas_Double Rack Oven_E1 | Commercial | Miscellaneous | New | Food Preparation | Natural Gas | Double Rack Oven | E1 | Standard | 100% | 0% | 0% | 0.075402 | 0 | 0 | 0 | 10 | 14 | 2019 | 2050 | 100% | 0 | 0 | 0% | Normal | 0% | 0.023823 | 0 | 0 | 1 unit | 15000 | 0 | 5.6092e-06 | 4247.1 | 12513 | 0 | 0 | 0 | 2016 | 1.0743 | IL TRM - 4.2.18 - CI-FSE-RKOV-VO2-180101 | PGE Workpaper, PGECOFST109 R6, 2016 | IL TRM - 4.2.18 - CI-FSE-RKOV-VO2-180101 | 1 | unit | 5.6092e-06 | Commercial_Miscellaneous_New_Food Preparation_Double Rack Oven_Standard
Commercial_Miscellaneous_New_Food Preparation_Natural Gas_Double Rack Oven_E2 | Commercial | Miscellaneous | New | Food Preparation | Natural Gas | Double Rack Oven | E2 | FTSC Qualified (>50% Cooking Efficiency) | 54.55% | 0% | 0% | 0.10028 | 0 | 0 | 0 | 10 | 14 | 2019 | 2050 | 100% | 0 | 0 | 0% | Normal | 0% | 0.012994 | 0 | 0 | 1 unit | 15000 | 0 | 5.6092e-06 | 2316.6 | 16641 | 0 | 0 | 0 | 2016 | 1.0743 | IL TRM - 4.2.18 - CI-FSE-RKOV-VO2-180101 | PGE Workpaper, PGECOFST109 R6, 2016 | IL TRM - 4.2.18 - CI-FSE-RKOV-VO2-180101 | 1 | unit | 5.6092e-06 | Commercial_Miscellaneous_New_Food Preparation_Double Rack Oven_FTSC Qualified (>50% Cooking Efficiency)
Commercial_Miscellaneous_New_Food Preparation_Natural Gas_Double Rack Oven_E3 | Commercial | Miscellaneous | New | Food Preparation | Natural Gas | Double Rack Oven | E3 |  | 0% | 0% | 0% | 0 | 0 | 0 | 0 | 0 | 0 | 0 | 0 | 0% | 0 | 0 | 0% | Normal | 0% | 0 | 0 | 0 | [17 empty] | Commercial_Miscellaneous_New_Food Preparation_Double Rack Oven_
Commercial_Miscellaneous_New_Food Preparation_Natural Gas_Double Rack Oven_E4 | Commercial | Miscellaneous | New | Food Preparation | Natural Gas | Double Rack Oven | E4 |  | 0% | 0% | 0% | 0 | 0 | 0 | 0 | 0 | 0 | 0 | 0 | 0% | 0 | 0 | 0% | Normal | 0% | 0 | 0 | 0 | [17 empty] | Commercial_Miscellaneous_New_Food Preparation_Double Rack Oven_
Commercial_Miscellaneous_New_Food Preparation_Natural Gas_Double Rack Oven_E5 | Commercial | Miscellaneous | New | Food Preparation | Natural Gas | Double Rack Oven | E5 |  | 0% | 0% | 0% | 0 | 0 | 0 | 0 | 0 | 0 | 0 | 0 | 0% | 0 | 0 | 0% | Normal | 0% | 0 | 0 | 0 | [17 empty] | Commercial_Miscellaneous_New_Food Preparation_Double Rack Oven_
Commercial_Miscellaneous_New_Food Preparation_Natural Gas_Double Rack Oven_E6 | Commercial | Miscellaneous | New | Food Preparation | Natural Gas | Double Rack Oven | E6 |  | 0% | 0% | 0% | 0 | 0 | 0 | 0 | 0 | 0 | 0 | 0 | 0% | 0 | 0 | 0% | Normal | 0% | 0 | 0 | 0 | [17 empty] | Commercial_Miscellaneous_New_Food Preparation_Double Rack Oven_
Commercial_Miscellaneous_New_Food Preparation_Natural Gas_Double Rack Oven_E7 | Commercial | Miscellaneous | New | Food Preparation | Natural Gas | Double Rack Oven | E7 |  | 0% | 0% | 0% | 0 | 0 | 0 | 0 | 0 | 0 | 0 | 0 | 0% | 0 | 0 | 0% | Normal | 0% | 0 | 0 | 0 | [17 empty] | Commercial_Miscellaneous_New_Food Preparation_Double Rack Oven_
Commercial_Miscellaneous_New_Food Preparation_Natural Gas_Double Rack Oven_E8 | Commercial | Miscellaneous | New | Food Preparation | Natural Gas | Double Rack Oven | E8 |  | 0% | 0% | 0% | 0 | 0 | 0 | 0 | 0 | 0 | 0 | 0 | 0% | 0 | 0 | 0% | Normal | 0% | 0 | 0 | 0 | [17 empty] | Commercial_Miscellaneous_New_Food Preparation_Double Rack Oven_
Commercial_Miscellaneous_New_Food Preparation_Natural Gas_Double Rack Oven_E9 | Commercial | Miscellaneous | New | Food Preparation | Natural Gas | Double Rack Oven | E9 |  | 0% | 0% | 0% | 0 | 0 | 0 | 0 | 0 | 0 | 0 | 0 | 0% | 0 | 0 | 0% | Normal | 0% | 0 | 0 | 0 | [17 empty] | Commercial_Miscellaneous_New_Food Preparation_Double Rack Oven_
Commercial_Miscellaneous_New_Food Preparation_Natural Gas_Double Rack Oven_E10 | Commercial | Miscellaneous | New | Food Preparation | Natural Gas | Double Rack Oven | E10 |  | 0% | 0% | 0% | 0 | 0 | 0 | 0 | 0 | 0 | 0 | 0 | 0% | 0 | 0 | 0% | Normal | 0% | 0 | 0 | 0 | [17 empty] | Commercial_Miscellaneous_New_Food Preparation_Double Rack Oven_
Commercial_Miscellaneous_New_Food Preparation_Natural Gas_Fryer_E1 | Commercial | Miscellaneous | New | Food Preparation | Natural Gas | Fryer | E1 | Standard | 100% | 0% | 0% | 0.047676 | 0 | 0 | 0 | 7 | 11 | 2019 | 2021 | 100% | 0 | 0 | 0% | Normal | 0% | 0.01186 | 0 | 0 | 1 unit | 15000 | 0 | 1.2459e-05 | 951.9922 | 3562.1384 | 0 | 0 | 0 | 2016 | 1.0743 | RTF WkBk - ComCookingFryer_v5_0 | RTF WkBk - ComCookingFryer_v5_0 | RTF WkBk - ComCookingFryer_v5_0 | 1 | unit | 1.2459e-05 | Commercial_Miscellaneous_New_Food Preparation_Fryer_Standard
Commercial_Miscellaneous_New_Food Preparation_Natural Gas_Fryer_E2 | Commercial | Miscellaneous | New | Food Preparation | Natural Gas | Fryer | E2 | ENERGY STAR (3.0) | 67.2% | 0% | 0% | 0.05686 | 0 | 0 | 0 | 7 | 11 | 2019 | 2050 | 100% | 0 | 0 | 0% | Normal | 0% | 0.0079701 | 0 | 0 | 1 unit | 15000 | 0 | 1.2459e-05 | 639.7296 | 4248.3333 | 0 | 0 | 0 | 2016 | 1.0743 | RTF WkBk - ComCookingFryer_v5_0 | RTF WkBk - ComCookingFryer_v5_0 | RTF WkBk - ComCookingFryer_v5_0 | 1 | unit | 1.2459e-05 | Commercial_Miscellaneous_New_Food Preparation_Fryer_ENERGY STAR (3.0)
Commercial_Miscellaneous_New_Food Preparation_Natural Gas_Fryer_E3 | Commercial | Miscellaneous | New | Food Preparation | Natural Gas | Fryer | E3 |  | 0% | 0% | 0% | 0 | 0 | 0 | 0 | 0 | 0 | 0 | 0 | 0% | 0 | 0 | 0% | Normal | 0% | 0 | 0 | 0 | [17 empty] | Commercial_Miscellaneous_New_Food Preparation_Fryer_
Commercial_Miscellaneous_New_Food Preparation_Natural Gas_Fryer_E4 | Commercial | Miscellaneous | New | Food Preparation | Natural Gas | Fryer | E4 |  | 0% | 0% | 0% | 0 | 0 | 0 | 0 | 0 | 0 | 0 | 0 | 0% | 0 | 0 | 0% | Normal | 0% | 0 | 0 | 0 | [17 empty] | Commercial_Miscellaneous_New_Food Preparation_Fryer_
Commercial_Miscellaneous_New_Food Preparation_Natural Gas_Fryer_E5 | Commercial | Miscellaneous | New | Food Preparation | Natural Gas | Fryer | E5 |  | 0% | 0% | 0% | 0 | 0 | 0 | 0 | 0 | 0 | 0 | 0 | 0% | 0 | 0 | 0% | Normal | 0% | 0 | 0 | 0 | [17 empty] | Commercial_Miscellaneous_New_Food Preparation_Fryer_
Commercial_Miscellaneous_New_Food Preparation_Natural Gas_Fryer_E6 | Commercial | Miscellaneous | New | Food Preparation | Natural Gas | Fryer | E6 |  | 0% | 0% | 0% | 0 | 0 | 0 | 0 | 0 | 0 | 0 | 0 | 0% | 0 | 0 | 0% | Normal | 0% | 0 | 0 | 0 | [17 empty] | Commercial_Miscellaneous_New_Food Preparation_Fryer_
Commercial_Miscellaneous_New_Food Preparation_Natural Gas_Fryer_E7 | Commercial | Miscellaneous | New | Food Preparation | Natural Gas | Fryer | E7 |  | 0% | 0% | 0% | 0 | 0 | 0 | 0 | 0 | 0 | 0 | 0 | 0% | 0 | 0 | 0% | Normal | 0% | 0 | 0 | 0 | [17 empty] | Commercial_Miscellaneous_New_Food Preparation_Fryer_
Commercial_Miscellaneous_New_Food Preparation_Natural Gas_Fryer_E8 | Commercial | Miscellaneous | New | Food Preparation | Natural Gas | Fryer | E8 |  | 0% | 0% | 0% | 0 | 0 | 0 | 0 | 0 | 0 | 0 | 0 | 0% | 0 | 0 | 0% | Normal | 0% | 0 | 0 | 0 | [17 empty] | Commercial_Miscellaneous_New_Food Preparation_Fryer_
Commercial_Miscellaneous_New_Food Preparation_Natural Gas_Fryer_E9 | Commercial | Miscellaneous | New | Food Preparation | Natural Gas | Fryer | E9 |  | 0% | 0% | 0% | 0 | 0 | 0 | 0 | 0 | 0 | 0 | 0 | 0% | 0 | 0 | 0% | Normal | 0% | 0 | 0 | 0 | [17 empty] | Commercial_Miscellaneous_New_Food Preparation_Fryer_
Commercial_Miscellaneous_New_Food Preparation_Natural Gas_Fryer_E10 | Commercial | Miscellaneous | New | Food Preparation | Natural Gas | Fryer | E10 |  | 0% | 0% | 0% | 0 | 0 | 0 | 0 | 0 | 0 | 0 | 0 | 0% | 0 | 0 | 0% | Normal | 0% | 0 | 0 | 0 | [17 empty] | Commercial_Miscellaneous_New_Food Preparation_Fryer_
Commercial_Miscellaneous_New_Food Preparation_Natural Gas_Broiler_E1 | Commercial | Miscellaneous | New | Food Preparation | Natural Gas | Broiler | E1 | Standard | 100% | 0% | 0% | 0.053267 | 0 | 0 | 0 | 10 | 14 | 2019 | 2050 | 100% | 0 | 0 | 0% | Normal | 0% | 0.012285 | 0 | 0 | 1 unit | 15000 | 0 | 1.8262e-05 | 672.672 | 2500 | 0 | 0 | 0 | 2011 | 1.1667 | IL TRM - 4.2.14 - CI-FSE-IRBL-V02-180101 | Estimate | IL TRM - 4.2.14 - CI-FSE-IRBL-V02-180101 | 1 | unit | 1.8262e-05 | Commercial_Miscellaneous_New_Food Preparation_Broiler_Standard
Commercial_Miscellaneous_New_Food Preparation_Natural Gas_Broiler_E2 | Commercial | Miscellaneous | New | Food Preparation | Natural Gas | Broiler | E2 | Infrared Burners | 64.29% | 0% | 0% | 0.074574 | 0 | 0 | 0 | 10 | 14 | 2019 | 2050 | 100% | 0 | 0 | 0% | Normal | 0% | 0.0078972 | 0 | 0 | 1 unit | 15000 | 0 | 1.8262e-05 | 432.432 | 3500 | 0 | 0 | 0 | 2011 | 1.1667 | IL TRM - 4.2.14 - CI-FSE-IRBL-V02-180101 | IL TRM - 4.2.14 - CI-FSE-IRBL-V02-180101 | IL TRM - 4.2.14 - CI-FSE-IRBL-V02-180101 | 1 | unit | 1.8262e-05 | Commercial_Miscellaneous_New_Food Preparation_Broiler_Infrared Burners
Commercial_Miscellaneous_New_Food Preparation_Natural Gas_Broiler_E3 | Commercial | Miscellaneous | New | Food Preparation | Natural Gas | Broiler | E3 |  | 0% | 0% | 0% | 0 | 0 | 0 | 0 | 0 | 0 | 0 | 0 | 0% | 0 | 0 | 0% | Normal | 0% | 0 | 0 | 0 | [17 empty] | Commercial_Miscellaneous_New_Food Preparation_Broiler_
Commercial_Miscellaneous_New_Food Preparation_Natural Gas_Broiler_E4 | Commercial | Miscellaneous | New | Food Preparation | Natural Gas | Broiler | E4 |  | 0% | 0% | 0% | 0 | 0 | 0 | 0 | 0 | 0 | 0 | 0 | 0% | 0 | 0 | 0% | Normal | 0% | 0 | 0 | 0 | [17 empty] | Commercial_Miscellaneous_New_Food Preparation_Broiler_
Commercial_Miscellaneous_New_Food Preparation_Natural Gas_Broiler_E5 | Commercial | Miscellaneous | New | Food Preparation | Natural Gas | Broiler | E5 |  | 0% | 0% | 0% | 0 | 0 | 0 | 0 | 0 | 0 | 0 | 0 | 0% | 0 | 0 | 0% | Normal | 0% | 0 | 0 | 0 | [17 empty] | Commercial_Miscellaneous_New_Food Preparation_Broiler_
Commercial_Miscellaneous_New_Food Preparation_Natural Gas_Broiler_E6 | Commercial | Miscellaneous | New | Food Preparation | Natural Gas | Broiler | E6 |  | 0% | 0% | 0% | 0 | 0 | 0 | 0 | 0 | 0 | 0 | 0 | 0% | 0 | 0 | 0% | Normal | 0% | 0 | 0 | 0 | [17 empty] | Commercial_Miscellaneous_New_Food Preparation_Broiler_
Commercial_Miscellaneous_New_Food Preparation_Natural Gas_Broiler_E7 | Commercial | Miscellaneous | New | Food Preparation | Natural Gas | Broiler | E7 |  | 0% | 0% | 0% | 0 | 0 | 0 | 0 | 0 | 0 | 0 | 0 | 0% | 0 | 0 | 0% | Normal | 0% | 0 | 0 | 0 | [17 empty] | Commercial_Miscellaneous_New_Food Preparation_Broiler_
Commercial_Miscellaneous_New_Food Preparation_Natural Gas_Broiler_E8 | Commercial | Miscellaneous | New | Food Preparation | Natural Gas | Broiler | E8 |  | 0% | 0% | 0% | 0 | 0 | 0 | 0 | 0 | 0 | 0 | 0 | 0% | 0 | 0 | 0% | Normal | 0% | 0 | 0 | 0 | [17 empty] | Commercial_Miscellaneous_New_Food Preparation_Broiler_
Commercial_Miscellaneous_New_Food Preparation_Natural Gas_Broiler_E9 | Commercial | Miscellaneous | New | Food Preparation | Natural Gas | Broiler | E9 |  | 0% | 0% | 0% | 0 | 0 | 0 | 0 | 0 | 0 | 0 | 0 | 0% | 0 | 0 | 0% | Normal | 0% | 0 | 0 | 0 | [17 empty] | Commercial_Miscellaneous_New_Food Preparation_Broiler_
Commercial_Miscellaneous_New_Food Preparation_Natural Gas_Broiler_E10 | Commercial | Miscellaneous | New | Food Preparation | Natural Gas | Broiler | E10 |  | 0% | 0% | 0% | 0 | 0 | 0 | 0 | 0 | 0 | 0 | 0 | 0% | 0 | 0 | 0% | Normal | 0% | 0 | 0 | 0 | [17 empty] | Commercial_Miscellaneous_New_Food Preparation_Broiler_
Commercial_Miscellaneous_New_Food Preparation_Natural Gas_Griddle_E1 | Commercial | Miscellaneous | New | Food Preparation | Natural Gas | Griddle | E1 | Standard | 100% | 0% | 0% | 0.038774 | 0 | 0 | 0 | 10 | 14 | 2019 | 2050 | 100% | 0 | 0 | 0% | Normal | 0% | 0.0082468 | 0 | 0 | 1 unit | 15000 | 0 | 6.6944e-06 | 1231.891 | 5150 | 0 | 0 | 0 | 2013 | 1.1247 | IL TRM - 4.2.8 - CI-FSE-ESGR-V04-200101 | COOK_GRD-Food Preparation-EIA14-2014 Ref. Case-5 | IL TRM - 4.2.8 - CI-FSE-ESGR-V04-200101 | 1 | unit | 6.6944e-06 | Commercial_Miscellaneous_New_Food Preparation_Griddle_Standard
Commercial_Miscellaneous_New_Food Preparation_Natural Gas_Griddle_E2 | Commercial | Miscellaneous | New | Food Preparation | Natural Gas | Griddle | E2 | ENERGY STAR | 86.37% | 0% | 0% | 0.041484 | 0 | 0 | 0 | 10 | 14 | 2019 | 2050 | 100% | 0 | 0 | 0% | Normal | 0% | 0.0071225 | 0 | 0 | 1 unit | 15000 | 0 | 6.6944e-06 | 1063.9446 | 5510 | 0 | 0 | 0 | 2013 | 1.1247 | IL TRM - 4.2.8 - CI-FSE-ESGR-V04-200101 | COOK_GRD-Food Preparation-EIA14-2014 Ref. Case-5 | IL TRM - 4.2.8 - CI-FSE-ESGR-V04-200101 | 1 | unit | 6.6944e-06 | Commercial_Miscellaneous_New_Food Preparation_Griddle_ENERGY STAR
Commercial_Miscellaneous_New_Food Preparation_Natural Gas_Griddle_E3 | Commercial | Miscellaneous | New | Food Preparation | Natural Gas | Griddle | E3 |  | 0% | 0% | 0% | 0 | 0 | 0 | 0 | 0 | 0 | 0 | 0 | 0% | 0 | 0 | 0% | Normal | 0% | 0 | 0 | 0 | [17 empty] | Commercial_Miscellaneous_New_Food Preparation_Griddle_
Commercial_Miscellaneous_New_Food Preparation_Natural Gas_Griddle_E4 | Commercial | Miscellaneous | New | Food Preparation | Natural Gas | Griddle | E4 |  | 0% | 0% | 0% | 0 | 0 | 0 | 0 | 0 | 0 | 0 | 0 | 0% | 0 | 0 | 0% | Normal | 0% | 0 | 0 | 0 | [17 empty] | Commercial_Miscellaneous_New_Food Preparation_Griddle_
Commercial_Miscellaneous_New_Food Preparation_Natural Gas_Griddle_E5 | Commercial | Miscellaneous | New | Food Preparation | Natural Gas | Griddle | E5 |  | 0% | 0% | 0% | 0 | 0 | 0 | 0 | 0 | 0 | 0 | 0 | 0% | 0 | 0 | 0% | Normal | 0% | 0 | 0 | 0 | [17 empty] | Commercial_Miscellaneous_New_Food Preparation_Griddle_
Commercial_Miscellaneous_New_Food Preparation_Natural Gas_Griddle_E6 | Commercial | Miscellaneous | New | Food Preparation | Natural Gas | Griddle | E6 |  | 0% | 0% | 0% | 0 | 0 | 0 | 0 | 0 | 0 | 0 | 0 | 0% | 0 | 0 | 0% | Normal | 0% | 0 | 0 | 0 | [17 empty] | Commercial_Miscellaneous_New_Food Preparation_Griddle_
Commercial_Miscellaneous_New_Food Preparation_Natural Gas_Griddle_E7 | Commercial | Miscellaneous | New | Food Preparation | Natural Gas | Griddle | E7 |  | 0% | 0% | 0% | 0 | 0 | 0 | 0 | 0 | 0 | 0 | 0 | 0% | 0 | 0 | 0% | Normal | 0% | 0 | 0 | 0 | [17 empty] | Commercial_Miscellaneous_New_Food Preparation_Griddle_
Commercial_Miscellaneous_New_Food Preparation_Natural Gas_Griddle_E8 | Commercial | Miscellaneous | New | Food Preparation | Natural Gas | Griddle | E8 |  | 0% | 0% | 0% | 0 | 0 | 0 | 0 | 0 | 0 | 0 | 0 | 0% | 0 | 0 | 0% | Normal | 0% | 0 | 0 | 0 | [17 empty] | Commercial_Miscellaneous_New_Food Preparation_Griddle_
Commercial_Miscellaneous_New_Food Preparation_Natural Gas_Griddle_E9 | Commercial | Miscellaneous | New | Food Preparation | Natural Gas | Griddle | E9 |  | 0% | 0% | 0% | 0 | 0 | 0 | 0 | 0 | 0 | 0 | 0 | 0% | 0 | 0 | 0% | Normal | 0% | 0 | 0 | 0 | [17 empty] | Commercial_Miscellaneous_New_Food Preparation_Griddle_
Commercial_Miscellaneous_New_Food Preparation_Natural Gas_Griddle_E10 | Commercial | Miscellaneous | New | Food Preparation | Natural Gas | Griddle | E10 |  | 0% | 0% | 0% | 0 | 0 | 0 | 0 | 0 | 0 | 0 | 0 | 0% | 0 | 0 | 0% | Normal | 0% | 0 | 0 | 0 | [17 empty] | Commercial_Miscellaneous_New_Food Preparation_Griddle_
Commercial_Miscellaneous_New_Food Preparation_Natural Gas_Range_E1 | Commercial | Miscellaneous | New | Food Preparation | Natural Gas | Range | E1 | Standard | 100% | 0% | 0% | 0.06361 | 0 | 0 | 0 | 8 | 12 | 2019 | 2050 | 100% | 0 | 0 | 0% | Normal | 0% | 0.0096377 | 0 | 0 | 1 unit | 15000 | 0 | 8.0314e-06 | 1200 | 7450 | 0 | 0 | 0 | 2017 | 1.0631 | COOK_OVN-Food Preparation-AEO17-1 | EIA 2018 Tech Forecast | Navigant 2009 | 1 | unit | 8.0314e-06 | Commercial_Miscellaneous_New_Food Preparation_Range_Standard
Commercial_Miscellaneous_New_Food Preparation_Natural Gas_Range_E2 | Commercial | Miscellaneous | New | Food Preparation | Natural Gas | Range | E2 | High Efficiency | 75% | 0% | 0% | 0.063618 | 0 | 0 | 0 | 8 | 12 | 2019 | 2050 | 100% | 0 | 0 | 0% | Normal | 0% | 0.0072283 | 0 | 0 | 1 unit | 15000 | 0 | 8.0314e-06 | 900 | 7451 | 0 | 0 | 0 | 2017 | 1.0631 | COOK_OVN-Food Preparation-AEO17-1 | EIA 2018 Tech Forecast | EIA 2018 Tech Forecast | 1 | unit | 8.0314e-06 | Commercial_Miscellaneous_New_Food Preparation_Range_High Efficiency
Commercial_Miscellaneous_New_Food Preparation_Natural Gas_Range_E3 | Commercial | Miscellaneous | New | Food Preparation | Natural Gas | Range | E3 |  | 0% | 0% | 0% | 0 | 0 | 0 | 0 | 0 | 0 | 0 | 0 | 0% | 0 | 0 | 0% | Normal | 0% | 0 | 0 | 0 | [17 empty] | Commercial_Miscellaneous_New_Food Preparation_Range_
Commercial_Miscellaneous_New_Food Preparation_Natural Gas_Range_E4 | Commercial | Miscellaneous | New | Food Preparation | Natural Gas | Range | E4 |  | 0% | 0% | 0% | 0 | 0 | 0 | 0 | 0 | 0 | 0 | 0 | 0% | 0 | 0 | 0% | Normal | 0% | 0 | 0 | 0 | [17 empty] | Commercial_Miscellaneous_New_Food Preparation_Range_
Commercial_Miscellaneous_New_Food Preparation_Natural Gas_Range_E5 | Commercial | Miscellaneous | New | Food Preparation | Natural Gas | Range | E5 |  | 0% | 0% | 0% | 0 | 0 | 0 | 0 | 0 | 0 | 0 | 0 | 0% | 0 | 0 | 0% | Normal | 0% | 0 | 0 | 0 | [17 empty] | Commercial_Miscellaneous_New_Food Preparation_Range_
Commercial_Miscellaneous_New_Food Preparation_Natural Gas_Range_E6 | Commercial | Miscellaneous | New | Food Preparation | Natural Gas | Range | E6 |  | 0% | 0% | 0% | 0 | 0 | 0 | 0 | 0 | 0 | 0 | 0 | 0% | 0 | 0 | 0% | Normal | 0% | 0 | 0 | 0 | [17 empty] | Commercial_Miscellaneous_New_Food Preparation_Range_
Commercial_Miscellaneous_New_Food Preparation_Natural Gas_Range_E7 | Commercial | Miscellaneous | New | Food Preparation | Natural Gas | Range | E7 |  | 0% | 0% | 0% | 0 | 0 | 0 | 0 | 0 | 0 | 0 | 0 | 0% | 0 | 0 | 0% | Normal | 0% | 0 | 0 | 0 | [17 empty] | Commercial_Miscellaneous_New_Food Preparation_Range_
Commercial_Miscellaneous_New_Food Preparation_Natural Gas_Range_E8 | Commercial | Miscellaneous | New | Food Preparation | Natural Gas | Range | E8 |  | 0% | 0% | 0% | 0 | 0 | 0 | 0 | 0 | 0 | 0 | 0 | 0% | 0 | 0 | 0% | Normal | 0% | 0 | 0 | 0 | [17 empty] | Commercial_Miscellaneous_New_Food Preparation_Range_
Commercial_Miscellaneous_New_Food Preparation_Natural Gas_Range_E9 | Commercial | Miscellaneous | New | Food Preparation | Natural Gas | Range | E9 |  | 0% | 0% | 0% | 0 | 0 | 0 | 0 | 0 | 0 | 0 | 0 | 0% | 0 | 0 | 0% | Normal | 0% | 0 | 0 | 0 | [17 empty] | Commercial_Miscellaneous_New_Food Preparation_Range_
Commercial_Miscellaneous_New_Food Preparation_Natural Gas_Range_E10 | Commercial | Miscellaneous | New | Food Preparation | Natural Gas | Range | E10 |  | 0% | 0% | 0% | 0 | 0 | 0 | 0 | 0 | 0 | 0 | 0 | 0% | 0 | 0 | 0% | Normal | 0% | 0 | 0 | 0 | [17 empty] | Commercial_Miscellaneous_New_Food Preparation_Range_
Commercial_Miscellaneous_New_Food Preparation_Natural Gas_Steamer_E1 | Commercial | Miscellaneous | New | Food Preparation | Natural Gas | Steamer | E1 | Standard | 100% | 0% | 0% | 0.22332 | 0 | 0 | 0 | 8 | 16 | 2019 | 2021 | 100% | 0 | 0 | 0% | Normal | 0% | 0.022708 | 0 | 0 | 1 unit | 15000 | 0 | 1.4871e-05 | 1527.0152 | 13100 | 0 | 0 | 0 | 2012 | 1.1464 | IL TRM - 4.2.3 - CI-FSE-STMC-V05-190101 | DOE Commercial R&D 2016 - Table 2-10 | IL TRM - 4.2.3 - CI-FSE-STMC-V05-190101 | 1 | unit | 1.4871e-05 | Commercial_Miscellaneous_New_Food Preparation_Steamer_Standard
Commercial_Miscellaneous_New_Food Preparation_Natural Gas_Steamer_E2 | Commercial | Miscellaneous | New | Food Preparation | Natural Gas | Steamer | E2 | ENERGY STAR | 20.86% | 0% | 0% | 0.24033 | 0 | -4.4831e-05 | 0 | 8 | 16 | 2019 | 2050 | 100% | 0 | 0 | 0% | Normal | 0% | 0.0047367 | 0 | 0 | 1 unit | 15000 | 0 | 1.4871e-05 | 318.5218 | 14098 | 0 | -2.6298 | 0 | 2012 | 1.1464 | IL TRM - 4.2.3 - CI-FSE-STMC-V05-190101 | IL TRM - 4.2.3 - CI-FSE-STMC-V05-190101 | IL TRM - 4.2.3 - CI-FSE-STMC-V05-190101 | 1 | unit | 1.4871e-05 | Commercial_Miscellaneous_New_Food Preparation_Steamer_ENERGY STAR
Commercial_Miscellaneous_New_Food Preparation_Natural Gas_Steamer_E3 | Commercial | Miscellaneous | New | Food Preparation | Natural Gas | Steamer | E3 |  | 0% | 0% | 0% | 0 | 0 | 0 | 0 | 0 | 0 | 0 | 0 | 0% | 0 | 0 | 0% | Normal | 0% | 0 | 0 | 0 | [17 empty] | Commercial_Miscellaneous_New_Food Preparation_Steamer_
Commercial_Miscellaneous_New_Food Preparation_Natural Gas_Steamer_E4 | Commercial | Miscellaneous | New | Food Preparation | Natural Gas | Steamer | E4 |  | 0% | 0% | 0% | 0 | 0 | 0 | 0 | 0 | 0 | 0 | 0 | 0% | 0 | 0 | 0% | Normal | 0% | 0 | 0 | 0 | [17 empty] | Commercial_Miscellaneous_New_Food Preparation_Steamer_
Commercial_Miscellaneous_New_Food Preparation_Natural Gas_Steamer_E5 | Commercial | Miscellaneous | New | Food Preparation | Natural Gas | Steamer | E5 |  | 0% | 0% | 0% | 0 | 0 | 0 | 0 | 0 | 0 | 0 | 0 | 0% | 0 | 0 | 0% | Normal | 0% | 0 | 0 | 0 | [17 empty] | Commercial_Miscellaneous_New_Food Preparation_Steamer_
Commercial_Miscellaneous_New_Food Preparation_Natural Gas_Steamer_E6 | Commercial | Miscellaneous | New | Food Preparation | Natural Gas | Steamer | E6 |  | 0% | 0% | 0% | 0 | 0 | 0 | 0 | 0 | 0 | 0 | 0 | 0% | 0 | 0 | 0% | Normal | 0% | 0 | 0 | 0 | [17 empty] | Commercial_Miscellaneous_New_Food Preparation_Steamer_
Commercial_Miscellaneous_New_Food Preparation_Natural Gas_Steamer_E7 | Commercial | Miscellaneous | New | Food Preparation | Natural Gas | Steamer | E7 |  | 0% | 0% | 0% | 0 | 0 | 0 | 0 | 0 | 0 | 0 | 0 | 0% | 0 | 0 | 0% | Normal | 0% | 0 | 0 | 0 | [17 empty] | Commercial_Miscellaneous_New_Food Preparation_Steamer_
Commercial_Miscellaneous_New_Food Preparation_Natural Gas_Steamer_E8 | Commercial | Miscellaneous | New | Food Preparation | Natural Gas | Steamer | E8 |  | 0% | 0% | 0% | 0 | 0 | 0 | 0 | 0 | 0 | 0 | 0 | 0% | 0 | 0 | 0% | Normal | 0% | 0 | 0 | 0 | [17 empty] | Commercial_Miscellaneous_New_Food Preparation_Steamer_
Commercial_Miscellaneous_New_Food Preparation_Natural Gas_Steamer_E9 | Commercial | Miscellaneous | New | Food Preparation | Natural Gas | Steamer | E9 |  | 0% | 0% | 0% | 0 | 0 | 0 | 0 | 0 | 0 | 0 | 0 | 0% | 0 | 0 | 0% | Normal | 0% | 0 | 0 | 0 | [17 empty] | Commercial_Miscellaneous_New_Food Preparation_Steamer_
Commercial_Miscellaneous_New_Food Preparation_Natural Gas_Steamer_E10 | Commercial | Miscellaneous | New | Food Preparation | Natural Gas | Steamer | E10 |  | 0% | 0% | 0% | 0 | 0 | 0 | 0 | 0 | 0 | 0 | 0 | 0% | 0 | 0 | 0% | Normal | 0% | 0 | 0 | 0 | [17 empty] | Commercial_Miscellaneous_New_Food Preparation_Steamer_
Commercial_Miscellaneous_New_Food Preparation_Natural Gas_Food Prep Other_E1 | Commercial | Miscellaneous | New | Food Preparation | Natural Gas | Food Prep Other | E1 | Standard | 100% | 0% | 0% | 0.0081313 | 0 | 0 | 0 | 8 | 12 | 2019 | 2050 | 100% | 0 | 0 | 0% | Normal | 0% | 0.0097598 | 0 | 0 | 1 unit | 15000 | 0 | 6.8578e-06 | 1423.18 | 1000 | 0 | 0 | 0 | 2010 | 1.1857 | Default | Default | Default | 1 | unit | 6.8578e-06 | Commercial_Miscellaneous_New_Food Preparation_Food Prep Other_Standard
Commercial_Miscellaneous_New_Food Preparation_Natural Gas_Food Prep Other_E2 | Commercial | Miscellaneous | New | Food Preparation | Natural Gas | Food Prep Other | E2 | ENERGY STAR | 100% | 0% | 0% | 0.0081394 | 0 | 0 | 0 | 8 | 12 | 2019 | 2050 | 100% | 0 | 0 | 0% | Normal | 0% | 0.0097598 | 0 | 0 | 1 unit | 15000 | 0 | 6.8578e-06 | 1423.17 | 1001 | 0 | 0 | 0 | 2010 | 1.1857 | N/A | N/A | N/A | 1 | unit | 6.8578e-06 | Commercial_Miscellaneous_New_Food Preparation_Food Prep Other_ENERGY STAR
Commercial_Miscellaneous_New_Food Preparation_Natural Gas_Food Prep Other_E3 | Commercial | Miscellaneous | New | Food Preparation | Natural Gas | Food Prep Other | E3 |  | 0% | 0% | 0% | 0 | 0 | 0 | 0 | 0 | 0 | 0 | 0 | 0% | 0 | 0 | 0% | Normal | 0% | 0 | 0 | 0 | [17 empty] | Commercial_Miscellaneous_New_Food Preparation_Food Prep Other_
Commercial_Miscellaneous_New_Food Preparation_Natural Gas_Food Prep Other_E4 | Commercial | Miscellaneous | New | Food Preparation | Natural Gas | Food Prep Other | E4 |  | 0% | 0% | 0% | 0 | 0 | 0 | 0 | 0 | 0 | 0 | 0 | 0% | 0 | 0 | 0% | Normal | 0% | 0 | 0 | 0 | [17 empty] | Commercial_Miscellaneous_New_Food Preparation_Food Prep Other_
Commercial_Miscellaneous_New_Food Preparation_Natural Gas_Food Prep Other_E5 | Commercial | Miscellaneous | New | Food Preparation | Natural Gas | Food Prep Other | E5 |  | 0% | 0% | 0% | 0 | 0 | 0 | 0 | 0 | 0 | 0 | 0 | 0% | 0 | 0 | 0% | Normal | 0% | 0 | 0 | 0 | [17 empty] | Commercial_Miscellaneous_New_Food Preparation_Food Prep Other_
Commercial_Miscellaneous_New_Food Preparation_Natural Gas_Food Prep Other_E6 | Commercial | Miscellaneous | New | Food Preparation | Natural Gas | Food Prep Other | E6 |  | 0% | 0% | 0% | 0 | 0 | 0 | 0 | 0 | 0 | 0 | 0 | 0% | 0 | 0 | 0% | Normal | 0% | 0 | 0 | 0 | [17 empty] | Commercial_Miscellaneous_New_Food Preparation_Food Prep Other_
Commercial_Miscellaneous_New_Food Preparation_Natural Gas_Food Prep Other_E7 | Commercial | Miscellaneous | New | Food Preparation | Natural Gas | Food Prep Other | E7 |  | 0% | 0% | 0% | 0 | 0 | 0 | 0 | 0 | 0 | 0 | 0 | 0% | 0 | 0 | 0% | Normal | 0% | 0 | 0 | 0 | [17 empty] | Commercial_Miscellaneous_New_Food Preparation_Food Prep Other_
Commercial_Miscellaneous_New_Food Preparation_Natural Gas_Food Prep Other_E8 | Commercial | Miscellaneous | New | Food Preparation | Natural Gas | Food Prep Other | E8 |  | 0% | 0% | 0% | 0 | 0 | 0 | 0 | 0 | 0 | 0 | 0 | 0% | 0 | 0 | 0% | Normal | 0% | 0 | 0 | 0 | [17 empty] | Commercial_Miscellaneous_New_Food Preparation_Food Prep Other_
Commercial_Miscellaneous_New_Food Preparation_Natural Gas_Food Prep Other_E9 | Commercial | Miscellaneous | New | Food Preparation | Natural Gas | Food Prep Other | E9 |  | 0% | 0% | 0% | 0 | 0 | 0 | 0 | 0 | 0 | 0 | 0 | 0% | 0 | 0 | 0% | Normal | 0% | 0 | 0 | 0 | [17 empty] | Commercial_Miscellaneous_New_Food Preparation_Food Prep Other_
Commercial_Miscellaneous_New_Food Preparation_Natural Gas_Food Prep Other_E10 | Commercial | Miscellaneous | New | Food Preparation | Natural Gas | Food Prep Other | E10 |  | 0% | 0% | 0% | 0 | 0 | 0 | 0 | 0 | 0 | 0 | 0 | 0% | 0 | 0 | 0% | Normal | 0% | 0 | 0 | 0 | [17 empty] | Commercial_Miscellaneous_New_Food Preparation_Food Prep Other_
Commercial_Miscellaneous_New_Miscellaneous_Natural Gas_Pool Heater_E1 | Commercial | Miscellaneous | New | Miscellaneous | Natural Gas | Pool Heater | E1 | Standard (EF .78) | 100% | 0% | 0% | 0.00045383 | 0 | 0 | 0 | 4 | 8 | 2019 | 2050 | 100% | 0 | 0 | 0% | Normal | 0% | 0.00034078 | 0 | 0 | 1 unit | 15000 | 0 | 2.2749e-08 | 14980 | 18052 | 0 | 0 | 0 | 2014 | 1.1051 | DOE Commercial R&D 2016 - Table 7-6 | DOE Commercial R&D 2016 - Table 7-7 | DOE Commercial R&D 2016 - Table 7-8 | 1 | unit | 2.2749e-08 | Commercial_Miscellaneous_New_Miscellaneous_Pool Heater_Standard (EF .78)
Commercial_Miscellaneous_New_Miscellaneous_Natural Gas_Pool Heater_E2 | Commercial | Miscellaneous | New | Miscellaneous | Natural Gas | Pool Heater | E2 | Condensing (EF .90) | 85% | 0% | 0% | 0.0007431 | 0 | 0 | 0 | 4 | 8 | 2019 | 2050 | 100% | 0 | 0 | 0% | Normal | 0% | 0.00028966 | 0 | 0 | 1 unit | 15000 | 0 | 2.2749e-08 | 12733 | 29558 | 0 | 0 | 0 | 2014 | 1.1051 | DOE Commercial R&D 2016 - Table 7-6 | DOE Commercial R&D 2016 - Table 7-7 | DOE Commercial R&D 2016 - Table 7-9 | 1 | unit | 2.2749e-08 | Commercial_Miscellaneous_New_Miscellaneous_Pool Heater_Condensing (EF .90)
Commercial_Miscellaneous_New_Miscellaneous_Natural Gas_Pool Heater_E3 | Commercial | Miscellaneous | New | Miscellaneous | Natural Gas | Pool Heater | E3 |  | 0% | 0% | 0% | 0 | 0 | 0 | 0 | 0 | 0 | 0 | 0 | 0% | 0 | 0 | 0% | Normal | 0% | 0 | 0 | 0 | [17 empty] | Commercial_Miscellaneous_New_Miscellaneous_Pool Heater_
Commercial_Miscellaneous_New_Miscellaneous_Natural Gas_Pool Heater_E4 | Commercial | Miscellaneous | New | Miscellaneous | Natural Gas | Pool Heater | E4 |  | 0% | 0% | 0% | 0 | 0 | 0 | 0 | 0 | 0 | 0 | 0 | 0% | 0 | 0 | 0% | Normal | 0% | 0 | 0 | 0 | [17 empty] | Commercial_Miscellaneous_New_Miscellaneous_Pool Heater_
Commercial_Miscellaneous_New_Miscellaneous_Natural Gas_Pool Heater_E5 | Commercial | Miscellaneous | New | Miscellaneous | Natural Gas | Pool Heater | E5 |  | 0% | 0% | 0% | 0 | 0 | 0 | 0 | 0 | 0 | 0 | 0 | 0% | 0 | 0 | 0% | Normal | 0% | 0 | 0 | 0 | [17 empty] | Commercial_Miscellaneous_New_Miscellaneous_Pool Heater_
Commercial_Miscellaneous_New_Miscellaneous_Natural Gas_Pool Heater_E6 | Commercial | Miscellaneous | New | Miscellaneous | Natural Gas | Pool Heater | E6 |  | 0% | 0% | 0% | 0 | 0 | 0 | 0 | 0 | 0 | 0 | 0 | 0% | 0 | 0 | 0% | Normal | 0% | 0 | 0 | 0 | [17 empty] | Commercial_Miscellaneous_New_Miscellaneous_Pool Heater_
Commercial_Miscellaneous_New_Miscellaneous_Natural Gas_Pool Heater_E7 | Commercial | Miscellaneous | New | Miscellaneous | Natural Gas | Pool Heater | E7 |  | 0% | 0% | 0% | 0 | 0 | 0 | 0 | 0 | 0 | 0 | 0 | 0% | 0 | 0 | 0% | Normal | 0% | 0 | 0 | 0 | [17 empty] | Commercial_Miscellaneous_New_Miscellaneous_Pool Heater_
Commercial_Miscellaneous_New_Miscellaneous_Natural Gas_Pool Heater_E8 | Commercial | Miscellaneous | New | Miscellaneous | Natural Gas | Pool Heater | E8 |  | 0% | 0% | 0% | 0 | 0 | 0 | 0 | 0 | 0 | 0 | 0 | 0% | 0 | 0 | 0% | Normal | 0% | 0 | 0 | 0 | [17 empty] | Commercial_Miscellaneous_New_Miscellaneous_Pool Heater_
Commercial_Miscellaneous_New_Miscellaneous_Natural Gas_Pool Heater_E9 | Commercial | Miscellaneous | New | Miscellaneous | Natural Gas | Pool Heater | E9 |  | 0% | 0% | 0% | 0 | 0 | 0 | 0 | 0 | 0 | 0 | 0 | 0% | 0 | 0 | 0% | Normal | 0% | 0 | 0 | 0 | [17 empty] | Commercial_Miscellaneous_New_Miscellaneous_Pool Heater_
Commercial_Miscellaneous_New_Miscellaneous_Natural Gas_Pool Heater_E10 | Commercial | Miscellaneous | New | Miscellaneous | Natural Gas | Pool Heater | E10 |  | 0% | 0% | 0% | 0 | 0 | 0 | 0 | 0 | 0 | 0 | 0 | 0% | 0 | 0 | 0% | Normal | 0% | 0 | 0 | 0 | [17 empty] | Commercial_Miscellaneous_New_Miscellaneous_Pool Heater_
Commercial_Miscellaneous_New_Miscellaneous_Natural Gas_Miscellaneous_E1 | Commercial | Miscellaneous | New | Miscellaneous | Natural Gas | Miscellaneous | E1 | Miscellaneous | 100% | 0% | 0% | 1.0743 | 0 | 0 | 0 | 2 | 8 | 2019 | 2050 | 100% | 0 | 0 | 0% | Normal | 0% | 0.00040699 | 0 | 0 | 1 unit | 15000 | 0 | 1 | 1 | 1 | 0 | 0 | 0 | 2016 | 1.0743 | N/A | N/A | N/A | 1 | unit | 1 | Commercial_Miscellaneous_New_Miscellaneous_Miscellaneous_Miscellaneous
Commercial_Miscellaneous_New_Miscellaneous_Natural Gas_Miscellaneous_E2 | Commercial | Miscellaneous | New | Miscellaneous | Natural Gas | Miscellaneous | E2 |  | 0% | 0% | 0% | 0 | 0 | 0 | 0 | 0 | 0 | 0 | 0 | 0% | 0 | 0 | 0% | Normal | 0% | 0 | 0 | 0 | [17 empty] | Commercial_Miscellaneous_New_Miscellaneous_Miscellaneous_
Commercial_Miscellaneous_New_Miscellaneous_Natural Gas_Miscellaneous_E3 | Commercial | Miscellaneous | New | Miscellaneous | Natural Gas | Miscellaneous | E3 |  | 0% | 0% | 0% | 0 | 0 | 0 | 0 | 0 | 0 | 0 | 0 | 0% | 0 | 0 | 0% | Normal | 0% | 0 | 0 | 0 | [17 empty] | Commercial_Miscellaneous_New_Miscellaneous_Miscellaneous_
Commercial_Miscellaneous_New_Miscellaneous_Natural Gas_Miscellaneous_E4 | Commercial | Miscellaneous | New | Miscellaneous | Natural Gas | Miscellaneous | E4 |  | 0% | 0% | 0% | 0 | 0 | 0 | 0 | 0 | 0 | 0 | 0 | 0% | 0 | 0 | 0% | Normal | 0% | 0 | 0 | 0 | [17 empty] | Commercial_Miscellaneous_New_Miscellaneous_Miscellaneous_
Commercial_Miscellaneous_New_Miscellaneous_Natural Gas_Miscellaneous_E5 | Commercial | Miscellaneous | New | Miscellaneous | Natural Gas | Miscellaneous | E5 |  | 0% | 0% | 0% | 0 | 0 | 0 | 0 | 0 | 0 | 0 | 0 | 0% | 0 | 0 | 0% | Normal | 0% | 0 | 0 | 0 | [17 empty] | Commercial_Miscellaneous_New_Miscellaneous_Miscellaneous_
Commercial_Miscellaneous_New_Miscellaneous_Natural Gas_Miscellaneous_E6 | Commercial | Miscellaneous | New | Miscellaneous | Natural Gas | Miscellaneous | E6 |  | 0% | 0% | 0% | 0 | 0 | 0 | 0 | 0 | 0 | 0 | 0 | 0% | 0 | 0 | 0% | Normal | 0% | 0 | 0 | 0 | [17 empty] | Commercial_Miscellaneous_New_Miscellaneous_Miscellaneous_
Commercial_Miscellaneous_New_Miscellaneous_Natural Gas_Miscellaneous_E7 | Commercial | Miscellaneous | New | Miscellaneous | Natural Gas | Miscellaneous | E7 |  | 0% | 0% | 0% | 0 | 0 | 0 | 0 | 0 | 0 | 0 | 0 | 0% | 0 | 0 | 0% | Normal | 0% | 0 | 0 | 0 | [17 empty] | Commercial_Miscellaneous_New_Miscellaneous_Miscellaneous_
Commercial_Miscellaneous_New_Miscellaneous_Natural Gas_Miscellaneous_E8 | Commercial | Miscellaneous | New | Miscellaneous | Natural Gas | Miscellaneous | E8 |  | 0% | 0% | 0% | 0 | 0 | 0 | 0 | 0 | 0 | 0 | 0 | 0% | 0 | 0 | 0% | Normal | 0% | 0 | 0 | 0 | [17 empty] | Commercial_Miscellaneous_New_Miscellaneous_Miscellaneous_
Commercial_Miscellaneous_New_Miscellaneous_Natural Gas_Miscellaneous_E9 | Commercial | Miscellaneous | New | Miscellaneous | Natural Gas | Miscellaneous | E9 |  | 0% | 0% | 0% | 0 | 0 | 0 | 0 | 0 | 0 | 0 | 0 | 0% | 0 | 0 | 0% | Normal | 0% | 0 | 0 | 0 | [17 empty] | Commercial_Miscellaneous_New_Miscellaneous_Miscellaneous_
Commercial_Miscellaneous_New_Miscellaneous_Natural Gas_Miscellaneous_E10 | Commercial | Miscellaneous | New | Miscellaneous | Natural Gas | Miscellaneous | E10 |  | 0% | 0% | 0% | 0 | 0 | 0 | 0 | 0 | 0 | 0 | 0 | 0% | 0 | 0 | 0% | Normal | 0% | 0 | 0 | 0 | [17 empty] | Commercial_Miscellaneous_New_Miscellaneous_Miscellaneous_

## Purchase Shares
Key | Sector | Segment | Vintage | End Use | Fuel | Technology | Equipment | Label | Case | 2019 | 2020 | 2021 | 2022 | 2023 | 2024 | 2025 | 2026 | 2027 | 2028 | 2029 | 2030 | 2031 | 2032 | 2033 | 2034 | 2035 | 2036 | 2037 | 2038 | 2039 | 2040 | 2041 | 2042 | 2043 | 2044 | 2045 | 2046 | 2047 | 2048
Commercial_Office_Existing_Space Heating_Natural Gas_Furnace_E1_Baseline Forecast | Commercial | Office | Existing | Space Heating | Natural Gas | Furnace | E1 | AFUE 80% (Standard) | Baseline Forecast | 100% | 100% | 100% | 100% | 100% | 0% | 0% | 0% | 0% | 0% | 0% | 0% | 0% | 0% | 0% | 0% | 0% | 0% | 0% | 0% | 0% | 0% | 0% | 0% | 0% | 0% | 0% | 0% | 0% | 0% | 0% | 0%
Commercial_Office_Existing_Space Heating_Natural Gas_Furnace_E2_Baseline Forecast | Commercial | Office | Existing | Space Heating | Natural Gas | Furnace | E2 | AFUE 81% (2023 Fed Standard) | Baseline Forecast | [30 empty] | 0% | 0% | bar: 2019 to 2048
Commercial_Office_Existing_Space Heating_Natural Gas_Furnace_E3_Baseline Forecast | Commercial | Office | Existing | Space Heating | Natural Gas | Furnace | E3 | AFUE 91% (WA State Min 2023) | Baseline Forecast | 0% | 0% | 0% | 0% | 0% | 100% | 100% | 67.63% | 67.64% | 67.66% | 67.68% | 67.69% | 67.93% | 67.95% | 67.95% | 67.97% | 67.97% | 67.97% | 68.01% | 68% | 67.99% | 67.98% | 67.97% | 68.87% | 68.9% | 68.93% | 68.97% | 69% | 69.04% | 69.08% | 69.12% | 100%
Commercial_Office_Existing_Space Heating_Natural Gas_Furnace_E4_Baseline Forecast | Commercial | Office | Existing | Space Heating | Natural Gas | Furnace | E4 | AFUE 96% | Baseline Forecast | [30 empty] | 0% | 0% | bar: 2019 to 2048
Commercial_Office_Existing_Space Heating_Natural Gas_Furnace_E5_Baseline Forecast | Commercial | Office | Existing | Space Heating | Natural Gas | Furnace | E5 | Convert to Gas-Fired ASHP | Baseline Forecast | 0% | 0% | 0% | 0% | 0% | 0% | 0% | 32.37% | 32.36% | 32.34% | 32.32% | 32.31% | 32.07% | 32.05% | 32.05% | 32.03% | 32.03% | 32.03% | 31.99% | 32% | 32.01% | 32.02% | 32.03% | 31.13% | 31.1% | 31.07% | 31.03% | 31% | 30.96% | 30.92% | 30.88% | 0%
Commercial_Office_Existing_Space Heating_Natural Gas_Furnace_E6_Baseline Forecast | Commercial | Office | Existing | Space Heating | Natural Gas | Furnace | E6 |  | Baseline Forecast | [30 empty] | 0% | 0% | bar: 2019 to 2048
Commercial_Office_Existing_Space Heating_Natural Gas_Furnace_E7_Baseline Forecast | Commercial | Office | Existing | Space Heating | Natural Gas | Furnace | E7 |  | Baseline Forecast | [30 empty] | 0% | 0% | bar: 2019 to 2048
Commercial_Office_Existing_Space Heating_Natural Gas_Furnace_E8_Baseline Forecast | Commercial | Office | Existing | Space Heating | Natural Gas | Furnace | E8 |  | Baseline Forecast | [30 empty] | 0% | 0% | bar: 2019 to 2048
Commercial_Office_Existing_Space Heating_Natural Gas_Furnace_E9_Baseline Forecast | Commercial | Office | Existing | Space Heating | Natural Gas | Furnace | E9 |  | Baseline Forecast | [30 empty] | 0% | 0% | bar: 2019 to 2048
Commercial_Office_Existing_Space Heating_Natural Gas_Furnace_E10_Baseline Forecast | Commercial | Office | Existing | Space Heating | Natural Gas | Furnace | E10 |  | Baseline Forecast | [30 empty] | 0% | 0% | bar: 2019 to 2048
Commercial_Office_Existing_Space Heating_Natural Gas_Boiler_E1_Baseline Forecast | Commercial | Office | Existing | Space Heating | Natural Gas | Boiler | E1 | TE 80% | Baseline Forecast | 86.88% | 86.87% | 86.87% | 86.86% | 86.85% | 0% | 0% | 0% | 0% | 0% | 0% | 0% | 0% | 0% | 0% | 0% | 0% | 0% | 0% | 0% | 0% | 0% | 0% | 0% | 0% | 0% | 0% | 0% | 0% | 0% | 0% | 0%
Commercial_Office_Existing_Space Heating_Natural Gas_Boiler_E2_Baseline Forecast | Commercial | Office | Existing | Space Heating | Natural Gas | Boiler | E2 | TE 84% (2023 Standard) | Baseline Forecast | [30 empty] | 0% | 0% | bar: 2019 to 2048
Commercial_Office_Existing_Space Heating_Natural Gas_Boiler_E3_Baseline Forecast | Commercial | Office | Existing | Space Heating | Natural Gas | Boiler | E3 | TE 94% (ENERGY STAR 1.0) | Baseline Forecast | 13.12% | 13.13% | 13.13% | 13.14% | 13.15% | 100% | 100% | 100% | 100% | 100% | 100% | 100% | 100% | 100% | 100% | 100% | 100% | 100% | 100% | 100% | 100% | 100% | 100% | 100% | 100% | 100% | 100% | 100% | 100% | 100% | 100% | 100%
Commercial_Office_Existing_Space Heating_Natural Gas_Boiler_E4_Baseline Forecast | Commercial | Office | Existing | Space Heating | Natural Gas | Boiler | E4 | TE 98% | Baseline Forecast | [30 empty] | 0% | 0% | bar: 2019 to 2048
Commercial_Office_Existing_Space Heating_Natural Gas_Boiler_E5_Baseline Forecast | Commercial | Office | Existing | Space Heating | Natural Gas | Boiler | E5 | Convert to Gas-Fired ASHP | Baseline Forecast | [30 empty] | 0% | 0% | bar: 2019 to 2048
Commercial_Office_Existing_Space Heating_Natural Gas_Boiler_E6_Baseline Forecast | Commercial | Office | Existing | Space Heating | Natural Gas | Boiler | E6 |  | Baseline Forecast | [30 empty] | 0% | 0% | bar: 2019 to 2048
Commercial_Office_Existing_Space Heating_Natural Gas_Boiler_E7_Baseline Forecast | Commercial | Office | Existing | Space Heating | Natural Gas | Boiler | E7 |  | Baseline Forecast | [30 empty] | 0% | 0% | bar: 2019 to 2048
Commercial_Office_Existing_Space Heating_Natural Gas_Boiler_E8_Baseline Forecast | Commercial | Office | Existing | Space Heating | Natural Gas | Boiler | E8 |  | Baseline Forecast | [30 empty] | 0% | 0% | bar: 2019 to 2048
Commercial_Office_Existing_Space Heating_Natural Gas_Boiler_E9_Baseline Forecast | Commercial | Office | Existing | Space Heating | Natural Gas | Boiler | E9 |  | Baseline Forecast | [30 empty] | 0% | 0% | bar: 2019 to 2048
Commercial_Office_Existing_Space Heating_Natural Gas_Boiler_E10_Baseline Forecast | Commercial | Office | Existing | Space Heating | Natural Gas | Boiler | E10 |  | Baseline Forecast | [30 empty] | 0% | 0% | bar: 2019 to 2048
Commercial_Office_Existing_Space Heating_Natural Gas_Unit Heater_E1_Baseline Forecast | Commercial | Office | Existing | Space Heating | Natural Gas | Unit Heater | E1 | Standard | Baseline Forecast | 100% | 100% | 100% | 100% | 100% | 0% | 0% | 0% | 0% | 0% | 0% | 0% | 0% | 0% | 0% | 0% | 0% | 0% | 0% | 0% | 0% | 0% | 0% | 0% | 0% | 0% | 0% | 0% | 0% | 0% | 0% | 0%
Commercial_Office_Existing_Space Heating_Natural Gas_Unit Heater_E2_Baseline Forecast | Commercial | Office | Existing | Space Heating | Natural Gas | Unit Heater | E2 | Condensing | Baseline Forecast | 0% | 0% | 0% | 0% | 0% | 100% | 100% | 100% | 100% | 100% | 100% | 100% | 100% | 100% | 100% | 100% | 100% | 100% | 100% | 100% | 100% | 100% | 100% | 100% | 100% | 100% | 100% | 100% | 100% | 100% | 100% | 100%
Commercial_Office_Existing_Space Heating_Natural Gas_Unit Heater_E3_Baseline Forecast | Commercial | Office | Existing | Space Heating | Natural Gas | Unit Heater | E3 | Infrared Radiant | Baseline Forecast | [30 empty] | 0% | 0% | bar: 2019 to 2048
Commercial_Office_Existing_Space Heating_Natural Gas_Unit Heater_E4_Baseline Forecast | Commercial | Office | Existing | Space Heating | Natural Gas | Unit Heater | E4 |  | Baseline Forecast | [30 empty] | 0% | 0% | bar: 2019 to 2048
Commercial_Office_Existing_Space Heating_Natural Gas_Unit Heater_E5_Baseline Forecast | Commercial | Office | Existing | Space Heating | Natural Gas | Unit Heater | E5 |  | Baseline Forecast | [30 empty] | 0% | 0% | bar: 2019 to 2048
Commercial_Office_Existing_Space Heating_Natural Gas_Unit Heater_E6_Baseline Forecast | Commercial | Office | Existing | Space Heating | Natural Gas | Unit Heater | E6 |  | Baseline Forecast | [30 empty] | 0% | 0% | bar: 2019 to 2048
Commercial_Office_Existing_Space Heating_Natural Gas_Unit Heater_E7_Baseline Forecast | Commercial | Office | Existing | Space Heating | Natural Gas | Unit Heater | E7 |  | Baseline Forecast | [30 empty] | 0% | 0% | bar: 2019 to 2048
Commercial_Office_Existing_Space Heating_Natural Gas_Unit Heater_E8_Baseline Forecast | Commercial | Office | Existing | Space Heating | Natural Gas | Unit Heater | E8 |  | Baseline Forecast | [30 empty] | 0% | 0% | bar: 2019 to 2048
Commercial_Office_Existing_Space Heating_Natural Gas_Unit Heater_E9_Baseline Forecast | Commercial | Office | Existing | Space Heating | Natural Gas | Unit Heater | E9 |  | Baseline Forecast | [30 empty] | 0% | 0% | bar: 2019 to 2048
Commercial_Office_Existing_Space Heating_Natural Gas_Unit Heater_E10_Baseline Forecast | Commercial | Office | Existing | Space Heating | Natural Gas | Unit Heater | E10 |  | Baseline Forecast | [30 empty] | 0% | 0% | bar: 2019 to 2048
Commercial_Office_Existing_Water Heating_Natural Gas_Water Heater_E1_Baseline Forecast | Commercial | Office | Existing | Water Heating | Natural Gas | Water Heater | E1 | TE 80% | Baseline Forecast | 21.83% | 21.82% | 21.82% | 21.81% | 21.81% | 21.83% | 21.85% | 0.2345% | 0.2426% | 0.2525% | 0.2628% | 0.2506% | 0.2605% | 0.2354% | 0.2092% | 0.1845% | 0.1835% | 0.1824% | 0.1833% | 0.1816% | 0.1802% | 0.1786% | 0.1769% | 0.2538% | 0.2554% | 0.257% | 0.2585% | 0.26% | 0.2614% | 0.2627% | 0.2632% | 21.83%
Commercial_Office_Existing_Water Heating_Natural Gas_Water Heater_E2_Baseline Forecast | Commercial | Office | Existing | Water Heating | Natural Gas | Water Heater | E2 | TE 94% (ENERGY STAR 2.0) | Baseline Forecast | 78.17% | 78.18% | 78.18% | 78.19% | 78.19% | 78.17% | 78.15% | 0.8381% | 0.8667% | 0.9018% | 0.938% | 0.8959% | 0.9284% | 0.8405% | 0.7483% | 0.6611% | 0.6577% | 0.6538% | 0.6568% | 0.6508% | 0.646% | 0.6405% | 0.6344% | 0.8899% | 0.8952% | 0.9% | 0.9047% | 0.909% | 0.9133% | 0.9174% | 0.9183% | 78.17%
Commercial_Office_Existing_Water Heating_Natural Gas_Water Heater_E3_Baseline Forecast | Commercial | Office | Existing | Water Heating | Natural Gas | Water Heater | E3 | TE 96% (Instantaneous) | Baseline Forecast | [30 empty] | 0% | 0% | bar: 2019 to 2048
Commercial_Office_Existing_Water Heating_Natural Gas_Water Heater_E4_Baseline Forecast | Commercial | Office | Existing | Water Heating | Natural Gas | Water Heater | E4 | UEF 1.0+ (Gas-Fired HPWH) | Baseline Forecast | 0% | 0% | 0% | 0% | 0% | 0% | 0% | 98.93% | 98.89% | 98.85% | 98.8% | 98.85% | 98.81% | 98.92% | 99.04% | 99.15% | 99.16% | 99.16% | 99.16% | 99.17% | 99.17% | 99.18% | 99.19% | 98.86% | 98.85% | 98.84% | 98.84% | 98.83% | 98.83% | 98.82% | 98.82% | 0%
Commercial_Office_Existing_Water Heating_Natural Gas_Water Heater_E5_Baseline Forecast | Commercial | Office | Existing | Water Heating | Natural Gas | Water Heater | E5 |  | Baseline Forecast | [30 empty] | 0% | 0% | bar: 2019 to 2048
Commercial_Office_Existing_Water Heating_Natural Gas_Water Heater_E6_Baseline Forecast | Commercial | Office | Existing | Water Heating | Natural Gas | Water Heater | E6 |  | Baseline Forecast | [30 empty] | 0% | 0% | bar: 2019 to 2048
Commercial_Office_Existing_Water Heating_Natural Gas_Water Heater_E7_Baseline Forecast | Commercial | Office | Existing | Water Heating | Natural Gas | Water Heater | E7 |  | Baseline Forecast | [30 empty] | 0% | 0% | bar: 2019 to 2048
Commercial_Office_Existing_Water Heating_Natural Gas_Water Heater_E8_Baseline Forecast | Commercial | Office | Existing | Water Heating | Natural Gas | Water Heater | E8 |  | Baseline Forecast | [30 empty] | 0% | 0% | bar: 2019 to 2048
Commercial_Office_Existing_Water Heating_Natural Gas_Water Heater_E9_Baseline Forecast | Commercial | Office | Existing | Water Heating | Natural Gas | Water Heater | E9 |  | Baseline Forecast | [30 empty] | 0% | 0% | bar: 2019 to 2048
Commercial_Office_Existing_Water Heating_Natural Gas_Water Heater_E10_Baseline Forecast | Commercial | Office | Existing | Water Heating | Natural Gas | Water Heater | E10 |  | Baseline Forecast | [30 empty] | 0% | 0% | bar: 2019 to 2048
Commercial_Office_Existing_Food Preparation_Natural Gas_Oven_E1_Baseline Forecast | Commercial | Office | Existing | Food Preparation | Natural Gas | Oven | E1 | Standard | Baseline Forecast | 41% | 40.96% | 40.93% | 40.9% | 40.85% | 41.03% | 41.18% | 41.26% | 41.29% | 41.34% | 41.22% | 41.12% | 41.42% | 41.29% | 41.11% | 40.95% | 40.95% | 40.93% | 40.99% | 40.95% | 40.92% | 40.89% | 40.84% | 42.56% | 42.59% | 42.63% | 42.66% | 42.69% | 42.72% | 42.74% | 42.77% | 41.03%
Commercial_Office_Existing_Food Preparation_Natural Gas_Oven_E2_Baseline Forecast | Commercial | Office | Existing | Food Preparation | Natural Gas | Oven | E2 | ENERGY STAR (3.0) | Baseline Forecast | 59% | 59.04% | 59.07% | 59.1% | 59.15% | 58.97% | 58.82% | 58.74% | 58.71% | 58.66% | 58.78% | 58.88% | 58.58% | 58.71% | 58.89% | 59.05% | 59.05% | 59.07% | 59.01% | 59.05% | 59.08% | 59.11% | 59.16% | 57.44% | 57.41% | 57.37% | 57.34% | 57.31% | 57.28% | 57.26% | 57.23% | 58.97%
Commercial_Office_Existing_Food Preparation_Natural Gas_Oven_E3_Baseline Forecast | Commercial | Office | Existing | Food Preparation | Natural Gas | Oven | E3 |  | Baseline Forecast | [30 empty] | 0% | 0% | bar: 2019 to 2048
Commercial_Office_Existing_Food Preparation_Natural Gas_Oven_E4_Baseline Forecast | Commercial | Office | Existing | Food Preparation | Natural Gas | Oven | E4 |  | Baseline Forecast | [30 empty] | 0% | 0% | bar: 2019 to 2048
Commercial_Office_Existing_Food Preparation_Natural Gas_Oven_E5_Baseline Forecast | Commercial | Office | Existing | Food Preparation | Natural Gas | Oven | E5 |  | Baseline Forecast | [30 empty] | 0% | 0% | bar: 2019 to 2048
Commercial_Office_Existing_Food Preparation_Natural Gas_Oven_E6_Baseline Forecast | Commercial | Office | Existing | Food Preparation | Natural Gas | Oven | E6 |  | Baseline Forecast | [30 empty] | 0% | 0% | bar: 2019 to 2048
Commercial_Office_Existing_Food Preparation_Natural Gas_Oven_E7_Baseline Forecast | Commercial | Office | Existing | Food Preparation | Natural Gas | Oven | E7 |  | Baseline Forecast | [30 empty] | 0% | 0% | bar: 2019 to 2048
Commercial_Office_Existing_Food Preparation_Natural Gas_Oven_E8_Baseline Forecast | Commercial | Office | Existing | Food Preparation | Natural Gas | Oven | E8 |  | Baseline Forecast | [30 empty] | 0% | 0% | bar: 2019 to 2048
Commercial_Office_Existing_Food Preparation_Natural Gas_Oven_E9_Baseline Forecast | Commercial | Office | Existing | Food Preparation | Natural Gas | Oven | E9 |  | Baseline Forecast | [30 empty] | 0% | 0% | bar: 2019 to 2048
Commercial_Office_Existing_Food Preparation_Natural Gas_Oven_E10_Baseline Forecast | Commercial | Office | Existing | Food Preparation | Natural Gas | Oven | E10 |  | Baseline Forecast | [30 empty] | 0% | 0% | bar: 2019 to 2048
Commercial_Office_Existing_Food Preparation_Natural Gas_Conveyor Oven_E1_Baseline Forecast | Commercial | Office | Existing | Food Preparation | Natural Gas | Conveyor Oven | E1 | Standard | Baseline Forecast | 41% | 41.01% | 41.02% | 41.04% | 40.98% | 41.02% | 41.04% | 41% | 40.91% | 40.93% | 40.94% | 40.96% | 41.26% | 41.28% | 41.28% | 41.3% | 41.3% | 41.3% | 41.35% | 41.33% | 41.32% | 41.29% | 41.27% | 42.98% | 43.04% | 43.09% | 43.15% | 43.2% | 43.25% | 43.3% | 43.37% | 41.02%
Commercial_Office_Existing_Food Preparation_Natural Gas_Conveyor Oven_E2_Baseline Forecast | Commercial | Office | Existing | Food Preparation | Natural Gas | Conveyor Oven | E2 | Efficient (>44% Baking Efficiency) | Baseline Forecast | 59% | 58.99% | 58.98% | 58.96% | 59.02% | 58.98% | 58.96% | 59% | 59.09% | 59.07% | 59.06% | 59.04% | 58.74% | 58.72% | 58.72% | 58.7% | 58.7% | 58.7% | 58.65% | 58.67% | 58.68% | 58.71% | 58.73% | 57.02% | 56.96% | 56.91% | 56.85% | 56.8% | 56.75% | 56.7% | 56.63% | 58.98%
Commercial_Office_Existing_Food Preparation_Natural Gas_Conveyor Oven_E3_Baseline Forecast | Commercial | Office | Existing | Food Preparation | Natural Gas | Conveyor Oven | E3 |  | Baseline Forecast | [30 empty] | 0% | 0% | bar: 2019 to 2048
Commercial_Office_Existing_Food Preparation_Natural Gas_Conveyor Oven_E4_Baseline Forecast | Commercial | Office | Existing | Food Preparation | Natural Gas | Conveyor Oven | E4 |  | Baseline Forecast | [30 empty] | 0% | 0% | bar: 2019 to 2048
Commercial_Office_Existing_Food Preparation_Natural Gas_Conveyor Oven_E5_Baseline Forecast | Commercial | Office | Existing | Food Preparation | Natural Gas | Conveyor Oven | E5 |  | Baseline Forecast | [30 empty] | 0% | 0% | bar: 2019 to 2048
Commercial_Office_Existing_Food Preparation_Natural Gas_Conveyor Oven_E6_Baseline Forecast | Commercial | Office | Existing | Food Preparation | Natural Gas | Conveyor Oven | E6 |  | Baseline Forecast | [30 empty] | 0% | 0% | bar: 2019 to 2048
Commercial_Office_Existing_Food Preparation_Natural Gas_Conveyor Oven_E7_Baseline Forecast | Commercial | Office | Existing | Food Preparation | Natural Gas | Conveyor Oven | E7 |  | Baseline Forecast | [30 empty] | 0% | 0% | bar: 2019 to 2048
Commercial_Office_Existing_Food Preparation_Natural Gas_Conveyor Oven_E8_Baseline Forecast | Commercial | Office | Existing | Food Preparation | Natural Gas | Conveyor Oven | E8 |  | Baseline Forecast | [30 empty] | 0% | 0% | bar: 2019 to 2048
Commercial_Office_Existing_Food Preparation_Natural Gas_Conveyor Oven_E9_Baseline Forecast | Commercial | Office | Existing | Food Preparation | Natural Gas | Conveyor Oven | E9 |  | Baseline Forecast | [30 empty] | 0% | 0% | bar: 2019 to 2048
Commercial_Office_Existing_Food Preparation_Natural Gas_Conveyor Oven_E10_Baseline Forecast | Commercial | Office | Existing | Food Preparation | Natural Gas | Conveyor Oven | E10 |  | Baseline Forecast | [30 empty] | 0% | 0% | bar: 2019 to 2048
Commercial_Office_Existing_Food Preparation_Natural Gas_Double Rack Oven_E1_Baseline Forecast | Commercial | Office | Existing | Food Preparation | Natural Gas | Double Rack Oven | E1 | Standard | Baseline Forecast | 41% | 40.9% | 40.83% | 40.87% | 40.86% | 41.24% | 41.57% | 41.77% | 41.85% | 41.61% | 41.32% | 41.02% | 41.57% | 41.2% | 41.18% | 41.21% | 41.2% | 41.18% | 41.31% | 41.23% | 41.18% | 41.11% | 41.03% | 45.56% | 45.69% | 45.81% | 45.93% | 46.04% | 46.15% | 46.26% | 46.36% | 41.24%
Commercial_Office_Existing_Food Preparation_Natural Gas_Double Rack Oven_E2_Baseline Forecast | Commercial | Office | Existing | Food Preparation | Natural Gas | Double Rack Oven | E2 | FTSC Qualified (>50% Cooking Efficiency) | Baseline Forecast | 59% | 59.1% | 59.17% | 59.13% | 59.14% | 58.76% | 58.43% | 58.23% | 58.15% | 58.39% | 58.68% | 58.98% | 58.43% | 58.8% | 58.82% | 58.79% | 58.8% | 58.82% | 58.69% | 58.77% | 58.82% | 58.89% | 58.97% | 54.44% | 54.31% | 54.19% | 54.07% | 53.96% | 53.85% | 53.74% | 53.64% | 58.76%
Commercial_Office_Existing_Food Preparation_Natural Gas_Double Rack Oven_E3_Baseline Forecast | Commercial | Office | Existing | Food Preparation | Natural Gas | Double Rack Oven | E3 |  | Baseline Forecast | [30 empty] | 0% | 0% | bar: 2019 to 2048
Commercial_Office_Existing_Food Preparation_Natural Gas_Double Rack Oven_E4_Baseline Forecast | Commercial | Office | Existing | Food Preparation | Natural Gas | Double Rack Oven | E4 |  | Baseline Forecast | [30 empty] | 0% | 0% | bar: 2019 to 2048
Commercial_Office_Existing_Food Preparation_Natural Gas_Double Rack Oven_E5_Baseline Forecast | Commercial | Office | Existing | Food Preparation | Natural Gas | Double Rack Oven | E5 |  | Baseline Forecast | [30 empty] | 0% | 0% | bar: 2019 to 2048
Commercial_Office_Existing_Food Preparation_Natural Gas_Double Rack Oven_E6_Baseline Forecast | Commercial | Office | Existing | Food Preparation | Natural Gas | Double Rack Oven | E6 |  | Baseline Forecast | [30 empty] | 0% | 0% | bar: 2019 to 2048
Commercial_Office_Existing_Food Preparation_Natural Gas_Double Rack Oven_E7_Baseline Forecast | Commercial | Office | Existing | Food Preparation | Natural Gas | Double Rack Oven | E7 |  | Baseline Forecast | [30 empty] | 0% | 0% | bar: 2019 to 2048
Commercial_Office_Existing_Food Preparation_Natural Gas_Double Rack Oven_E8_Baseline Forecast | Commercial | Office | Existing | Food Preparation | Natural Gas | Double Rack Oven | E8 |  | Baseline Forecast | [30 empty] | 0% | 0% | bar: 2019 to 2048
Commercial_Office_Existing_Food Preparation_Natural Gas_Double Rack Oven_E9_Baseline Forecast | Commercial | Office | Existing | Food Preparation | Natural Gas | Double Rack Oven | E9 |  | Baseline Forecast | [30 empty] | 0% | 0% | bar: 2019 to 2048
Commercial_Office_Existing_Food Preparation_Natural Gas_Double Rack Oven_E10_Baseline Forecast | Commercial | Office | Existing | Food Preparation | Natural Gas | Double Rack Oven | E10 |  | Baseline Forecast | [30 empty] | 0% | 0% | bar: 2019 to 2048
Commercial_Office_Existing_Food Preparation_Natural Gas_Fryer_E1_Baseline Forecast | Commercial | Office | Existing | Food Preparation | Natural Gas | Fryer | E1 | Standard | Baseline Forecast | 74% | 73.93% | 73.88% | 0% | 0% | 0% | 0% | 0% | 0% | 0% | 0% | 0% | 0% | 0% | 0% | 0% | 0% | 0% | 0% | 0% | 0% | 0% | 0% | 0% | 0% | 0% | 0% | 0% | 0% | 0% | 0% | 0%
Commercial_Office_Existing_Food Preparation_Natural Gas_Fryer_E2_Baseline Forecast | Commercial | Office | Existing | Food Preparation | Natural Gas | Fryer | E2 | ENERGY STAR (3.0) | Baseline Forecast | 26% | 26.07% | 26.12% | 100% | 100% | 100% | 100% | 100% | 100% | 100% | 100% | 100% | 100% | 100% | 100% | 100% | 100% | 100% | 100% | 100% | 100% | 100% | 100% | 100% | 100% | 100% | 100% | 100% | 100% | 100% | 100% | 100%
Commercial_Office_Existing_Food Preparation_Natural Gas_Fryer_E3_Baseline Forecast | Commercial | Office | Existing | Food Preparation | Natural Gas | Fryer | E3 |  | Baseline Forecast | [30 empty] | 0% | 0% | bar: 2019 to 2048
Commercial_Office_Existing_Food Preparation_Natural Gas_Fryer_E4_Baseline Forecast | Commercial | Office | Existing | Food Preparation | Natural Gas | Fryer | E4 |  | Baseline Forecast | [30 empty] | 0% | 0% | bar: 2019 to 2048
Commercial_Office_Existing_Food Preparation_Natural Gas_Fryer_E5_Baseline Forecast | Commercial | Office | Existing | Food Preparation | Natural Gas | Fryer | E5 |  | Baseline Forecast | [30 empty] | 0% | 0% | bar: 2019 to 2048
Commercial_Office_Existing_Food Preparation_Natural Gas_Fryer_E6_Baseline Forecast | Commercial | Office | Existing | Food Preparation | Natural Gas | Fryer | E6 |  | Baseline Forecast | [30 empty] | 0% | 0% | bar: 2019 to 2048
Commercial_Office_Existing_Food Preparation_Natural Gas_Fryer_E7_Baseline Forecast | Commercial | Office | Existing | Food Preparation | Natural Gas | Fryer | E7 |  | Baseline Forecast | [30 empty] | 0% | 0% | bar: 2019 to 2048
Commercial_Office_Existing_Food Preparation_Natural Gas_Fryer_E8_Baseline Forecast | Commercial | Office | Existing | Food Preparation | Natural Gas | Fryer | E8 |  | Baseline Forecast | [30 empty] | 0% | 0% | bar: 2019 to 2048
Commercial_Office_Existing_Food Preparation_Natural Gas_Fryer_E9_Baseline Forecast | Commercial | Office | Existing | Food Preparation | Natural Gas | Fryer | E9 |  | Baseline Forecast | [30 empty] | 0% | 0% | bar: 2019 to 2048
Commercial_Office_Existing_Food Preparation_Natural Gas_Fryer_E10_Baseline Forecast | Commercial | Office | Existing | Food Preparation | Natural Gas | Fryer | E10 |  | Baseline Forecast | [30 empty] | 0% | 0% | bar: 2019 to 2048
Commercial_Office_Existing_Food Preparation_Natural Gas_Broiler_E1_Baseline Forecast | Commercial | Office | Existing | Food Preparation | Natural Gas | Broiler | E1 | Standard | Baseline Forecast | 74% | 73.94% | 73.89% | 73.92% | 73.91% | 74.15% | 74.36% | 74.48% | 74.53% | 74.38% | 74.2% | 74.02% | 74.36% | 74.13% | 74.11% | 74.13% | 74.13% | 74.12% | 74.19% | 74.15% | 74.12% | 74.07% | 74.02% | 76.66% | 76.73% | 76.79% | 76.85% | 76.91% | 76.97% | 77.03% | 77.08% | 74.15%
Commercial_Office_Existing_Food Preparation_Natural Gas_Broiler_E2_Baseline Forecast | Commercial | Office | Existing | Food Preparation | Natural Gas | Broiler | E2 | Infrared Burners | Baseline Forecast | 26% | 26.06% | 26.11% | 26.08% | 26.09% | 25.85% | 25.64% | 25.52% | 25.47% | 25.62% | 25.8% | 25.98% | 25.64% | 25.87% | 25.89% | 25.87% | 25.87% | 25.88% | 25.81% | 25.85% | 25.88% | 25.93% | 25.98% | 23.34% | 23.27% | 23.21% | 23.15% | 23.09% | 23.03% | 22.97% | 22.92% | 25.85%
Commercial_Office_Existing_Food Preparation_Natural Gas_Broiler_E3_Baseline Forecast | Commercial | Office | Existing | Food Preparation | Natural Gas | Broiler | E3 |  | Baseline Forecast | [30 empty] | 0% | 0% | bar: 2019 to 2048
Commercial_Office_Existing_Food Preparation_Natural Gas_Broiler_E4_Baseline Forecast | Commercial | Office | Existing | Food Preparation | Natural Gas | Broiler | E4 |  | Baseline Forecast | [30 empty] | 0% | 0% | bar: 2019 to 2048
Commercial_Office_Existing_Food Preparation_Natural Gas_Broiler_E5_Baseline Forecast | Commercial | Office | Existing | Food Preparation | Natural Gas | Broiler | E5 |  | Baseline Forecast | [30 empty] | 0% | 0% | bar: 2019 to 2048
Commercial_Office_Existing_Food Preparation_Natural Gas_Broiler_E6_Baseline Forecast | Commercial | Office | Existing | Food Preparation | Natural Gas | Broiler | E6 |  | Baseline Forecast | [30 empty] | 0% | 0% | bar: 2019 to 2048
Commercial_Office_Existing_Food Preparation_Natural Gas_Broiler_E7_Baseline Forecast | Commercial | Office | Existing | Food Preparation | Natural Gas | Broiler | E7 |  | Baseline Forecast | [30 empty] | 0% | 0% | bar: 2019 to 2048
Commercial_Office_Existing_Food Preparation_Natural Gas_Broiler_E8_Baseline Forecast | Commercial | Office | Existing | Food Preparation | Natural Gas | Broiler | E8 |  | Baseline Forecast | [30 empty] | 0% | 0% | bar: 2019 to 2048
Commercial_Office_Existing_Food Preparation_Natural Gas_Broiler_E9_Baseline Forecast | Commercial | Office | Existing | Food Preparation | Natural Gas | Broiler | E9 |  | Baseline Forecast | [30 empty] | 0% | 0% | bar: 2019 to 2048
Commercial_Office_Existing_Food Preparation_Natural Gas_Broiler_E10_Baseline Forecast | Commercial | Office | Existing | Food Preparation | Natural Gas | Broiler | E10 |  | Baseline Forecast | [30 empty] | 0% | 0% | bar: 2019 to 2048
Commercial_Office_Existing_Food Preparation_Natural Gas_Griddle_E1_Baseline Forecast | Commercial | Office | Existing | Food Preparation | Natural Gas | Griddle | E1 | Standard | Baseline Forecast | 71% | 70.98% | 70.97% | 70.98% | 70.98% | 71.04% | 71.09% | 71.13% | 71.14% | 71.1% | 71.05% | 71% | 71.09% | 71.03% | 71.03% | 71.03% | 71.03% | 71.03% | 71.05% | 71.04% | 71.03% | 71.02% | 71% | 71.77% | 71.79% | 71.81% | 71.83% | 71.85% | 71.87% | 71.89% | 71.91% | 71.04%
Commercial_Office_Existing_Food Preparation_Natural Gas_Griddle_E2_Baseline Forecast | Commercial | Office | Existing | Food Preparation | Natural Gas | Griddle | E2 | ENERGY STAR | Baseline Forecast | 29% | 29.02% | 29.03% | 29.02% | 29.02% | 28.96% | 28.91% | 28.87% | 28.86% | 28.9% | 28.95% | 29% | 28.91% | 28.97% | 28.97% | 28.97% | 28.97% | 28.97% | 28.95% | 28.96% | 28.97% | 28.98% | 29% | 28.23% | 28.21% | 28.19% | 28.17% | 28.15% | 28.13% | 28.11% | 28.09% | 28.96%
Commercial_Office_Existing_Food Preparation_Natural Gas_Griddle_E3_Baseline Forecast | Commercial | Office | Existing | Food Preparation | Natural Gas | Griddle | E3 |  | Baseline Forecast | [30 empty] | 0% | 0% | bar: 2019 to 2048
Commercial_Office_Existing_Food Preparation_Natural Gas_Griddle_E4_Baseline Forecast | Commercial | Office | Existing | Food Preparation | Natural Gas | Griddle | E4 |  | Baseline Forecast | [30 empty] | 0% | 0% | bar: 2019 to 2048
Commercial_Office_Existing_Food Preparation_Natural Gas_Griddle_E5_Baseline Forecast | Commercial | Office | Existing | Food Preparation | Natural Gas | Griddle | E5 |  | Baseline Forecast | [30 empty] | 0% | 0% | bar: 2019 to 2048
Commercial_Office_Existing_Food Preparation_Natural Gas_Griddle_E6_Baseline Forecast | Commercial | Office | Existing | Food Preparation | Natural Gas | Griddle | E6 |  | Baseline Forecast | [30 empty] | 0% | 0% | bar: 2019 to 2048
Commercial_Office_Existing_Food Preparation_Natural Gas_Griddle_E7_Baseline Forecast | Commercial | Office | Existing | Food Preparation | Natural Gas | Griddle | E7 |  | Baseline Forecast | [30 empty] | 0% | 0% | bar: 2019 to 2048
Commercial_Office_Existing_Food Preparation_Natural Gas_Griddle_E8_Baseline Forecast | Commercial | Office | Existing | Food Preparation | Natural Gas | Griddle | E8 |  | Baseline Forecast | [30 empty] | 0% | 0% | bar: 2019 to 2048
Commercial_Office_Existing_Food Preparation_Natural Gas_Griddle_E9_Baseline Forecast | Commercial | Office | Existing | Food Preparation | Natural Gas | Griddle | E9 |  | Baseline Forecast | [30 empty] | 0% | 0% | bar: 2019 to 2048
Commercial_Office_Existing_Food Preparation_Natural Gas_Griddle_E10_Baseline Forecast | Commercial | Office | Existing | Food Preparation | Natural Gas | Griddle | E10 |  | Baseline Forecast | [30 empty] | 0% | 0% | bar: 2019 to 2048
Commercial_Office_Existing_Food Preparation_Natural Gas_Range_E1_Baseline Forecast | Commercial | Office | Existing | Food Preparation | Natural Gas | Range | E1 | Standard | Baseline Forecast | 41% | 40.96% | 40.93% | 40.9% | 40.86% | 40.99% | 41.1% | 41.16% | 41.18% | 41.22% | 41.24% | 41.14% | 41.36% | 41.23% | 41.07% | 40.92% | 40.92% | 40.91% | 40.95% | 40.92% | 40.9% | 40.87% | 40.84% | 42.33% | 42.37% | 42.4% | 42.44% | 42.47% | 42.5% | 42.53% | 42.56% | 40.99%
Commercial_Office_Existing_Food Preparation_Natural Gas_Range_E2_Baseline Forecast | Commercial | Office | Existing | Food Preparation | Natural Gas | Range | E2 | High Efficiency | Baseline Forecast | 59% | 59.04% | 59.07% | 59.1% | 59.14% | 59.01% | 58.9% | 58.84% | 58.82% | 58.78% | 58.76% | 58.86% | 58.64% | 58.77% | 58.93% | 59.08% | 59.08% | 59.09% | 59.05% | 59.08% | 59.1% | 59.13% | 59.16% | 57.67% | 57.63% | 57.6% | 57.56% | 57.53% | 57.5% | 57.47% | 57.44% | 59.01%
Commercial_Office_Existing_Food Preparation_Natural Gas_Range_E3_Baseline Forecast | Commercial | Office | Existing | Food Preparation | Natural Gas | Range | E3 |  | Baseline Forecast | [30 empty] | 0% | 0% | bar: 2019 to 2048
Commercial_Office_Existing_Food Preparation_Natural Gas_Range_E4_Baseline Forecast | Commercial | Office | Existing | Food Preparation | Natural Gas | Range | E4 |  | Baseline Forecast | [30 empty] | 0% | 0% | bar: 2019 to 2048
Commercial_Office_Existing_Food Preparation_Natural Gas_Range_E5_Baseline Forecast | Commercial | Office | Existing | Food Preparation | Natural Gas | Range | E5 |  | Baseline Forecast | [30 empty] | 0% | 0% | bar: 2019 to 2048
Commercial_Office_Existing_Food Preparation_Natural Gas_Range_E6_Baseline Forecast | Commercial | Office | Existing | Food Preparation | Natural Gas | Range | E6 |  | Baseline Forecast | [30 empty] | 0% | 0% | bar: 2019 to 2048
Commercial_Office_Existing_Food Preparation_Natural Gas_Range_E7_Baseline Forecast | Commercial | Office | Existing | Food Preparation | Natural Gas | Range | E7 |  | Baseline Forecast | [30 empty] | 0% | 0% | bar: 2019 to 2048
Commercial_Office_Existing_Food Preparation_Natural Gas_Range_E8_Baseline Forecast | Commercial | Office | Existing | Food Preparation | Natural Gas | Range | E8 |  | Baseline Forecast | [30 empty] | 0% | 0% | bar: 2019 to 2048
Commercial_Office_Existing_Food Preparation_Natural Gas_Range_E9_Baseline Forecast | Commercial | Office | Existing | Food Preparation | Natural Gas | Range | E9 |  | Baseline Forecast | [30 empty] | 0% | 0% | bar: 2019 to 2048
Commercial_Office_Existing_Food Preparation_Natural Gas_Range_E10_Baseline Forecast | Commercial | Office | Existing | Food Preparation | Natural Gas | Range | E10 |  | Baseline Forecast | [30 empty] | 0% | 0% | bar: 2019 to 2048
Commercial_Office_Existing_Food Preparation_Natural Gas_Steamer_E1_Baseline Forecast | Commercial | Office | Existing | Food Preparation | Natural Gas | Steamer | E1 | Standard | Baseline Forecast | 50% | 49.88% | 49.81% | 0% | 0% | 0% | 0% | 0% | 0% | 0% | 0% | 0% | 0% | 0% | 0% | 0% | 0% | 0% | 0% | 0% | 0% | 0% | 0% | 0% | 0% | 0% | 0% | 0% | 0% | 0% | 0% | 0%
Commercial_Office_Existing_Food Preparation_Natural Gas_Steamer_E2_Baseline Forecast | Commercial | Office | Existing | Food Preparation | Natural Gas | Steamer | E2 | ENERGY STAR | Baseline Forecast | 50% | 50.12% | 50.19% | 100% | 100% | 100% | 100% | 100% | 100% | 100% | 100% | 100% | 100% | 100% | 100% | 100% | 100% | 100% | 100% | 100% | 100% | 100% | 100% | 100% | 100% | 100% | 100% | 100% | 100% | 100% | 100% | 100%
Commercial_Office_Existing_Food Preparation_Natural Gas_Steamer_E3_Baseline Forecast | Commercial | Office | Existing | Food Preparation | Natural Gas | Steamer | E3 |  | Baseline Forecast | [30 empty] | 0% | 0% | bar: 2019 to 2048
Commercial_Office_Existing_Food Preparation_Natural Gas_Steamer_E4_Baseline Forecast | Commercial | Office | Existing | Food Preparation | Natural Gas | Steamer | E4 |  | Baseline Forecast | [30 empty] | 0% | 0% | bar: 2019 to 2048
Commercial_Office_Existing_Food Preparation_Natural Gas_Steamer_E5_Baseline Forecast | Commercial | Office | Existing | Food Preparation | Natural Gas | Steamer | E5 |  | Baseline Forecast | [30 empty] | 0% | 0% | bar: 2019 to 2048
Commercial_Office_Existing_Food Preparation_Natural Gas_Steamer_E6_Baseline Forecast | Commercial | Office | Existing | Food Preparation | Natural Gas | Steamer | E6 |  | Baseline Forecast | [30 empty] | 0% | 0% | bar: 2019 to 2048
Commercial_Office_Existing_Food Preparation_Natural Gas_Steamer_E7_Baseline Forecast | Commercial | Office | Existing | Food Preparation | Natural Gas | Steamer | E7 |  | Baseline Forecast | [30 empty] | 0% | 0% | bar: 2019 to 2048
Commercial_Office_Existing_Food Preparation_Natural Gas_Steamer_E8_Baseline Forecast | Commercial | Office | Existing | Food Preparation | Natural Gas | Steamer | E8 |  | Baseline Forecast | [30 empty] | 0% | 0% | bar: 2019 to 2048
Commercial_Office_Existing_Food Preparation_Natural Gas_Steamer_E9_Baseline Forecast | Commercial | Office | Existing | Food Preparation | Natural Gas | Steamer | E9 |  | Baseline Forecast | [30 empty] | 0% | 0% | bar: 2019 to 2048
Commercial_Office_Existing_Food Preparation_Natural Gas_Steamer_E10_Baseline Forecast | Commercial | Office | Existing | Food Preparation | Natural Gas | Steamer | E10 |  | Baseline Forecast | [30 empty] | 0% | 0% | bar: 2019 to 2048
Commercial_Office_Existing_Food Preparation_Natural Gas_Food Prep Other_E1_Baseline Forecast | Commercial | Office | Existing | Food Preparation | Natural Gas | Food Prep Other | E1 | Standard | Baseline Forecast | 74% | 74% | 74% | 74% | 74% | 74% | 74% | 74% | 74% | 74% | 74% | 74% | 74% | 74% | 74% | 74% | 74% | 74% | 74% | 74% | 74% | 74% | 74% | 74% | 74% | 74% | 74% | 74% | 74% | 74% | 74% | 74%
Commercial_Office_Existing_Food Preparation_Natural Gas_Food Prep Other_E2_Baseline Forecast | Commercial | Office | Existing | Food Preparation | Natural Gas | Food Prep Other | E2 | ENERGY STAR | Baseline Forecast | 26% | 26% | 26% | 26% | 26% | 26% | 26% | 26% | 26% | 26% | 26% | 26% | 26% | 26% | 26% | 26% | 26% | 26% | 26% | 26% | 26% | 26% | 26% | 26% | 26% | 26% | 26% | 26% | 26% | 26% | 26% | 26%
Commercial_Office_Existing_Food Preparation_Natural Gas_Food Prep Other_E3_Baseline Forecast | Commercial | Office | Existing | Food Preparation | Natural Gas | Food Prep Other | E3 |  | Baseline Forecast | [30 empty] | 0% | 0% | bar: 2019 to 2048
Commercial_Office_Existing_Food Preparation_Natural Gas_Food Prep Other_E4_Baseline Forecast | Commercial | Office | Existing | Food Preparation | Natural Gas | Food Prep Other | E4 |  | Baseline Forecast | [30 empty] | 0% | 0% | bar: 2019 to 2048
Commercial_Office_Existing_Food Preparation_Natural Gas_Food Prep Other_E5_Baseline Forecast | Commercial | Office | Existing | Food Preparation | Natural Gas | Food Prep Other | E5 |  | Baseline Forecast | [30 empty] | 0% | 0% | bar: 2019 to 2048
Commercial_Office_Existing_Food Preparation_Natural Gas_Food Prep Other_E6_Baseline Forecast | Commercial | Office | Existing | Food Preparation | Natural Gas | Food Prep Other | E6 |  | Baseline Forecast | [30 empty] | 0% | 0% | bar: 2019 to 2048
Commercial_Office_Existing_Food Preparation_Natural Gas_Food Prep Other_E7_Baseline Forecast | Commercial | Office | Existing | Food Preparation | Natural Gas | Food Prep Other | E7 |  | Baseline Forecast | [30 empty] | 0% | 0% | bar: 2019 to 2048
Commercial_Office_Existing_Food Preparation_Natural Gas_Food Prep Other_E8_Baseline Forecast | Commercial | Office | Existing | Food Preparation | Natural Gas | Food Prep Other | E8 |  | Baseline Forecast | [30 empty] | 0% | 0% | bar: 2019 to 2048
Commercial_Office_Existing_Food Preparation_Natural Gas_Food Prep Other_E9_Baseline Forecast | Commercial | Office | Existing | Food Preparation | Natural Gas | Food Prep Other | E9 |  | Baseline Forecast | [30 empty] | 0% | 0% | bar: 2019 to 2048
Commercial_Office_Existing_Food Preparation_Natural Gas_Food Prep Other_E10_Baseline Forecast | Commercial | Office | Existing | Food Preparation | Natural Gas | Food Prep Other | E10 |  | Baseline Forecast | [30 empty] | 0% | 0% | bar: 2019 to 2048
Commercial_Office_Existing_Miscellaneous_Natural Gas_Pool Heater_E1_Baseline Forecast | Commercial | Office | Existing | Miscellaneous | Natural Gas | Pool Heater | E1 | Standard (EF .78) | Baseline Forecast | 90% | 89.96% | 89.95% | 89.94% | 89.91% | 89.97% | 90.01% | 90.01% | 89.98% | 90% | 90.01% | 90.02% | 90.33% | 90.36% | 90.37% | 90.23% | 90.09% | 89.95% | 89.85% | 89.72% | 89.7% | 89.68% | 89.66% | 90.72% | 90.75% | 90.77% | 90.79% | 90.81% | 90.84% | 90.86% | 90.88% | 89.97%
Commercial_Office_Existing_Miscellaneous_Natural Gas_Pool Heater_E2_Baseline Forecast | Commercial | Office | Existing | Miscellaneous | Natural Gas | Pool Heater | E2 | Condensing (EF .90) | Baseline Forecast | 10% | 10.04% | 10.05% | 10.06% | 10.09% | 10.03% | 9.988% | 9.987% | 10.02% | 10% | 9.995% | 9.983% | 9.666% | 9.638% | 9.63% | 9.768% | 9.915% | 10.05% | 10.15% | 10.28% | 10.3% | 10.32% | 10.34% | 9.279% | 9.253% | 9.229% | 9.207% | 9.185% | 9.164% | 9.144% | 9.124% | 10.03%
Commercial_Office_Existing_Miscellaneous_Natural Gas_Pool Heater_E3_Baseline Forecast | Commercial | Office | Existing | Miscellaneous | Natural Gas | Pool Heater | E3 |  | Baseline Forecast | [30 empty] | 0% | 0% | bar: 2019 to 2048
Commercial_Office_Existing_Miscellaneous_Natural Gas_Pool Heater_E4_Baseline Forecast | Commercial | Office | Existing | Miscellaneous | Natural Gas | Pool Heater | E4 |  | Baseline Forecast | [30 empty] | 0% | 0% | bar: 2019 to 2048
Commercial_Office_Existing_Miscellaneous_Natural Gas_Pool Heater_E5_Baseline Forecast | Commercial | Office | Existing | Miscellaneous | Natural Gas | Pool Heater | E5 |  | Baseline Forecast | [30 empty] | 0% | 0% | bar: 2019 to 2048
Commercial_Office_Existing_Miscellaneous_Natural Gas_Pool Heater_E6_Baseline Forecast | Commercial | Office | Existing | Miscellaneous | Natural Gas | Pool Heater | E6 |  | Baseline Forecast | [30 empty] | 0% | 0% | bar: 2019 to 2048
Commercial_Office_Existing_Miscellaneous_Natural Gas_Pool Heater_E7_Baseline Forecast | Commercial | Office | Existing | Miscellaneous | Natural Gas | Pool Heater | E7 |  | Baseline Forecast | [30 empty] | 0% | 0% | bar: 2019 to 2048
Commercial_Office_Existing_Miscellaneous_Natural Gas_Pool Heater_E8_Baseline Forecast | Commercial | Office | Existing | Miscellaneous | Natural Gas | Pool Heater | E8 |  | Baseline Forecast | [30 empty] | 0% | 0% | bar: 2019 to 2048
Commercial_Office_Existing_Miscellaneous_Natural Gas_Pool Heater_E9_Baseline Forecast | Commercial | Office | Existing | Miscellaneous | Natural Gas | Pool Heater | E9 |  | Baseline Forecast | [30 empty] | 0% | 0% | bar: 2019 to 2048
Commercial_Office_Existing_Miscellaneous_Natural Gas_Pool Heater_E10_Baseline Forecast | Commercial | Office | Existing | Miscellaneous | Natural Gas | Pool Heater | E10 |  | Baseline Forecast | [30 empty] | 0% | 0% | bar: 2019 to 2048
Commercial_Office_Existing_Miscellaneous_Natural Gas_Miscellaneous_E1_Baseline Forecast | Commercial | Office | Existing | Miscellaneous | Natural Gas | Miscellaneous | E1 | Miscellaneous | Baseline Forecast | 100% | 100% | 100% | 100% | 100% | 100% | 100% | 100% | 100% | 100% | 100% | 100% | 100% | 100% | 100% | 100% | 100% | 100% | 100% | 100% | 100% | 100% | 100% | 100% | 100% | 100% | 100% | 100% | 100% | 100% | 100% | 100%
Commercial_Office_Existing_Miscellaneous_Natural Gas_Miscellaneous_E2_Baseline Forecast | Commercial | Office | Existing | Miscellaneous | Natural Gas | Miscellaneous | E2 |  | Baseline Forecast | [30 empty] | 0% | 0% | bar: 2019 to 2048
Commercial_Office_Existing_Miscellaneous_Natural Gas_Miscellaneous_E3_Baseline Forecast | Commercial | Office | Existing | Miscellaneous | Natural Gas | Miscellaneous | E3 |  | Baseline Forecast | [30 empty] | 0% | 0% | bar: 2019 to 2048
Commercial_Office_Existing_Miscellaneous_Natural Gas_Miscellaneous_E4_Baseline Forecast | Commercial | Office | Existing | Miscellaneous | Natural Gas | Miscellaneous | E4 |  | Baseline Forecast | [30 empty] | 0% | 0% | bar: 2019 to 2048
Commercial_Office_Existing_Miscellaneous_Natural Gas_Miscellaneous_E5_Baseline Forecast | Commercial | Office | Existing | Miscellaneous | Natural Gas | Miscellaneous | E5 |  | Baseline Forecast | [30 empty] | 0% | 0% | bar: 2019 to 2048
Commercial_Office_Existing_Miscellaneous_Natural Gas_Miscellaneous_E6_Baseline Forecast | Commercial | Office | Existing | Miscellaneous | Natural Gas | Miscellaneous | E6 |  | Baseline Forecast | [30 empty] | 0% | 0% | bar: 2019 to 2048
Commercial_Office_Existing_Miscellaneous_Natural Gas_Miscellaneous_E7_Baseline Forecast | Commercial | Office | Existing | Miscellaneous | Natural Gas | Miscellaneous | E7 |  | Baseline Forecast | [30 empty] | 0% | 0% | bar: 2019 to 2048
Commercial_Office_Existing_Miscellaneous_Natural Gas_Miscellaneous_E8_Baseline Forecast | Commercial | Office | Existing | Miscellaneous | Natural Gas | Miscellaneous | E8 |  | Baseline Forecast | [30 empty] | 0% | 0% | bar: 2019 to 2048
Commercial_Office_Existing_Miscellaneous_Natural Gas_Miscellaneous_E9_Baseline Forecast | Commercial | Office | Existing | Miscellaneous | Natural Gas | Miscellaneous | E9 |  | Baseline Forecast | [30 empty] | 0% | 0% | bar: 2019 to 2048
Commercial_Office_Existing_Miscellaneous_Natural Gas_Miscellaneous_E10_Baseline Forecast | Commercial | Office | Existing | Miscellaneous | Natural Gas | Miscellaneous | E10 |  | Baseline Forecast | [30 empty] | 0% | 0% | bar: 2019 to 2048
Commercial_Office_New_Space Heating_Natural Gas_Furnace_E1_Baseline Forecast | Commercial | Office | New | Space Heating | Natural Gas | Furnace | E1 | AFUE 80% (Standard) | Baseline Forecast | 100% | 100% | 100% | 100% | 100% | 0% | 0% | 0% | 0% | 0% | 0% | 0% | 0% | 0% | 0% | 0% | 0% | 0% | 0% | 0% | 0% | 0% | 0% | 0% | 0% | 0% | 0% | 0% | 0% | 0% | 0% | 0%
Commercial_Office_New_Space Heating_Natural Gas_Furnace_E2_Baseline Forecast | Commercial | Office | New | Space Heating | Natural Gas | Furnace | E2 | AFUE 81% (2023 Fed Standard) | Baseline Forecast | [30 empty] | 0% | 0% | bar: 2019 to 2048
Commercial_Office_New_Space Heating_Natural Gas_Furnace_E3_Baseline Forecast | Commercial | Office | New | Space Heating | Natural Gas | Furnace | E3 | AFUE 91% (WA State Min 2023) | Baseline Forecast | 0% | 0% | 0% | 0% | 0% | 100% | 100% | 67.49% | 67.5% | 67.53% | 67.54% | 67.55% | 67.8% | 67.82% | 67.82% | 67.84% | 67.84% | 67.85% | 67.89% | 67.87% | 67.87% | 67.86% | 67.84% | 68.77% | 68.81% | 68.84% | 68.88% | 68.91% | 68.95% | 68.99% | 69.04% | 100%
Commercial_Office_New_Space Heating_Natural Gas_Furnace_E4_Baseline Forecast | Commercial | Office | New | Space Heating | Natural Gas | Furnace | E4 | AFUE 96% | Baseline Forecast | [30 empty] | 0% | 0% | bar: 2019 to 2048
Commercial_Office_New_Space Heating_Natural Gas_Furnace_E5_Baseline Forecast | Commercial | Office | New | Space Heating | Natural Gas | Furnace | E5 | Convert to Gas-Fired ASHP | Baseline Forecast | 0% | 0% | 0% | 0% | 0% | 0% | 0% | 32.51% | 32.5% | 32.47% | 32.46% | 32.45% | 32.2% | 32.18% | 32.18% | 32.16% | 32.16% | 32.15% | 32.11% | 32.13% | 32.13% | 32.14% | 32.16% | 31.23% | 31.19% | 31.16% | 31.12% | 31.09% | 31.05% | 31.01% | 30.96% | 0%
Commercial_Office_New_Space Heating_Natural Gas_Furnace_E6_Baseline Forecast | Commercial | Office | New | Space Heating | Natural Gas | Furnace | E6 |  | Baseline Forecast | [30 empty] | 0% | 0% | bar: 2019 to 2048
Commercial_Office_New_Space Heating_Natural Gas_Furnace_E7_Baseline Forecast | Commercial | Office | New | Space Heating | Natural Gas | Furnace | E7 |  | Baseline Forecast | [30 empty] | 0% | 0% | bar: 2019 to 2048
Commercial_Office_New_Space Heating_Natural Gas_Furnace_E8_Baseline Forecast | Commercial | Office | New | Space Heating | Natural Gas | Furnace | E8 |  | Baseline Forecast | [30 empty] | 0% | 0% | bar: 2019 to 2048
Commercial_Office_New_Space Heating_Natural Gas_Furnace_E9_Baseline Forecast | Commercial | Office | New | Space Heating | Natural Gas | Furnace | E9 |  | Baseline Forecast | [30 empty] | 0% | 0% | bar: 2019 to 2048
Commercial_Office_New_Space Heating_Natural Gas_Furnace_E10_Baseline Forecast | Commercial | Office | New | Space Heating | Natural Gas | Furnace | E10 |  | Baseline Forecast | [30 empty] | 0% | 0% | bar: 2019 to 2048
Commercial_Office_New_Space Heating_Natural Gas_Boiler_E1_Baseline Forecast | Commercial | Office | New | Space Heating | Natural Gas | Boiler | E1 | TE 80% | Baseline Forecast | 100% | 100% | 100% | 100% | 100% | 0% | 0% | 0% | 0% | 0% | 0% | 0% | 0% | 0% | 0% | 0% | 0% | 0% | 0% | 0% | 0% | 0% | 0% | 0% | 0% | 0% | 0% | 0% | 0% | 0% | 0% | 0%
Commercial_Office_New_Space Heating_Natural Gas_Boiler_E2_Baseline Forecast | Commercial | Office | New | Space Heating | Natural Gas | Boiler | E2 | TE 84% (2023 Standard) | Baseline Forecast | [30 empty] | 0% | 0% | bar: 2019 to 2048
Commercial_Office_New_Space Heating_Natural Gas_Boiler_E3_Baseline Forecast | Commercial | Office | New | Space Heating | Natural Gas | Boiler | E3 | TE 94% (ENERGY STAR 1.0) | Baseline Forecast | 0% | 0% | 0% | 0% | 0% | 100% | 100% | 100% | 100% | 100% | 100% | 100% | 100% | 100% | 100% | 100% | 100% | 100% | 100% | 100% | 100% | 100% | 100% | 100% | 100% | 100% | 100% | 100% | 100% | 100% | 100% | 100%
Commercial_Office_New_Space Heating_Natural Gas_Boiler_E4_Baseline Forecast | Commercial | Office | New | Space Heating | Natural Gas | Boiler | E4 | TE 98% | Baseline Forecast | [30 empty] | 0% | 0% | bar: 2019 to 2048
Commercial_Office_New_Space Heating_Natural Gas_Boiler_E5_Baseline Forecast | Commercial | Office | New | Space Heating | Natural Gas | Boiler | E5 | Convert to Gas-Fired ASHP | Baseline Forecast | [30 empty] | 0% | 0% | bar: 2019 to 2048
Commercial_Office_New_Space Heating_Natural Gas_Boiler_E6_Baseline Forecast | Commercial | Office | New | Space Heating | Natural Gas | Boiler | E6 |  | Baseline Forecast | [30 empty] | 0% | 0% | bar: 2019 to 2048
Commercial_Office_New_Space Heating_Natural Gas_Boiler_E7_Baseline Forecast | Commercial | Office | New | Space Heating | Natural Gas | Boiler | E7 |  | Baseline Forecast | [30 empty] | 0% | 0% | bar: 2019 to 2048
Commercial_Office_New_Space Heating_Natural Gas_Boiler_E8_Baseline Forecast | Commercial | Office | New | Space Heating | Natural Gas | Boiler | E8 |  | Baseline Forecast | [30 empty] | 0% | 0% | bar: 2019 to 2048
Commercial_Office_New_Space Heating_Natural Gas_Boiler_E9_Baseline Forecast | Commercial | Office | New | Space Heating | Natural Gas | Boiler | E9 |  | Baseline Forecast | [30 empty] | 0% | 0% | bar: 2019 to 2048
Commercial_Office_New_Space Heating_Natural Gas_Boiler_E10_Baseline Forecast | Commercial | Office | New | Space Heating | Natural Gas | Boiler | E10 |  | Baseline Forecast | [30 empty] | 0% | 0% | bar: 2019 to 2048
Commercial_Office_New_Space Heating_Natural Gas_Unit Heater_E1_Baseline Forecast | Commercial | Office | New | Space Heating | Natural Gas | Unit Heater | E1 | Standard | Baseline Forecast | 100% | 100% | 100% | 100% | 100% | 0% | 0% | 0% | 0% | 0% | 0% | 0% | 0% | 0% | 0% | 0% | 0% | 0% | 0% | 0% | 0% | 0% | 0% | 0% | 0% | 0% | 0% | 0% | 0% | 0% | 0% | 0%
Commercial_Office_New_Space Heating_Natural Gas_Unit Heater_E2_Baseline Forecast | Commercial | Office | New | Space Heating | Natural Gas | Unit Heater | E2 | Condensing | Baseline Forecast | 0% | 0% | 0% | 0% | 0% | 100% | 100% | 100% | 100% | 100% | 100% | 100% | 100% | 100% | 100% | 100% | 100% | 100% | 100% | 100% | 100% | 100% | 100% | 100% | 100% | 100% | 100% | 100% | 100% | 100% | 100% | 100%
Commercial_Office_New_Space Heating_Natural Gas_Unit Heater_E3_Baseline Forecast | Commercial | Office | New | Space Heating | Natural Gas | Unit Heater | E3 | Infrared Radiant | Baseline Forecast | [30 empty] | 0% | 0% | bar: 2019 to 2048
Commercial_Office_New_Space Heating_Natural Gas_Unit Heater_E4_Baseline Forecast | Commercial | Office | New | Space Heating | Natural Gas | Unit Heater | E4 |  | Baseline Forecast | [30 empty] | 0% | 0% | bar: 2019 to 2048
Commercial_Office_New_Space Heating_Natural Gas_Unit Heater_E5_Baseline Forecast | Commercial | Office | New | Space Heating | Natural Gas | Unit Heater | E5 |  | Baseline Forecast | [30 empty] | 0% | 0% | bar: 2019 to 2048
Commercial_Office_New_Space Heating_Natural Gas_Unit Heater_E6_Baseline Forecast | Commercial | Office | New | Space Heating | Natural Gas | Unit Heater | E6 |  | Baseline Forecast | [30 empty] | 0% | 0% | bar: 2019 to 2048
Commercial_Office_New_Space Heating_Natural Gas_Unit Heater_E7_Baseline Forecast | Commercial | Office | New | Space Heating | Natural Gas | Unit Heater | E7 |  | Baseline Forecast | [30 empty] | 0% | 0% | bar: 2019 to 2048
Commercial_Office_New_Space Heating_Natural Gas_Unit Heater_E8_Baseline Forecast | Commercial | Office | New | Space Heating | Natural Gas | Unit Heater | E8 |  | Baseline Forecast | [30 empty] | 0% | 0% | bar: 2019 to 2048
Commercial_Office_New_Space Heating_Natural Gas_Unit Heater_E9_Baseline Forecast | Commercial | Office | New | Space Heating | Natural Gas | Unit Heater | E9 |  | Baseline Forecast | [30 empty] | 0% | 0% | bar: 2019 to 2048
Commercial_Office_New_Space Heating_Natural Gas_Unit Heater_E10_Baseline Forecast | Commercial | Office | New | Space Heating | Natural Gas | Unit Heater | E10 |  | Baseline Forecast | [30 empty] | 0% | 0% | bar: 2019 to 2048
Commercial_Office_New_Water Heating_Natural Gas_Water Heater_E1_Baseline Forecast | Commercial | Office | New | Water Heating | Natural Gas | Water Heater | E1 | TE 80% | Baseline Forecast | 21.69% | 21.68% | 21.68% | 21.67% | 21.67% | 21.69% | 21.7% | 0.1739% | 0.1804% | 0.1883% | 0.1966% | 0.1872% | 0.1942% | 0.1743% | 0.1537% | 0.1344% | 0.1337% | 0.1328% | 0.1334% | 0.1321% | 0.1311% | 0.1299% | 0.1287% | 0.1823% | 0.1834% | 0.1844% | 0.1854% | 0.1863% | 0.1872% | 0.1881% | 0.1882% | 21.69%
Commercial_Office_New_Water Heating_Natural Gas_Water Heater_E2_Baseline Forecast | Commercial | Office | New | Water Heating | Natural Gas | Water Heater | E2 | TE 94% (ENERGY STAR 2.0) | Baseline Forecast | 78.31% | 78.32% | 78.32% | 78.33% | 78.33% | 78.31% | 78.3% | 0.627% | 0.6503% | 0.6788% | 0.7084% | 0.675% | 0.6988% | 0.628% | 0.5547% | 0.4856% | 0.483% | 0.48% | 0.4818% | 0.4773% | 0.4738% | 0.4697% | 0.4653% | 0.6479% | 0.6514% | 0.6547% | 0.6578% | 0.6607% | 0.6635% | 0.6662% | 0.6662% | 78.31%
Commercial_Office_New_Water Heating_Natural Gas_Water Heater_E3_Baseline Forecast | Commercial | Office | New | Water Heating | Natural Gas | Water Heater | E3 | TE 96% (Instantaneous) | Baseline Forecast | [30 empty] | 0% | 0% | bar: 2019 to 2048
Commercial_Office_New_Water Heating_Natural Gas_Water Heater_E4_Baseline Forecast | Commercial | Office | New | Water Heating | Natural Gas | Water Heater | E4 | UEF 1.0+ (Gas-Fired HPWH) | Baseline Forecast | 0% | 0% | 0% | 0% | 0% | 0% | 0% | 99.2% | 99.17% | 99.13% | 99.09% | 99.14% | 99.11% | 99.2% | 99.29% | 99.38% | 99.38% | 99.39% | 99.38% | 99.39% | 99.4% | 99.4% | 99.41% | 99.17% | 99.17% | 99.16% | 99.16% | 99.15% | 99.15% | 99.15% | 99.15% | 0%
Commercial_Office_New_Water Heating_Natural Gas_Water Heater_E5_Baseline Forecast | Commercial | Office | New | Water Heating | Natural Gas | Water Heater | E5 |  | Baseline Forecast | [30 empty] | 0% | 0% | bar: 2019 to 2048
Commercial_Office_New_Water Heating_Natural Gas_Water Heater_E6_Baseline Forecast | Commercial | Office | New | Water Heating | Natural Gas | Water Heater | E6 |  | Baseline Forecast | [30 empty] | 0% | 0% | bar: 2019 to 2048
Commercial_Office_New_Water Heating_Natural Gas_Water Heater_E7_Baseline Forecast | Commercial | Office | New | Water Heating | Natural Gas | Water Heater | E7 |  | Baseline Forecast | [30 empty] | 0% | 0% | bar: 2019 to 2048
Commercial_Office_New_Water Heating_Natural Gas_Water Heater_E8_Baseline Forecast | Commercial | Office | New | Water Heating | Natural Gas | Water Heater | E8 |  | Baseline Forecast | [30 empty] | 0% | 0% | bar: 2019 to 2048
Commercial_Office_New_Water Heating_Natural Gas_Water Heater_E9_Baseline Forecast | Commercial | Office | New | Water Heating | Natural Gas | Water Heater | E9 |  | Baseline Forecast | [30 empty] | 0% | 0% | bar: 2019 to 2048
Commercial_Office_New_Water Heating_Natural Gas_Water Heater_E10_Baseline Forecast | Commercial | Office | New | Water Heating | Natural Gas | Water Heater | E10 |  | Baseline Forecast | [30 empty] | 0% | 0% | bar: 2019 to 2048
Commercial_Office_New_Food Preparation_Natural Gas_Oven_E1_Baseline Forecast | Commercial | Office | New | Food Preparation | Natural Gas | Oven | E1 | Standard | Baseline Forecast | 41% | 40.96% | 40.93% | 40.9% | 40.85% | 41.03% | 41.18% | 41.26% | 41.29% | 41.34% | 41.22% | 41.12% | 41.42% | 41.29% | 41.11% | 40.95% | 40.95% | 40.93% | 40.99% | 40.95% | 40.92% | 40.89% | 40.84% | 42.56% | 42.59% | 42.63% | 42.66% | 42.69% | 42.72% | 42.74% | 42.77% | 41.03%
Commercial_Office_New_Food Preparation_Natural Gas_Oven_E2_Baseline Forecast | Commercial | Office | New | Food Preparation | Natural Gas | Oven | E2 | ENERGY STAR (3.0) | Baseline Forecast | 59% | 59.04% | 59.07% | 59.1% | 59.15% | 58.97% | 58.82% | 58.74% | 58.71% | 58.66% | 58.78% | 58.88% | 58.58% | 58.71% | 58.89% | 59.05% | 59.05% | 59.07% | 59.01% | 59.05% | 59.08% | 59.11% | 59.16% | 57.44% | 57.41% | 57.37% | 57.34% | 57.31% | 57.28% | 57.26% | 57.23% | 58.97%
Commercial_Office_New_Food Preparation_Natural Gas_Oven_E3_Baseline Forecast | Commercial | Office | New | Food Preparation | Natural Gas | Oven | E3 |  | Baseline Forecast | [30 empty] | 0% | 0% | bar: 2019 to 2048
Commercial_Office_New_Food Preparation_Natural Gas_Oven_E4_Baseline Forecast | Commercial | Office | New | Food Preparation | Natural Gas | Oven | E4 |  | Baseline Forecast | [30 empty] | 0% | 0% | bar: 2019 to 2048
Commercial_Office_New_Food Preparation_Natural Gas_Oven_E5_Baseline Forecast | Commercial | Office | New | Food Preparation | Natural Gas | Oven | E5 |  | Baseline Forecast | [30 empty] | 0% | 0% | bar: 2019 to 2048
Commercial_Office_New_Food Preparation_Natural Gas_Oven_E6_Baseline Forecast | Commercial | Office | New | Food Preparation | Natural Gas | Oven | E6 |  | Baseline Forecast | [30 empty] | 0% | 0% | bar: 2019 to 2048
Commercial_Office_New_Food Preparation_Natural Gas_Oven_E7_Baseline Forecast | Commercial | Office | New | Food Preparation | Natural Gas | Oven | E7 |  | Baseline Forecast | [30 empty] | 0% | 0% | bar: 2019 to 2048
Commercial_Office_New_Food Preparation_Natural Gas_Oven_E8_Baseline Forecast | Commercial | Office | New | Food Preparation | Natural Gas | Oven | E8 |  | Baseline Forecast | [30 empty] | 0% | 0% | bar: 2019 to 2048
Commercial_Office_New_Food Preparation_Natural Gas_Oven_E9_Baseline Forecast | Commercial | Office | New | Food Preparation | Natural Gas | Oven | E9 |  | Baseline Forecast | [30 empty] | 0% | 0% | bar: 2019 to 2048
Commercial_Office_New_Food Preparation_Natural Gas_Oven_E10_Baseline Forecast | Commercial | Office | New | Food Preparation | Natural Gas | Oven | E10 |  | Baseline Forecast | [30 empty] | 0% | 0% | bar: 2019 to 2048
Commercial_Office_New_Food Preparation_Natural Gas_Conveyor Oven_E1_Baseline Forecast | Commercial | Office | New | Food Preparation | Natural Gas | Conveyor Oven | E1 | Standard | Baseline Forecast | 41% | 41.01% | 41.02% | 41.04% | 40.98% | 41.02% | 41.04% | 41% | 40.91% | 40.93% | 40.94% | 40.96% | 41.26% | 41.28% | 41.28% | 41.3% | 41.3% | 41.3% | 41.35% | 41.33% | 41.32% | 41.29% | 41.27% | 42.98% | 43.04% | 43.09% | 43.15% | 43.2% | 43.25% | 43.3% | 43.37% | 41.02%
Commercial_Office_New_Food Preparation_Natural Gas_Conveyor Oven_E2_Baseline Forecast | Commercial | Office | New | Food Preparation | Natural Gas | Conveyor Oven | E2 | Efficient (>44% Baking Efficiency) | Baseline Forecast | 59% | 58.99% | 58.98% | 58.96% | 59.02% | 58.98% | 58.96% | 59% | 59.09% | 59.07% | 59.06% | 59.04% | 58.74% | 58.72% | 58.72% | 58.7% | 58.7% | 58.7% | 58.65% | 58.67% | 58.68% | 58.71% | 58.73% | 57.02% | 56.96% | 56.91% | 56.85% | 56.8% | 56.75% | 56.7% | 56.63% | 58.98%
Commercial_Office_New_Food Preparation_Natural Gas_Conveyor Oven_E3_Baseline Forecast | Commercial | Office | New | Food Preparation | Natural Gas | Conveyor Oven | E3 |  | Baseline Forecast | [30 empty] | 0% | 0% | bar: 2019 to 2048
Commercial_Office_New_Food Preparation_Natural Gas_Conveyor Oven_E4_Baseline Forecast | Commercial | Office | New | Food Preparation | Natural Gas | Conveyor Oven | E4 |  | Baseline Forecast | [30 empty] | 0% | 0% | bar: 2019 to 2048
Commercial_Office_New_Food Preparation_Natural Gas_Conveyor Oven_E5_Baseline Forecast | Commercial | Office | New | Food Preparation | Natural Gas | Conveyor Oven | E5 |  | Baseline Forecast | [30 empty] | 0% | 0% | bar: 2019 to 2048
Commercial_Office_New_Food Preparation_Natural Gas_Conveyor Oven_E6_Baseline Forecast | Commercial | Office | New | Food Preparation | Natural Gas | Conveyor Oven | E6 |  | Baseline Forecast | [30 empty] | 0% | 0% | bar: 2019 to 2048
Commercial_Office_New_Food Preparation_Natural Gas_Conveyor Oven_E7_Baseline Forecast | Commercial | Office | New | Food Preparation | Natural Gas | Conveyor Oven | E7 |  | Baseline Forecast | [30 empty] | 0% | 0% | bar: 2019 to 2048
Commercial_Office_New_Food Preparation_Natural Gas_Conveyor Oven_E8_Baseline Forecast | Commercial | Office | New | Food Preparation | Natural Gas | Conveyor Oven | E8 |  | Baseline Forecast | [30 empty] | 0% | 0% | bar: 2019 to 2048
Commercial_Office_New_Food Preparation_Natural Gas_Conveyor Oven_E9_Baseline Forecast | Commercial | Office | New | Food Preparation | Natural Gas | Conveyor Oven | E9 |  | Baseline Forecast | [30 empty] | 0% | 0% | bar: 2019 to 2048
Commercial_Office_New_Food Preparation_Natural Gas_Conveyor Oven_E10_Baseline Forecast | Commercial | Office | New | Food Preparation | Natural Gas | Conveyor Oven | E10 |  | Baseline Forecast | [30 empty] | 0% | 0% | bar: 2019 to 2048
Commercial_Office_New_Food Preparation_Natural Gas_Double Rack Oven_E1_Baseline Forecast | Commercial | Office | New | Food Preparation | Natural Gas | Double Rack Oven | E1 | Standard | Baseline Forecast | 41% | 40.9% | 40.83% | 40.87% | 40.86% | 41.24% | 41.57% | 41.77% | 41.85% | 41.61% | 41.32% | 41.02% | 41.57% | 41.2% | 41.18% | 41.21% | 41.2% | 41.18% | 41.31% | 41.23% | 41.18% | 41.11% | 41.03% | 45.56% | 45.69% | 45.81% | 45.93% | 46.04% | 46.15% | 46.26% | 46.36% | 41.24%
Commercial_Office_New_Food Preparation_Natural Gas_Double Rack Oven_E2_Baseline Forecast | Commercial | Office | New | Food Preparation | Natural Gas | Double Rack Oven | E2 | FTSC Qualified (>50% Cooking Efficiency) | Baseline Forecast | 59% | 59.1% | 59.17% | 59.13% | 59.14% | 58.76% | 58.43% | 58.23% | 58.15% | 58.39% | 58.68% | 58.98% | 58.43% | 58.8% | 58.82% | 58.79% | 58.8% | 58.82% | 58.69% | 58.77% | 58.82% | 58.89% | 58.97% | 54.44% | 54.31% | 54.19% | 54.07% | 53.96% | 53.85% | 53.74% | 53.64% | 58.76%
Commercial_Office_New_Food Preparation_Natural Gas_Double Rack Oven_E3_Baseline Forecast | Commercial | Office | New | Food Preparation | Natural Gas | Double Rack Oven | E3 |  | Baseline Forecast | [30 empty] | 0% | 0% | bar: 2019 to 2048
Commercial_Office_New_Food Preparation_Natural Gas_Double Rack Oven_E4_Baseline Forecast | Commercial | Office | New | Food Preparation | Natural Gas | Double Rack Oven | E4 |  | Baseline Forecast | [30 empty] | 0% | 0% | bar: 2019 to 2048
Commercial_Office_New_Food Preparation_Natural Gas_Double Rack Oven_E5_Baseline Forecast | Commercial | Office | New | Food Preparation | Natural Gas | Double Rack Oven | E5 |  | Baseline Forecast | [30 empty] | 0% | 0% | bar: 2019 to 2048
Commercial_Office_New_Food Preparation_Natural Gas_Double Rack Oven_E6_Baseline Forecast | Commercial | Office | New | Food Preparation | Natural Gas | Double Rack Oven | E6 |  | Baseline Forecast | [30 empty] | 0% | 0% | bar: 2019 to 2048
Commercial_Office_New_Food Preparation_Natural Gas_Double Rack Oven_E7_Baseline Forecast | Commercial | Office | New | Food Preparation | Natural Gas | Double Rack Oven | E7 |  | Baseline Forecast | [30 empty] | 0% | 0% | bar: 2019 to 2048
Commercial_Office_New_Food Preparation_Natural Gas_Double Rack Oven_E8_Baseline Forecast | Commercial | Office | New | Food Preparation | Natural Gas | Double Rack Oven | E8 |  | Baseline Forecast | [30 empty] | 0% | 0% | bar: 2019 to 2048
Commercial_Office_New_Food Preparation_Natural Gas_Double Rack Oven_E9_Baseline Forecast | Commercial | Office | New | Food Preparation | Natural Gas | Double Rack Oven | E9 |  | Baseline Forecast | [30 empty] | 0% | 0% | bar: 2019 to 2048
Commercial_Office_New_Food Preparation_Natural Gas_Double Rack Oven_E10_Baseline Forecast | Commercial | Office | New | Food Preparation | Natural Gas | Double Rack Oven | E10 |  | Baseline Forecast | [30 empty] | 0% | 0% | bar: 2019 to 2048
Commercial_Office_New_Food Preparation_Natural Gas_Fryer_E1_Baseline Forecast | Commercial | Office | New | Food Preparation | Natural Gas | Fryer | E1 | Standard | Baseline Forecast | 74% | 73.93% | 73.88% | 0% | 0% | 0% | 0% | 0% | 0% | 0% | 0% | 0% | 0% | 0% | 0% | 0% | 0% | 0% | 0% | 0% | 0% | 0% | 0% | 0% | 0% | 0% | 0% | 0% | 0% | 0% | 0% | 0%
Commercial_Office_New_Food Preparation_Natural Gas_Fryer_E2_Baseline Forecast | Commercial | Office | New | Food Preparation | Natural Gas | Fryer | E2 | ENERGY STAR (3.0) | Baseline Forecast | 26% | 26.07% | 26.12% | 100% | 100% | 100% | 100% | 100% | 100% | 100% | 100% | 100% | 100% | 100% | 100% | 100% | 100% | 100% | 100% | 100% | 100% | 100% | 100% | 100% | 100% | 100% | 100% | 100% | 100% | 100% | 100% | 100%
Commercial_Office_New_Food Preparation_Natural Gas_Fryer_E3_Baseline Forecast | Commercial | Office | New | Food Preparation | Natural Gas | Fryer | E3 |  | Baseline Forecast | [30 empty] | 0% | 0% | bar: 2019 to 2048
Commercial_Office_New_Food Preparation_Natural Gas_Fryer_E4_Baseline Forecast | Commercial | Office | New | Food Preparation | Natural Gas | Fryer | E4 |  | Baseline Forecast | [30 empty] | 0% | 0% | bar: 2019 to 2048
Commercial_Office_New_Food Preparation_Natural Gas_Fryer_E5_Baseline Forecast | Commercial | Office | New | Food Preparation | Natural Gas | Fryer | E5 |  | Baseline Forecast | [30 empty] | 0% | 0% | bar: 2019 to 2048
Commercial_Office_New_Food Preparation_Natural Gas_Fryer_E6_Baseline Forecast | Commercial | Office | New | Food Preparation | Natural Gas | Fryer | E6 |  | Baseline Forecast | [30 empty] | 0% | 0% | bar: 2019 to 2048
Commercial_Office_New_Food Preparation_Natural Gas_Fryer_E7_Baseline Forecast | Commercial | Office | New | Food Preparation | Natural Gas | Fryer | E7 |  | Baseline Forecast | [30 empty] | 0% | 0% | bar: 2019 to 2048
Commercial_Office_New_Food Preparation_Natural Gas_Fryer_E8_Baseline Forecast | Commercial | Office | New | Food Preparation | Natural Gas | Fryer | E8 |  | Baseline Forecast | [30 empty] | 0% | 0% | bar: 2019 to 2048
Commercial_Office_New_Food Preparation_Natural Gas_Fryer_E9_Baseline Forecast | Commercial | Office | New | Food Preparation | Natural Gas | Fryer | E9 |  | Baseline Forecast | [30 empty] | 0% | 0% | bar: 2019 to 2048
Commercial_Office_New_Food Preparation_Natural Gas_Fryer_E10_Baseline Forecast | Commercial | Office | New | Food Preparation | Natural Gas | Fryer | E10 |  | Baseline Forecast | [30 empty] | 0% | 0% | bar: 2019 to 2048
Commercial_Office_New_Food Preparation_Natural Gas_Broiler_E1_Baseline Forecast | Commercial | Office | New | Food Preparation | Natural Gas | Broiler | E1 | Standard | Baseline Forecast | 74% | 73.94% | 73.89% | 73.92% | 73.91% | 74.15% | 74.36% | 74.48% | 74.53% | 74.38% | 74.2% | 74.02% | 74.36% | 74.13% | 74.11% | 74.13% | 74.13% | 74.12% | 74.19% | 74.15% | 74.12% | 74.07% | 74.02% | 76.66% | 76.73% | 76.79% | 76.85% | 76.91% | 76.97% | 77.03% | 77.08% | 74.15%
Commercial_Office_New_Food Preparation_Natural Gas_Broiler_E2_Baseline Forecast | Commercial | Office | New | Food Preparation | Natural Gas | Broiler | E2 | Infrared Burners | Baseline Forecast | 26% | 26.06% | 26.11% | 26.08% | 26.09% | 25.85% | 25.64% | 25.52% | 25.47% | 25.62% | 25.8% | 25.98% | 25.64% | 25.87% | 25.89% | 25.87% | 25.87% | 25.88% | 25.81% | 25.85% | 25.88% | 25.93% | 25.98% | 23.34% | 23.27% | 23.21% | 23.15% | 23.09% | 23.03% | 22.97% | 22.92% | 25.85%
Commercial_Office_New_Food Preparation_Natural Gas_Broiler_E3_Baseline Forecast | Commercial | Office | New | Food Preparation | Natural Gas | Broiler | E3 |  | Baseline Forecast | [30 empty] | 0% | 0% | bar: 2019 to 2048
Commercial_Office_New_Food Preparation_Natural Gas_Broiler_E4_Baseline Forecast | Commercial | Office | New | Food Preparation | Natural Gas | Broiler | E4 |  | Baseline Forecast | [30 empty] | 0% | 0% | bar: 2019 to 2048
Commercial_Office_New_Food Preparation_Natural Gas_Broiler_E5_Baseline Forecast | Commercial | Office | New | Food Preparation | Natural Gas | Broiler | E5 |  | Baseline Forecast | [30 empty] | 0% | 0% | bar: 2019 to 2048
Commercial_Office_New_Food Preparation_Natural Gas_Broiler_E6_Baseline Forecast | Commercial | Office | New | Food Preparation | Natural Gas | Broiler | E6 |  | Baseline Forecast | [30 empty] | 0% | 0% | bar: 2019 to 2048
Commercial_Office_New_Food Preparation_Natural Gas_Broiler_E7_Baseline Forecast | Commercial | Office | New | Food Preparation | Natural Gas | Broiler | E7 |  | Baseline Forecast | [30 empty] | 0% | 0% | bar: 2019 to 2048
Commercial_Office_New_Food Preparation_Natural Gas_Broiler_E8_Baseline Forecast | Commercial | Office | New | Food Preparation | Natural Gas | Broiler | E8 |  | Baseline Forecast | [30 empty] | 0% | 0% | bar: 2019 to 2048
Commercial_Office_New_Food Preparation_Natural Gas_Broiler_E9_Baseline Forecast | Commercial | Office | New | Food Preparation | Natural Gas | Broiler | E9 |  | Baseline Forecast | [30 empty] | 0% | 0% | bar: 2019 to 2048
Commercial_Office_New_Food Preparation_Natural Gas_Broiler_E10_Baseline Forecast | Commercial | Office | New | Food Preparation | Natural Gas | Broiler | E10 |  | Baseline Forecast | [30 empty] | 0% | 0% | bar: 2019 to 2048
Commercial_Office_New_Food Preparation_Natural Gas_Griddle_E1_Baseline Forecast | Commercial | Office | New | Food Preparation | Natural Gas | Griddle | E1 | Standard | Baseline Forecast | 71% | 70.98% | 70.97% | 70.98% | 70.98% | 71.04% | 71.09% | 71.13% | 71.14% | 71.1% | 71.05% | 71% | 71.09% | 71.03% | 71.03% | 71.03% | 71.03% | 71.03% | 71.05% | 71.04% | 71.03% | 71.02% | 71% | 71.77% | 71.79% | 71.81% | 71.83% | 71.85% | 71.87% | 71.89% | 71.91% | 71.04%
Commercial_Office_New_Food Preparation_Natural Gas_Griddle_E2_Baseline Forecast | Commercial | Office | New | Food Preparation | Natural Gas | Griddle | E2 | ENERGY STAR | Baseline Forecast | 29% | 29.02% | 29.03% | 29.02% | 29.02% | 28.96% | 28.91% | 28.87% | 28.86% | 28.9% | 28.95% | 29% | 28.91% | 28.97% | 28.97% | 28.97% | 28.97% | 28.97% | 28.95% | 28.96% | 28.97% | 28.98% | 29% | 28.23% | 28.21% | 28.19% | 28.17% | 28.15% | 28.13% | 28.11% | 28.09% | 28.96%
Commercial_Office_New_Food Preparation_Natural Gas_Griddle_E3_Baseline Forecast | Commercial | Office | New | Food Preparation | Natural Gas | Griddle | E3 |  | Baseline Forecast | [30 empty] | 0% | 0% | bar: 2019 to 2048
Commercial_Office_New_Food Preparation_Natural Gas_Griddle_E4_Baseline Forecast | Commercial | Office | New | Food Preparation | Natural Gas | Griddle | E4 |  | Baseline Forecast | [30 empty] | 0% | 0% | bar: 2019 to 2048
Commercial_Office_New_Food Preparation_Natural Gas_Griddle_E5_Baseline Forecast | Commercial | Office | New | Food Preparation | Natural Gas | Griddle | E5 |  | Baseline Forecast | [30 empty] | 0% | 0% | bar: 2019 to 2048
Commercial_Office_New_Food Preparation_Natural Gas_Griddle_E6_Baseline Forecast | Commercial | Office | New | Food Preparation | Natural Gas | Griddle | E6 |  | Baseline Forecast | [30 empty] | 0% | 0% | bar: 2019 to 2048
Commercial_Office_New_Food Preparation_Natural Gas_Griddle_E7_Baseline Forecast | Commercial | Office | New | Food Preparation | Natural Gas | Griddle | E7 |  | Baseline Forecast | [30 empty] | 0% | 0% | bar: 2019 to 2048
Commercial_Office_New_Food Preparation_Natural Gas_Griddle_E8_Baseline Forecast | Commercial | Office | New | Food Preparation | Natural Gas | Griddle | E8 |  | Baseline Forecast | [30 empty] | 0% | 0% | bar: 2019 to 2048
Commercial_Office_New_Food Preparation_Natural Gas_Griddle_E9_Baseline Forecast | Commercial | Office | New | Food Preparation | Natural Gas | Griddle | E9 |  | Baseline Forecast | [30 empty] | 0% | 0% | bar: 2019 to 2048
Commercial_Office_New_Food Preparation_Natural Gas_Griddle_E10_Baseline Forecast | Commercial | Office | New | Food Preparation | Natural Gas | Griddle | E10 |  | Baseline Forecast | [30 empty] | 0% | 0% | bar: 2019 to 2048
Commercial_Office_New_Food Preparation_Natural Gas_Range_E1_Baseline Forecast | Commercial | Office | New | Food Preparation | Natural Gas | Range | E1 | Standard | Baseline Forecast | 41% | 40.96% | 40.93% | 40.9% | 40.86% | 40.99% | 41.1% | 41.16% | 41.18% | 41.22% | 41.24% | 41.14% | 41.36% | 41.23% | 41.07% | 40.92% | 40.92% | 40.91% | 40.95% | 40.92% | 40.9% | 40.87% | 40.84% | 42.33% | 42.37% | 42.4% | 42.44% | 42.47% | 42.5% | 42.53% | 42.56% | 40.99%
Commercial_Office_New_Food Preparation_Natural Gas_Range_E2_Baseline Forecast | Commercial | Office | New | Food Preparation | Natural Gas | Range | E2 | High Efficiency | Baseline Forecast | 59% | 59.04% | 59.07% | 59.1% | 59.14% | 59.01% | 58.9% | 58.84% | 58.82% | 58.78% | 58.76% | 58.86% | 58.64% | 58.77% | 58.93% | 59.08% | 59.08% | 59.09% | 59.05% | 59.08% | 59.1% | 59.13% | 59.16% | 57.67% | 57.63% | 57.6% | 57.56% | 57.53% | 57.5% | 57.47% | 57.44% | 59.01%
Commercial_Office_New_Food Preparation_Natural Gas_Range_E3_Baseline Forecast | Commercial | Office | New | Food Preparation | Natural Gas | Range | E3 |  | Baseline Forecast | [30 empty] | 0% | 0% | bar: 2019 to 2048
Commercial_Office_New_Food Preparation_Natural Gas_Range_E4_Baseline Forecast | Commercial | Office | New | Food Preparation | Natural Gas | Range | E4 |  | Baseline Forecast | [30 empty] | 0% | 0% | bar: 2019 to 2048
Commercial_Office_New_Food Preparation_Natural Gas_Range_E5_Baseline Forecast | Commercial | Office | New | Food Preparation | Natural Gas | Range | E5 |  | Baseline Forecast | [30 empty] | 0% | 0% | bar: 2019 to 2048
Commercial_Office_New_Food Preparation_Natural Gas_Range_E6_Baseline Forecast | Commercial | Office | New | Food Preparation | Natural Gas | Range | E6 |  | Baseline Forecast | [30 empty] | 0% | 0% | bar: 2019 to 2048
Commercial_Office_New_Food Preparation_Natural Gas_Range_E7_Baseline Forecast | Commercial | Office | New | Food Preparation | Natural Gas | Range | E7 |  | Baseline Forecast | [30 empty] | 0% | 0% | bar: 2019 to 2048
Commercial_Office_New_Food Preparation_Natural Gas_Range_E8_Baseline Forecast | Commercial | Office | New | Food Preparation | Natural Gas | Range | E8 |  | Baseline Forecast | [30 empty] | 0% | 0% | bar: 2019 to 2048
Commercial_Office_New_Food Preparation_Natural Gas_Range_E9_Baseline Forecast | Commercial | Office | New | Food Preparation | Natural Gas | Range | E9 |  | Baseline Forecast | [30 empty] | 0% | 0% | bar: 2019 to 2048
Commercial_Office_New_Food Preparation_Natural Gas_Range_E10_Baseline Forecast | Commercial | Office | New | Food Preparation | Natural Gas | Range | E10 |  | Baseline Forecast | [30 empty] | 0% | 0% | bar: 2019 to 2048
Commercial_Office_New_Food Preparation_Natural Gas_Steamer_E1_Baseline Forecast | Commercial | Office | New | Food Preparation | Natural Gas | Steamer | E1 | Standard | Baseline Forecast | 50% | 49.88% | 49.81% | 0% | 0% | 0% | 0% | 0% | 0% | 0% | 0% | 0% | 0% | 0% | 0% | 0% | 0% | 0% | 0% | 0% | 0% | 0% | 0% | 0% | 0% | 0% | 0% | 0% | 0% | 0% | 0% | 0%
Commercial_Office_New_Food Preparation_Natural Gas_Steamer_E2_Baseline Forecast | Commercial | Office | New | Food Preparation | Natural Gas | Steamer | E2 | ENERGY STAR | Baseline Forecast | 50% | 50.12% | 50.19% | 100% | 100% | 100% | 100% | 100% | 100% | 100% | 100% | 100% | 100% | 100% | 100% | 100% | 100% | 100% | 100% | 100% | 100% | 100% | 100% | 100% | 100% | 100% | 100% | 100% | 100% | 100% | 100% | 100%
Commercial_Office_New_Food Preparation_Natural Gas_Steamer_E3_Baseline Forecast | Commercial | Office | New | Food Preparation | Natural Gas | Steamer | E3 |  | Baseline Forecast | [30 empty] | 0% | 0% | bar: 2019 to 2048
Commercial_Office_New_Food Preparation_Natural Gas_Steamer_E4_Baseline Forecast | Commercial | Office | New | Food Preparation | Natural Gas | Steamer | E4 |  | Baseline Forecast | [30 empty] | 0% | 0% | bar: 2019 to 2048
Commercial_Office_New_Food Preparation_Natural Gas_Steamer_E5_Baseline Forecast | Commercial | Office | New | Food Preparation | Natural Gas | Steamer | E5 |  | Baseline Forecast | [30 empty] | 0% | 0% | bar: 2019 to 2048
Commercial_Office_New_Food Preparation_Natural Gas_Steamer_E6_Baseline Forecast | Commercial | Office | New | Food Preparation | Natural Gas | Steamer | E6 |  | Baseline Forecast | [30 empty] | 0% | 0% | bar: 2019 to 2048
Commercial_Office_New_Food Preparation_Natural Gas_Steamer_E7_Baseline Forecast | Commercial | Office | New | Food Preparation | Natural Gas | Steamer | E7 |  | Baseline Forecast | [30 empty] | 0% | 0% | bar: 2019 to 2048
Commercial_Office_New_Food Preparation_Natural Gas_Steamer_E8_Baseline Forecast | Commercial | Office | New | Food Preparation | Natural Gas | Steamer | E8 |  | Baseline Forecast | [30 empty] | 0% | 0% | bar: 2019 to 2048
Commercial_Office_New_Food Preparation_Natural Gas_Steamer_E9_Baseline Forecast | Commercial | Office | New | Food Preparation | Natural Gas | Steamer | E9 |  | Baseline Forecast | [30 empty] | 0% | 0% | bar: 2019 to 2048
Commercial_Office_New_Food Preparation_Natural Gas_Steamer_E10_Baseline Forecast | Commercial | Office | New | Food Preparation | Natural Gas | Steamer | E10 |  | Baseline Forecast | [30 empty] | 0% | 0% | bar: 2019 to 2048
Commercial_Office_New_Food Preparation_Natural Gas_Food Prep Other_E1_Baseline Forecast | Commercial | Office | New | Food Preparation | Natural Gas | Food Prep Other | E1 | Standard | Baseline Forecast | 74% | 74% | 74% | 74% | 74% | 74% | 74% | 74% | 74% | 74% | 74% | 74% | 74% | 74% | 74% | 74% | 74% | 74% | 74% | 74% | 74% | 74% | 74% | 74% | 74% | 74% | 74% | 74% | 74% | 74% | 74% | 74%
Commercial_Office_New_Food Preparation_Natural Gas_Food Prep Other_E2_Baseline Forecast | Commercial | Office | New | Food Preparation | Natural Gas | Food Prep Other | E2 | ENERGY STAR | Baseline Forecast | 26% | 26% | 26% | 26% | 26% | 26% | 26% | 26% | 26% | 26% | 26% | 26% | 26% | 26% | 26% | 26% | 26% | 26% | 26% | 26% | 26% | 26% | 26% | 26% | 26% | 26% | 26% | 26% | 26% | 26% | 26% | 26%
Commercial_Office_New_Food Preparation_Natural Gas_Food Prep Other_E3_Baseline Forecast | Commercial | Office | New | Food Preparation | Natural Gas | Food Prep Other | E3 |  | Baseline Forecast | [30 empty] | 0% | 0% | bar: 2019 to 2048
Commercial_Office_New_Food Preparation_Natural Gas_Food Prep Other_E4_Baseline Forecast | Commercial | Office | New | Food Preparation | Natural Gas | Food Prep Other | E4 |  | Baseline Forecast | [30 empty] | 0% | 0% | bar: 2019 to 2048
Commercial_Office_New_Food Preparation_Natural Gas_Food Prep Other_E5_Baseline Forecast | Commercial | Office | New | Food Preparation | Natural Gas | Food Prep Other | E5 |  | Baseline Forecast | [30 empty] | 0% | 0% | bar: 2019 to 2048
Commercial_Office_New_Food Preparation_Natural Gas_Food Prep Other_E6_Baseline Forecast | Commercial | Office | New | Food Preparation | Natural Gas | Food Prep Other | E6 |  | Baseline Forecast | [30 empty] | 0% | 0% | bar: 2019 to 2048
Commercial_Office_New_Food Preparation_Natural Gas_Food Prep Other_E7_Baseline Forecast | Commercial | Office | New | Food Preparation | Natural Gas | Food Prep Other | E7 |  | Baseline Forecast | [30 empty] | 0% | 0% | bar: 2019 to 2048
Commercial_Office_New_Food Preparation_Natural Gas_Food Prep Other_E8_Baseline Forecast | Commercial | Office | New | Food Preparation | Natural Gas | Food Prep Other | E8 |  | Baseline Forecast | [30 empty] | 0% | 0% | bar: 2019 to 2048
Commercial_Office_New_Food Preparation_Natural Gas_Food Prep Other_E9_Baseline Forecast | Commercial | Office | New | Food Preparation | Natural Gas | Food Prep Other | E9 |  | Baseline Forecast | [30 empty] | 0% | 0% | bar: 2019 to 2048
Commercial_Office_New_Food Preparation_Natural Gas_Food Prep Other_E10_Baseline Forecast | Commercial | Office | New | Food Preparation | Natural Gas | Food Prep Other | E10 |  | Baseline Forecast | [30 empty] | 0% | 0% | bar: 2019 to 2048
Commercial_Office_New_Miscellaneous_Natural Gas_Pool Heater_E1_Baseline Forecast | Commercial | Office | New | Miscellaneous | Natural Gas | Pool Heater | E1 | Standard (EF .78) | Baseline Forecast | 90% | 89.96% | 89.95% | 89.94% | 89.91% | 89.97% | 90.01% | 90.01% | 89.98% | 90% | 90.01% | 90.02% | 90.33% | 90.36% | 90.37% | 90.23% | 90.09% | 89.95% | 89.85% | 89.72% | 89.7% | 89.68% | 89.66% | 90.72% | 90.75% | 90.77% | 90.79% | 90.81% | 90.84% | 90.86% | 90.88% | 89.97%
Commercial_Office_New_Miscellaneous_Natural Gas_Pool Heater_E2_Baseline Forecast | Commercial | Office | New | Miscellaneous | Natural Gas | Pool Heater | E2 | Condensing (EF .90) | Baseline Forecast | 10% | 10.04% | 10.05% | 10.06% | 10.09% | 10.03% | 9.988% | 9.987% | 10.02% | 10% | 9.995% | 9.983% | 9.666% | 9.638% | 9.63% | 9.768% | 9.915% | 10.05% | 10.15% | 10.28% | 10.3% | 10.32% | 10.34% | 9.279% | 9.253% | 9.229% | 9.207% | 9.185% | 9.164% | 9.144% | 9.124% | 10.03%
Commercial_Office_New_Miscellaneous_Natural Gas_Pool Heater_E3_Baseline Forecast | Commercial | Office | New | Miscellaneous | Natural Gas | Pool Heater | E3 |  | Baseline Forecast | [30 empty] | 0% | 0% | bar: 2019 to 2048
Commercial_Office_New_Miscellaneous_Natural Gas_Pool Heater_E4_Baseline Forecast | Commercial | Office | New | Miscellaneous | Natural Gas | Pool Heater | E4 |  | Baseline Forecast | [30 empty] | 0% | 0% | bar: 2019 to 2048
Commercial_Office_New_Miscellaneous_Natural Gas_Pool Heater_E5_Baseline Forecast | Commercial | Office | New | Miscellaneous | Natural Gas | Pool Heater | E5 |  | Baseline Forecast | [30 empty] | 0% | 0% | bar: 2019 to 2048
Commercial_Office_New_Miscellaneous_Natural Gas_Pool Heater_E6_Baseline Forecast | Commercial | Office | New | Miscellaneous | Natural Gas | Pool Heater | E6 |  | Baseline Forecast | [30 empty] | 0% | 0% | bar: 2019 to 2048
Commercial_Office_New_Miscellaneous_Natural Gas_Pool Heater_E7_Baseline Forecast | Commercial | Office | New | Miscellaneous | Natural Gas | Pool Heater | E7 |  | Baseline Forecast | [30 empty] | 0% | 0% | bar: 2019 to 2048
Commercial_Office_New_Miscellaneous_Natural Gas_Pool Heater_E8_Baseline Forecast | Commercial | Office | New | Miscellaneous | Natural Gas | Pool Heater | E8 |  | Baseline Forecast | [30 empty] | 0% | 0% | bar: 2019 to 2048
Commercial_Office_New_Miscellaneous_Natural Gas_Pool Heater_E9_Baseline Forecast | Commercial | Office | New | Miscellaneous | Natural Gas | Pool Heater | E9 |  | Baseline Forecast | [30 empty] | 0% | 0% | bar: 2019 to 2048
Commercial_Office_New_Miscellaneous_Natural Gas_Pool Heater_E10_Baseline Forecast | Commercial | Office | New | Miscellaneous | Natural Gas | Pool Heater | E10 |  | Baseline Forecast | [30 empty] | 0% | 0% | bar: 2019 to 2048
Commercial_Office_New_Miscellaneous_Natural Gas_Miscellaneous_E1_Baseline Forecast | Commercial | Office | New | Miscellaneous | Natural Gas | Miscellaneous | E1 | Miscellaneous | Baseline Forecast | 100% | 100% | 100% | 100% | 100% | 100% | 100% | 100% | 100% | 100% | 100% | 100% | 100% | 100% | 100% | 100% | 100% | 100% | 100% | 100% | 100% | 100% | 100% | 100% | 100% | 100% | 100% | 100% | 100% | 100% | 100% | 100%
Commercial_Office_New_Miscellaneous_Natural Gas_Miscellaneous_E2_Baseline Forecast | Commercial | Office | New | Miscellaneous | Natural Gas | Miscellaneous | E2 |  | Baseline Forecast | [30 empty] | 0% | 0% | bar: 2019 to 2048
Commercial_Office_New_Miscellaneous_Natural Gas_Miscellaneous_E3_Baseline Forecast | Commercial | Office | New | Miscellaneous | Natural Gas | Miscellaneous | E3 |  | Baseline Forecast | [30 empty] | 0% | 0% | bar: 2019 to 2048
Commercial_Office_New_Miscellaneous_Natural Gas_Miscellaneous_E4_Baseline Forecast | Commercial | Office | New | Miscellaneous | Natural Gas | Miscellaneous | E4 |  | Baseline Forecast | [30 empty] | 0% | 0% | bar: 2019 to 2048
Commercial_Office_New_Miscellaneous_Natural Gas_Miscellaneous_E5_Baseline Forecast | Commercial | Office | New | Miscellaneous | Natural Gas | Miscellaneous | E5 |  | Baseline Forecast | [30 empty] | 0% | 0% | bar: 2019 to 2048
Commercial_Office_New_Miscellaneous_Natural Gas_Miscellaneous_E6_Baseline Forecast | Commercial | Office | New | Miscellaneous | Natural Gas | Miscellaneous | E6 |  | Baseline Forecast | [30 empty] | 0% | 0% | bar: 2019 to 2048
Commercial_Office_New_Miscellaneous_Natural Gas_Miscellaneous_E7_Baseline Forecast | Commercial | Office | New | Miscellaneous | Natural Gas | Miscellaneous | E7 |  | Baseline Forecast | [30 empty] | 0% | 0% | bar: 2019 to 2048
Commercial_Office_New_Miscellaneous_Natural Gas_Miscellaneous_E8_Baseline Forecast | Commercial | Office | New | Miscellaneous | Natural Gas | Miscellaneous | E8 |  | Baseline Forecast | [30 empty] | 0% | 0% | bar: 2019 to 2048
Commercial_Office_New_Miscellaneous_Natural Gas_Miscellaneous_E9_Baseline Forecast | Commercial | Office | New | Miscellaneous | Natural Gas | Miscellaneous | E9 |  | Baseline Forecast | [30 empty] | 0% | 0% | bar: 2019 to 2048
Commercial_Office_New_Miscellaneous_Natural Gas_Miscellaneous_E10_Baseline Forecast | Commercial | Office | New | Miscellaneous | Natural Gas | Miscellaneous | E10 |  | Baseline Forecast | [30 empty] | 0% | 0% | bar: 2019 to 2048
Commercial_Retail_Existing_Space Heating_Natural Gas_Furnace_E1_Baseline Forecast | Commercial | Retail | Existing | Space Heating | Natural Gas | Furnace | E1 | AFUE 80% (Standard) | Baseline Forecast | 100% | 100% | 100% | 100% | 100% | 0% | 0% | 0% | 0% | 0% | 0% | 0% | 0% | 0% | 0% | 0% | 0% | 0% | 0% | 0% | 0% | 0% | 0% | 0% | 0% | 0% | 0% | 0% | 0% | 0% | 0% | 0%
Commercial_Retail_Existing_Space Heating_Natural Gas_Furnace_E2_Baseline Forecast | Commercial | Retail | Existing | Space Heating | Natural Gas | Furnace | E2 | AFUE 81% (2023 Fed Standard) | Baseline Forecast | [30 empty] | 0% | 0% | bar: 2019 to 2048
Commercial_Retail_Existing_Space Heating_Natural Gas_Furnace_E3_Baseline Forecast | Commercial | Retail | Existing | Space Heating | Natural Gas | Furnace | E3 | AFUE 91% (WA State Min 2023) | Baseline Forecast | 0% | 0% | 0% | 0% | 0% | 100% | 100% | 67.2% | 67.21% | 67.24% | 67.25% | 67.27% | 67.54% | 67.56% | 67.56% | 67.58% | 67.59% | 67.59% | 67.63% | 67.62% | 67.61% | 67.6% | 67.59% | 68.61% | 68.65% | 68.69% | 68.73% | 68.77% | 68.81% | 68.86% | 68.91% | 100%
Commercial_Retail_Existing_Space Heating_Natural Gas_Furnace_E4_Baseline Forecast | Commercial | Retail | Existing | Space Heating | Natural Gas | Furnace | E4 | AFUE 96% | Baseline Forecast | [30 empty] | 0% | 0% | bar: 2019 to 2048
Commercial_Retail_Existing_Space Heating_Natural Gas_Furnace_E5_Baseline Forecast | Commercial | Retail | Existing | Space Heating | Natural Gas | Furnace | E5 | Convert to Gas-Fired ASHP | Baseline Forecast | 0% | 0% | 0% | 0% | 0% | 0% | 0% | 32.8% | 32.79% | 32.76% | 32.75% | 32.73% | 32.46% | 32.44% | 32.44% | 32.42% | 32.41% | 32.41% | 32.37% | 32.38% | 32.39% | 32.4% | 32.41% | 31.39% | 31.35% | 31.31% | 31.27% | 31.23% | 31.19% | 31.14% | 31.09% | 0%
Commercial_Retail_Existing_Space Heating_Natural Gas_Furnace_E6_Baseline Forecast | Commercial | Retail | Existing | Space Heating | Natural Gas | Furnace | E6 |  | Baseline Forecast | [30 empty] | 0% | 0% | bar: 2019 to 2048
Commercial_Retail_Existing_Space Heating_Natural Gas_Furnace_E7_Baseline Forecast | Commercial | Retail | Existing | Space Heating | Natural Gas | Furnace | E7 |  | Baseline Forecast | [30 empty] | 0% | 0% | bar: 2019 to 2048
Commercial_Retail_Existing_Space Heating_Natural Gas_Furnace_E8_Baseline Forecast | Commercial | Retail | Existing | Space Heating | Natural Gas | Furnace | E8 |  | Baseline Forecast | [30 empty] | 0% | 0% | bar: 2019 to 2048
Commercial_Retail_Existing_Space Heating_Natural Gas_Furnace_E9_Baseline Forecast | Commercial | Retail | Existing | Space Heating | Natural Gas | Furnace | E9 |  | Baseline Forecast | [30 empty] | 0% | 0% | bar: 2019 to 2048
Commercial_Retail_Existing_Space Heating_Natural Gas_Furnace_E10_Baseline Forecast | Commercial | Retail | Existing | Space Heating | Natural Gas | Furnace | E10 |  | Baseline Forecast | [30 empty] | 0% | 0% | bar: 2019 to 2048
Commercial_Retail_Existing_Space Heating_Natural Gas_Boiler_E1_Baseline Forecast | Commercial | Retail | Existing | Space Heating | Natural Gas | Boiler | E1 | TE 80% | Baseline Forecast | 75.68% | 75.66% | 75.66% | 75.65% | 75.63% | 0% | 0% | 0% | 0% | 0% | 0% | 0% | 0% | 0% | 0% | 0% | 0% | 0% | 0% | 0% | 0% | 0% | 0% | 0% | 0% | 0% | 0% | 0% | 0% | 0% | 0% | 0%
Commercial_Retail_Existing_Space Heating_Natural Gas_Boiler_E2_Baseline Forecast | Commercial | Retail | Existing | Space Heating | Natural Gas | Boiler | E2 | TE 84% (2023 Standard) | Baseline Forecast | [30 empty] | 0% | 0% | bar: 2019 to 2048
Commercial_Retail_Existing_Space Heating_Natural Gas_Boiler_E3_Baseline Forecast | Commercial | Retail | Existing | Space Heating | Natural Gas | Boiler | E3 | TE 94% (ENERGY STAR 1.0) | Baseline Forecast | 24.32% | 24.34% | 24.34% | 24.35% | 24.37% | 100% | 100% | 100% | 100% | 100% | 100% | 100% | 100% | 100% | 100% | 100% | 100% | 100% | 100% | 100% | 100% | 100% | 100% | 100% | 100% | 100% | 100% | 100% | 100% | 100% | 100% | 100%
Commercial_Retail_Existing_Space Heating_Natural Gas_Boiler_E4_Baseline Forecast | Commercial | Retail | Existing | Space Heating | Natural Gas | Boiler | E4 | TE 98% | Baseline Forecast | [30 empty] | 0% | 0% | bar: 2019 to 2048
Commercial_Retail_Existing_Space Heating_Natural Gas_Boiler_E5_Baseline Forecast | Commercial | Retail | Existing | Space Heating | Natural Gas | Boiler | E5 | Convert to Gas-Fired ASHP | Baseline Forecast | [30 empty] | 0% | 0% | bar: 2019 to 2048
Commercial_Retail_Existing_Space Heating_Natural Gas_Boiler_E6_Baseline Forecast | Commercial | Retail | Existing | Space Heating | Natural Gas | Boiler | E6 |  | Baseline Forecast | [30 empty] | 0% | 0% | bar: 2019 to 2048
Commercial_Retail_Existing_Space Heating_Natural Gas_Boiler_E7_Baseline Forecast | Commercial | Retail | Existing | Space Heating | Natural Gas | Boiler | E7 |  | Baseline Forecast | [30 empty] | 0% | 0% | bar: 2019 to 2048
Commercial_Retail_Existing_Space Heating_Natural Gas_Boiler_E8_Baseline Forecast | Commercial | Retail | Existing | Space Heating | Natural Gas | Boiler | E8 |  | Baseline Forecast | [30 empty] | 0% | 0% | bar: 2019 to 2048
Commercial_Retail_Existing_Space Heating_Natural Gas_Boiler_E9_Baseline Forecast | Commercial | Retail | Existing | Space Heating | Natural Gas | Boiler | E9 |  | Baseline Forecast | [30 empty] | 0% | 0% | bar: 2019 to 2048
Commercial_Retail_Existing_Space Heating_Natural Gas_Boiler_E10_Baseline Forecast | Commercial | Retail | Existing | Space Heating | Natural Gas | Boiler | E10 |  | Baseline Forecast | [30 empty] | 0% | 0% | bar: 2019 to 2048
Commercial_Retail_Existing_Space Heating_Natural Gas_Unit Heater_E1_Baseline Forecast | Commercial | Retail | Existing | Space Heating | Natural Gas | Unit Heater | E1 | Standard | Baseline Forecast | 100% | 100% | 100% | 100% | 100% | 0% | 0% | 0% | 0% | 0% | 0% | 0% | 0% | 0% | 0% | 0% | 0% | 0% | 0% | 0% | 0% | 0% | 0% | 0% | 0% | 0% | 0% | 0% | 0% | 0% | 0% | 0%
Commercial_Retail_Existing_Space Heating_Natural Gas_Unit Heater_E2_Baseline Forecast | Commercial | Retail | Existing | Space Heating | Natural Gas | Unit Heater | E2 | Condensing | Baseline Forecast | 0% | 0% | 0% | 0% | 0% | 100% | 100% | 100% | 100% | 100% | 100% | 100% | 100% | 100% | 100% | 100% | 100% | 100% | 100% | 100% | 100% | 100% | 100% | 100% | 100% | 100% | 100% | 100% | 100% | 100% | 100% | 100%
Commercial_Retail_Existing_Space Heating_Natural Gas_Unit Heater_E3_Baseline Forecast | Commercial | Retail | Existing | Space Heating | Natural Gas | Unit Heater | E3 | Infrared Radiant | Baseline Forecast | [30 empty] | 0% | 0% | bar: 2019 to 2048
Commercial_Retail_Existing_Space Heating_Natural Gas_Unit Heater_E4_Baseline Forecast | Commercial | Retail | Existing | Space Heating | Natural Gas | Unit Heater | E4 |  | Baseline Forecast | [30 empty] | 0% | 0% | bar: 2019 to 2048
Commercial_Retail_Existing_Space Heating_Natural Gas_Unit Heater_E5_Baseline Forecast | Commercial | Retail | Existing | Space Heating | Natural Gas | Unit Heater | E5 |  | Baseline Forecast | [30 empty] | 0% | 0% | bar: 2019 to 2048
Commercial_Retail_Existing_Space Heating_Natural Gas_Unit Heater_E6_Baseline Forecast | Commercial | Retail | Existing | Space Heating | Natural Gas | Unit Heater | E6 |  | Baseline Forecast | [30 empty] | 0% | 0% | bar: 2019 to 2048
Commercial_Retail_Existing_Space Heating_Natural Gas_Unit Heater_E7_Baseline Forecast | Commercial | Retail | Existing | Space Heating | Natural Gas | Unit Heater | E7 |  | Baseline Forecast | [30 empty] | 0% | 0% | bar: 2019 to 2048
Commercial_Retail_Existing_Space Heating_Natural Gas_Unit Heater_E8_Baseline Forecast | Commercial | Retail | Existing | Space Heating | Natural Gas | Unit Heater | E8 |  | Baseline Forecast | [30 empty] | 0% | 0% | bar: 2019 to 2048
Commercial_Retail_Existing_Space Heating_Natural Gas_Unit Heater_E9_Baseline Forecast | Commercial | Retail | Existing | Space Heating | Natural Gas | Unit Heater | E9 |  | Baseline Forecast | [30 empty] | 0% | 0% | bar: 2019 to 2048
Commercial_Retail_Existing_Space Heating_Natural Gas_Unit Heater_E10_Baseline Forecast | Commercial | Retail | Existing | Space Heating | Natural Gas | Unit Heater | E10 |  | Baseline Forecast | [30 empty] | 0% | 0% | bar: 2019 to 2048
Commercial_Retail_Existing_Water Heating_Natural Gas_Water Heater_E1_Baseline Forecast | Commercial | Retail | Existing | Water Heating | Natural Gas | Water Heater | E1 | TE 80% | Baseline Forecast | 21.78% | 21.77% | 21.77% | 21.76% | 21.76% | 21.78% | 21.8% | 0.2113% | 0.2187% | 0.2279% | 0.2374% | 0.2263% | 0.2351% | 0.2119% | 0.1878% | 0.1652% | 0.1643% | 0.1633% | 0.1641% | 0.1625% | 0.1613% | 0.1599% | 0.1583% | 0.2263% | 0.2277% | 0.2291% | 0.2304% | 0.2317% | 0.2329% | 0.234% | 0.2343% | 21.78%
Commercial_Retail_Existing_Water Heating_Natural Gas_Water Heater_E2_Baseline Forecast | Commercial | Retail | Existing | Water Heating | Natural Gas | Water Heater | E2 | TE 94% (ENERGY STAR 2.0) | Baseline Forecast | 78.22% | 78.23% | 78.23% | 78.24% | 78.24% | 78.22% | 78.2% | 0.7574% | 0.784% | 0.8166% | 0.8504% | 0.8115% | 0.8407% | 0.7592% | 0.6741% | 0.5936% | 0.5905% | 0.587% | 0.5895% | 0.584% | 0.5797% | 0.5748% | 0.5693% | 0.7972% | 0.8018% | 0.8061% | 0.8101% | 0.8139% | 0.8176% | 0.8212% | 0.8218% | 78.22%
Commercial_Retail_Existing_Water Heating_Natural Gas_Water Heater_E3_Baseline Forecast | Commercial | Retail | Existing | Water Heating | Natural Gas | Water Heater | E3 | TE 96% (Instantaneous) | Baseline Forecast | [30 empty] | 0% | 0% | bar: 2019 to 2048
Commercial_Retail_Existing_Water Heating_Natural Gas_Water Heater_E4_Baseline Forecast | Commercial | Retail | Existing | Water Heating | Natural Gas | Water Heater | E4 | UEF 1.0+ (Gas-Fired HPWH) | Baseline Forecast | 0% | 0% | 0% | 0% | 0% | 0% | 0% | 99.03% | 99% | 98.96% | 98.91% | 98.96% | 98.92% | 99.03% | 99.14% | 99.24% | 99.25% | 99.25% | 99.25% | 99.25% | 99.26% | 99.27% | 99.27% | 98.98% | 98.97% | 98.96% | 98.96% | 98.95% | 98.95% | 98.94% | 98.94% | 0%
Commercial_Retail_Existing_Water Heating_Natural Gas_Water Heater_E5_Baseline Forecast | Commercial | Retail | Existing | Water Heating | Natural Gas | Water Heater | E5 |  | Baseline Forecast | [30 empty] | 0% | 0% | bar: 2019 to 2048
Commercial_Retail_Existing_Water Heating_Natural Gas_Water Heater_E6_Baseline Forecast | Commercial | Retail | Existing | Water Heating | Natural Gas | Water Heater | E6 |  | Baseline Forecast | [30 empty] | 0% | 0% | bar: 2019 to 2048
Commercial_Retail_Existing_Water Heating_Natural Gas_Water Heater_E7_Baseline Forecast | Commercial | Retail | Existing | Water Heating | Natural Gas | Water Heater | E7 |  | Baseline Forecast | [30 empty] | 0% | 0% | bar: 2019 to 2048
Commercial_Retail_Existing_Water Heating_Natural Gas_Water Heater_E8_Baseline Forecast | Commercial | Retail | Existing | Water Heating | Natural Gas | Water Heater | E8 |  | Baseline Forecast | [30 empty] | 0% | 0% | bar: 2019 to 2048
Commercial_Retail_Existing_Water Heating_Natural Gas_Water Heater_E9_Baseline Forecast | Commercial | Retail | Existing | Water Heating | Natural Gas | Water Heater | E9 |  | Baseline Forecast | [30 empty] | 0% | 0% | bar: 2019 to 2048
Commercial_Retail_Existing_Water Heating_Natural Gas_Water Heater_E10_Baseline Forecast | Commercial | Retail | Existing | Water Heating | Natural Gas | Water Heater | E10 |  | Baseline Forecast | [30 empty] | 0% | 0% | bar: 2019 to 2048
Commercial_Retail_Existing_Food Preparation_Natural Gas_Oven_E1_Baseline Forecast | Commercial | Retail | Existing | Food Preparation | Natural Gas | Oven | E1 | Standard | Baseline Forecast | 41% | 40.96% | 40.93% | 40.9% | 40.85% | 41.03% | 41.18% | 41.26% | 41.29% | 41.34% | 41.22% | 41.12% | 41.42% | 41.29% | 41.11% | 40.95% | 40.95% | 40.93% | 40.99% | 40.95% | 40.92% | 40.89% | 40.84% | 42.56% | 42.59% | 42.63% | 42.66% | 42.69% | 42.72% | 42.74% | 42.77% | 41.03%
Commercial_Retail_Existing_Food Preparation_Natural Gas_Oven_E2_Baseline Forecast | Commercial | Retail | Existing | Food Preparation | Natural Gas | Oven | E2 | ENERGY STAR (3.0) | Baseline Forecast | 59% | 59.04% | 59.07% | 59.1% | 59.15% | 58.97% | 58.82% | 58.74% | 58.71% | 58.66% | 58.78% | 58.88% | 58.58% | 58.71% | 58.89% | 59.05% | 59.05% | 59.07% | 59.01% | 59.05% | 59.08% | 59.11% | 59.16% | 57.44% | 57.41% | 57.37% | 57.34% | 57.31% | 57.28% | 57.26% | 57.23% | 58.97%
Commercial_Retail_Existing_Food Preparation_Natural Gas_Oven_E3_Baseline Forecast | Commercial | Retail | Existing | Food Preparation | Natural Gas | Oven | E3 |  | Baseline Forecast | [30 empty] | 0% | 0% | bar: 2019 to 2048
Commercial_Retail_Existing_Food Preparation_Natural Gas_Oven_E4_Baseline Forecast | Commercial | Retail | Existing | Food Preparation | Natural Gas | Oven | E4 |  | Baseline Forecast | [30 empty] | 0% | 0% | bar: 2019 to 2048
Commercial_Retail_Existing_Food Preparation_Natural Gas_Oven_E5_Baseline Forecast | Commercial | Retail | Existing | Food Preparation | Natural Gas | Oven | E5 |  | Baseline Forecast | [30 empty] | 0% | 0% | bar: 2019 to 2048
Commercial_Retail_Existing_Food Preparation_Natural Gas_Oven_E6_Baseline Forecast | Commercial | Retail | Existing | Food Preparation | Natural Gas | Oven | E6 |  | Baseline Forecast | [30 empty] | 0% | 0% | bar: 2019 to 2048
Commercial_Retail_Existing_Food Preparation_Natural Gas_Oven_E7_Baseline Forecast | Commercial | Retail | Existing | Food Preparation | Natural Gas | Oven | E7 |  | Baseline Forecast | [30 empty] | 0% | 0% | bar: 2019 to 2048
Commercial_Retail_Existing_Food Preparation_Natural Gas_Oven_E8_Baseline Forecast | Commercial | Retail | Existing | Food Preparation | Natural Gas | Oven | E8 |  | Baseline Forecast | [30 empty] | 0% | 0% | bar: 2019 to 2048
Commercial_Retail_Existing_Food Preparation_Natural Gas_Oven_E9_Baseline Forecast | Commercial | Retail | Existing | Food Preparation | Natural Gas | Oven | E9 |  | Baseline Forecast | [30 empty] | 0% | 0% | bar: 2019 to 2048
Commercial_Retail_Existing_Food Preparation_Natural Gas_Oven_E10_Baseline Forecast | Commercial | Retail | Existing | Food Preparation | Natural Gas | Oven | E10 |  | Baseline Forecast | [30 empty] | 0% | 0% | bar: 2019 to 2048
Commercial_Retail_Existing_Food Preparation_Natural Gas_Conveyor Oven_E1_Baseline Forecast | Commercial | Retail | Existing | Food Preparation | Natural Gas | Conveyor Oven | E1 | Standard | Baseline Forecast | 41% | 41.01% | 41.02% | 41.04% | 40.98% | 41.02% | 41.04% | 41% | 40.91% | 40.93% | 40.94% | 40.96% | 41.26% | 41.28% | 41.28% | 41.3% | 41.3% | 41.3% | 41.35% | 41.33% | 41.32% | 41.29% | 41.27% | 42.98% | 43.04% | 43.09% | 43.15% | 43.2% | 43.25% | 43.3% | 43.37% | 41.02%
Commercial_Retail_Existing_Food Preparation_Natural Gas_Conveyor Oven_E2_Baseline Forecast | Commercial | Retail | Existing | Food Preparation | Natural Gas | Conveyor Oven | E2 | Efficient (>44% Baking Efficiency) | Baseline Forecast | 59% | 58.99% | 58.98% | 58.96% | 59.02% | 58.98% | 58.96% | 59% | 59.09% | 59.07% | 59.06% | 59.04% | 58.74% | 58.72% | 58.72% | 58.7% | 58.7% | 58.7% | 58.65% | 58.67% | 58.68% | 58.71% | 58.73% | 57.02% | 56.96% | 56.91% | 56.85% | 56.8% | 56.75% | 56.7% | 56.63% | 58.98%
Commercial_Retail_Existing_Food Preparation_Natural Gas_Conveyor Oven_E3_Baseline Forecast | Commercial | Retail | Existing | Food Preparation | Natural Gas | Conveyor Oven | E3 |  | Baseline Forecast | [30 empty] | 0% | 0% | bar: 2019 to 2048
Commercial_Retail_Existing_Food Preparation_Natural Gas_Conveyor Oven_E4_Baseline Forecast | Commercial | Retail | Existing | Food Preparation | Natural Gas | Conveyor Oven | E4 |  | Baseline Forecast | [30 empty] | 0% | 0% | bar: 2019 to 2048
Commercial_Retail_Existing_Food Preparation_Natural Gas_Conveyor Oven_E5_Baseline Forecast | Commercial | Retail | Existing | Food Preparation | Natural Gas | Conveyor Oven | E5 |  | Baseline Forecast | [30 empty] | 0% | 0% | bar: 2019 to 2048
Commercial_Retail_Existing_Food Preparation_Natural Gas_Conveyor Oven_E6_Baseline Forecast | Commercial | Retail | Existing | Food Preparation | Natural Gas | Conveyor Oven | E6 |  | Baseline Forecast | [30 empty] | 0% | 0% | bar: 2019 to 2048
Commercial_Retail_Existing_Food Preparation_Natural Gas_Conveyor Oven_E7_Baseline Forecast | Commercial | Retail | Existing | Food Preparation | Natural Gas | Conveyor Oven | E7 |  | Baseline Forecast | [30 empty] | 0% | 0% | bar: 2019 to 2048
Commercial_Retail_Existing_Food Preparation_Natural Gas_Conveyor Oven_E8_Baseline Forecast | Commercial | Retail | Existing | Food Preparation | Natural Gas | Conveyor Oven | E8 |  | Baseline Forecast | [30 empty] | 0% | 0% | bar: 2019 to 2048
Commercial_Retail_Existing_Food Preparation_Natural Gas_Conveyor Oven_E9_Baseline Forecast | Commercial | Retail | Existing | Food Preparation | Natural Gas | Conveyor Oven | E9 |  | Baseline Forecast | [30 empty] | 0% | 0% | bar: 2019 to 2048
Commercial_Retail_Existing_Food Preparation_Natural Gas_Conveyor Oven_E10_Baseline Forecast | Commercial | Retail | Existing | Food Preparation | Natural Gas | Conveyor Oven | E10 |  | Baseline Forecast | [30 empty] | 0% | 0% | bar: 2019 to 2048
Commercial_Retail_Existing_Food Preparation_Natural Gas_Double Rack Oven_E1_Baseline Forecast | Commercial | Retail | Existing | Food Preparation | Natural Gas | Double Rack Oven | E1 | Standard | Baseline Forecast | 41% | 40.9% | 40.83% | 40.87% | 40.86% | 41.24% | 41.57% | 41.77% | 41.85% | 41.61% | 41.32% | 41.02% | 41.57% | 41.2% | 41.18% | 41.21% | 41.2% | 41.18% | 41.31% | 41.23% | 41.18% | 41.11% | 41.03% | 45.56% | 45.69% | 45.81% | 45.93% | 46.04% | 46.15% | 46.26% | 46.36% | 41.24%
Commercial_Retail_Existing_Food Preparation_Natural Gas_Double Rack Oven_E2_Baseline Forecast | Commercial | Retail | Existing | Food Preparation | Natural Gas | Double Rack Oven | E2 | FTSC Qualified (>50% Cooking Efficiency) | Baseline Forecast | 59% | 59.1% | 59.17% | 59.13% | 59.14% | 58.76% | 58.43% | 58.23% | 58.15% | 58.39% | 58.68% | 58.98% | 58.43% | 58.8% | 58.82% | 58.79% | 58.8% | 58.82% | 58.69% | 58.77% | 58.82% | 58.89% | 58.97% | 54.44% | 54.31% | 54.19% | 54.07% | 53.96% | 53.85% | 53.74% | 53.64% | 58.76%
Commercial_Retail_Existing_Food Preparation_Natural Gas_Double Rack Oven_E3_Baseline Forecast | Commercial | Retail | Existing | Food Preparation | Natural Gas | Double Rack Oven | E3 |  | Baseline Forecast | [30 empty] | 0% | 0% | bar: 2019 to 2048
Commercial_Retail_Existing_Food Preparation_Natural Gas_Double Rack Oven_E4_Baseline Forecast | Commercial | Retail | Existing | Food Preparation | Natural Gas | Double Rack Oven | E4 |  | Baseline Forecast | [30 empty] | 0% | 0% | bar: 2019 to 2048
Commercial_Retail_Existing_Food Preparation_Natural Gas_Double Rack Oven_E5_Baseline Forecast | Commercial | Retail | Existing | Food Preparation | Natural Gas | Double Rack Oven | E5 |  | Baseline Forecast | [30 empty] | 0% | 0% | bar: 2019 to 2048
Commercial_Retail_Existing_Food Preparation_Natural Gas_Double Rack Oven_E6_Baseline Forecast | Commercial | Retail | Existing | Food Preparation | Natural Gas | Double Rack Oven | E6 |  | Baseline Forecast | [30 empty] | 0% | 0% | bar: 2019 to 2048
Commercial_Retail_Existing_Food Preparation_Natural Gas_Double Rack Oven_E7_Baseline Forecast | Commercial | Retail | Existing | Food Preparation | Natural Gas | Double Rack Oven | E7 |  | Baseline Forecast | [30 empty] | 0% | 0% | bar: 2019 to 2048
Commercial_Retail_Existing_Food Preparation_Natural Gas_Double Rack Oven_E8_Baseline Forecast | Commercial | Retail | Existing | Food Preparation | Natural Gas | Double Rack Oven | E8 |  | Baseline Forecast | [30 empty] | 0% | 0% | bar: 2019 to 2048
Commercial_Retail_Existing_Food Preparation_Natural Gas_Double Rack Oven_E9_Baseline Forecast | Commercial | Retail | Existing | Food Preparation | Natural Gas | Double Rack Oven | E9 |  | Baseline Forecast | [30 empty] | 0% | 0% | bar: 2019 to 2048
Commercial_Retail_Existing_Food Preparation_Natural Gas_Double Rack Oven_E10_Baseline Forecast | Commercial | Retail | Existing | Food Preparation | Natural Gas | Double Rack Oven | E10 |  | Baseline Forecast | [30 empty] | 0% | 0% | bar: 2019 to 2048
Commercial_Retail_Existing_Food Preparation_Natural Gas_Fryer_E1_Baseline Forecast | Commercial | Retail | Existing | Food Preparation | Natural Gas | Fryer | E1 | Standard | Baseline Forecast | 74% | 73.93% | 73.88% | 0% | 0% | 0% | 0% | 0% | 0% | 0% | 0% | 0% | 0% | 0% | 0% | 0% | 0% | 0% | 0% | 0% | 0% | 0% | 0% | 0% | 0% | 0% | 0% | 0% | 0% | 0% | 0% | 0%
Commercial_Retail_Existing_Food Preparation_Natural Gas_Fryer_E2_Baseline Forecast | Commercial | Retail | Existing | Food Preparation | Natural Gas | Fryer | E2 | ENERGY STAR (3.0) | Baseline Forecast | 26% | 26.07% | 26.12% | 100% | 100% | 100% | 100% | 100% | 100% | 100% | 100% | 100% | 100% | 100% | 100% | 100% | 100% | 100% | 100% | 100% | 100% | 100% | 100% | 100% | 100% | 100% | 100% | 100% | 100% | 100% | 100% | 100%
Commercial_Retail_Existing_Food Preparation_Natural Gas_Fryer_E3_Baseline Forecast | Commercial | Retail | Existing | Food Preparation | Natural Gas | Fryer | E3 |  | Baseline Forecast | [30 empty] | 0% | 0% | bar: 2019 to 2048
Commercial_Retail_Existing_Food Preparation_Natural Gas_Fryer_E4_Baseline Forecast | Commercial | Retail | Existing | Food Preparation | Natural Gas | Fryer | E4 |  | Baseline Forecast | [30 empty] | 0% | 0% | bar: 2019 to 2048
Commercial_Retail_Existing_Food Preparation_Natural Gas_Fryer_E5_Baseline Forecast | Commercial | Retail | Existing | Food Preparation | Natural Gas | Fryer | E5 |  | Baseline Forecast | [30 empty] | 0% | 0% | bar: 2019 to 2048
Commercial_Retail_Existing_Food Preparation_Natural Gas_Fryer_E6_Baseline Forecast | Commercial | Retail | Existing | Food Preparation | Natural Gas | Fryer | E6 |  | Baseline Forecast | [30 empty] | 0% | 0% | bar: 2019 to 2048
Commercial_Retail_Existing_Food Preparation_Natural Gas_Fryer_E7_Baseline Forecast | Commercial | Retail | Existing | Food Preparation | Natural Gas | Fryer | E7 |  | Baseline Forecast | [30 empty] | 0% | 0% | bar: 2019 to 2048
Commercial_Retail_Existing_Food Preparation_Natural Gas_Fryer_E8_Baseline Forecast | Commercial | Retail | Existing | Food Preparation | Natural Gas | Fryer | E8 |  | Baseline Forecast | [30 empty] | 0% | 0% | bar: 2019 to 2048
Commercial_Retail_Existing_Food Preparation_Natural Gas_Fryer_E9_Baseline Forecast | Commercial | Retail | Existing | Food Preparation | Natural Gas | Fryer | E9 |  | Baseline Forecast | [30 empty] | 0% | 0% | bar: 2019 to 2048
Commercial_Retail_Existing_Food Preparation_Natural Gas_Fryer_E10_Baseline Forecast | Commercial | Retail | Existing | Food Preparation | Natural Gas | Fryer | E10 |  | Baseline Forecast | [30 empty] | 0% | 0% | bar: 2019 to 2048
Commercial_Retail_Existing_Food Preparation_Natural Gas_Broiler_E1_Baseline Forecast | Commercial | Retail | Existing | Food Preparation | Natural Gas | Broiler | E1 | Standard | Baseline Forecast | 74% | 73.94% | 73.89% | 73.92% | 73.91% | 74.15% | 74.36% | 74.48% | 74.53% | 74.38% | 74.2% | 74.02% | 74.36% | 74.13% | 74.11% | 74.13% | 74.13% | 74.12% | 74.19% | 74.15% | 74.12% | 74.07% | 74.02% | 76.66% | 76.73% | 76.79% | 76.85% | 76.91% | 76.97% | 77.03% | 77.08% | 74.15%
Commercial_Retail_Existing_Food Preparation_Natural Gas_Broiler_E2_Baseline Forecast | Commercial | Retail | Existing | Food Preparation | Natural Gas | Broiler | E2 | Infrared Burners | Baseline Forecast | 26% | 26.06% | 26.11% | 26.08% | 26.09% | 25.85% | 25.64% | 25.52% | 25.47% | 25.62% | 25.8% | 25.98% | 25.64% | 25.87% | 25.89% | 25.87% | 25.87% | 25.88% | 25.81% | 25.85% | 25.88% | 25.93% | 25.98% | 23.34% | 23.27% | 23.21% | 23.15% | 23.09% | 23.03% | 22.97% | 22.92% | 25.85%
Commercial_Retail_Existing_Food Preparation_Natural Gas_Broiler_E3_Baseline Forecast | Commercial | Retail | Existing | Food Preparation | Natural Gas | Broiler | E3 |  | Baseline Forecast | [30 empty] | 0% | 0% | bar: 2019 to 2048
Commercial_Retail_Existing_Food Preparation_Natural Gas_Broiler_E4_Baseline Forecast | Commercial | Retail | Existing | Food Preparation | Natural Gas | Broiler | E4 |  | Baseline Forecast | [30 empty] | 0% | 0% | bar: 2019 to 2048
Commercial_Retail_Existing_Food Preparation_Natural Gas_Broiler_E5_Baseline Forecast | Commercial | Retail | Existing | Food Preparation | Natural Gas | Broiler | E5 |  | Baseline Forecast | [30 empty] | 0% | 0% | bar: 2019 to 2048
Commercial_Retail_Existing_Food Preparation_Natural Gas_Broiler_E6_Baseline Forecast | Commercial | Retail | Existing | Food Preparation | Natural Gas | Broiler | E6 |  | Baseline Forecast | [30 empty] | 0% | 0% | bar: 2019 to 2048
Commercial_Retail_Existing_Food Preparation_Natural Gas_Broiler_E7_Baseline Forecast | Commercial | Retail | Existing | Food Preparation | Natural Gas | Broiler | E7 |  | Baseline Forecast | [30 empty] | 0% | 0% | bar: 2019 to 2048
Commercial_Retail_Existing_Food Preparation_Natural Gas_Broiler_E8_Baseline Forecast | Commercial | Retail | Existing | Food Preparation | Natural Gas | Broiler | E8 |  | Baseline Forecast | [30 empty] | 0% | 0% | bar: 2019 to 2048
Commercial_Retail_Existing_Food Preparation_Natural Gas_Broiler_E9_Baseline Forecast | Commercial | Retail | Existing | Food Preparation | Natural Gas | Broiler | E9 |  | Baseline Forecast | [30 empty] | 0% | 0% | bar: 2019 to 2048
Commercial_Retail_Existing_Food Preparation_Natural Gas_Broiler_E10_Baseline Forecast | Commercial | Retail | Existing | Food Preparation | Natural Gas | Broiler | E10 |  | Baseline Forecast | [30 empty] | 0% | 0% | bar: 2019 to 2048
Commercial_Retail_Existing_Food Preparation_Natural Gas_Griddle_E1_Baseline Forecast | Commercial | Retail | Existing | Food Preparation | Natural Gas | Griddle | E1 | Standard | Baseline Forecast | 71% | 70.98% | 70.97% | 70.98% | 70.98% | 71.04% | 71.09% | 71.13% | 71.14% | 71.1% | 71.05% | 71% | 71.09% | 71.03% | 71.03% | 71.03% | 71.03% | 71.03% | 71.05% | 71.04% | 71.03% | 71.02% | 71% | 71.77% | 71.79% | 71.81% | 71.83% | 71.85% | 71.87% | 71.89% | 71.91% | 71.04%
Commercial_Retail_Existing_Food Preparation_Natural Gas_Griddle_E2_Baseline Forecast | Commercial | Retail | Existing | Food Preparation | Natural Gas | Griddle | E2 | ENERGY STAR | Baseline Forecast | 29% | 29.02% | 29.03% | 29.02% | 29.02% | 28.96% | 28.91% | 28.87% | 28.86% | 28.9% | 28.95% | 29% | 28.91% | 28.97% | 28.97% | 28.97% | 28.97% | 28.97% | 28.95% | 28.96% | 28.97% | 28.98% | 29% | 28.23% | 28.21% | 28.19% | 28.17% | 28.15% | 28.13% | 28.11% | 28.09% | 28.96%
Commercial_Retail_Existing_Food Preparation_Natural Gas_Griddle_E3_Baseline Forecast | Commercial | Retail | Existing | Food Preparation | Natural Gas | Griddle | E3 |  | Baseline Forecast | [30 empty] | 0% | 0% | bar: 2019 to 2048
Commercial_Retail_Existing_Food Preparation_Natural Gas_Griddle_E4_Baseline Forecast | Commercial | Retail | Existing | Food Preparation | Natural Gas | Griddle | E4 |  | Baseline Forecast | [30 empty] | 0% | 0% | bar: 2019 to 2048
Commercial_Retail_Existing_Food Preparation_Natural Gas_Griddle_E5_Baseline Forecast | Commercial | Retail | Existing | Food Preparation | Natural Gas | Griddle | E5 |  | Baseline Forecast | [30 empty] | 0% | 0% | bar: 2019 to 2048
Commercial_Retail_Existing_Food Preparation_Natural Gas_Griddle_E6_Baseline Forecast | Commercial | Retail | Existing | Food Preparation | Natural Gas | Griddle | E6 |  | Baseline Forecast | [30 empty] | 0% | 0% | bar: 2019 to 2048
Commercial_Retail_Existing_Food Preparation_Natural Gas_Griddle_E7_Baseline Forecast | Commercial | Retail | Existing | Food Preparation | Natural Gas | Griddle | E7 |  | Baseline Forecast | [30 empty] | 0% | 0% | bar: 2019 to 2048
Commercial_Retail_Existing_Food Preparation_Natural Gas_Griddle_E8_Baseline Forecast | Commercial | Retail | Existing | Food Preparation | Natural Gas | Griddle | E8 |  | Baseline Forecast | [30 empty] | 0% | 0% | bar: 2019 to 2048
Commercial_Retail_Existing_Food Preparation_Natural Gas_Griddle_E9_Baseline Forecast | Commercial | Retail | Existing | Food Preparation | Natural Gas | Griddle | E9 |  | Baseline Forecast | [30 empty] | 0% | 0% | bar: 2019 to 2048
Commercial_Retail_Existing_Food Preparation_Natural Gas_Griddle_E10_Baseline Forecast | Commercial | Retail | Existing | Food Preparation | Natural Gas | Griddle | E10 |  | Baseline Forecast | [30 empty] | 0% | 0% | bar: 2019 to 2048
Commercial_Retail_Existing_Food Preparation_Natural Gas_Range_E1_Baseline Forecast | Commercial | Retail | Existing | Food Preparation | Natural Gas | Range | E1 | Standard | Baseline Forecast | 41% | 40.96% | 40.93% | 40.9% | 40.86% | 40.99% | 41.1% | 41.16% | 41.18% | 41.22% | 41.24% | 41.14% | 41.36% | 41.23% | 41.07% | 40.92% | 40.92% | 40.91% | 40.95% | 40.92% | 40.9% | 40.87% | 40.84% | 42.33% | 42.37% | 42.4% | 42.44% | 42.47% | 42.5% | 42.53% | 42.56% | 40.99%
Commercial_Retail_Existing_Food Preparation_Natural Gas_Range_E2_Baseline Forecast | Commercial | Retail | Existing | Food Preparation | Natural Gas | Range | E2 | High Efficiency | Baseline Forecast | 59% | 59.04% | 59.07% | 59.1% | 59.14% | 59.01% | 58.9% | 58.84% | 58.82% | 58.78% | 58.76% | 58.86% | 58.64% | 58.77% | 58.93% | 59.08% | 59.08% | 59.09% | 59.05% | 59.08% | 59.1% | 59.13% | 59.16% | 57.67% | 57.63% | 57.6% | 57.56% | 57.53% | 57.5% | 57.47% | 57.44% | 59.01%
Commercial_Retail_Existing_Food Preparation_Natural Gas_Range_E3_Baseline Forecast | Commercial | Retail | Existing | Food Preparation | Natural Gas | Range | E3 |  | Baseline Forecast | [30 empty] | 0% | 0% | bar: 2019 to 2048
Commercial_Retail_Existing_Food Preparation_Natural Gas_Range_E4_Baseline Forecast | Commercial | Retail | Existing | Food Preparation | Natural Gas | Range | E4 |  | Baseline Forecast | [30 empty] | 0% | 0% | bar: 2019 to 2048
Commercial_Retail_Existing_Food Preparation_Natural Gas_Range_E5_Baseline Forecast | Commercial | Retail | Existing | Food Preparation | Natural Gas | Range | E5 |  | Baseline Forecast | [30 empty] | 0% | 0% | bar: 2019 to 2048
Commercial_Retail_Existing_Food Preparation_Natural Gas_Range_E6_Baseline Forecast | Commercial | Retail | Existing | Food Preparation | Natural Gas | Range | E6 |  | Baseline Forecast | [30 empty] | 0% | 0% | bar: 2019 to 2048
Commercial_Retail_Existing_Food Preparation_Natural Gas_Range_E7_Baseline Forecast | Commercial | Retail | Existing | Food Preparation | Natural Gas | Range | E7 |  | Baseline Forecast | [30 empty] | 0% | 0% | bar: 2019 to 2048
Commercial_Retail_Existing_Food Preparation_Natural Gas_Range_E8_Baseline Forecast | Commercial | Retail | Existing | Food Preparation | Natural Gas | Range | E8 |  | Baseline Forecast | [30 empty] | 0% | 0% | bar: 2019 to 2048
Commercial_Retail_Existing_Food Preparation_Natural Gas_Range_E9_Baseline Forecast | Commercial | Retail | Existing | Food Preparation | Natural Gas | Range | E9 |  | Baseline Forecast | [30 empty] | 0% | 0% | bar: 2019 to 2048
Commercial_Retail_Existing_Food Preparation_Natural Gas_Range_E10_Baseline Forecast | Commercial | Retail | Existing | Food Preparation | Natural Gas | Range | E10 |  | Baseline Forecast | [30 empty] | 0% | 0% | bar: 2019 to 2048
Commercial_Retail_Existing_Food Preparation_Natural Gas_Steamer_E1_Baseline Forecast | Commercial | Retail | Existing | Food Preparation | Natural Gas | Steamer | E1 | Standard | Baseline Forecast | 50% | 49.88% | 49.81% | 0% | 0% | 0% | 0% | 0% | 0% | 0% | 0% | 0% | 0% | 0% | 0% | 0% | 0% | 0% | 0% | 0% | 0% | 0% | 0% | 0% | 0% | 0% | 0% | 0% | 0% | 0% | 0% | 0%
Commercial_Retail_Existing_Food Preparation_Natural Gas_Steamer_E2_Baseline Forecast | Commercial | Retail | Existing | Food Preparation | Natural Gas | Steamer | E2 | ENERGY STAR | Baseline Forecast | 50% | 50.12% | 50.19% | 100% | 100% | 100% | 100% | 100% | 100% | 100% | 100% | 100% | 100% | 100% | 100% | 100% | 100% | 100% | 100% | 100% | 100% | 100% | 100% | 100% | 100% | 100% | 100% | 100% | 100% | 100% | 100% | 100%
Commercial_Retail_Existing_Food Preparation_Natural Gas_Steamer_E3_Baseline Forecast | Commercial | Retail | Existing | Food Preparation | Natural Gas | Steamer | E3 |  | Baseline Forecast | [30 empty] | 0% | 0% | bar: 2019 to 2048
Commercial_Retail_Existing_Food Preparation_Natural Gas_Steamer_E4_Baseline Forecast | Commercial | Retail | Existing | Food Preparation | Natural Gas | Steamer | E4 |  | Baseline Forecast | [30 empty] | 0% | 0% | bar: 2019 to 2048
Commercial_Retail_Existing_Food Preparation_Natural Gas_Steamer_E5_Baseline Forecast | Commercial | Retail | Existing | Food Preparation | Natural Gas | Steamer | E5 |  | Baseline Forecast | [30 empty] | 0% | 0% | bar: 2019 to 2048
Commercial_Retail_Existing_Food Preparation_Natural Gas_Steamer_E6_Baseline Forecast | Commercial | Retail | Existing | Food Preparation | Natural Gas | Steamer | E6 |  | Baseline Forecast | [30 empty] | 0% | 0% | bar: 2019 to 2048
Commercial_Retail_Existing_Food Preparation_Natural Gas_Steamer_E7_Baseline Forecast | Commercial | Retail | Existing | Food Preparation | Natural Gas | Steamer | E7 |  | Baseline Forecast | [30 empty] | 0% | 0% | bar: 2019 to 2048
Commercial_Retail_Existing_Food Preparation_Natural Gas_Steamer_E8_Baseline Forecast | Commercial | Retail | Existing | Food Preparation | Natural Gas | Steamer | E8 |  | Baseline Forecast | [30 empty] | 0% | 0% | bar: 2019 to 2048
Commercial_Retail_Existing_Food Preparation_Natural Gas_Steamer_E9_Baseline Forecast | Commercial | Retail | Existing | Food Preparation | Natural Gas | Steamer | E9 |  | Baseline Forecast | [30 empty] | 0% | 0% | bar: 2019 to 2048
Commercial_Retail_Existing_Food Preparation_Natural Gas_Steamer_E10_Baseline Forecast | Commercial | Retail | Existing | Food Preparation | Natural Gas | Steamer | E10 |  | Baseline Forecast | [30 empty] | 0% | 0% | bar: 2019 to 2048
Commercial_Retail_Existing_Food Preparation_Natural Gas_Food Prep Other_E1_Baseline Forecast | Commercial | Retail | Existing | Food Preparation | Natural Gas | Food Prep Other | E1 | Standard | Baseline Forecast | 74% | 74% | 74% | 74% | 74% | 74% | 74% | 74% | 74% | 74% | 74% | 74% | 74% | 74% | 74% | 74% | 74% | 74% | 74% | 74% | 74% | 74% | 74% | 74% | 74% | 74% | 74% | 74% | 74% | 74% | 74% | 74%
Commercial_Retail_Existing_Food Preparation_Natural Gas_Food Prep Other_E2_Baseline Forecast | Commercial | Retail | Existing | Food Preparation | Natural Gas | Food Prep Other | E2 | ENERGY STAR | Baseline Forecast | 26% | 26% | 26% | 26% | 26% | 26% | 26% | 26% | 26% | 26% | 26% | 26% | 26% | 26% | 26% | 26% | 26% | 26% | 26% | 26% | 26% | 26% | 26% | 26% | 26% | 26% | 26% | 26% | 26% | 26% | 26% | 26%
Commercial_Retail_Existing_Food Preparation_Natural Gas_Food Prep Other_E3_Baseline Forecast | Commercial | Retail | Existing | Food Preparation | Natural Gas | Food Prep Other | E3 |  | Baseline Forecast | [30 empty] | 0% | 0% | bar: 2019 to 2048
Commercial_Retail_Existing_Food Preparation_Natural Gas_Food Prep Other_E4_Baseline Forecast | Commercial | Retail | Existing | Food Preparation | Natural Gas | Food Prep Other | E4 |  | Baseline Forecast | [30 empty] | 0% | 0% | bar: 2019 to 2048
Commercial_Retail_Existing_Food Preparation_Natural Gas_Food Prep Other_E5_Baseline Forecast | Commercial | Retail | Existing | Food Preparation | Natural Gas | Food Prep Other | E5 |  | Baseline Forecast | [30 empty] | 0% | 0% | bar: 2019 to 2048
Commercial_Retail_Existing_Food Preparation_Natural Gas_Food Prep Other_E6_Baseline Forecast | Commercial | Retail | Existing | Food Preparation | Natural Gas | Food Prep Other | E6 |  | Baseline Forecast | [30 empty] | 0% | 0% | bar: 2019 to 2048
Commercial_Retail_Existing_Food Preparation_Natural Gas_Food Prep Other_E7_Baseline Forecast | Commercial | Retail | Existing | Food Preparation | Natural Gas | Food Prep Other | E7 |  | Baseline Forecast | [30 empty] | 0% | 0% | bar: 2019 to 2048
Commercial_Retail_Existing_Food Preparation_Natural Gas_Food Prep Other_E8_Baseline Forecast | Commercial | Retail | Existing | Food Preparation | Natural Gas | Food Prep Other | E8 |  | Baseline Forecast | [30 empty] | 0% | 0% | bar: 2019 to 2048
Commercial_Retail_Existing_Food Preparation_Natural Gas_Food Prep Other_E9_Baseline Forecast | Commercial | Retail | Existing | Food Preparation | Natural Gas | Food Prep Other | E9 |  | Baseline Forecast | [30 empty] | 0% | 0% | bar: 2019 to 2048
Commercial_Retail_Existing_Food Preparation_Natural Gas_Food Prep Other_E10_Baseline Forecast | Commercial | Retail | Existing | Food Preparation | Natural Gas | Food Prep Other | E10 |  | Baseline Forecast | [30 empty] | 0% | 0% | bar: 2019 to 2048
Commercial_Retail_Existing_Miscellaneous_Natural Gas_Pool Heater_E1_Baseline Forecast | Commercial | Retail | Existing | Miscellaneous | Natural Gas | Pool Heater | E1 | Standard (EF .78) | Baseline Forecast | 90% | 89.96% | 89.95% | 89.94% | 89.91% | 89.97% | 90.01% | 90.01% | 89.98% | 90% | 90.01% | 90.02% | 90.33% | 90.36% | 90.37% | 90.23% | 90.09% | 89.95% | 89.85% | 89.72% | 89.7% | 89.68% | 89.66% | 90.72% | 90.75% | 90.77% | 90.79% | 90.81% | 90.84% | 90.86% | 90.88% | 89.97%
Commercial_Retail_Existing_Miscellaneous_Natural Gas_Pool Heater_E2_Baseline Forecast | Commercial | Retail | Existing | Miscellaneous | Natural Gas | Pool Heater | E2 | Condensing (EF .90) | Baseline Forecast | 10% | 10.04% | 10.05% | 10.06% | 10.09% | 10.03% | 9.988% | 9.987% | 10.02% | 10% | 9.995% | 9.983% | 9.666% | 9.638% | 9.63% | 9.768% | 9.915% | 10.05% | 10.15% | 10.28% | 10.3% | 10.32% | 10.34% | 9.279% | 9.253% | 9.229% | 9.207% | 9.185% | 9.164% | 9.144% | 9.124% | 10.03%
Commercial_Retail_Existing_Miscellaneous_Natural Gas_Pool Heater_E3_Baseline Forecast | Commercial | Retail | Existing | Miscellaneous | Natural Gas | Pool Heater | E3 |  | Baseline Forecast | [30 empty] | 0% | 0% | bar: 2019 to 2048
Commercial_Retail_Existing_Miscellaneous_Natural Gas_Pool Heater_E4_Baseline Forecast | Commercial | Retail | Existing | Miscellaneous | Natural Gas | Pool Heater | E4 |  | Baseline Forecast | [30 empty] | 0% | 0% | bar: 2019 to 2048
Commercial_Retail_Existing_Miscellaneous_Natural Gas_Pool Heater_E5_Baseline Forecast | Commercial | Retail | Existing | Miscellaneous | Natural Gas | Pool Heater | E5 |  | Baseline Forecast | [30 empty] | 0% | 0% | bar: 2019 to 2048
Commercial_Retail_Existing_Miscellaneous_Natural Gas_Pool Heater_E6_Baseline Forecast | Commercial | Retail | Existing | Miscellaneous | Natural Gas | Pool Heater | E6 |  | Baseline Forecast | [30 empty] | 0% | 0% | bar: 2019 to 2048
Commercial_Retail_Existing_Miscellaneous_Natural Gas_Pool Heater_E7_Baseline Forecast | Commercial | Retail | Existing | Miscellaneous | Natural Gas | Pool Heater | E7 |  | Baseline Forecast | [30 empty] | 0% | 0% | bar: 2019 to 2048
Commercial_Retail_Existing_Miscellaneous_Natural Gas_Pool Heater_E8_Baseline Forecast | Commercial | Retail | Existing | Miscellaneous | Natural Gas | Pool Heater | E8 |  | Baseline Forecast | [30 empty] | 0% | 0% | bar: 2019 to 2048
Commercial_Retail_Existing_Miscellaneous_Natural Gas_Pool Heater_E9_Baseline Forecast | Commercial | Retail | Existing | Miscellaneous | Natural Gas | Pool Heater | E9 |  | Baseline Forecast | [30 empty] | 0% | 0% | bar: 2019 to 2048
Commercial_Retail_Existing_Miscellaneous_Natural Gas_Pool Heater_E10_Baseline Forecast | Commercial | Retail | Existing | Miscellaneous | Natural Gas | Pool Heater | E10 |  | Baseline Forecast | [30 empty] | 0% | 0% | bar: 2019 to 2048
Commercial_Retail_Existing_Miscellaneous_Natural Gas_Miscellaneous_E1_Baseline Forecast | Commercial | Retail | Existing | Miscellaneous | Natural Gas | Miscellaneous | E1 | Miscellaneous | Baseline Forecast | 100% | 100% | 100% | 100% | 100% | 100% | 100% | 100% | 100% | 100% | 100% | 100% | 100% | 100% | 100% | 100% | 100% | 100% | 100% | 100% | 100% | 100% | 100% | 100% | 100% | 100% | 100% | 100% | 100% | 100% | 100% | 100%
Commercial_Retail_Existing_Miscellaneous_Natural Gas_Miscellaneous_E2_Baseline Forecast | Commercial | Retail | Existing | Miscellaneous | Natural Gas | Miscellaneous | E2 |  | Baseline Forecast | [30 empty] | 0% | 0% | bar: 2019 to 2048
Commercial_Retail_Existing_Miscellaneous_Natural Gas_Miscellaneous_E3_Baseline Forecast | Commercial | Retail | Existing | Miscellaneous | Natural Gas | Miscellaneous | E3 |  | Baseline Forecast | [30 empty] | 0% | 0% | bar: 2019 to 2048
Commercial_Retail_Existing_Miscellaneous_Natural Gas_Miscellaneous_E4_Baseline Forecast | Commercial | Retail | Existing | Miscellaneous | Natural Gas | Miscellaneous | E4 |  | Baseline Forecast | [30 empty] | 0% | 0% | bar: 2019 to 2048
Commercial_Retail_Existing_Miscellaneous_Natural Gas_Miscellaneous_E5_Baseline Forecast | Commercial | Retail | Existing | Miscellaneous | Natural Gas | Miscellaneous | E5 |  | Baseline Forecast | [30 empty] | 0% | 0% | bar: 2019 to 2048
Commercial_Retail_Existing_Miscellaneous_Natural Gas_Miscellaneous_E6_Baseline Forecast | Commercial | Retail | Existing | Miscellaneous | Natural Gas | Miscellaneous | E6 |  | Baseline Forecast | [30 empty] | 0% | 0% | bar: 2019 to 2048
Commercial_Retail_Existing_Miscellaneous_Natural Gas_Miscellaneous_E7_Baseline Forecast | Commercial | Retail | Existing | Miscellaneous | Natural Gas | Miscellaneous | E7 |  | Baseline Forecast | [30 empty] | 0% | 0% | bar: 2019 to 2048
Commercial_Retail_Existing_Miscellaneous_Natural Gas_Miscellaneous_E8_Baseline Forecast | Commercial | Retail | Existing | Miscellaneous | Natural Gas | Miscellaneous | E8 |  | Baseline Forecast | [30 empty] | 0% | 0% | bar: 2019 to 2048
Commercial_Retail_Existing_Miscellaneous_Natural Gas_Miscellaneous_E9_Baseline Forecast | Commercial | Retail | Existing | Miscellaneous | Natural Gas | Miscellaneous | E9 |  | Baseline Forecast | [30 empty] | 0% | 0% | bar: 2019 to 2048
Commercial_Retail_Existing_Miscellaneous_Natural Gas_Miscellaneous_E10_Baseline Forecast | Commercial | Retail | Existing | Miscellaneous | Natural Gas | Miscellaneous | E10 |  | Baseline Forecast | [30 empty] | 0% | 0% | bar: 2019 to 2048
Commercial_Retail_New_Space Heating_Natural Gas_Furnace_E1_Baseline Forecast | Commercial | Retail | New | Space Heating | Natural Gas | Furnace | E1 | AFUE 80% (Standard) | Baseline Forecast | 100% | 100% | 100% | 100% | 100% | 0% | 0% | 0% | 0% | 0% | 0% | 0% | 0% | 0% | 0% | 0% | 0% | 0% | 0% | 0% | 0% | 0% | 0% | 0% | 0% | 0% | 0% | 0% | 0% | 0% | 0% | 0%
Commercial_Retail_New_Space Heating_Natural Gas_Furnace_E2_Baseline Forecast | Commercial | Retail | New | Space Heating | Natural Gas | Furnace | E2 | AFUE 81% (2023 Fed Standard) | Baseline Forecast | [30 empty] | 0% | 0% | bar: 2019 to 2048
Commercial_Retail_New_Space Heating_Natural Gas_Furnace_E3_Baseline Forecast | Commercial | Retail | New | Space Heating | Natural Gas | Furnace | E3 | AFUE 91% (WA State Min 2023) | Baseline Forecast | 0% | 0% | 0% | 0% | 0% | 100% | 100% | 67.2% | 67.21% | 67.24% | 67.25% | 67.27% | 67.54% | 67.56% | 67.56% | 67.58% | 67.59% | 67.59% | 67.63% | 67.62% | 67.61% | 67.6% | 67.59% | 68.61% | 68.65% | 68.69% | 68.73% | 68.77% | 68.81% | 68.86% | 68.91% | 100%
Commercial_Retail_New_Space Heating_Natural Gas_Furnace_E4_Baseline Forecast | Commercial | Retail | New | Space Heating | Natural Gas | Furnace | E4 | AFUE 96% | Baseline Forecast | [30 empty] | 0% | 0% | bar: 2019 to 2048
Commercial_Retail_New_Space Heating_Natural Gas_Furnace_E5_Baseline Forecast | Commercial | Retail | New | Space Heating | Natural Gas | Furnace | E5 | Convert to Gas-Fired ASHP | Baseline Forecast | 0% | 0% | 0% | 0% | 0% | 0% | 0% | 32.8% | 32.79% | 32.76% | 32.75% | 32.73% | 32.46% | 32.44% | 32.44% | 32.42% | 32.41% | 32.41% | 32.37% | 32.38% | 32.39% | 32.4% | 32.41% | 31.39% | 31.35% | 31.31% | 31.27% | 31.23% | 31.19% | 31.14% | 31.09% | 0%
Commercial_Retail_New_Space Heating_Natural Gas_Furnace_E6_Baseline Forecast | Commercial | Retail | New | Space Heating | Natural Gas | Furnace | E6 |  | Baseline Forecast | [30 empty] | 0% | 0% | bar: 2019 to 2048
Commercial_Retail_New_Space Heating_Natural Gas_Furnace_E7_Baseline Forecast | Commercial | Retail | New | Space Heating | Natural Gas | Furnace | E7 |  | Baseline Forecast | [30 empty] | 0% | 0% | bar: 2019 to 2048
Commercial_Retail_New_Space Heating_Natural Gas_Furnace_E8_Baseline Forecast | Commercial | Retail | New | Space Heating | Natural Gas | Furnace | E8 |  | Baseline Forecast | [30 empty] | 0% | 0% | bar: 2019 to 2048
Commercial_Retail_New_Space Heating_Natural Gas_Furnace_E9_Baseline Forecast | Commercial | Retail | New | Space Heating | Natural Gas | Furnace | E9 |  | Baseline Forecast | [30 empty] | 0% | 0% | bar: 2019 to 2048
Commercial_Retail_New_Space Heating_Natural Gas_Furnace_E10_Baseline Forecast | Commercial | Retail | New | Space Heating | Natural Gas | Furnace | E10 |  | Baseline Forecast | [30 empty] | 0% | 0% | bar: 2019 to 2048
Commercial_Retail_New_Space Heating_Natural Gas_Boiler_E1_Baseline Forecast | Commercial | Retail | New | Space Heating | Natural Gas | Boiler | E1 | TE 80% | Baseline Forecast | 88.19% | 88.18% | 88.17% | 88.17% | 88.16% | 0% | 0% | 0% | 0% | 0% | 0% | 0% | 0% | 0% | 0% | 0% | 0% | 0% | 0% | 0% | 0% | 0% | 0% | 0% | 0% | 0% | 0% | 0% | 0% | 0% | 0% | 0%
Commercial_Retail_New_Space Heating_Natural Gas_Boiler_E2_Baseline Forecast | Commercial | Retail | New | Space Heating | Natural Gas | Boiler | E2 | TE 84% (2023 Standard) | Baseline Forecast | [30 empty] | 0% | 0% | bar: 2019 to 2048
Commercial_Retail_New_Space Heating_Natural Gas_Boiler_E3_Baseline Forecast | Commercial | Retail | New | Space Heating | Natural Gas | Boiler | E3 | TE 94% (ENERGY STAR 1.0) | Baseline Forecast | 11.81% | 11.82% | 11.83% | 11.83% | 11.84% | 100% | 100% | 100% | 100% | 100% | 100% | 100% | 100% | 100% | 100% | 100% | 100% | 100% | 100% | 100% | 100% | 100% | 100% | 100% | 100% | 100% | 100% | 100% | 100% | 100% | 100% | 100%
Commercial_Retail_New_Space Heating_Natural Gas_Boiler_E4_Baseline Forecast | Commercial | Retail | New | Space Heating | Natural Gas | Boiler | E4 | TE 98% | Baseline Forecast | [30 empty] | 0% | 0% | bar: 2019 to 2048
Commercial_Retail_New_Space Heating_Natural Gas_Boiler_E5_Baseline Forecast | Commercial | Retail | New | Space Heating | Natural Gas | Boiler | E5 | Convert to Gas-Fired ASHP | Baseline Forecast | [30 empty] | 0% | 0% | bar: 2019 to 2048
Commercial_Retail_New_Space Heating_Natural Gas_Boiler_E6_Baseline Forecast | Commercial | Retail | New | Space Heating | Natural Gas | Boiler | E6 |  | Baseline Forecast | [30 empty] | 0% | 0% | bar: 2019 to 2048
Commercial_Retail_New_Space Heating_Natural Gas_Boiler_E7_Baseline Forecast | Commercial | Retail | New | Space Heating | Natural Gas | Boiler | E7 |  | Baseline Forecast | [30 empty] | 0% | 0% | bar: 2019 to 2048
Commercial_Retail_New_Space Heating_Natural Gas_Boiler_E8_Baseline Forecast | Commercial | Retail | New | Space Heating | Natural Gas | Boiler | E8 |  | Baseline Forecast | [30 empty] | 0% | 0% | bar: 2019 to 2048
Commercial_Retail_New_Space Heating_Natural Gas_Boiler_E9_Baseline Forecast | Commercial | Retail | New | Space Heating | Natural Gas | Boiler | E9 |  | Baseline Forecast | [30 empty] | 0% | 0% | bar: 2019 to 2048
Commercial_Retail_New_Space Heating_Natural Gas_Boiler_E10_Baseline Forecast | Commercial | Retail | New | Space Heating | Natural Gas | Boiler | E10 |  | Baseline Forecast | [30 empty] | 0% | 0% | bar: 2019 to 2048
Commercial_Retail_New_Space Heating_Natural Gas_Unit Heater_E1_Baseline Forecast | Commercial | Retail | New | Space Heating | Natural Gas | Unit Heater | E1 | Standard | Baseline Forecast | 100% | 100% | 100% | 100% | 100% | 0% | 0% | 0% | 0% | 0% | 0% | 0% | 0% | 0% | 0% | 0% | 0% | 0% | 0% | 0% | 0% | 0% | 0% | 0% | 0% | 0% | 0% | 0% | 0% | 0% | 0% | 0%
Commercial_Retail_New_Space Heating_Natural Gas_Unit Heater_E2_Baseline Forecast | Commercial | Retail | New | Space Heating | Natural Gas | Unit Heater | E2 | Condensing | Baseline Forecast | 0% | 0% | 0% | 0% | 0% | 100% | 100% | 100% | 100% | 100% | 100% | 100% | 100% | 100% | 100% | 100% | 100% | 100% | 100% | 100% | 100% | 100% | 100% | 100% | 100% | 100% | 100% | 100% | 100% | 100% | 100% | 100%
Commercial_Retail_New_Space Heating_Natural Gas_Unit Heater_E3_Baseline Forecast | Commercial | Retail | New | Space Heating | Natural Gas | Unit Heater | E3 | Infrared Radiant | Baseline Forecast | [30 empty] | 0% | 0% | bar: 2019 to 2048
Commercial_Retail_New_Space Heating_Natural Gas_Unit Heater_E4_Baseline Forecast | Commercial | Retail | New | Space Heating | Natural Gas | Unit Heater | E4 |  | Baseline Forecast | [30 empty] | 0% | 0% | bar: 2019 to 2048
Commercial_Retail_New_Space Heating_Natural Gas_Unit Heater_E5_Baseline Forecast | Commercial | Retail | New | Space Heating | Natural Gas | Unit Heater | E5 |  | Baseline Forecast | [30 empty] | 0% | 0% | bar: 2019 to 2048
Commercial_Retail_New_Space Heating_Natural Gas_Unit Heater_E6_Baseline Forecast | Commercial | Retail | New | Space Heating | Natural Gas | Unit Heater | E6 |  | Baseline Forecast | [30 empty] | 0% | 0% | bar: 2019 to 2048
Commercial_Retail_New_Space Heating_Natural Gas_Unit Heater_E7_Baseline Forecast | Commercial | Retail | New | Space Heating | Natural Gas | Unit Heater | E7 |  | Baseline Forecast | [30 empty] | 0% | 0% | bar: 2019 to 2048
Commercial_Retail_New_Space Heating_Natural Gas_Unit Heater_E8_Baseline Forecast | Commercial | Retail | New | Space Heating | Natural Gas | Unit Heater | E8 |  | Baseline Forecast | [30 empty] | 0% | 0% | bar: 2019 to 2048
Commercial_Retail_New_Space Heating_Natural Gas_Unit Heater_E9_Baseline Forecast | Commercial | Retail | New | Space Heating | Natural Gas | Unit Heater | E9 |  | Baseline Forecast | [30 empty] | 0% | 0% | bar: 2019 to 2048
Commercial_Retail_New_Space Heating_Natural Gas_Unit Heater_E10_Baseline Forecast | Commercial | Retail | New | Space Heating | Natural Gas | Unit Heater | E10 |  | Baseline Forecast | [30 empty] | 0% | 0% | bar: 2019 to 2048
Commercial_Retail_New_Water Heating_Natural Gas_Water Heater_E1_Baseline Forecast | Commercial | Retail | New | Water Heating | Natural Gas | Water Heater | E1 | TE 80% | Baseline Forecast | 21.65% | 21.64% | 21.64% | 21.64% | 21.63% | 21.65% | 21.66% | 0.1601% | 0.1662% | 0.1737% | 0.1815% | 0.1727% | 0.1791% | 0.1604% | 0.1412% | 0.1231% | 0.1224% | 0.1217% | 0.1221% | 0.121% | 0.1201% | 0.119% | 0.1179% | 0.1662% | 0.1672% | 0.1681% | 0.1689% | 0.1697% | 0.1705% | 0.1712% | 0.1713% | 21.65%
Commercial_Retail_New_Water Heating_Natural Gas_Water Heater_E2_Baseline Forecast | Commercial | Retail | New | Water Heating | Natural Gas | Water Heater | E2 | TE 94% (ENERGY STAR 2.0) | Baseline Forecast | 78.35% | 78.36% | 78.36% | 78.36% | 78.37% | 78.35% | 78.34% | 0.5787% | 0.6007% | 0.6276% | 0.6556% | 0.6243% | 0.646% | 0.5794% | 0.5106% | 0.446% | 0.4435% | 0.4407% | 0.4423% | 0.4381% | 0.4349% | 0.4311% | 0.4271% | 0.5928% | 0.5959% | 0.5988% | 0.6015% | 0.6041% | 0.6065% | 0.6089% | 0.6087% | 78.35%
Commercial_Retail_New_Water Heating_Natural Gas_Water Heater_E3_Baseline Forecast | Commercial | Retail | New | Water Heating | Natural Gas | Water Heater | E3 | TE 96% (Instantaneous) | Baseline Forecast | [30 empty] | 0% | 0% | bar: 2019 to 2048
Commercial_Retail_New_Water Heating_Natural Gas_Water Heater_E4_Baseline Forecast | Commercial | Retail | New | Water Heating | Natural Gas | Water Heater | E4 | UEF 1.0+ (Gas-Fired HPWH) | Baseline Forecast | 0% | 0% | 0% | 0% | 0% | 0% | 0% | 99.26% | 99.23% | 99.2% | 99.16% | 99.2% | 99.17% | 99.26% | 99.35% | 99.43% | 99.43% | 99.44% | 99.44% | 99.44% | 99.45% | 99.45% | 99.46% | 99.24% | 99.24% | 99.23% | 99.23% | 99.23% | 99.22% | 99.22% | 99.22% | 0%
Commercial_Retail_New_Water Heating_Natural Gas_Water Heater_E5_Baseline Forecast | Commercial | Retail | New | Water Heating | Natural Gas | Water Heater | E5 |  | Baseline Forecast | [30 empty] | 0% | 0% | bar: 2019 to 2048
Commercial_Retail_New_Water Heating_Natural Gas_Water Heater_E6_Baseline Forecast | Commercial | Retail | New | Water Heating | Natural Gas | Water Heater | E6 |  | Baseline Forecast | [30 empty] | 0% | 0% | bar: 2019 to 2048
Commercial_Retail_New_Water Heating_Natural Gas_Water Heater_E7_Baseline Forecast | Commercial | Retail | New | Water Heating | Natural Gas | Water Heater | E7 |  | Baseline Forecast | [30 empty] | 0% | 0% | bar: 2019 to 2048
Commercial_Retail_New_Water Heating_Natural Gas_Water Heater_E8_Baseline Forecast | Commercial | Retail | New | Water Heating | Natural Gas | Water Heater | E8 |  | Baseline Forecast | [30 empty] | 0% | 0% | bar: 2019 to 2048
Commercial_Retail_New_Water Heating_Natural Gas_Water Heater_E9_Baseline Forecast | Commercial | Retail | New | Water Heating | Natural Gas | Water Heater | E9 |  | Baseline Forecast | [30 empty] | 0% | 0% | bar: 2019 to 2048
Commercial_Retail_New_Water Heating_Natural Gas_Water Heater_E10_Baseline Forecast | Commercial | Retail | New | Water Heating | Natural Gas | Water Heater | E10 |  | Baseline Forecast | [30 empty] | 0% | 0% | bar: 2019 to 2048
Commercial_Retail_New_Food Preparation_Natural Gas_Oven_E1_Baseline Forecast | Commercial | Retail | New | Food Preparation | Natural Gas | Oven | E1 | Standard | Baseline Forecast | 41% | 40.96% | 40.93% | 40.9% | 40.85% | 41.03% | 41.18% | 41.26% | 41.29% | 41.34% | 41.22% | 41.12% | 41.42% | 41.29% | 41.11% | 40.95% | 40.95% | 40.93% | 40.99% | 40.95% | 40.92% | 40.89% | 40.84% | 42.56% | 42.59% | 42.63% | 42.66% | 42.69% | 42.72% | 42.74% | 42.77% | 41.03%
Commercial_Retail_New_Food Preparation_Natural Gas_Oven_E2_Baseline Forecast | Commercial | Retail | New | Food Preparation | Natural Gas | Oven | E2 | ENERGY STAR (3.0) | Baseline Forecast | 59% | 59.04% | 59.07% | 59.1% | 59.15% | 58.97% | 58.82% | 58.74% | 58.71% | 58.66% | 58.78% | 58.88% | 58.58% | 58.71% | 58.89% | 59.05% | 59.05% | 59.07% | 59.01% | 59.05% | 59.08% | 59.11% | 59.16% | 57.44% | 57.41% | 57.37% | 57.34% | 57.31% | 57.28% | 57.26% | 57.23% | 58.97%
Commercial_Retail_New_Food Preparation_Natural Gas_Oven_E3_Baseline Forecast | Commercial | Retail | New | Food Preparation | Natural Gas | Oven | E3 |  | Baseline Forecast | [30 empty] | 0% | 0% | bar: 2019 to 2048
Commercial_Retail_New_Food Preparation_Natural Gas_Oven_E4_Baseline Forecast | Commercial | Retail | New | Food Preparation | Natural Gas | Oven | E4 |  | Baseline Forecast | [30 empty] | 0% | 0% | bar: 2019 to 2048
Commercial_Retail_New_Food Preparation_Natural Gas_Oven_E5_Baseline Forecast | Commercial | Retail | New | Food Preparation | Natural Gas | Oven | E5 |  | Baseline Forecast | [30 empty] | 0% | 0% | bar: 2019 to 2048
Commercial_Retail_New_Food Preparation_Natural Gas_Oven_E6_Baseline Forecast | Commercial | Retail | New | Food Preparation | Natural Gas | Oven | E6 |  | Baseline Forecast | [30 empty] | 0% | 0% | bar: 2019 to 2048
Commercial_Retail_New_Food Preparation_Natural Gas_Oven_E7_Baseline Forecast | Commercial | Retail | New | Food Preparation | Natural Gas | Oven | E7 |  | Baseline Forecast | [30 empty] | 0% | 0% | bar: 2019 to 2048
Commercial_Retail_New_Food Preparation_Natural Gas_Oven_E8_Baseline Forecast | Commercial | Retail | New | Food Preparation | Natural Gas | Oven | E8 |  | Baseline Forecast | [30 empty] | 0% | 0% | bar: 2019 to 2048
Commercial_Retail_New_Food Preparation_Natural Gas_Oven_E9_Baseline Forecast | Commercial | Retail | New | Food Preparation | Natural Gas | Oven | E9 |  | Baseline Forecast | [30 empty] | 0% | 0% | bar: 2019 to 2048
Commercial_Retail_New_Food Preparation_Natural Gas_Oven_E10_Baseline Forecast | Commercial | Retail | New | Food Preparation | Natural Gas | Oven | E10 |  | Baseline Forecast | [30 empty] | 0% | 0% | bar: 2019 to 2048
Commercial_Retail_New_Food Preparation_Natural Gas_Conveyor Oven_E1_Baseline Forecast | Commercial | Retail | New | Food Preparation | Natural Gas | Conveyor Oven | E1 | Standard | Baseline Forecast | 41% | 41.01% | 41.02% | 41.04% | 40.98% | 41.02% | 41.04% | 41% | 40.91% | 40.93% | 40.94% | 40.96% | 41.26% | 41.28% | 41.28% | 41.3% | 41.3% | 41.3% | 41.35% | 41.33% | 41.32% | 41.29% | 41.27% | 42.98% | 43.04% | 43.09% | 43.15% | 43.2% | 43.25% | 43.3% | 43.37% | 41.02%
Commercial_Retail_New_Food Preparation_Natural Gas_Conveyor Oven_E2_Baseline Forecast | Commercial | Retail | New | Food Preparation | Natural Gas | Conveyor Oven | E2 | Efficient (>44% Baking Efficiency) | Baseline Forecast | 59% | 58.99% | 58.98% | 58.96% | 59.02% | 58.98% | 58.96% | 59% | 59.09% | 59.07% | 59.06% | 59.04% | 58.74% | 58.72% | 58.72% | 58.7% | 58.7% | 58.7% | 58.65% | 58.67% | 58.68% | 58.71% | 58.73% | 57.02% | 56.96% | 56.91% | 56.85% | 56.8% | 56.75% | 56.7% | 56.63% | 58.98%
Commercial_Retail_New_Food Preparation_Natural Gas_Conveyor Oven_E3_Baseline Forecast | Commercial | Retail | New | Food Preparation | Natural Gas | Conveyor Oven | E3 |  | Baseline Forecast | [30 empty] | 0% | 0% | bar: 2019 to 2048
Commercial_Retail_New_Food Preparation_Natural Gas_Conveyor Oven_E4_Baseline Forecast | Commercial | Retail | New | Food Preparation | Natural Gas | Conveyor Oven | E4 |  | Baseline Forecast | [30 empty] | 0% | 0% | bar: 2019 to 2048
Commercial_Retail_New_Food Preparation_Natural Gas_Conveyor Oven_E5_Baseline Forecast | Commercial | Retail | New | Food Preparation | Natural Gas | Conveyor Oven | E5 |  | Baseline Forecast | [30 empty] | 0% | 0% | bar: 2019 to 2048
Commercial_Retail_New_Food Preparation_Natural Gas_Conveyor Oven_E6_Baseline Forecast | Commercial | Retail | New | Food Preparation | Natural Gas | Conveyor Oven | E6 |  | Baseline Forecast | [30 empty] | 0% | 0% | bar: 2019 to 2048
Commercial_Retail_New_Food Preparation_Natural Gas_Conveyor Oven_E7_Baseline Forecast | Commercial | Retail | New | Food Preparation | Natural Gas | Conveyor Oven | E7 |  | Baseline Forecast | [30 empty] | 0% | 0% | bar: 2019 to 2048
Commercial_Retail_New_Food Preparation_Natural Gas_Conveyor Oven_E8_Baseline Forecast | Commercial | Retail | New | Food Preparation | Natural Gas | Conveyor Oven | E8 |  | Baseline Forecast | [30 empty] | 0% | 0% | bar: 2019 to 2048
Commercial_Retail_New_Food Preparation_Natural Gas_Conveyor Oven_E9_Baseline Forecast | Commercial | Retail | New | Food Preparation | Natural Gas | Conveyor Oven | E9 |  | Baseline Forecast | [30 empty] | 0% | 0% | bar: 2019 to 2048
Commercial_Retail_New_Food Preparation_Natural Gas_Conveyor Oven_E10_Baseline Forecast | Commercial | Retail | New | Food Preparation | Natural Gas | Conveyor Oven | E10 |  | Baseline Forecast | [30 empty] | 0% | 0% | bar: 2019 to 2048
Commercial_Retail_New_Food Preparation_Natural Gas_Double Rack Oven_E1_Baseline Forecast | Commercial | Retail | New | Food Preparation | Natural Gas | Double Rack Oven | E1 | Standard | Baseline Forecast | 41% | 40.9% | 40.83% | 40.87% | 40.86% | 41.24% | 41.57% | 41.77% | 41.85% | 41.61% | 41.32% | 41.02% | 41.57% | 41.2% | 41.18% | 41.21% | 41.2% | 41.18% | 41.31% | 41.23% | 41.18% | 41.11% | 41.03% | 45.56% | 45.69% | 45.81% | 45.93% | 46.04% | 46.15% | 46.26% | 46.36% | 41.24%
Commercial_Retail_New_Food Preparation_Natural Gas_Double Rack Oven_E2_Baseline Forecast | Commercial | Retail | New | Food Preparation | Natural Gas | Double Rack Oven | E2 | FTSC Qualified (>50% Cooking Efficiency) | Baseline Forecast | 59% | 59.1% | 59.17% | 59.13% | 59.14% | 58.76% | 58.43% | 58.23% | 58.15% | 58.39% | 58.68% | 58.98% | 58.43% | 58.8% | 58.82% | 58.79% | 58.8% | 58.82% | 58.69% | 58.77% | 58.82% | 58.89% | 58.97% | 54.44% | 54.31% | 54.19% | 54.07% | 53.96% | 53.85% | 53.74% | 53.64% | 58.76%
Commercial_Retail_New_Food Preparation_Natural Gas_Double Rack Oven_E3_Baseline Forecast | Commercial | Retail | New | Food Preparation | Natural Gas | Double Rack Oven | E3 |  | Baseline Forecast | [30 empty] | 0% | 0% | bar: 2019 to 2048
Commercial_Retail_New_Food Preparation_Natural Gas_Double Rack Oven_E4_Baseline Forecast | Commercial | Retail | New | Food Preparation | Natural Gas | Double Rack Oven | E4 |  | Baseline Forecast | [30 empty] | 0% | 0% | bar: 2019 to 2048
Commercial_Retail_New_Food Preparation_Natural Gas_Double Rack Oven_E5_Baseline Forecast | Commercial | Retail | New | Food Preparation | Natural Gas | Double Rack Oven | E5 |  | Baseline Forecast | [30 empty] | 0% | 0% | bar: 2019 to 2048
Commercial_Retail_New_Food Preparation_Natural Gas_Double Rack Oven_E6_Baseline Forecast | Commercial | Retail | New | Food Preparation | Natural Gas | Double Rack Oven | E6 |  | Baseline Forecast | [30 empty] | 0% | 0% | bar: 2019 to 2048
Commercial_Retail_New_Food Preparation_Natural Gas_Double Rack Oven_E7_Baseline Forecast | Commercial | Retail | New | Food Preparation | Natural Gas | Double Rack Oven | E7 |  | Baseline Forecast | [30 empty] | 0% | 0% | bar: 2019 to 2048
Commercial_Retail_New_Food Preparation_Natural Gas_Double Rack Oven_E8_Baseline Forecast | Commercial | Retail | New | Food Preparation | Natural Gas | Double Rack Oven | E8 |  | Baseline Forecast | [30 empty] | 0% | 0% | bar: 2019 to 2048
Commercial_Retail_New_Food Preparation_Natural Gas_Double Rack Oven_E9_Baseline Forecast | Commercial | Retail | New | Food Preparation | Natural Gas | Double Rack Oven | E9 |  | Baseline Forecast | [30 empty] | 0% | 0% | bar: 2019 to 2048
Commercial_Retail_New_Food Preparation_Natural Gas_Double Rack Oven_E10_Baseline Forecast | Commercial | Retail | New | Food Preparation | Natural Gas | Double Rack Oven | E10 |  | Baseline Forecast | [30 empty] | 0% | 0% | bar: 2019 to 2048
Commercial_Retail_New_Food Preparation_Natural Gas_Fryer_E1_Baseline Forecast | Commercial | Retail | New | Food Preparation | Natural Gas | Fryer | E1 | Standard | Baseline Forecast | 74% | 73.93% | 73.88% | 0% | 0% | 0% | 0% | 0% | 0% | 0% | 0% | 0% | 0% | 0% | 0% | 0% | 0% | 0% | 0% | 0% | 0% | 0% | 0% | 0% | 0% | 0% | 0% | 0% | 0% | 0% | 0% | 0%
Commercial_Retail_New_Food Preparation_Natural Gas_Fryer_E2_Baseline Forecast | Commercial | Retail | New | Food Preparation | Natural Gas | Fryer | E2 | ENERGY STAR (3.0) | Baseline Forecast | 26% | 26.07% | 26.12% | 100% | 100% | 100% | 100% | 100% | 100% | 100% | 100% | 100% | 100% | 100% | 100% | 100% | 100% | 100% | 100% | 100% | 100% | 100% | 100% | 100% | 100% | 100% | 100% | 100% | 100% | 100% | 100% | 100%
Commercial_Retail_New_Food Preparation_Natural Gas_Fryer_E3_Baseline Forecast | Commercial | Retail | New | Food Preparation | Natural Gas | Fryer | E3 |  | Baseline Forecast | [30 empty] | 0% | 0% | bar: 2019 to 2048
Commercial_Retail_New_Food Preparation_Natural Gas_Fryer_E4_Baseline Forecast | Commercial | Retail | New | Food Preparation | Natural Gas | Fryer | E4 |  | Baseline Forecast | [30 empty] | 0% | 0% | bar: 2019 to 2048
Commercial_Retail_New_Food Preparation_Natural Gas_Fryer_E5_Baseline Forecast | Commercial | Retail | New | Food Preparation | Natural Gas | Fryer | E5 |  | Baseline Forecast | [30 empty] | 0% | 0% | bar: 2019 to 2048
Commercial_Retail_New_Food Preparation_Natural Gas_Fryer_E6_Baseline Forecast | Commercial | Retail | New | Food Preparation | Natural Gas | Fryer | E6 |  | Baseline Forecast | [30 empty] | 0% | 0% | bar: 2019 to 2048
Commercial_Retail_New_Food Preparation_Natural Gas_Fryer_E7_Baseline Forecast | Commercial | Retail | New | Food Preparation | Natural Gas | Fryer | E7 |  | Baseline Forecast | [30 empty] | 0% | 0% | bar: 2019 to 2048
Commercial_Retail_New_Food Preparation_Natural Gas_Fryer_E8_Baseline Forecast | Commercial | Retail | New | Food Preparation | Natural Gas | Fryer | E8 |  | Baseline Forecast | [30 empty] | 0% | 0% | bar: 2019 to 2048
Commercial_Retail_New_Food Preparation_Natural Gas_Fryer_E9_Baseline Forecast | Commercial | Retail | New | Food Preparation | Natural Gas | Fryer | E9 |  | Baseline Forecast | [30 empty] | 0% | 0% | bar: 2019 to 2048
Commercial_Retail_New_Food Preparation_Natural Gas_Fryer_E10_Baseline Forecast | Commercial | Retail | New | Food Preparation | Natural Gas | Fryer | E10 |  | Baseline Forecast | [30 empty] | 0% | 0% | bar: 2019 to 2048
Commercial_Retail_New_Food Preparation_Natural Gas_Broiler_E1_Baseline Forecast | Commercial | Retail | New | Food Preparation | Natural Gas | Broiler | E1 | Standard | Baseline Forecast | 74% | 73.94% | 73.89% | 73.92% | 73.91% | 74.15% | 74.36% | 74.48% | 74.53% | 74.38% | 74.2% | 74.02% | 74.36% | 74.13% | 74.11% | 74.13% | 74.13% | 74.12% | 74.19% | 74.15% | 74.12% | 74.07% | 74.02% | 76.66% | 76.73% | 76.79% | 76.85% | 76.91% | 76.97% | 77.03% | 77.08% | 74.15%
Commercial_Retail_New_Food Preparation_Natural Gas_Broiler_E2_Baseline Forecast | Commercial | Retail | New | Food Preparation | Natural Gas | Broiler | E2 | Infrared Burners | Baseline Forecast | 26% | 26.06% | 26.11% | 26.08% | 26.09% | 25.85% | 25.64% | 25.52% | 25.47% | 25.62% | 25.8% | 25.98% | 25.64% | 25.87% | 25.89% | 25.87% | 25.87% | 25.88% | 25.81% | 25.85% | 25.88% | 25.93% | 25.98% | 23.34% | 23.27% | 23.21% | 23.15% | 23.09% | 23.03% | 22.97% | 22.92% | 25.85%
Commercial_Retail_New_Food Preparation_Natural Gas_Broiler_E3_Baseline Forecast | Commercial | Retail | New | Food Preparation | Natural Gas | Broiler | E3 |  | Baseline Forecast | [30 empty] | 0% | 0% | bar: 2019 to 2048
Commercial_Retail_New_Food Preparation_Natural Gas_Broiler_E4_Baseline Forecast | Commercial | Retail | New | Food Preparation | Natural Gas | Broiler | E4 |  | Baseline Forecast | [30 empty] | 0% | 0% | bar: 2019 to 2048
Commercial_Retail_New_Food Preparation_Natural Gas_Broiler_E5_Baseline Forecast | Commercial | Retail | New | Food Preparation | Natural Gas | Broiler | E5 |  | Baseline Forecast | [30 empty] | 0% | 0% | bar: 2019 to 2048
Commercial_Retail_New_Food Preparation_Natural Gas_Broiler_E6_Baseline Forecast | Commercial | Retail | New | Food Preparation | Natural Gas | Broiler | E6 |  | Baseline Forecast | [30 empty] | 0% | 0% | bar: 2019 to 2048
Commercial_Retail_New_Food Preparation_Natural Gas_Broiler_E7_Baseline Forecast | Commercial | Retail | New | Food Preparation | Natural Gas | Broiler | E7 |  | Baseline Forecast | [30 empty] | 0% | 0% | bar: 2019 to 2048
Commercial_Retail_New_Food Preparation_Natural Gas_Broiler_E8_Baseline Forecast | Commercial | Retail | New | Food Preparation | Natural Gas | Broiler | E8 |  | Baseline Forecast | [30 empty] | 0% | 0% | bar: 2019 to 2048
Commercial_Retail_New_Food Preparation_Natural Gas_Broiler_E9_Baseline Forecast | Commercial | Retail | New | Food Preparation | Natural Gas | Broiler | E9 |  | Baseline Forecast | [30 empty] | 0% | 0% | bar: 2019 to 2048
Commercial_Retail_New_Food Preparation_Natural Gas_Broiler_E10_Baseline Forecast | Commercial | Retail | New | Food Preparation | Natural Gas | Broiler | E10 |  | Baseline Forecast | [30 empty] | 0% | 0% | bar: 2019 to 2048
Commercial_Retail_New_Food Preparation_Natural Gas_Griddle_E1_Baseline Forecast | Commercial | Retail | New | Food Preparation | Natural Gas | Griddle | E1 | Standard | Baseline Forecast | 71% | 70.98% | 70.97% | 70.98% | 70.98% | 71.04% | 71.09% | 71.13% | 71.14% | 71.1% | 71.05% | 71% | 71.09% | 71.03% | 71.03% | 71.03% | 71.03% | 71.03% | 71.05% | 71.04% | 71.03% | 71.02% | 71% | 71.77% | 71.79% | 71.81% | 71.83% | 71.85% | 71.87% | 71.89% | 71.91% | 71.04%
Commercial_Retail_New_Food Preparation_Natural Gas_Griddle_E2_Baseline Forecast | Commercial | Retail | New | Food Preparation | Natural Gas | Griddle | E2 | ENERGY STAR | Baseline Forecast | 29% | 29.02% | 29.03% | 29.02% | 29.02% | 28.96% | 28.91% | 28.87% | 28.86% | 28.9% | 28.95% | 29% | 28.91% | 28.97% | 28.97% | 28.97% | 28.97% | 28.97% | 28.95% | 28.96% | 28.97% | 28.98% | 29% | 28.23% | 28.21% | 28.19% | 28.17% | 28.15% | 28.13% | 28.11% | 28.09% | 28.96%
Commercial_Retail_New_Food Preparation_Natural Gas_Griddle_E3_Baseline Forecast | Commercial | Retail | New | Food Preparation | Natural Gas | Griddle | E3 |  | Baseline Forecast | [30 empty] | 0% | 0% | bar: 2019 to 2048
Commercial_Retail_New_Food Preparation_Natural Gas_Griddle_E4_Baseline Forecast | Commercial | Retail | New | Food Preparation | Natural Gas | Griddle | E4 |  | Baseline Forecast | [30 empty] | 0% | 0% | bar: 2019 to 2048
Commercial_Retail_New_Food Preparation_Natural Gas_Griddle_E5_Baseline Forecast | Commercial | Retail | New | Food Preparation | Natural Gas | Griddle | E5 |  | Baseline Forecast | [30 empty] | 0% | 0% | bar: 2019 to 2048
Commercial_Retail_New_Food Preparation_Natural Gas_Griddle_E6_Baseline Forecast | Commercial | Retail | New | Food Preparation | Natural Gas | Griddle | E6 |  | Baseline Forecast | [30 empty] | 0% | 0% | bar: 2019 to 2048
Commercial_Retail_New_Food Preparation_Natural Gas_Griddle_E7_Baseline Forecast | Commercial | Retail | New | Food Preparation | Natural Gas | Griddle | E7 |  | Baseline Forecast | [30 empty] | 0% | 0% | bar: 2019 to 2048
Commercial_Retail_New_Food Preparation_Natural Gas_Griddle_E8_Baseline Forecast | Commercial | Retail | New | Food Preparation | Natural Gas | Griddle | E8 |  | Baseline Forecast | [30 empty] | 0% | 0% | bar: 2019 to 2048
Commercial_Retail_New_Food Preparation_Natural Gas_Griddle_E9_Baseline Forecast | Commercial | Retail | New | Food Preparation | Natural Gas | Griddle | E9 |  | Baseline Forecast | [30 empty] | 0% | 0% | bar: 2019 to 2048
Commercial_Retail_New_Food Preparation_Natural Gas_Griddle_E10_Baseline Forecast | Commercial | Retail | New | Food Preparation | Natural Gas | Griddle | E10 |  | Baseline Forecast | [30 empty] | 0% | 0% | bar: 2019 to 2048
Commercial_Retail_New_Food Preparation_Natural Gas_Range_E1_Baseline Forecast | Commercial | Retail | New | Food Preparation | Natural Gas | Range | E1 | Standard | Baseline Forecast | 41% | 40.96% | 40.93% | 40.9% | 40.86% | 40.99% | 41.1% | 41.16% | 41.18% | 41.22% | 41.24% | 41.14% | 41.36% | 41.23% | 41.07% | 40.92% | 40.92% | 40.91% | 40.95% | 40.92% | 40.9% | 40.87% | 40.84% | 42.33% | 42.37% | 42.4% | 42.44% | 42.47% | 42.5% | 42.53% | 42.56% | 40.99%
Commercial_Retail_New_Food Preparation_Natural Gas_Range_E2_Baseline Forecast | Commercial | Retail | New | Food Preparation | Natural Gas | Range | E2 | High Efficiency | Baseline Forecast | 59% | 59.04% | 59.07% | 59.1% | 59.14% | 59.01% | 58.9% | 58.84% | 58.82% | 58.78% | 58.76% | 58.86% | 58.64% | 58.77% | 58.93% | 59.08% | 59.08% | 59.09% | 59.05% | 59.08% | 59.1% | 59.13% | 59.16% | 57.67% | 57.63% | 57.6% | 57.56% | 57.53% | 57.5% | 57.47% | 57.44% | 59.01%
Commercial_Retail_New_Food Preparation_Natural Gas_Range_E3_Baseline Forecast | Commercial | Retail | New | Food Preparation | Natural Gas | Range | E3 |  | Baseline Forecast | [30 empty] | 0% | 0% | bar: 2019 to 2048
Commercial_Retail_New_Food Preparation_Natural Gas_Range_E4_Baseline Forecast | Commercial | Retail | New | Food Preparation | Natural Gas | Range | E4 |  | Baseline Forecast | [30 empty] | 0% | 0% | bar: 2019 to 2048
Commercial_Retail_New_Food Preparation_Natural Gas_Range_E5_Baseline Forecast | Commercial | Retail | New | Food Preparation | Natural Gas | Range | E5 |  | Baseline Forecast | [30 empty] | 0% | 0% | bar: 2019 to 2048
Commercial_Retail_New_Food Preparation_Natural Gas_Range_E6_Baseline Forecast | Commercial | Retail | New | Food Preparation | Natural Gas | Range | E6 |  | Baseline Forecast | [30 empty] | 0% | 0% | bar: 2019 to 2048
Commercial_Retail_New_Food Preparation_Natural Gas_Range_E7_Baseline Forecast | Commercial | Retail | New | Food Preparation | Natural Gas | Range | E7 |  | Baseline Forecast | [30 empty] | 0% | 0% | bar: 2019 to 2048
Commercial_Retail_New_Food Preparation_Natural Gas_Range_E8_Baseline Forecast | Commercial | Retail | New | Food Preparation | Natural Gas | Range | E8 |  | Baseline Forecast | [30 empty] | 0% | 0% | bar: 2019 to 2048
Commercial_Retail_New_Food Preparation_Natural Gas_Range_E9_Baseline Forecast | Commercial | Retail | New | Food Preparation | Natural Gas | Range | E9 |  | Baseline Forecast | [30 empty] | 0% | 0% | bar: 2019 to 2048
Commercial_Retail_New_Food Preparation_Natural Gas_Range_E10_Baseline Forecast | Commercial | Retail | New | Food Preparation | Natural Gas | Range | E10 |  | Baseline Forecast | [30 empty] | 0% | 0% | bar: 2019 to 2048
Commercial_Retail_New_Food Preparation_Natural Gas_Steamer_E1_Baseline Forecast | Commercial | Retail | New | Food Preparation | Natural Gas | Steamer | E1 | Standard | Baseline Forecast | 50% | 49.88% | 49.81% | 0% | 0% | 0% | 0% | 0% | 0% | 0% | 0% | 0% | 0% | 0% | 0% | 0% | 0% | 0% | 0% | 0% | 0% | 0% | 0% | 0% | 0% | 0% | 0% | 0% | 0% | 0% | 0% | 0%
Commercial_Retail_New_Food Preparation_Natural Gas_Steamer_E2_Baseline Forecast | Commercial | Retail | New | Food Preparation | Natural Gas | Steamer | E2 | ENERGY STAR | Baseline Forecast | 50% | 50.12% | 50.19% | 100% | 100% | 100% | 100% | 100% | 100% | 100% | 100% | 100% | 100% | 100% | 100% | 100% | 100% | 100% | 100% | 100% | 100% | 100% | 100% | 100% | 100% | 100% | 100% | 100% | 100% | 100% | 100% | 100%
Commercial_Retail_New_Food Preparation_Natural Gas_Steamer_E3_Baseline Forecast | Commercial | Retail | New | Food Preparation | Natural Gas | Steamer | E3 |  | Baseline Forecast | [30 empty] | 0% | 0% | bar: 2019 to 2048
Commercial_Retail_New_Food Preparation_Natural Gas_Steamer_E4_Baseline Forecast | Commercial | Retail | New | Food Preparation | Natural Gas | Steamer | E4 |  | Baseline Forecast | [30 empty] | 0% | 0% | bar: 2019 to 2048
Commercial_Retail_New_Food Preparation_Natural Gas_Steamer_E5_Baseline Forecast | Commercial | Retail | New | Food Preparation | Natural Gas | Steamer | E5 |  | Baseline Forecast | [30 empty] | 0% | 0% | bar: 2019 to 2048
Commercial_Retail_New_Food Preparation_Natural Gas_Steamer_E6_Baseline Forecast | Commercial | Retail | New | Food Preparation | Natural Gas | Steamer | E6 |  | Baseline Forecast | [30 empty] | 0% | 0% | bar: 2019 to 2048
Commercial_Retail_New_Food Preparation_Natural Gas_Steamer_E7_Baseline Forecast | Commercial | Retail | New | Food Preparation | Natural Gas | Steamer | E7 |  | Baseline Forecast | [30 empty] | 0% | 0% | bar: 2019 to 2048
Commercial_Retail_New_Food Preparation_Natural Gas_Steamer_E8_Baseline Forecast | Commercial | Retail | New | Food Preparation | Natural Gas | Steamer | E8 |  | Baseline Forecast | [30 empty] | 0% | 0% | bar: 2019 to 2048
Commercial_Retail_New_Food Preparation_Natural Gas_Steamer_E9_Baseline Forecast | Commercial | Retail | New | Food Preparation | Natural Gas | Steamer | E9 |  | Baseline Forecast | [30 empty] | 0% | 0% | bar: 2019 to 2048
Commercial_Retail_New_Food Preparation_Natural Gas_Steamer_E10_Baseline Forecast | Commercial | Retail | New | Food Preparation | Natural Gas | Steamer | E10 |  | Baseline Forecast | [30 empty] | 0% | 0% | bar: 2019 to 2048
Commercial_Retail_New_Food Preparation_Natural Gas_Food Prep Other_E1_Baseline Forecast | Commercial | Retail | New | Food Preparation | Natural Gas | Food Prep Other | E1 | Standard | Baseline Forecast | 74% | 74% | 74% | 74% | 74% | 74% | 74% | 74% | 74% | 74% | 74% | 74% | 74% | 74% | 74% | 74% | 74% | 74% | 74% | 74% | 74% | 74% | 74% | 74% | 74% | 74% | 74% | 74% | 74% | 74% | 74% | 74%
Commercial_Retail_New_Food Preparation_Natural Gas_Food Prep Other_E2_Baseline Forecast | Commercial | Retail | New | Food Preparation | Natural Gas | Food Prep Other | E2 | ENERGY STAR | Baseline Forecast | 26% | 26% | 26% | 26% | 26% | 26% | 26% | 26% | 26% | 26% | 26% | 26% | 26% | 26% | 26% | 26% | 26% | 26% | 26% | 26% | 26% | 26% | 26% | 26% | 26% | 26% | 26% | 26% | 26% | 26% | 26% | 26%
Commercial_Retail_New_Food Preparation_Natural Gas_Food Prep Other_E3_Baseline Forecast | Commercial | Retail | New | Food Preparation | Natural Gas | Food Prep Other | E3 |  | Baseline Forecast | [30 empty] | 0% | 0% | bar: 2019 to 2048
Commercial_Retail_New_Food Preparation_Natural Gas_Food Prep Other_E4_Baseline Forecast | Commercial | Retail | New | Food Preparation | Natural Gas | Food Prep Other | E4 |  | Baseline Forecast | [30 empty] | 0% | 0% | bar: 2019 to 2048
Commercial_Retail_New_Food Preparation_Natural Gas_Food Prep Other_E5_Baseline Forecast | Commercial | Retail | New | Food Preparation | Natural Gas | Food Prep Other | E5 |  | Baseline Forecast | [30 empty] | 0% | 0% | bar: 2019 to 2048
Commercial_Retail_New_Food Preparation_Natural Gas_Food Prep Other_E6_Baseline Forecast | Commercial | Retail | New | Food Preparation | Natural Gas | Food Prep Other | E6 |  | Baseline Forecast | [30 empty] | 0% | 0% | bar: 2019 to 2048
Commercial_Retail_New_Food Preparation_Natural Gas_Food Prep Other_E7_Baseline Forecast | Commercial | Retail | New | Food Preparation | Natural Gas | Food Prep Other | E7 |  | Baseline Forecast | [30 empty] | 0% | 0% | bar: 2019 to 2048
Commercial_Retail_New_Food Preparation_Natural Gas_Food Prep Other_E8_Baseline Forecast | Commercial | Retail | New | Food Preparation | Natural Gas | Food Prep Other | E8 |  | Baseline Forecast | [30 empty] | 0% | 0% | bar: 2019 to 2048
Commercial_Retail_New_Food Preparation_Natural Gas_Food Prep Other_E9_Baseline Forecast | Commercial | Retail | New | Food Preparation | Natural Gas | Food Prep Other | E9 |  | Baseline Forecast | [30 empty] | 0% | 0% | bar: 2019 to 2048
Commercial_Retail_New_Food Preparation_Natural Gas_Food Prep Other_E10_Baseline Forecast | Commercial | Retail | New | Food Preparation | Natural Gas | Food Prep Other | E10 |  | Baseline Forecast | [30 empty] | 0% | 0% | bar: 2019 to 2048
Commercial_Retail_New_Miscellaneous_Natural Gas_Pool Heater_E1_Baseline Forecast | Commercial | Retail | New | Miscellaneous | Natural Gas | Pool Heater | E1 | Standard (EF .78) | Baseline Forecast | 90% | 89.96% | 89.95% | 89.94% | 89.91% | 89.97% | 90.01% | 90.01% | 89.98% | 90% | 90.01% | 90.02% | 90.33% | 90.36% | 90.37% | 90.23% | 90.09% | 89.95% | 89.85% | 89.72% | 89.7% | 89.68% | 89.66% | 90.72% | 90.75% | 90.77% | 90.79% | 90.81% | 90.84% | 90.86% | 90.88% | 89.97%
Commercial_Retail_New_Miscellaneous_Natural Gas_Pool Heater_E2_Baseline Forecast | Commercial | Retail | New | Miscellaneous | Natural Gas | Pool Heater | E2 | Condensing (EF .90) | Baseline Forecast | 10% | 10.04% | 10.05% | 10.06% | 10.09% | 10.03% | 9.988% | 9.987% | 10.02% | 10% | 9.995% | 9.983% | 9.666% | 9.638% | 9.63% | 9.768% | 9.915% | 10.05% | 10.15% | 10.28% | 10.3% | 10.32% | 10.34% | 9.279% | 9.253% | 9.229% | 9.207% | 9.185% | 9.164% | 9.144% | 9.124% | 10.03%
Commercial_Retail_New_Miscellaneous_Natural Gas_Pool Heater_E3_Baseline Forecast | Commercial | Retail | New | Miscellaneous | Natural Gas | Pool Heater | E3 |  | Baseline Forecast | [30 empty] | 0% | 0% | bar: 2019 to 2048
Commercial_Retail_New_Miscellaneous_Natural Gas_Pool Heater_E4_Baseline Forecast | Commercial | Retail | New | Miscellaneous | Natural Gas | Pool Heater | E4 |  | Baseline Forecast | [30 empty] | 0% | 0% | bar: 2019 to 2048
Commercial_Retail_New_Miscellaneous_Natural Gas_Pool Heater_E5_Baseline Forecast | Commercial | Retail | New | Miscellaneous | Natural Gas | Pool Heater | E5 |  | Baseline Forecast | [30 empty] | 0% | 0% | bar: 2019 to 2048
Commercial_Retail_New_Miscellaneous_Natural Gas_Pool Heater_E6_Baseline Forecast | Commercial | Retail | New | Miscellaneous | Natural Gas | Pool Heater | E6 |  | Baseline Forecast | [30 empty] | 0% | 0% | bar: 2019 to 2048
Commercial_Retail_New_Miscellaneous_Natural Gas_Pool Heater_E7_Baseline Forecast | Commercial | Retail | New | Miscellaneous | Natural Gas | Pool Heater | E7 |  | Baseline Forecast | [30 empty] | 0% | 0% | bar: 2019 to 2048
Commercial_Retail_New_Miscellaneous_Natural Gas_Pool Heater_E8_Baseline Forecast | Commercial | Retail | New | Miscellaneous | Natural Gas | Pool Heater | E8 |  | Baseline Forecast | [30 empty] | 0% | 0% | bar: 2019 to 2048
Commercial_Retail_New_Miscellaneous_Natural Gas_Pool Heater_E9_Baseline Forecast | Commercial | Retail | New | Miscellaneous | Natural Gas | Pool Heater | E9 |  | Baseline Forecast | [30 empty] | 0% | 0% | bar: 2019 to 2048
Commercial_Retail_New_Miscellaneous_Natural Gas_Pool Heater_E10_Baseline Forecast | Commercial | Retail | New | Miscellaneous | Natural Gas | Pool Heater | E10 |  | Baseline Forecast | [30 empty] | 0% | 0% | bar: 2019 to 2048
Commercial_Retail_New_Miscellaneous_Natural Gas_Miscellaneous_E1_Baseline Forecast | Commercial | Retail | New | Miscellaneous | Natural Gas | Miscellaneous | E1 | Miscellaneous | Baseline Forecast | 100% | 100% | 100% | 100% | 100% | 100% | 100% | 100% | 100% | 100% | 100% | 100% | 100% | 100% | 100% | 100% | 100% | 100% | 100% | 100% | 100% | 100% | 100% | 100% | 100% | 100% | 100% | 100% | 100% | 100% | 100% | 100%
Commercial_Retail_New_Miscellaneous_Natural Gas_Miscellaneous_E2_Baseline Forecast | Commercial | Retail | New | Miscellaneous | Natural Gas | Miscellaneous | E2 |  | Baseline Forecast | [30 empty] | 0% | 0% | bar: 2019 to 2048
Commercial_Retail_New_Miscellaneous_Natural Gas_Miscellaneous_E3_Baseline Forecast | Commercial | Retail | New | Miscellaneous | Natural Gas | Miscellaneous | E3 |  | Baseline Forecast | [30 empty] | 0% | 0% | bar: 2019 to 2048
Commercial_Retail_New_Miscellaneous_Natural Gas_Miscellaneous_E4_Baseline Forecast | Commercial | Retail | New | Miscellaneous | Natural Gas | Miscellaneous | E4 |  | Baseline Forecast | [30 empty] | 0% | 0% | bar: 2019 to 2048
Commercial_Retail_New_Miscellaneous_Natural Gas_Miscellaneous_E5_Baseline Forecast | Commercial | Retail | New | Miscellaneous | Natural Gas | Miscellaneous | E5 |  | Baseline Forecast | [30 empty] | 0% | 0% | bar: 2019 to 2048
Commercial_Retail_New_Miscellaneous_Natural Gas_Miscellaneous_E6_Baseline Forecast | Commercial | Retail | New | Miscellaneous | Natural Gas | Miscellaneous | E6 |  | Baseline Forecast | [30 empty] | 0% | 0% | bar: 2019 to 2048
Commercial_Retail_New_Miscellaneous_Natural Gas_Miscellaneous_E7_Baseline Forecast | Commercial | Retail | New | Miscellaneous | Natural Gas | Miscellaneous | E7 |  | Baseline Forecast | [30 empty] | 0% | 0% | bar: 2019 to 2048
Commercial_Retail_New_Miscellaneous_Natural Gas_Miscellaneous_E8_Baseline Forecast | Commercial | Retail | New | Miscellaneous | Natural Gas | Miscellaneous | E8 |  | Baseline Forecast | [30 empty] | 0% | 0% | bar: 2019 to 2048
Commercial_Retail_New_Miscellaneous_Natural Gas_Miscellaneous_E9_Baseline Forecast | Commercial | Retail | New | Miscellaneous | Natural Gas | Miscellaneous | E9 |  | Baseline Forecast | [30 empty] | 0% | 0% | bar: 2019 to 2048
Commercial_Retail_New_Miscellaneous_Natural Gas_Miscellaneous_E10_Baseline Forecast | Commercial | Retail | New | Miscellaneous | Natural Gas | Miscellaneous | E10 |  | Baseline Forecast | [30 empty] | 0% | 0% | bar: 2019 to 2048
Commercial_Restaurant_Existing_Space Heating_Natural Gas_Furnace_E1_Baseline Forecast | Commercial | Restaurant | Existing | Space Heating | Natural Gas | Furnace | E1 | AFUE 80% (Standard) | Baseline Forecast | 100% | 100% | 100% | 100% | 100% | 0% | 0% | 0% | 0% | 0% | 0% | 0% | 0% | 0% | 0% | 0% | 0% | 0% | 0% | 0% | 0% | 0% | 0% | 0% | 0% | 0% | 0% | 0% | 0% | 0% | 0% | 0%
Commercial_Restaurant_Existing_Space Heating_Natural Gas_Furnace_E2_Baseline Forecast | Commercial | Restaurant | Existing | Space Heating | Natural Gas | Furnace | E2 | AFUE 81% (2023 Fed Standard) | Baseline Forecast | [30 empty] | 0% | 0% | bar: 2019 to 2048
Commercial_Restaurant_Existing_Space Heating_Natural Gas_Furnace_E3_Baseline Forecast | Commercial | Restaurant | Existing | Space Heating | Natural Gas | Furnace | E3 | AFUE 91% (WA State Min 2023) | Baseline Forecast | 0% | 0% | 0% | 0% | 0% | 100% | 100% | 65.39% | 65.41% | 65.45% | 65.47% | 65.5% | 65.91% | 65.94% | 65.95% | 65.98% | 65.99% | 65.99% | 66.06% | 66.03% | 66.02% | 66.01% | 65.98% | 67.6% | 67.66% | 67.72% | 67.78% | 67.85% | 67.92% | 68% | 68.08% | 100%
Commercial_Restaurant_Existing_Space Heating_Natural Gas_Furnace_E4_Baseline Forecast | Commercial | Restaurant | Existing | Space Heating | Natural Gas | Furnace | E4 | AFUE 96% | Baseline Forecast | [30 empty] | 0% | 0% | bar: 2019 to 2048
Commercial_Restaurant_Existing_Space Heating_Natural Gas_Furnace_E5_Baseline Forecast | Commercial | Restaurant | Existing | Space Heating | Natural Gas | Furnace | E5 | Convert to Gas-Fired ASHP | Baseline Forecast | 0% | 0% | 0% | 0% | 0% | 0% | 0% | 34.61% | 34.59% | 34.55% | 34.53% | 34.5% | 34.09% | 34.06% | 34.05% | 34.02% | 34.01% | 34.01% | 33.94% | 33.97% | 33.98% | 33.99% | 34.02% | 32.4% | 32.34% | 32.28% | 32.22% | 32.15% | 32.08% | 32% | 31.92% | 0%
Commercial_Restaurant_Existing_Space Heating_Natural Gas_Furnace_E6_Baseline Forecast | Commercial | Restaurant | Existing | Space Heating | Natural Gas | Furnace | E6 |  | Baseline Forecast | [30 empty] | 0% | 0% | bar: 2019 to 2048
Commercial_Restaurant_Existing_Space Heating_Natural Gas_Furnace_E7_Baseline Forecast | Commercial | Restaurant | Existing | Space Heating | Natural Gas | Furnace | E7 |  | Baseline Forecast | [30 empty] | 0% | 0% | bar: 2019 to 2048
Commercial_Restaurant_Existing_Space Heating_Natural Gas_Furnace_E8_Baseline Forecast | Commercial | Restaurant | Existing | Space Heating | Natural Gas | Furnace | E8 |  | Baseline Forecast | [30 empty] | 0% | 0% | bar: 2019 to 2048
Commercial_Restaurant_Existing_Space Heating_Natural Gas_Furnace_E9_Baseline Forecast | Commercial | Restaurant | Existing | Space Heating | Natural Gas | Furnace | E9 |  | Baseline Forecast | [30 empty] | 0% | 0% | bar: 2019 to 2048
Commercial_Restaurant_Existing_Space Heating_Natural Gas_Furnace_E10_Baseline Forecast | Commercial | Restaurant | Existing | Space Heating | Natural Gas | Furnace | E10 |  | Baseline Forecast | [30 empty] | 0% | 0% | bar: 2019 to 2048
Commercial_Restaurant_Existing_Space Heating_Natural Gas_Boiler_E1_Baseline Forecast | Commercial | Restaurant | Existing | Space Heating | Natural Gas | Boiler | E1 | TE 80% | Baseline Forecast | 75.86% | 75.85% | 75.84% | 75.84% | 75.82% | 0% | 0% | 0% | 0% | 0% | 0% | 0% | 0% | 0% | 0% | 0% | 0% | 0% | 0% | 0% | 0% | 0% | 0% | 0% | 0% | 0% | 0% | 0% | 0% | 0% | 0% | 0%
Commercial_Restaurant_Existing_Space Heating_Natural Gas_Boiler_E2_Baseline Forecast | Commercial | Restaurant | Existing | Space Heating | Natural Gas | Boiler | E2 | TE 84% (2023 Standard) | Baseline Forecast | [30 empty] | 0% | 0% | bar: 2019 to 2048
Commercial_Restaurant_Existing_Space Heating_Natural Gas_Boiler_E3_Baseline Forecast | Commercial | Restaurant | Existing | Space Heating | Natural Gas | Boiler | E3 | TE 94% (ENERGY STAR 1.0) | Baseline Forecast | 24.14% | 24.15% | 24.16% | 24.16% | 24.18% | 100% | 100% | 100% | 100% | 100% | 100% | 100% | 100% | 100% | 100% | 100% | 100% | 100% | 100% | 100% | 100% | 100% | 100% | 100% | 100% | 100% | 100% | 100% | 100% | 100% | 100% | 100%
Commercial_Restaurant_Existing_Space Heating_Natural Gas_Boiler_E4_Baseline Forecast | Commercial | Restaurant | Existing | Space Heating | Natural Gas | Boiler | E4 | TE 98% | Baseline Forecast | [30 empty] | 0% | 0% | bar: 2019 to 2048
Commercial_Restaurant_Existing_Space Heating_Natural Gas_Boiler_E5_Baseline Forecast | Commercial | Restaurant | Existing | Space Heating | Natural Gas | Boiler | E5 | Convert to Gas-Fired ASHP | Baseline Forecast | [30 empty] | 0% | 0% | bar: 2019 to 2048
Commercial_Restaurant_Existing_Space Heating_Natural Gas_Boiler_E6_Baseline Forecast | Commercial | Restaurant | Existing | Space Heating | Natural Gas | Boiler | E6 |  | Baseline Forecast | [30 empty] | 0% | 0% | bar: 2019 to 2048
Commercial_Restaurant_Existing_Space Heating_Natural Gas_Boiler_E7_Baseline Forecast | Commercial | Restaurant | Existing | Space Heating | Natural Gas | Boiler | E7 |  | Baseline Forecast | [30 empty] | 0% | 0% | bar: 2019 to 2048
Commercial_Restaurant_Existing_Space Heating_Natural Gas_Boiler_E8_Baseline Forecast | Commercial | Restaurant | Existing | Space Heating | Natural Gas | Boiler | E8 |  | Baseline Forecast | [30 empty] | 0% | 0% | bar: 2019 to 2048
Commercial_Restaurant_Existing_Space Heating_Natural Gas_Boiler_E9_Baseline Forecast | Commercial | Restaurant | Existing | Space Heating | Natural Gas | Boiler | E9 |  | Baseline Forecast | [30 empty] | 0% | 0% | bar: 2019 to 2048
Commercial_Restaurant_Existing_Space Heating_Natural Gas_Boiler_E10_Baseline Forecast | Commercial | Restaurant | Existing | Space Heating | Natural Gas | Boiler | E10 |  | Baseline Forecast | [30 empty] | 0% | 0% | bar: 2019 to 2048
Commercial_Restaurant_Existing_Space Heating_Natural Gas_Unit Heater_E1_Baseline Forecast | Commercial | Restaurant | Existing | Space Heating | Natural Gas | Unit Heater | E1 | Standard | Baseline Forecast | 100% | 100% | 100% | 100% | 100% | 0% | 0% | 0% | 0% | 0% | 0% | 0% | 0% | 0% | 0% | 0% | 0% | 0% | 0% | 0% | 0% | 0% | 0% | 0% | 0% | 0% | 0% | 0% | 0% | 0% | 0% | 0%
Commercial_Restaurant_Existing_Space Heating_Natural Gas_Unit Heater_E2_Baseline Forecast | Commercial | Restaurant | Existing | Space Heating | Natural Gas | Unit Heater | E2 | Condensing | Baseline Forecast | 0% | 0% | 0% | 0% | 0% | 100% | 100% | 100% | 100% | 100% | 100% | 100% | 100% | 100% | 100% | 100% | 100% | 100% | 100% | 100% | 100% | 100% | 100% | 100% | 100% | 100% | 100% | 100% | 100% | 100% | 100% | 100%
Commercial_Restaurant_Existing_Space Heating_Natural Gas_Unit Heater_E3_Baseline Forecast | Commercial | Restaurant | Existing | Space Heating | Natural Gas | Unit Heater | E3 | Infrared Radiant | Baseline Forecast | [30 empty] | 0% | 0% | bar: 2019 to 2048
Commercial_Restaurant_Existing_Space Heating_Natural Gas_Unit Heater_E4_Baseline Forecast | Commercial | Restaurant | Existing | Space Heating | Natural Gas | Unit Heater | E4 |  | Baseline Forecast | [30 empty] | 0% | 0% | bar: 2019 to 2048
Commercial_Restaurant_Existing_Space Heating_Natural Gas_Unit Heater_E5_Baseline Forecast | Commercial | Restaurant | Existing | Space Heating | Natural Gas | Unit Heater | E5 |  | Baseline Forecast | [30 empty] | 0% | 0% | bar: 2019 to 2048
Commercial_Restaurant_Existing_Space Heating_Natural Gas_Unit Heater_E6_Baseline Forecast | Commercial | Restaurant | Existing | Space Heating | Natural Gas | Unit Heater | E6 |  | Baseline Forecast | [30 empty] | 0% | 0% | bar: 2019 to 2048
Commercial_Restaurant_Existing_Space Heating_Natural Gas_Unit Heater_E7_Baseline Forecast | Commercial | Restaurant | Existing | Space Heating | Natural Gas | Unit Heater | E7 |  | Baseline Forecast | [30 empty] | 0% | 0% | bar: 2019 to 2048
Commercial_Restaurant_Existing_Space Heating_Natural Gas_Unit Heater_E8_Baseline Forecast | Commercial | Restaurant | Existing | Space Heating | Natural Gas | Unit Heater | E8 |  | Baseline Forecast | [30 empty] | 0% | 0% | bar: 2019 to 2048
Commercial_Restaurant_Existing_Space Heating_Natural Gas_Unit Heater_E9_Baseline Forecast | Commercial | Restaurant | Existing | Space Heating | Natural Gas | Unit Heater | E9 |  | Baseline Forecast | [30 empty] | 0% | 0% | bar: 2019 to 2048
Commercial_Restaurant_Existing_Space Heating_Natural Gas_Unit Heater_E10_Baseline Forecast | Commercial | Restaurant | Existing | Space Heating | Natural Gas | Unit Heater | E10 |  | Baseline Forecast | [30 empty] | 0% | 0% | bar: 2019 to 2048
Commercial_Restaurant_Existing_Water Heating_Natural Gas_Water Heater_E1_Baseline Forecast | Commercial | Restaurant | Existing | Water Heating | Natural Gas | Water Heater | E1 | TE 80% | Baseline Forecast | 21.82% | 21.81% | 21.81% | 21.8% | 21.8% | 21.82% | 21.84% | 0.2294% | 0.2374% | 0.2471% | 0.2572% | 0.2453% | 0.2549% | 0.2302% | 0.2045% | 0.1802% | 0.1793% | 0.1782% | 0.1791% | 0.1774% | 0.176% | 0.1745% | 0.1728% | 0.2477% | 0.2493% | 0.2509% | 0.2524% | 0.2538% | 0.2551% | 0.2564% | 0.2568% | 21.82%
Commercial_Restaurant_Existing_Water Heating_Natural Gas_Water Heater_E2_Baseline Forecast | Commercial | Restaurant | Existing | Water Heating | Natural Gas | Water Heater | E2 | TE 94% (ENERGY STAR 2.0) | Baseline Forecast | 78.18% | 78.19% | 78.19% | 78.2% | 78.2% | 78.18% | 78.16% | 0.8204% | 0.8486% | 0.8831% | 0.9188% | 0.8774% | 0.9092% | 0.8227% | 0.732% | 0.6462% | 0.6429% | 0.6391% | 0.642% | 0.6361% | 0.6314% | 0.6261% | 0.6201% | 0.8696% | 0.8747% | 0.8794% | 0.8839% | 0.8882% | 0.8923% | 0.8963% | 0.8971% | 78.18%
Commercial_Restaurant_Existing_Water Heating_Natural Gas_Water Heater_E3_Baseline Forecast | Commercial | Restaurant | Existing | Water Heating | Natural Gas | Water Heater | E3 | TE 96% (Instantaneous) | Baseline Forecast | [30 empty] | 0% | 0% | bar: 2019 to 2048
Commercial_Restaurant_Existing_Water Heating_Natural Gas_Water Heater_E4_Baseline Forecast | Commercial | Restaurant | Existing | Water Heating | Natural Gas | Water Heater | E4 | UEF 1.0+ (Gas-Fired HPWH) | Baseline Forecast | 0% | 0% | 0% | 0% | 0% | 0% | 0% | 98.95% | 98.91% | 98.87% | 98.82% | 98.88% | 98.84% | 98.95% | 99.06% | 99.17% | 99.18% | 99.18% | 99.18% | 99.19% | 99.19% | 99.2% | 99.21% | 98.88% | 98.88% | 98.87% | 98.86% | 98.86% | 98.85% | 98.85% | 98.85% | 0%
Commercial_Restaurant_Existing_Water Heating_Natural Gas_Water Heater_E5_Baseline Forecast | Commercial | Restaurant | Existing | Water Heating | Natural Gas | Water Heater | E5 |  | Baseline Forecast | [30 empty] | 0% | 0% | bar: 2019 to 2048
Commercial_Restaurant_Existing_Water Heating_Natural Gas_Water Heater_E6_Baseline Forecast | Commercial | Restaurant | Existing | Water Heating | Natural Gas | Water Heater | E6 |  | Baseline Forecast | [30 empty] | 0% | 0% | bar: 2019 to 2048
Commercial_Restaurant_Existing_Water Heating_Natural Gas_Water Heater_E7_Baseline Forecast | Commercial | Restaurant | Existing | Water Heating | Natural Gas | Water Heater | E7 |  | Baseline Forecast | [30 empty] | 0% | 0% | bar: 2019 to 2048
Commercial_Restaurant_Existing_Water Heating_Natural Gas_Water Heater_E8_Baseline Forecast | Commercial | Restaurant | Existing | Water Heating | Natural Gas | Water Heater | E8 |  | Baseline Forecast | [30 empty] | 0% | 0% | bar: 2019 to 2048
Commercial_Restaurant_Existing_Water Heating_Natural Gas_Water Heater_E9_Baseline Forecast | Commercial | Restaurant | Existing | Water Heating | Natural Gas | Water Heater | E9 |  | Baseline Forecast | [30 empty] | 0% | 0% | bar: 2019 to 2048
Commercial_Restaurant_Existing_Water Heating_Natural Gas_Water Heater_E10_Baseline Forecast | Commercial | Restaurant | Existing | Water Heating | Natural Gas | Water Heater | E10 |  | Baseline Forecast | [30 empty] | 0% | 0% | bar: 2019 to 2048
Commercial_Restaurant_Existing_Food Preparation_Natural Gas_Oven_E1_Baseline Forecast | Commercial | Restaurant | Existing | Food Preparation | Natural Gas | Oven | E1 | Standard | Baseline Forecast | 41% | 40.96% | 40.93% | 40.9% | 40.85% | 41.03% | 41.18% | 41.26% | 41.29% | 41.34% | 41.22% | 41.12% | 41.42% | 41.29% | 41.11% | 40.95% | 40.95% | 40.93% | 40.99% | 40.95% | 40.92% | 40.89% | 40.84% | 42.56% | 42.59% | 42.63% | 42.66% | 42.69% | 42.72% | 42.74% | 42.77% | 41.03%
Commercial_Restaurant_Existing_Food Preparation_Natural Gas_Oven_E2_Baseline Forecast | Commercial | Restaurant | Existing | Food Preparation | Natural Gas | Oven | E2 | ENERGY STAR (3.0) | Baseline Forecast | 59% | 59.04% | 59.07% | 59.1% | 59.15% | 58.97% | 58.82% | 58.74% | 58.71% | 58.66% | 58.78% | 58.88% | 58.58% | 58.71% | 58.89% | 59.05% | 59.05% | 59.07% | 59.01% | 59.05% | 59.08% | 59.11% | 59.16% | 57.44% | 57.41% | 57.37% | 57.34% | 57.31% | 57.28% | 57.26% | 57.23% | 58.97%
Commercial_Restaurant_Existing_Food Preparation_Natural Gas_Oven_E3_Baseline Forecast | Commercial | Restaurant | Existing | Food Preparation | Natural Gas | Oven | E3 |  | Baseline Forecast | [30 empty] | 0% | 0% | bar: 2019 to 2048
Commercial_Restaurant_Existing_Food Preparation_Natural Gas_Oven_E4_Baseline Forecast | Commercial | Restaurant | Existing | Food Preparation | Natural Gas | Oven | E4 |  | Baseline Forecast | [30 empty] | 0% | 0% | bar: 2019 to 2048
Commercial_Restaurant_Existing_Food Preparation_Natural Gas_Oven_E5_Baseline Forecast | Commercial | Restaurant | Existing | Food Preparation | Natural Gas | Oven | E5 |  | Baseline Forecast | [30 empty] | 0% | 0% | bar: 2019 to 2048
Commercial_Restaurant_Existing_Food Preparation_Natural Gas_Oven_E6_Baseline Forecast | Commercial | Restaurant | Existing | Food Preparation | Natural Gas | Oven | E6 |  | Baseline Forecast | [30 empty] | 0% | 0% | bar: 2019 to 2048
Commercial_Restaurant_Existing_Food Preparation_Natural Gas_Oven_E7_Baseline Forecast | Commercial | Restaurant | Existing | Food Preparation | Natural Gas | Oven | E7 |  | Baseline Forecast | [30 empty] | 0% | 0% | bar: 2019 to 2048
Commercial_Restaurant_Existing_Food Preparation_Natural Gas_Oven_E8_Baseline Forecast | Commercial | Restaurant | Existing | Food Preparation | Natural Gas | Oven | E8 |  | Baseline Forecast | [30 empty] | 0% | 0% | bar: 2019 to 2048
Commercial_Restaurant_Existing_Food Preparation_Natural Gas_Oven_E9_Baseline Forecast | Commercial | Restaurant | Existing | Food Preparation | Natural Gas | Oven | E9 |  | Baseline Forecast | [30 empty] | 0% | 0% | bar: 2019 to 2048
Commercial_Restaurant_Existing_Food Preparation_Natural Gas_Oven_E10_Baseline Forecast | Commercial | Restaurant | Existing | Food Preparation | Natural Gas | Oven | E10 |  | Baseline Forecast | [30 empty] | 0% | 0% | bar: 2019 to 2048
Commercial_Restaurant_Existing_Food Preparation_Natural Gas_Conveyor Oven_E1_Baseline Forecast | Commercial | Restaurant | Existing | Food Preparation | Natural Gas | Conveyor Oven | E1 | Standard | Baseline Forecast | 41% | 41.01% | 41.02% | 41.04% | 40.98% | 41.02% | 41.04% | 41% | 40.91% | 40.93% | 40.94% | 40.96% | 41.26% | 41.28% | 41.28% | 41.3% | 41.3% | 41.3% | 41.35% | 41.33% | 41.32% | 41.29% | 41.27% | 42.98% | 43.04% | 43.09% | 43.15% | 43.2% | 43.25% | 43.3% | 43.37% | 41.02%
Commercial_Restaurant_Existing_Food Preparation_Natural Gas_Conveyor Oven_E2_Baseline Forecast | Commercial | Restaurant | Existing | Food Preparation | Natural Gas | Conveyor Oven | E2 | Efficient (>44% Baking Efficiency) | Baseline Forecast | 59% | 58.99% | 58.98% | 58.96% | 59.02% | 58.98% | 58.96% | 59% | 59.09% | 59.07% | 59.06% | 59.04% | 58.74% | 58.72% | 58.72% | 58.7% | 58.7% | 58.7% | 58.65% | 58.67% | 58.68% | 58.71% | 58.73% | 57.02% | 56.96% | 56.91% | 56.85% | 56.8% | 56.75% | 56.7% | 56.63% | 58.98%
Commercial_Restaurant_Existing_Food Preparation_Natural Gas_Conveyor Oven_E3_Baseline Forecast | Commercial | Restaurant | Existing | Food Preparation | Natural Gas | Conveyor Oven | E3 |  | Baseline Forecast | [30 empty] | 0% | 0% | bar: 2019 to 2048
Commercial_Restaurant_Existing_Food Preparation_Natural Gas_Conveyor Oven_E4_Baseline Forecast | Commercial | Restaurant | Existing | Food Preparation | Natural Gas | Conveyor Oven | E4 |  | Baseline Forecast | [30 empty] | 0% | 0% | bar: 2019 to 2048
Commercial_Restaurant_Existing_Food Preparation_Natural Gas_Conveyor Oven_E5_Baseline Forecast | Commercial | Restaurant | Existing | Food Preparation | Natural Gas | Conveyor Oven | E5 |  | Baseline Forecast | [30 empty] | 0% | 0% | bar: 2019 to 2048
Commercial_Restaurant_Existing_Food Preparation_Natural Gas_Conveyor Oven_E6_Baseline Forecast | Commercial | Restaurant | Existing | Food Preparation | Natural Gas | Conveyor Oven | E6 |  | Baseline Forecast | [30 empty] | 0% | 0% | bar: 2019 to 2048
Commercial_Restaurant_Existing_Food Preparation_Natural Gas_Conveyor Oven_E7_Baseline Forecast | Commercial | Restaurant | Existing | Food Preparation | Natural Gas | Conveyor Oven | E7 |  | Baseline Forecast | [30 empty] | 0% | 0% | bar: 2019 to 2048
Commercial_Restaurant_Existing_Food Preparation_Natural Gas_Conveyor Oven_E8_Baseline Forecast | Commercial | Restaurant | Existing | Food Preparation | Natural Gas | Conveyor Oven | E8 |  | Baseline Forecast | [30 empty] | 0% | 0% | bar: 2019 to 2048
Commercial_Restaurant_Existing_Food Preparation_Natural Gas_Conveyor Oven_E9_Baseline Forecast | Commercial | Restaurant | Existing | Food Preparation | Natural Gas | Conveyor Oven | E9 |  | Baseline Forecast | [30 empty] | 0% | 0% | bar: 2019 to 2048
Commercial_Restaurant_Existing_Food Preparation_Natural Gas_Conveyor Oven_E10_Baseline Forecast | Commercial | Restaurant | Existing | Food Preparation | Natural Gas | Conveyor Oven | E10 |  | Baseline Forecast | [30 empty] | 0% | 0% | bar: 2019 to 2048
Commercial_Restaurant_Existing_Food Preparation_Natural Gas_Double Rack Oven_E1_Baseline Forecast | Commercial | Restaurant | Existing | Food Preparation | Natural Gas | Double Rack Oven | E1 | Standard | Baseline Forecast | 41% | 40.9% | 40.83% | 40.87% | 40.86% | 41.24% | 41.57% | 41.77% | 41.85% | 41.61% | 41.32% | 41.02% | 41.57% | 41.2% | 41.18% | 41.21% | 41.2% | 41.18% | 41.31% | 41.23% | 41.18% | 41.11% | 41.03% | 45.56% | 45.69% | 45.81% | 45.93% | 46.04% | 46.15% | 46.26% | 46.36% | 41.24%
Commercial_Restaurant_Existing_Food Preparation_Natural Gas_Double Rack Oven_E2_Baseline Forecast | Commercial | Restaurant | Existing | Food Preparation | Natural Gas | Double Rack Oven | E2 | FTSC Qualified (>50% Cooking Efficiency) | Baseline Forecast | 59% | 59.1% | 59.17% | 59.13% | 59.14% | 58.76% | 58.43% | 58.23% | 58.15% | 58.39% | 58.68% | 58.98% | 58.43% | 58.8% | 58.82% | 58.79% | 58.8% | 58.82% | 58.69% | 58.77% | 58.82% | 58.89% | 58.97% | 54.44% | 54.31% | 54.19% | 54.07% | 53.96% | 53.85% | 53.74% | 53.64% | 58.76%
Commercial_Restaurant_Existing_Food Preparation_Natural Gas_Double Rack Oven_E3_Baseline Forecast | Commercial | Restaurant | Existing | Food Preparation | Natural Gas | Double Rack Oven | E3 |  | Baseline Forecast | [30 empty] | 0% | 0% | bar: 2019 to 2048
Commercial_Restaurant_Existing_Food Preparation_Natural Gas_Double Rack Oven_E4_Baseline Forecast | Commercial | Restaurant | Existing | Food Preparation | Natural Gas | Double Rack Oven | E4 |  | Baseline Forecast | [30 empty] | 0% | 0% | bar: 2019 to 2048
Commercial_Restaurant_Existing_Food Preparation_Natural Gas_Double Rack Oven_E5_Baseline Forecast | Commercial | Restaurant | Existing | Food Preparation | Natural Gas | Double Rack Oven | E5 |  | Baseline Forecast | [30 empty] | 0% | 0% | bar: 2019 to 2048
Commercial_Restaurant_Existing_Food Preparation_Natural Gas_Double Rack Oven_E6_Baseline Forecast | Commercial | Restaurant | Existing | Food Preparation | Natural Gas | Double Rack Oven | E6 |  | Baseline Forecast | [30 empty] | 0% | 0% | bar: 2019 to 2048
Commercial_Restaurant_Existing_Food Preparation_Natural Gas_Double Rack Oven_E7_Baseline Forecast | Commercial | Restaurant | Existing | Food Preparation | Natural Gas | Double Rack Oven | E7 |  | Baseline Forecast | [30 empty] | 0% | 0% | bar: 2019 to 2048
Commercial_Restaurant_Existing_Food Preparation_Natural Gas_Double Rack Oven_E8_Baseline Forecast | Commercial | Restaurant | Existing | Food Preparation | Natural Gas | Double Rack Oven | E8 |  | Baseline Forecast | [30 empty] | 0% | 0% | bar: 2019 to 2048
Commercial_Restaurant_Existing_Food Preparation_Natural Gas_Double Rack Oven_E9_Baseline Forecast | Commercial | Restaurant | Existing | Food Preparation | Natural Gas | Double Rack Oven | E9 |  | Baseline Forecast | [30 empty] | 0% | 0% | bar: 2019 to 2048
Commercial_Restaurant_Existing_Food Preparation_Natural Gas_Double Rack Oven_E10_Baseline Forecast | Commercial | Restaurant | Existing | Food Preparation | Natural Gas | Double Rack Oven | E10 |  | Baseline Forecast | [30 empty] | 0% | 0% | bar: 2019 to 2048
Commercial_Restaurant_Existing_Food Preparation_Natural Gas_Fryer_E1_Baseline Forecast | Commercial | Restaurant | Existing | Food Preparation | Natural Gas | Fryer | E1 | Standard | Baseline Forecast | 74% | 73.93% | 73.88% | 0% | 0% | 0% | 0% | 0% | 0% | 0% | 0% | 0% | 0% | 0% | 0% | 0% | 0% | 0% | 0% | 0% | 0% | 0% | 0% | 0% | 0% | 0% | 0% | 0% | 0% | 0% | 0% | 0%
Commercial_Restaurant_Existing_Food Preparation_Natural Gas_Fryer_E2_Baseline Forecast | Commercial | Restaurant | Existing | Food Preparation | Natural Gas | Fryer | E2 | ENERGY STAR (3.0) | Baseline Forecast | 26% | 26.07% | 26.12% | 100% | 100% | 100% | 100% | 100% | 100% | 100% | 100% | 100% | 100% | 100% | 100% | 100% | 100% | 100% | 100% | 100% | 100% | 100% | 100% | 100% | 100% | 100% | 100% | 100% | 100% | 100% | 100% | 100%
Commercial_Restaurant_Existing_Food Preparation_Natural Gas_Fryer_E3_Baseline Forecast | Commercial | Restaurant | Existing | Food Preparation | Natural Gas | Fryer | E3 |  | Baseline Forecast | [30 empty] | 0% | 0% | bar: 2019 to 2048
Commercial_Restaurant_Existing_Food Preparation_Natural Gas_Fryer_E4_Baseline Forecast | Commercial | Restaurant | Existing | Food Preparation | Natural Gas | Fryer | E4 |  | Baseline Forecast | [30 empty] | 0% | 0% | bar: 2019 to 2048
Commercial_Restaurant_Existing_Food Preparation_Natural Gas_Fryer_E5_Baseline Forecast | Commercial | Restaurant | Existing | Food Preparation | Natural Gas | Fryer | E5 |  | Baseline Forecast | [30 empty] | 0% | 0% | bar: 2019 to 2048
Commercial_Restaurant_Existing_Food Preparation_Natural Gas_Fryer_E6_Baseline Forecast | Commercial | Restaurant | Existing | Food Preparation | Natural Gas | Fryer | E6 |  | Baseline Forecast | [30 empty] | 0% | 0% | bar: 2019 to 2048
Commercial_Restaurant_Existing_Food Preparation_Natural Gas_Fryer_E7_Baseline Forecast | Commercial | Restaurant | Existing | Food Preparation | Natural Gas | Fryer | E7 |  | Baseline Forecast | [30 empty] | 0% | 0% | bar: 2019 to 2048
Commercial_Restaurant_Existing_Food Preparation_Natural Gas_Fryer_E8_Baseline Forecast | Commercial | Restaurant | Existing | Food Preparation | Natural Gas | Fryer | E8 |  | Baseline Forecast | [30 empty] | 0% | 0% | bar: 2019 to 2048
Commercial_Restaurant_Existing_Food Preparation_Natural Gas_Fryer_E9_Baseline Forecast | Commercial | Restaurant | Existing | Food Preparation | Natural Gas | Fryer | E9 |  | Baseline Forecast | [30 empty] | 0% | 0% | bar: 2019 to 2048
Commercial_Restaurant_Existing_Food Preparation_Natural Gas_Fryer_E10_Baseline Forecast | Commercial | Restaurant | Existing | Food Preparation | Natural Gas | Fryer | E10 |  | Baseline Forecast | [30 empty] | 0% | 0% | bar: 2019 to 2048
Commercial_Restaurant_Existing_Food Preparation_Natural Gas_Broiler_E1_Baseline Forecast | Commercial | Restaurant | Existing | Food Preparation | Natural Gas | Broiler | E1 | Standard | Baseline Forecast | 74% | 73.94% | 73.89% | 73.92% | 73.91% | 74.15% | 74.36% | 74.48% | 74.53% | 74.38% | 74.2% | 74.02% | 74.36% | 74.13% | 74.11% | 74.13% | 74.13% | 74.12% | 74.19% | 74.15% | 74.12% | 74.07% | 74.02% | 76.66% | 76.73% | 76.79% | 76.85% | 76.91% | 76.97% | 77.03% | 77.08% | 74.15%
Commercial_Restaurant_Existing_Food Preparation_Natural Gas_Broiler_E2_Baseline Forecast | Commercial | Restaurant | Existing | Food Preparation | Natural Gas | Broiler | E2 | Infrared Burners | Baseline Forecast | 26% | 26.06% | 26.11% | 26.08% | 26.09% | 25.85% | 25.64% | 25.52% | 25.47% | 25.62% | 25.8% | 25.98% | 25.64% | 25.87% | 25.89% | 25.87% | 25.87% | 25.88% | 25.81% | 25.85% | 25.88% | 25.93% | 25.98% | 23.34% | 23.27% | 23.21% | 23.15% | 23.09% | 23.03% | 22.97% | 22.92% | 25.85%
Commercial_Restaurant_Existing_Food Preparation_Natural Gas_Broiler_E3_Baseline Forecast | Commercial | Restaurant | Existing | Food Preparation | Natural Gas | Broiler | E3 |  | Baseline Forecast | [30 empty] | 0% | 0% | bar: 2019 to 2048
Commercial_Restaurant_Existing_Food Preparation_Natural Gas_Broiler_E4_Baseline Forecast | Commercial | Restaurant | Existing | Food Preparation | Natural Gas | Broiler | E4 |  | Baseline Forecast | [30 empty] | 0% | 0% | bar: 2019 to 2048
Commercial_Restaurant_Existing_Food Preparation_Natural Gas_Broiler_E5_Baseline Forecast | Commercial | Restaurant | Existing | Food Preparation | Natural Gas | Broiler | E5 |  | Baseline Forecast | [30 empty] | 0% | 0% | bar: 2019 to 2048
Commercial_Restaurant_Existing_Food Preparation_Natural Gas_Broiler_E6_Baseline Forecast | Commercial | Restaurant | Existing | Food Preparation | Natural Gas | Broiler | E6 |  | Baseline Forecast | [30 empty] | 0% | 0% | bar: 2019 to 2048
Commercial_Restaurant_Existing_Food Preparation_Natural Gas_Broiler_E7_Baseline Forecast | Commercial | Restaurant | Existing | Food Preparation | Natural Gas | Broiler | E7 |  | Baseline Forecast | [30 empty] | 0% | 0% | bar: 2019 to 2048
Commercial_Restaurant_Existing_Food Preparation_Natural Gas_Broiler_E8_Baseline Forecast | Commercial | Restaurant | Existing | Food Preparation | Natural Gas | Broiler | E8 |  | Baseline Forecast | [30 empty] | 0% | 0% | bar: 2019 to 2048
Commercial_Restaurant_Existing_Food Preparation_Natural Gas_Broiler_E9_Baseline Forecast | Commercial | Restaurant | Existing | Food Preparation | Natural Gas | Broiler | E9 |  | Baseline Forecast | [30 empty] | 0% | 0% | bar: 2019 to 2048
Commercial_Restaurant_Existing_Food Preparation_Natural Gas_Broiler_E10_Baseline Forecast | Commercial | Restaurant | Existing | Food Preparation | Natural Gas | Broiler | E10 |  | Baseline Forecast | [30 empty] | 0% | 0% | bar: 2019 to 2048
Commercial_Restaurant_Existing_Food Preparation_Natural Gas_Griddle_E1_Baseline Forecast | Commercial | Restaurant | Existing | Food Preparation | Natural Gas | Griddle | E1 | Standard | Baseline Forecast | 71% | 70.98% | 70.97% | 70.98% | 70.98% | 71.04% | 71.09% | 71.13% | 71.14% | 71.1% | 71.05% | 71% | 71.09% | 71.03% | 71.03% | 71.03% | 71.03% | 71.03% | 71.05% | 71.04% | 71.03% | 71.02% | 71% | 71.77% | 71.79% | 71.81% | 71.83% | 71.85% | 71.87% | 71.89% | 71.91% | 71.04%
Commercial_Restaurant_Existing_Food Preparation_Natural Gas_Griddle_E2_Baseline Forecast | Commercial | Restaurant | Existing | Food Preparation | Natural Gas | Griddle | E2 | ENERGY STAR | Baseline Forecast | 29% | 29.02% | 29.03% | 29.02% | 29.02% | 28.96% | 28.91% | 28.87% | 28.86% | 28.9% | 28.95% | 29% | 28.91% | 28.97% | 28.97% | 28.97% | 28.97% | 28.97% | 28.95% | 28.96% | 28.97% | 28.98% | 29% | 28.23% | 28.21% | 28.19% | 28.17% | 28.15% | 28.13% | 28.11% | 28.09% | 28.96%
Commercial_Restaurant_Existing_Food Preparation_Natural Gas_Griddle_E3_Baseline Forecast | Commercial | Restaurant | Existing | Food Preparation | Natural Gas | Griddle | E3 |  | Baseline Forecast | [30 empty] | 0% | 0% | bar: 2019 to 2048
Commercial_Restaurant_Existing_Food Preparation_Natural Gas_Griddle_E4_Baseline Forecast | Commercial | Restaurant | Existing | Food Preparation | Natural Gas | Griddle | E4 |  | Baseline Forecast | [30 empty] | 0% | 0% | bar: 2019 to 2048
Commercial_Restaurant_Existing_Food Preparation_Natural Gas_Griddle_E5_Baseline Forecast | Commercial | Restaurant | Existing | Food Preparation | Natural Gas | Griddle | E5 |  | Baseline Forecast | [30 empty] | 0% | 0% | bar: 2019 to 2048
Commercial_Restaurant_Existing_Food Preparation_Natural Gas_Griddle_E6_Baseline Forecast | Commercial | Restaurant | Existing | Food Preparation | Natural Gas | Griddle | E6 |  | Baseline Forecast | [30 empty] | 0% | 0% | bar: 2019 to 2048
Commercial_Restaurant_Existing_Food Preparation_Natural Gas_Griddle_E7_Baseline Forecast | Commercial | Restaurant | Existing | Food Preparation | Natural Gas | Griddle | E7 |  | Baseline Forecast | [30 empty] | 0% | 0% | bar: 2019 to 2048
Commercial_Restaurant_Existing_Food Preparation_Natural Gas_Griddle_E8_Baseline Forecast | Commercial | Restaurant | Existing | Food Preparation | Natural Gas | Griddle | E8 |  | Baseline Forecast | [30 empty] | 0% | 0% | bar: 2019 to 2048
Commercial_Restaurant_Existing_Food Preparation_Natural Gas_Griddle_E9_Baseline Forecast | Commercial | Restaurant | Existing | Food Preparation | Natural Gas | Griddle | E9 |  | Baseline Forecast | [30 empty] | 0% | 0% | bar: 2019 to 2048
Commercial_Restaurant_Existing_Food Preparation_Natural Gas_Griddle_E10_Baseline Forecast | Commercial | Restaurant | Existing | Food Preparation | Natural Gas | Griddle | E10 |  | Baseline Forecast | [30 empty] | 0% | 0% | bar: 2019 to 2048
Commercial_Restaurant_Existing_Food Preparation_Natural Gas_Range_E1_Baseline Forecast | Commercial | Restaurant | Existing | Food Preparation | Natural Gas | Range | E1 | Standard | Baseline Forecast | 41% | 40.96% | 40.93% | 40.9% | 40.86% | 40.99% | 41.1% | 41.16% | 41.18% | 41.22% | 41.24% | 41.14% | 41.36% | 41.23% | 41.07% | 40.92% | 40.92% | 40.91% | 40.95% | 40.92% | 40.9% | 40.87% | 40.84% | 42.33% | 42.37% | 42.4% | 42.44% | 42.47% | 42.5% | 42.53% | 42.56% | 40.99%
Commercial_Restaurant_Existing_Food Preparation_Natural Gas_Range_E2_Baseline Forecast | Commercial | Restaurant | Existing | Food Preparation | Natural Gas | Range | E2 | High Efficiency | Baseline Forecast | 59% | 59.04% | 59.07% | 59.1% | 59.14% | 59.01% | 58.9% | 58.84% | 58.82% | 58.78% | 58.76% | 58.86% | 58.64% | 58.77% | 58.93% | 59.08% | 59.08% | 59.09% | 59.05% | 59.08% | 59.1% | 59.13% | 59.16% | 57.67% | 57.63% | 57.6% | 57.56% | 57.53% | 57.5% | 57.47% | 57.44% | 59.01%
Commercial_Restaurant_Existing_Food Preparation_Natural Gas_Range_E3_Baseline Forecast | Commercial | Restaurant | Existing | Food Preparation | Natural Gas | Range | E3 |  | Baseline Forecast | [30 empty] | 0% | 0% | bar: 2019 to 2048
Commercial_Restaurant_Existing_Food Preparation_Natural Gas_Range_E4_Baseline Forecast | Commercial | Restaurant | Existing | Food Preparation | Natural Gas | Range | E4 |  | Baseline Forecast | [30 empty] | 0% | 0% | bar: 2019 to 2048
Commercial_Restaurant_Existing_Food Preparation_Natural Gas_Range_E5_Baseline Forecast | Commercial | Restaurant | Existing | Food Preparation | Natural Gas | Range | E5 |  | Baseline Forecast | [30 empty] | 0% | 0% | bar: 2019 to 2048
Commercial_Restaurant_Existing_Food Preparation_Natural Gas_Range_E6_Baseline Forecast | Commercial | Restaurant | Existing | Food Preparation | Natural Gas | Range | E6 |  | Baseline Forecast | [30 empty] | 0% | 0% | bar: 2019 to 2048
Commercial_Restaurant_Existing_Food Preparation_Natural Gas_Range_E7_Baseline Forecast | Commercial | Restaurant | Existing | Food Preparation | Natural Gas | Range | E7 |  | Baseline Forecast | [30 empty] | 0% | 0% | bar: 2019 to 2048
Commercial_Restaurant_Existing_Food Preparation_Natural Gas_Range_E8_Baseline Forecast | Commercial | Restaurant | Existing | Food Preparation | Natural Gas | Range | E8 |  | Baseline Forecast | [30 empty] | 0% | 0% | bar: 2019 to 2048
Commercial_Restaurant_Existing_Food Preparation_Natural Gas_Range_E9_Baseline Forecast | Commercial | Restaurant | Existing | Food Preparation | Natural Gas | Range | E9 |  | Baseline Forecast | [30 empty] | 0% | 0% | bar: 2019 to 2048
Commercial_Restaurant_Existing_Food Preparation_Natural Gas_Range_E10_Baseline Forecast | Commercial | Restaurant | Existing | Food Preparation | Natural Gas | Range | E10 |  | Baseline Forecast | [30 empty] | 0% | 0% | bar: 2019 to 2048
Commercial_Restaurant_Existing_Food Preparation_Natural Gas_Steamer_E1_Baseline Forecast | Commercial | Restaurant | Existing | Food Preparation | Natural Gas | Steamer | E1 | Standard | Baseline Forecast | 50% | 49.88% | 49.81% | 0% | 0% | 0% | 0% | 0% | 0% | 0% | 0% | 0% | 0% | 0% | 0% | 0% | 0% | 0% | 0% | 0% | 0% | 0% | 0% | 0% | 0% | 0% | 0% | 0% | 0% | 0% | 0% | 0%
Commercial_Restaurant_Existing_Food Preparation_Natural Gas_Steamer_E2_Baseline Forecast | Commercial | Restaurant | Existing | Food Preparation | Natural Gas | Steamer | E2 | ENERGY STAR | Baseline Forecast | 50% | 50.12% | 50.19% | 100% | 100% | 100% | 100% | 100% | 100% | 100% | 100% | 100% | 100% | 100% | 100% | 100% | 100% | 100% | 100% | 100% | 100% | 100% | 100% | 100% | 100% | 100% | 100% | 100% | 100% | 100% | 100% | 100%
Commercial_Restaurant_Existing_Food Preparation_Natural Gas_Steamer_E3_Baseline Forecast | Commercial | Restaurant | Existing | Food Preparation | Natural Gas | Steamer | E3 |  | Baseline Forecast | [30 empty] | 0% | 0% | bar: 2019 to 2048
Commercial_Restaurant_Existing_Food Preparation_Natural Gas_Steamer_E4_Baseline Forecast | Commercial | Restaurant | Existing | Food Preparation | Natural Gas | Steamer | E4 |  | Baseline Forecast | [30 empty] | 0% | 0% | bar: 2019 to 2048
Commercial_Restaurant_Existing_Food Preparation_Natural Gas_Steamer_E5_Baseline Forecast | Commercial | Restaurant | Existing | Food Preparation | Natural Gas | Steamer | E5 |  | Baseline Forecast | [30 empty] | 0% | 0% | bar: 2019 to 2048
Commercial_Restaurant_Existing_Food Preparation_Natural Gas_Steamer_E6_Baseline Forecast | Commercial | Restaurant | Existing | Food Preparation | Natural Gas | Steamer | E6 |  | Baseline Forecast | [30 empty] | 0% | 0% | bar: 2019 to 2048
Commercial_Restaurant_Existing_Food Preparation_Natural Gas_Steamer_E7_Baseline Forecast | Commercial | Restaurant | Existing | Food Preparation | Natural Gas | Steamer | E7 |  | Baseline Forecast | [30 empty] | 0% | 0% | bar: 2019 to 2048
Commercial_Restaurant_Existing_Food Preparation_Natural Gas_Steamer_E8_Baseline Forecast | Commercial | Restaurant | Existing | Food Preparation | Natural Gas | Steamer | E8 |  | Baseline Forecast | [30 empty] | 0% | 0% | bar: 2019 to 2048
Commercial_Restaurant_Existing_Food Preparation_Natural Gas_Steamer_E9_Baseline Forecast | Commercial | Restaurant | Existing | Food Preparation | Natural Gas | Steamer | E9 |  | Baseline Forecast | [30 empty] | 0% | 0% | bar: 2019 to 2048
Commercial_Restaurant_Existing_Food Preparation_Natural Gas_Steamer_E10_Baseline Forecast | Commercial | Restaurant | Existing | Food Preparation | Natural Gas | Steamer | E10 |  | Baseline Forecast | [30 empty] | 0% | 0% | bar: 2019 to 2048
Commercial_Restaurant_Existing_Food Preparation_Natural Gas_Food Prep Other_E1_Baseline Forecast | Commercial | Restaurant | Existing | Food Preparation | Natural Gas | Food Prep Other | E1 | Standard | Baseline Forecast | 74% | 74% | 74% | 74% | 74% | 74% | 74% | 74% | 74% | 74% | 74% | 74% | 74% | 74% | 74% | 74% | 74% | 74% | 74% | 74% | 74% | 74% | 74% | 74% | 74% | 74% | 74% | 74% | 74% | 74% | 74% | 74%
Commercial_Restaurant_Existing_Food Preparation_Natural Gas_Food Prep Other_E2_Baseline Forecast | Commercial | Restaurant | Existing | Food Preparation | Natural Gas | Food Prep Other | E2 | ENERGY STAR | Baseline Forecast | 26% | 26% | 26% | 26% | 26% | 26% | 26% | 26% | 26% | 26% | 26% | 26% | 26% | 26% | 26% | 26% | 26% | 26% | 26% | 26% | 26% | 26% | 26% | 26% | 26% | 26% | 26% | 26% | 26% | 26% | 26% | 26%
Commercial_Restaurant_Existing_Food Preparation_Natural Gas_Food Prep Other_E3_Baseline Forecast | Commercial | Restaurant | Existing | Food Preparation | Natural Gas | Food Prep Other | E3 |  | Baseline Forecast | [30 empty] | 0% | 0% | bar: 2019 to 2048
Commercial_Restaurant_Existing_Food Preparation_Natural Gas_Food Prep Other_E4_Baseline Forecast | Commercial | Restaurant | Existing | Food Preparation | Natural Gas | Food Prep Other | E4 |  | Baseline Forecast | [30 empty] | 0% | 0% | bar: 2019 to 2048
Commercial_Restaurant_Existing_Food Preparation_Natural Gas_Food Prep Other_E5_Baseline Forecast | Commercial | Restaurant | Existing | Food Preparation | Natural Gas | Food Prep Other | E5 |  | Baseline Forecast | [30 empty] | 0% | 0% | bar: 2019 to 2048
Commercial_Restaurant_Existing_Food Preparation_Natural Gas_Food Prep Other_E6_Baseline Forecast | Commercial | Restaurant | Existing | Food Preparation | Natural Gas | Food Prep Other | E6 |  | Baseline Forecast | [30 empty] | 0% | 0% | bar: 2019 to 2048
Commercial_Restaurant_Existing_Food Preparation_Natural Gas_Food Prep Other_E7_Baseline Forecast | Commercial | Restaurant | Existing | Food Preparation | Natural Gas | Food Prep Other | E7 |  | Baseline Forecast | [30 empty] | 0% | 0% | bar: 2019 to 2048
Commercial_Restaurant_Existing_Food Preparation_Natural Gas_Food Prep Other_E8_Baseline Forecast | Commercial | Restaurant | Existing | Food Preparation | Natural Gas | Food Prep Other | E8 |  | Baseline Forecast | [30 empty] | 0% | 0% | bar: 2019 to 2048
Commercial_Restaurant_Existing_Food Preparation_Natural Gas_Food Prep Other_E9_Baseline Forecast | Commercial | Restaurant | Existing | Food Preparation | Natural Gas | Food Prep Other | E9 |  | Baseline Forecast | [30 empty] | 0% | 0% | bar: 2019 to 2048
Commercial_Restaurant_Existing_Food Preparation_Natural Gas_Food Prep Other_E10_Baseline Forecast | Commercial | Restaurant | Existing | Food Preparation | Natural Gas | Food Prep Other | E10 |  | Baseline Forecast | [30 empty] | 0% | 0% | bar: 2019 to 2048
Commercial_Restaurant_Existing_Miscellaneous_Natural Gas_Pool Heater_E1_Baseline Forecast | Commercial | Restaurant | Existing | Miscellaneous | Natural Gas | Pool Heater | E1 | Standard (EF .78) | Baseline Forecast | 90% | 89.96% | 89.95% | 89.94% | 89.91% | 89.97% | 90.01% | 90.01% | 89.98% | 90% | 90.01% | 90.02% | 90.33% | 90.36% | 90.37% | 90.23% | 90.09% | 89.95% | 89.85% | 89.72% | 89.7% | 89.68% | 89.66% | 90.72% | 90.75% | 90.77% | 90.79% | 90.81% | 90.84% | 90.86% | 90.88% | 89.97%
Commercial_Restaurant_Existing_Miscellaneous_Natural Gas_Pool Heater_E2_Baseline Forecast | Commercial | Restaurant | Existing | Miscellaneous | Natural Gas | Pool Heater | E2 | Condensing (EF .90) | Baseline Forecast | 10% | 10.04% | 10.05% | 10.06% | 10.09% | 10.03% | 9.988% | 9.987% | 10.02% | 10% | 9.995% | 9.983% | 9.666% | 9.638% | 9.63% | 9.768% | 9.915% | 10.05% | 10.15% | 10.28% | 10.3% | 10.32% | 10.34% | 9.279% | 9.253% | 9.229% | 9.207% | 9.185% | 9.164% | 9.144% | 9.124% | 10.03%
Commercial_Restaurant_Existing_Miscellaneous_Natural Gas_Pool Heater_E3_Baseline Forecast | Commercial | Restaurant | Existing | Miscellaneous | Natural Gas | Pool Heater | E3 |  | Baseline Forecast | [30 empty] | 0% | 0% | bar: 2019 to 2048
Commercial_Restaurant_Existing_Miscellaneous_Natural Gas_Pool Heater_E4_Baseline Forecast | Commercial | Restaurant | Existing | Miscellaneous | Natural Gas | Pool Heater | E4 |  | Baseline Forecast | [30 empty] | 0% | 0% | bar: 2019 to 2048
Commercial_Restaurant_Existing_Miscellaneous_Natural Gas_Pool Heater_E5_Baseline Forecast | Commercial | Restaurant | Existing | Miscellaneous | Natural Gas | Pool Heater | E5 |  | Baseline Forecast | [30 empty] | 0% | 0% | bar: 2019 to 2048
Commercial_Restaurant_Existing_Miscellaneous_Natural Gas_Pool Heater_E6_Baseline Forecast | Commercial | Restaurant | Existing | Miscellaneous | Natural Gas | Pool Heater | E6 |  | Baseline Forecast | [30 empty] | 0% | 0% | bar: 2019 to 2048
Commercial_Restaurant_Existing_Miscellaneous_Natural Gas_Pool Heater_E7_Baseline Forecast | Commercial | Restaurant | Existing | Miscellaneous | Natural Gas | Pool Heater | E7 |  | Baseline Forecast | [30 empty] | 0% | 0% | bar: 2019 to 2048
Commercial_Restaurant_Existing_Miscellaneous_Natural Gas_Pool Heater_E8_Baseline Forecast | Commercial | Restaurant | Existing | Miscellaneous | Natural Gas | Pool Heater | E8 |  | Baseline Forecast | [30 empty] | 0% | 0% | bar: 2019 to 2048
Commercial_Restaurant_Existing_Miscellaneous_Natural Gas_Pool Heater_E9_Baseline Forecast | Commercial | Restaurant | Existing | Miscellaneous | Natural Gas | Pool Heater | E9 |  | Baseline Forecast | [30 empty] | 0% | 0% | bar: 2019 to 2048
Commercial_Restaurant_Existing_Miscellaneous_Natural Gas_Pool Heater_E10_Baseline Forecast | Commercial | Restaurant | Existing | Miscellaneous | Natural Gas | Pool Heater | E10 |  | Baseline Forecast | [30 empty] | 0% | 0% | bar: 2019 to 2048
Commercial_Restaurant_Existing_Miscellaneous_Natural Gas_Miscellaneous_E1_Baseline Forecast | Commercial | Restaurant | Existing | Miscellaneous | Natural Gas | Miscellaneous | E1 | Miscellaneous | Baseline Forecast | 100% | 100% | 100% | 100% | 100% | 100% | 100% | 100% | 100% | 100% | 100% | 100% | 100% | 100% | 100% | 100% | 100% | 100% | 100% | 100% | 100% | 100% | 100% | 100% | 100% | 100% | 100% | 100% | 100% | 100% | 100% | 100%
Commercial_Restaurant_Existing_Miscellaneous_Natural Gas_Miscellaneous_E2_Baseline Forecast | Commercial | Restaurant | Existing | Miscellaneous | Natural Gas | Miscellaneous | E2 |  | Baseline Forecast | [30 empty] | 0% | 0% | bar: 2019 to 2048
Commercial_Restaurant_Existing_Miscellaneous_Natural Gas_Miscellaneous_E3_Baseline Forecast | Commercial | Restaurant | Existing | Miscellaneous | Natural Gas | Miscellaneous | E3 |  | Baseline Forecast | [30 empty] | 0% | 0% | bar: 2019 to 2048
Commercial_Restaurant_Existing_Miscellaneous_Natural Gas_Miscellaneous_E4_Baseline Forecast | Commercial | Restaurant | Existing | Miscellaneous | Natural Gas | Miscellaneous | E4 |  | Baseline Forecast | [30 empty] | 0% | 0% | bar: 2019 to 2048
Commercial_Restaurant_Existing_Miscellaneous_Natural Gas_Miscellaneous_E5_Baseline Forecast | Commercial | Restaurant | Existing | Miscellaneous | Natural Gas | Miscellaneous | E5 |  | Baseline Forecast | [30 empty] | 0% | 0% | bar: 2019 to 2048
Commercial_Restaurant_Existing_Miscellaneous_Natural Gas_Miscellaneous_E6_Baseline Forecast | Commercial | Restaurant | Existing | Miscellaneous | Natural Gas | Miscellaneous | E6 |  | Baseline Forecast | [30 empty] | 0% | 0% | bar: 2019 to 2048
Commercial_Restaurant_Existing_Miscellaneous_Natural Gas_Miscellaneous_E7_Baseline Forecast | Commercial | Restaurant | Existing | Miscellaneous | Natural Gas | Miscellaneous | E7 |  | Baseline Forecast | [30 empty] | 0% | 0% | bar: 2019 to 2048
Commercial_Restaurant_Existing_Miscellaneous_Natural Gas_Miscellaneous_E8_Baseline Forecast | Commercial | Restaurant | Existing | Miscellaneous | Natural Gas | Miscellaneous | E8 |  | Baseline Forecast | [30 empty] | 0% | 0% | bar: 2019 to 2048
Commercial_Restaurant_Existing_Miscellaneous_Natural Gas_Miscellaneous_E9_Baseline Forecast | Commercial | Restaurant | Existing | Miscellaneous | Natural Gas | Miscellaneous | E9 |  | Baseline Forecast | [30 empty] | 0% | 0% | bar: 2019 to 2048
Commercial_Restaurant_Existing_Miscellaneous_Natural Gas_Miscellaneous_E10_Baseline Forecast | Commercial | Restaurant | Existing | Miscellaneous | Natural Gas | Miscellaneous | E10 |  | Baseline Forecast | [30 empty] | 0% | 0% | bar: 2019 to 2048
Commercial_Restaurant_New_Space Heating_Natural Gas_Furnace_E1_Baseline Forecast | Commercial | Restaurant | New | Space Heating | Natural Gas | Furnace | E1 | AFUE 80% (Standard) | Baseline Forecast | 100% | 100% | 100% | 100% | 100% | 0% | 0% | 0% | 0% | 0% | 0% | 0% | 0% | 0% | 0% | 0% | 0% | 0% | 0% | 0% | 0% | 0% | 0% | 0% | 0% | 0% | 0% | 0% | 0% | 0% | 0% | 0%
Commercial_Restaurant_New_Space Heating_Natural Gas_Furnace_E2_Baseline Forecast | Commercial | Restaurant | New | Space Heating | Natural Gas | Furnace | E2 | AFUE 81% (2023 Fed Standard) | Baseline Forecast | [30 empty] | 0% | 0% | bar: 2019 to 2048
Commercial_Restaurant_New_Space Heating_Natural Gas_Furnace_E3_Baseline Forecast | Commercial | Restaurant | New | Space Heating | Natural Gas | Furnace | E3 | AFUE 91% (WA State Min 2023) | Baseline Forecast | 0% | 0% | 0% | 0% | 0% | 100% | 100% | 65.39% | 65.41% | 65.45% | 65.47% | 65.5% | 65.91% | 65.94% | 65.95% | 65.98% | 65.99% | 65.99% | 66.06% | 66.03% | 66.02% | 66.01% | 65.98% | 67.6% | 67.66% | 67.72% | 67.78% | 67.85% | 67.92% | 68% | 68.08% | 100%
Commercial_Restaurant_New_Space Heating_Natural Gas_Furnace_E4_Baseline Forecast | Commercial | Restaurant | New | Space Heating | Natural Gas | Furnace | E4 | AFUE 96% | Baseline Forecast | [30 empty] | 0% | 0% | bar: 2019 to 2048
Commercial_Restaurant_New_Space Heating_Natural Gas_Furnace_E5_Baseline Forecast | Commercial | Restaurant | New | Space Heating | Natural Gas | Furnace | E5 | Convert to Gas-Fired ASHP | Baseline Forecast | 0% | 0% | 0% | 0% | 0% | 0% | 0% | 34.61% | 34.59% | 34.55% | 34.53% | 34.5% | 34.09% | 34.06% | 34.05% | 34.02% | 34.01% | 34.01% | 33.94% | 33.97% | 33.98% | 33.99% | 34.02% | 32.4% | 32.34% | 32.28% | 32.22% | 32.15% | 32.08% | 32% | 31.92% | 0%
Commercial_Restaurant_New_Space Heating_Natural Gas_Furnace_E6_Baseline Forecast | Commercial | Restaurant | New | Space Heating | Natural Gas | Furnace | E6 |  | Baseline Forecast | [30 empty] | 0% | 0% | bar: 2019 to 2048
Commercial_Restaurant_New_Space Heating_Natural Gas_Furnace_E7_Baseline Forecast | Commercial | Restaurant | New | Space Heating | Natural Gas | Furnace | E7 |  | Baseline Forecast | [30 empty] | 0% | 0% | bar: 2019 to 2048
Commercial_Restaurant_New_Space Heating_Natural Gas_Furnace_E8_Baseline Forecast | Commercial | Restaurant | New | Space Heating | Natural Gas | Furnace | E8 |  | Baseline Forecast | [30 empty] | 0% | 0% | bar: 2019 to 2048
Commercial_Restaurant_New_Space Heating_Natural Gas_Furnace_E9_Baseline Forecast | Commercial | Restaurant | New | Space Heating | Natural Gas | Furnace | E9 |  | Baseline Forecast | [30 empty] | 0% | 0% | bar: 2019 to 2048
Commercial_Restaurant_New_Space Heating_Natural Gas_Furnace_E10_Baseline Forecast | Commercial | Restaurant | New | Space Heating | Natural Gas | Furnace | E10 |  | Baseline Forecast | [30 empty] | 0% | 0% | bar: 2019 to 2048
Commercial_Restaurant_New_Space Heating_Natural Gas_Boiler_E1_Baseline Forecast | Commercial | Restaurant | New | Space Heating | Natural Gas | Boiler | E1 | TE 80% | Baseline Forecast | 82.5% | 82.49% | 82.49% | 82.48% | 82.47% | 0% | 0% | 0% | 0% | 0% | 0% | 0% | 0% | 0% | 0% | 0% | 0% | 0% | 0% | 0% | 0% | 0% | 0% | 0% | 0% | 0% | 0% | 0% | 0% | 0% | 0% | 0%
Commercial_Restaurant_New_Space Heating_Natural Gas_Boiler_E2_Baseline Forecast | Commercial | Restaurant | New | Space Heating | Natural Gas | Boiler | E2 | TE 84% (2023 Standard) | Baseline Forecast | [30 empty] | 0% | 0% | bar: 2019 to 2048
Commercial_Restaurant_New_Space Heating_Natural Gas_Boiler_E3_Baseline Forecast | Commercial | Restaurant | New | Space Heating | Natural Gas | Boiler | E3 | TE 94% (ENERGY STAR 1.0) | Baseline Forecast | 17.5% | 17.51% | 17.51% | 17.52% | 17.53% | 100% | 100% | 100% | 100% | 100% | 100% | 100% | 100% | 100% | 100% | 100% | 100% | 100% | 100% | 100% | 100% | 100% | 100% | 100% | 100% | 100% | 100% | 100% | 100% | 100% | 100% | 100%
Commercial_Restaurant_New_Space Heating_Natural Gas_Boiler_E4_Baseline Forecast | Commercial | Restaurant | New | Space Heating | Natural Gas | Boiler | E4 | TE 98% | Baseline Forecast | [30 empty] | 0% | 0% | bar: 2019 to 2048
Commercial_Restaurant_New_Space Heating_Natural Gas_Boiler_E5_Baseline Forecast | Commercial | Restaurant | New | Space Heating | Natural Gas | Boiler | E5 | Convert to Gas-Fired ASHP | Baseline Forecast | [30 empty] | 0% | 0% | bar: 2019 to 2048
Commercial_Restaurant_New_Space Heating_Natural Gas_Boiler_E6_Baseline Forecast | Commercial | Restaurant | New | Space Heating | Natural Gas | Boiler | E6 |  | Baseline Forecast | [30 empty] | 0% | 0% | bar: 2019 to 2048
Commercial_Restaurant_New_Space Heating_Natural Gas_Boiler_E7_Baseline Forecast | Commercial | Restaurant | New | Space Heating | Natural Gas | Boiler | E7 |  | Baseline Forecast | [30 empty] | 0% | 0% | bar: 2019 to 2048
Commercial_Restaurant_New_Space Heating_Natural Gas_Boiler_E8_Baseline Forecast | Commercial | Restaurant | New | Space Heating | Natural Gas | Boiler | E8 |  | Baseline Forecast | [30 empty] | 0% | 0% | bar: 2019 to 2048
Commercial_Restaurant_New_Space Heating_Natural Gas_Boiler_E9_Baseline Forecast | Commercial | Restaurant | New | Space Heating | Natural Gas | Boiler | E9 |  | Baseline Forecast | [30 empty] | 0% | 0% | bar: 2019 to 2048
Commercial_Restaurant_New_Space Heating_Natural Gas_Boiler_E10_Baseline Forecast | Commercial | Restaurant | New | Space Heating | Natural Gas | Boiler | E10 |  | Baseline Forecast | [30 empty] | 0% | 0% | bar: 2019 to 2048
Commercial_Restaurant_New_Space Heating_Natural Gas_Unit Heater_E1_Baseline Forecast | Commercial | Restaurant | New | Space Heating | Natural Gas | Unit Heater | E1 | Standard | Baseline Forecast | 100% | 100% | 100% | 100% | 100% | 0% | 0% | 0% | 0% | 0% | 0% | 0% | 0% | 0% | 0% | 0% | 0% | 0% | 0% | 0% | 0% | 0% | 0% | 0% | 0% | 0% | 0% | 0% | 0% | 0% | 0% | 0%
Commercial_Restaurant_New_Space Heating_Natural Gas_Unit Heater_E2_Baseline Forecast | Commercial | Restaurant | New | Space Heating | Natural Gas | Unit Heater | E2 | Condensing | Baseline Forecast | 0% | 0% | 0% | 0% | 0% | 100% | 100% | 100% | 100% | 100% | 100% | 100% | 100% | 100% | 100% | 100% | 100% | 100% | 100% | 100% | 100% | 100% | 100% | 100% | 100% | 100% | 100% | 100% | 100% | 100% | 100% | 100%
Commercial_Restaurant_New_Space Heating_Natural Gas_Unit Heater_E3_Baseline Forecast | Commercial | Restaurant | New | Space Heating | Natural Gas | Unit Heater | E3 | Infrared Radiant | Baseline Forecast | [30 empty] | 0% | 0% | bar: 2019 to 2048
Commercial_Restaurant_New_Space Heating_Natural Gas_Unit Heater_E4_Baseline Forecast | Commercial | Restaurant | New | Space Heating | Natural Gas | Unit Heater | E4 |  | Baseline Forecast | [30 empty] | 0% | 0% | bar: 2019 to 2048
Commercial_Restaurant_New_Space Heating_Natural Gas_Unit Heater_E5_Baseline Forecast | Commercial | Restaurant | New | Space Heating | Natural Gas | Unit Heater | E5 |  | Baseline Forecast | [30 empty] | 0% | 0% | bar: 2019 to 2048
Commercial_Restaurant_New_Space Heating_Natural Gas_Unit Heater_E6_Baseline Forecast | Commercial | Restaurant | New | Space Heating | Natural Gas | Unit Heater | E6 |  | Baseline Forecast | [30 empty] | 0% | 0% | bar: 2019 to 2048
Commercial_Restaurant_New_Space Heating_Natural Gas_Unit Heater_E7_Baseline Forecast | Commercial | Restaurant | New | Space Heating | Natural Gas | Unit Heater | E7 |  | Baseline Forecast | [30 empty] | 0% | 0% | bar: 2019 to 2048
Commercial_Restaurant_New_Space Heating_Natural Gas_Unit Heater_E8_Baseline Forecast | Commercial | Restaurant | New | Space Heating | Natural Gas | Unit Heater | E8 |  | Baseline Forecast | [30 empty] | 0% | 0% | bar: 2019 to 2048
Commercial_Restaurant_New_Space Heating_Natural Gas_Unit Heater_E9_Baseline Forecast | Commercial | Restaurant | New | Space Heating | Natural Gas | Unit Heater | E9 |  | Baseline Forecast | [30 empty] | 0% | 0% | bar: 2019 to 2048
Commercial_Restaurant_New_Space Heating_Natural Gas_Unit Heater_E10_Baseline Forecast | Commercial | Restaurant | New | Space Heating | Natural Gas | Unit Heater | E10 |  | Baseline Forecast | [30 empty] | 0% | 0% | bar: 2019 to 2048
Commercial_Restaurant_New_Water Heating_Natural Gas_Water Heater_E1_Baseline Forecast | Commercial | Restaurant | New | Water Heating | Natural Gas | Water Heater | E1 | TE 80% | Baseline Forecast | 21.68% | 21.67% | 21.67% | 21.67% | 21.66% | 21.68% | 21.69% | 0.1708% | 0.1772% | 0.185% | 0.1932% | 0.1839% | 0.1908% | 0.1711% | 0.1509% | 0.1319% | 0.1311% | 0.1303% | 0.1308% | 0.1296% | 0.1286% | 0.1275% | 0.1262% | 0.1787% | 0.1797% | 0.1807% | 0.1817% | 0.1826% | 0.1835% | 0.1843% | 0.1844% | 21.68%
Commercial_Restaurant_New_Water Heating_Natural Gas_Water Heater_E2_Baseline Forecast | Commercial | Restaurant | New | Water Heating | Natural Gas | Water Heater | E2 | TE 94% (ENERGY STAR 2.0) | Baseline Forecast | 78.32% | 78.33% | 78.33% | 78.33% | 78.34% | 78.32% | 78.31% | 0.6162% | 0.6391% | 0.6672% | 0.6965% | 0.6636% | 0.6869% | 0.6171% | 0.5447% | 0.4767% | 0.474% | 0.4711% | 0.4729% | 0.4685% | 0.465% | 0.461% | 0.4566% | 0.6355% | 0.6389% | 0.6421% | 0.6451% | 0.6479% | 0.6506% | 0.6533% | 0.6532% | 78.32%
Commercial_Restaurant_New_Water Heating_Natural Gas_Water Heater_E3_Baseline Forecast | Commercial | Restaurant | New | Water Heating | Natural Gas | Water Heater | E3 | TE 96% (Instantaneous) | Baseline Forecast | [30 empty] | 0% | 0% | bar: 2019 to 2048
Commercial_Restaurant_New_Water Heating_Natural Gas_Water Heater_E4_Baseline Forecast | Commercial | Restaurant | New | Water Heating | Natural Gas | Water Heater | E4 | UEF 1.0+ (Gas-Fired HPWH) | Baseline Forecast | 0% | 0% | 0% | 0% | 0% | 0% | 0% | 99.21% | 99.18% | 99.15% | 99.11% | 99.15% | 99.12% | 99.21% | 99.3% | 99.39% | 99.39% | 99.4% | 99.4% | 99.4% | 99.41% | 99.41% | 99.42% | 99.19% | 99.18% | 99.18% | 99.17% | 99.17% | 99.17% | 99.16% | 99.16% | 0%
Commercial_Restaurant_New_Water Heating_Natural Gas_Water Heater_E5_Baseline Forecast | Commercial | Restaurant | New | Water Heating | Natural Gas | Water Heater | E5 |  | Baseline Forecast | [30 empty] | 0% | 0% | bar: 2019 to 2048
Commercial_Restaurant_New_Water Heating_Natural Gas_Water Heater_E6_Baseline Forecast | Commercial | Restaurant | New | Water Heating | Natural Gas | Water Heater | E6 |  | Baseline Forecast | [30 empty] | 0% | 0% | bar: 2019 to 2048
Commercial_Restaurant_New_Water Heating_Natural Gas_Water Heater_E7_Baseline Forecast | Commercial | Restaurant | New | Water Heating | Natural Gas | Water Heater | E7 |  | Baseline Forecast | [30 empty] | 0% | 0% | bar: 2019 to 2048
Commercial_Restaurant_New_Water Heating_Natural Gas_Water Heater_E8_Baseline Forecast | Commercial | Restaurant | New | Water Heating | Natural Gas | Water Heater | E8 |  | Baseline Forecast | [30 empty] | 0% | 0% | bar: 2019 to 2048
Commercial_Restaurant_New_Water Heating_Natural Gas_Water Heater_E9_Baseline Forecast | Commercial | Restaurant | New | Water Heating | Natural Gas | Water Heater | E9 |  | Baseline Forecast | [30 empty] | 0% | 0% | bar: 2019 to 2048
Commercial_Restaurant_New_Water Heating_Natural Gas_Water Heater_E10_Baseline Forecast | Commercial | Restaurant | New | Water Heating | Natural Gas | Water Heater | E10 |  | Baseline Forecast | [30 empty] | 0% | 0% | bar: 2019 to 2048
Commercial_Restaurant_New_Food Preparation_Natural Gas_Oven_E1_Baseline Forecast | Commercial | Restaurant | New | Food Preparation | Natural Gas | Oven | E1 | Standard | Baseline Forecast | 41% | 40.96% | 40.93% | 40.9% | 40.85% | 41.03% | 41.18% | 41.26% | 41.29% | 41.34% | 41.22% | 41.12% | 41.42% | 41.29% | 41.11% | 40.95% | 40.95% | 40.93% | 40.99% | 40.95% | 40.92% | 40.89% | 40.84% | 42.56% | 42.59% | 42.63% | 42.66% | 42.69% | 42.72% | 42.74% | 42.77% | 41.03%
Commercial_Restaurant_New_Food Preparation_Natural Gas_Oven_E2_Baseline Forecast | Commercial | Restaurant | New | Food Preparation | Natural Gas | Oven | E2 | ENERGY STAR (3.0) | Baseline Forecast | 59% | 59.04% | 59.07% | 59.1% | 59.15% | 58.97% | 58.82% | 58.74% | 58.71% | 58.66% | 58.78% | 58.88% | 58.58% | 58.71% | 58.89% | 59.05% | 59.05% | 59.07% | 59.01% | 59.05% | 59.08% | 59.11% | 59.16% | 57.44% | 57.41% | 57.37% | 57.34% | 57.31% | 57.28% | 57.26% | 57.23% | 58.97%
Commercial_Restaurant_New_Food Preparation_Natural Gas_Oven_E3_Baseline Forecast | Commercial | Restaurant | New | Food Preparation | Natural Gas | Oven | E3 |  | Baseline Forecast | [30 empty] | 0% | 0% | bar: 2019 to 2048
Commercial_Restaurant_New_Food Preparation_Natural Gas_Oven_E4_Baseline Forecast | Commercial | Restaurant | New | Food Preparation | Natural Gas | Oven | E4 |  | Baseline Forecast | [30 empty] | 0% | 0% | bar: 2019 to 2048
Commercial_Restaurant_New_Food Preparation_Natural Gas_Oven_E5_Baseline Forecast | Commercial | Restaurant | New | Food Preparation | Natural Gas | Oven | E5 |  | Baseline Forecast | [30 empty] | 0% | 0% | bar: 2019 to 2048
Commercial_Restaurant_New_Food Preparation_Natural Gas_Oven_E6_Baseline Forecast | Commercial | Restaurant | New | Food Preparation | Natural Gas | Oven | E6 |  | Baseline Forecast | [30 empty] | 0% | 0% | bar: 2019 to 2048
Commercial_Restaurant_New_Food Preparation_Natural Gas_Oven_E7_Baseline Forecast | Commercial | Restaurant | New | Food Preparation | Natural Gas | Oven | E7 |  | Baseline Forecast | [30 empty] | 0% | 0% | bar: 2019 to 2048
Commercial_Restaurant_New_Food Preparation_Natural Gas_Oven_E8_Baseline Forecast | Commercial | Restaurant | New | Food Preparation | Natural Gas | Oven | E8 |  | Baseline Forecast | [30 empty] | 0% | 0% | bar: 2019 to 2048
Commercial_Restaurant_New_Food Preparation_Natural Gas_Oven_E9_Baseline Forecast | Commercial | Restaurant | New | Food Preparation | Natural Gas | Oven | E9 |  | Baseline Forecast | [30 empty] | 0% | 0% | bar: 2019 to 2048
Commercial_Restaurant_New_Food Preparation_Natural Gas_Oven_E10_Baseline Forecast | Commercial | Restaurant | New | Food Preparation | Natural Gas | Oven | E10 |  | Baseline Forecast | [30 empty] | 0% | 0% | bar: 2019 to 2048
Commercial_Restaurant_New_Food Preparation_Natural Gas_Conveyor Oven_E1_Baseline Forecast | Commercial | Restaurant | New | Food Preparation | Natural Gas | Conveyor Oven | E1 | Standard | Baseline Forecast | 41% | 41.01% | 41.02% | 41.04% | 40.98% | 41.02% | 41.04% | 41% | 40.91% | 40.93% | 40.94% | 40.96% | 41.26% | 41.28% | 41.28% | 41.3% | 41.3% | 41.3% | 41.35% | 41.33% | 41.32% | 41.29% | 41.27% | 42.98% | 43.04% | 43.09% | 43.15% | 43.2% | 43.25% | 43.3% | 43.37% | 41.02%
Commercial_Restaurant_New_Food Preparation_Natural Gas_Conveyor Oven_E2_Baseline Forecast | Commercial | Restaurant | New | Food Preparation | Natural Gas | Conveyor Oven | E2 | Efficient (>44% Baking Efficiency) | Baseline Forecast | 59% | 58.99% | 58.98% | 58.96% | 59.02% | 58.98% | 58.96% | 59% | 59.09% | 59.07% | 59.06% | 59.04% | 58.74% | 58.72% | 58.72% | 58.7% | 58.7% | 58.7% | 58.65% | 58.67% | 58.68% | 58.71% | 58.73% | 57.02% | 56.96% | 56.91% | 56.85% | 56.8% | 56.75% | 56.7% | 56.63% | 58.98%
Commercial_Restaurant_New_Food Preparation_Natural Gas_Conveyor Oven_E3_Baseline Forecast | Commercial | Restaurant | New | Food Preparation | Natural Gas | Conveyor Oven | E3 |  | Baseline Forecast | [30 empty] | 0% | 0% | bar: 2019 to 2048
Commercial_Restaurant_New_Food Preparation_Natural Gas_Conveyor Oven_E4_Baseline Forecast | Commercial | Restaurant | New | Food Preparation | Natural Gas | Conveyor Oven | E4 |  | Baseline Forecast | [30 empty] | 0% | 0% | bar: 2019 to 2048
Commercial_Restaurant_New_Food Preparation_Natural Gas_Conveyor Oven_E5_Baseline Forecast | Commercial | Restaurant | New | Food Preparation | Natural Gas | Conveyor Oven | E5 |  | Baseline Forecast | [30 empty] | 0% | 0% | bar: 2019 to 2048
Commercial_Restaurant_New_Food Preparation_Natural Gas_Conveyor Oven_E6_Baseline Forecast | Commercial | Restaurant | New | Food Preparation | Natural Gas | Conveyor Oven | E6 |  | Baseline Forecast | [30 empty] | 0% | 0% | bar: 2019 to 2048
Commercial_Restaurant_New_Food Preparation_Natural Gas_Conveyor Oven_E7_Baseline Forecast | Commercial | Restaurant | New | Food Preparation | Natural Gas | Conveyor Oven | E7 |  | Baseline Forecast | [30 empty] | 0% | 0% | bar: 2019 to 2048
Commercial_Restaurant_New_Food Preparation_Natural Gas_Conveyor Oven_E8_Baseline Forecast | Commercial | Restaurant | New | Food Preparation | Natural Gas | Conveyor Oven | E8 |  | Baseline Forecast | [30 empty] | 0% | 0% | bar: 2019 to 2048
Commercial_Restaurant_New_Food Preparation_Natural Gas_Conveyor Oven_E9_Baseline Forecast | Commercial | Restaurant | New | Food Preparation | Natural Gas | Conveyor Oven | E9 |  | Baseline Forecast | [30 empty] | 0% | 0% | bar: 2019 to 2048
Commercial_Restaurant_New_Food Preparation_Natural Gas_Conveyor Oven_E10_Baseline Forecast | Commercial | Restaurant | New | Food Preparation | Natural Gas | Conveyor Oven | E10 |  | Baseline Forecast | [30 empty] | 0% | 0% | bar: 2019 to 2048
Commercial_Restaurant_New_Food Preparation_Natural Gas_Double Rack Oven_E1_Baseline Forecast | Commercial | Restaurant | New | Food Preparation | Natural Gas | Double Rack Oven | E1 | Standard | Baseline Forecast | 41% | 40.9% | 40.83% | 40.87% | 40.86% | 41.24% | 41.57% | 41.77% | 41.85% | 41.61% | 41.32% | 41.02% | 41.57% | 41.2% | 41.18% | 41.21% | 41.2% | 41.18% | 41.31% | 41.23% | 41.18% | 41.11% | 41.03% | 45.56% | 45.69% | 45.81% | 45.93% | 46.04% | 46.15% | 46.26% | 46.36% | 41.24%
Commercial_Restaurant_New_Food Preparation_Natural Gas_Double Rack Oven_E2_Baseline Forecast | Commercial | Restaurant | New | Food Preparation | Natural Gas | Double Rack Oven | E2 | FTSC Qualified (>50% Cooking Efficiency) | Baseline Forecast | 59% | 59.1% | 59.17% | 59.13% | 59.14% | 58.76% | 58.43% | 58.23% | 58.15% | 58.39% | 58.68% | 58.98% | 58.43% | 58.8% | 58.82% | 58.79% | 58.8% | 58.82% | 58.69% | 58.77% | 58.82% | 58.89% | 58.97% | 54.44% | 54.31% | 54.19% | 54.07% | 53.96% | 53.85% | 53.74% | 53.64% | 58.76%
Commercial_Restaurant_New_Food Preparation_Natural Gas_Double Rack Oven_E3_Baseline Forecast | Commercial | Restaurant | New | Food Preparation | Natural Gas | Double Rack Oven | E3 |  | Baseline Forecast | [30 empty] | 0% | 0% | bar: 2019 to 2048
Commercial_Restaurant_New_Food Preparation_Natural Gas_Double Rack Oven_E4_Baseline Forecast | Commercial | Restaurant | New | Food Preparation | Natural Gas | Double Rack Oven | E4 |  | Baseline Forecast | [30 empty] | 0% | 0% | bar: 2019 to 2048
Commercial_Restaurant_New_Food Preparation_Natural Gas_Double Rack Oven_E5_Baseline Forecast | Commercial | Restaurant | New | Food Preparation | Natural Gas | Double Rack Oven | E5 |  | Baseline Forecast | [30 empty] | 0% | 0% | bar: 2019 to 2048
Commercial_Restaurant_New_Food Preparation_Natural Gas_Double Rack Oven_E6_Baseline Forecast | Commercial | Restaurant | New | Food Preparation | Natural Gas | Double Rack Oven | E6 |  | Baseline Forecast | [30 empty] | 0% | 0% | bar: 2019 to 2048
Commercial_Restaurant_New_Food Preparation_Natural Gas_Double Rack Oven_E7_Baseline Forecast | Commercial | Restaurant | New | Food Preparation | Natural Gas | Double Rack Oven | E7 |  | Baseline Forecast | [30 empty] | 0% | 0% | bar: 2019 to 2048
Commercial_Restaurant_New_Food Preparation_Natural Gas_Double Rack Oven_E8_Baseline Forecast | Commercial | Restaurant | New | Food Preparation | Natural Gas | Double Rack Oven | E8 |  | Baseline Forecast | [30 empty] | 0% | 0% | bar: 2019 to 2048
Commercial_Restaurant_New_Food Preparation_Natural Gas_Double Rack Oven_E9_Baseline Forecast | Commercial | Restaurant | New | Food Preparation | Natural Gas | Double Rack Oven | E9 |  | Baseline Forecast | [30 empty] | 0% | 0% | bar: 2019 to 2048
Commercial_Restaurant_New_Food Preparation_Natural Gas_Double Rack Oven_E10_Baseline Forecast | Commercial | Restaurant | New | Food Preparation | Natural Gas | Double Rack Oven | E10 |  | Baseline Forecast | [30 empty] | 0% | 0% | bar: 2019 to 2048
Commercial_Restaurant_New_Food Preparation_Natural Gas_Fryer_E1_Baseline Forecast | Commercial | Restaurant | New | Food Preparation | Natural Gas | Fryer | E1 | Standard | Baseline Forecast | 74% | 73.93% | 73.88% | 0% | 0% | 0% | 0% | 0% | 0% | 0% | 0% | 0% | 0% | 0% | 0% | 0% | 0% | 0% | 0% | 0% | 0% | 0% | 0% | 0% | 0% | 0% | 0% | 0% | 0% | 0% | 0% | 0%
Commercial_Restaurant_New_Food Preparation_Natural Gas_Fryer_E2_Baseline Forecast | Commercial | Restaurant | New | Food Preparation | Natural Gas | Fryer | E2 | ENERGY STAR (3.0) | Baseline Forecast | 26% | 26.07% | 26.12% | 100% | 100% | 100% | 100% | 100% | 100% | 100% | 100% | 100% | 100% | 100% | 100% | 100% | 100% | 100% | 100% | 100% | 100% | 100% | 100% | 100% | 100% | 100% | 100% | 100% | 100% | 100% | 100% | 100%
Commercial_Restaurant_New_Food Preparation_Natural Gas_Fryer_E3_Baseline Forecast | Commercial | Restaurant | New | Food Preparation | Natural Gas | Fryer | E3 |  | Baseline Forecast | [30 empty] | 0% | 0% | bar: 2019 to 2048
Commercial_Restaurant_New_Food Preparation_Natural Gas_Fryer_E4_Baseline Forecast | Commercial | Restaurant | New | Food Preparation | Natural Gas | Fryer | E4 |  | Baseline Forecast | [30 empty] | 0% | 0% | bar: 2019 to 2048
Commercial_Restaurant_New_Food Preparation_Natural Gas_Fryer_E5_Baseline Forecast | Commercial | Restaurant | New | Food Preparation | Natural Gas | Fryer | E5 |  | Baseline Forecast | [30 empty] | 0% | 0% | bar: 2019 to 2048
Commercial_Restaurant_New_Food Preparation_Natural Gas_Fryer_E6_Baseline Forecast | Commercial | Restaurant | New | Food Preparation | Natural Gas | Fryer | E6 |  | Baseline Forecast | [30 empty] | 0% | 0% | bar: 2019 to 2048
Commercial_Restaurant_New_Food Preparation_Natural Gas_Fryer_E7_Baseline Forecast | Commercial | Restaurant | New | Food Preparation | Natural Gas | Fryer | E7 |  | Baseline Forecast | [30 empty] | 0% | 0% | bar: 2019 to 2048
Commercial_Restaurant_New_Food Preparation_Natural Gas_Fryer_E8_Baseline Forecast | Commercial | Restaurant | New | Food Preparation | Natural Gas | Fryer | E8 |  | Baseline Forecast | [30 empty] | 0% | 0% | bar: 2019 to 2048
Commercial_Restaurant_New_Food Preparation_Natural Gas_Fryer_E9_Baseline Forecast | Commercial | Restaurant | New | Food Preparation | Natural Gas | Fryer | E9 |  | Baseline Forecast | [30 empty] | 0% | 0% | bar: 2019 to 2048
Commercial_Restaurant_New_Food Preparation_Natural Gas_Fryer_E10_Baseline Forecast | Commercial | Restaurant | New | Food Preparation | Natural Gas | Fryer | E10 |  | Baseline Forecast | [30 empty] | 0% | 0% | bar: 2019 to 2048
Commercial_Restaurant_New_Food Preparation_Natural Gas_Broiler_E1_Baseline Forecast | Commercial | Restaurant | New | Food Preparation | Natural Gas | Broiler | E1 | Standard | Baseline Forecast | 74% | 73.94% | 73.89% | 73.92% | 73.91% | 74.15% | 74.36% | 74.48% | 74.53% | 74.38% | 74.2% | 74.02% | 74.36% | 74.13% | 74.11% | 74.13% | 74.13% | 74.12% | 74.19% | 74.15% | 74.12% | 74.07% | 74.02% | 76.66% | 76.73% | 76.79% | 76.85% | 76.91% | 76.97% | 77.03% | 77.08% | 74.15%
Commercial_Restaurant_New_Food Preparation_Natural Gas_Broiler_E2_Baseline Forecast | Commercial | Restaurant | New | Food Preparation | Natural Gas | Broiler | E2 | Infrared Burners | Baseline Forecast | 26% | 26.06% | 26.11% | 26.08% | 26.09% | 25.85% | 25.64% | 25.52% | 25.47% | 25.62% | 25.8% | 25.98% | 25.64% | 25.87% | 25.89% | 25.87% | 25.87% | 25.88% | 25.81% | 25.85% | 25.88% | 25.93% | 25.98% | 23.34% | 23.27% | 23.21% | 23.15% | 23.09% | 23.03% | 22.97% | 22.92% | 25.85%
Commercial_Restaurant_New_Food Preparation_Natural Gas_Broiler_E3_Baseline Forecast | Commercial | Restaurant | New | Food Preparation | Natural Gas | Broiler | E3 |  | Baseline Forecast | [30 empty] | 0% | 0% | bar: 2019 to 2048
Commercial_Restaurant_New_Food Preparation_Natural Gas_Broiler_E4_Baseline Forecast | Commercial | Restaurant | New | Food Preparation | Natural Gas | Broiler | E4 |  | Baseline Forecast | [30 empty] | 0% | 0% | bar: 2019 to 2048
Commercial_Restaurant_New_Food Preparation_Natural Gas_Broiler_E5_Baseline Forecast | Commercial | Restaurant | New | Food Preparation | Natural Gas | Broiler | E5 |  | Baseline Forecast | [30 empty] | 0% | 0% | bar: 2019 to 2048
Commercial_Restaurant_New_Food Preparation_Natural Gas_Broiler_E6_Baseline Forecast | Commercial | Restaurant | New | Food Preparation | Natural Gas | Broiler | E6 |  | Baseline Forecast | [30 empty] | 0% | 0% | bar: 2019 to 2048
Commercial_Restaurant_New_Food Preparation_Natural Gas_Broiler_E7_Baseline Forecast | Commercial | Restaurant | New | Food Preparation | Natural Gas | Broiler | E7 |  | Baseline Forecast | [30 empty] | 0% | 0% | bar: 2019 to 2048
Commercial_Restaurant_New_Food Preparation_Natural Gas_Broiler_E8_Baseline Forecast | Commercial | Restaurant | New | Food Preparation | Natural Gas | Broiler | E8 |  | Baseline Forecast | [30 empty] | 0% | 0% | bar: 2019 to 2048
Commercial_Restaurant_New_Food Preparation_Natural Gas_Broiler_E9_Baseline Forecast | Commercial | Restaurant | New | Food Preparation | Natural Gas | Broiler | E9 |  | Baseline Forecast | [30 empty] | 0% | 0% | bar: 2019 to 2048
Commercial_Restaurant_New_Food Preparation_Natural Gas_Broiler_E10_Baseline Forecast | Commercial | Restaurant | New | Food Preparation | Natural Gas | Broiler | E10 |  | Baseline Forecast | [30 empty] | 0% | 0% | bar: 2019 to 2048
Commercial_Restaurant_New_Food Preparation_Natural Gas_Griddle_E1_Baseline Forecast | Commercial | Restaurant | New | Food Preparation | Natural Gas | Griddle | E1 | Standard | Baseline Forecast | 71% | 70.98% | 70.97% | 70.98% | 70.98% | 71.04% | 71.09% | 71.13% | 71.14% | 71.1% | 71.05% | 71% | 71.09% | 71.03% | 71.03% | 71.03% | 71.03% | 71.03% | 71.05% | 71.04% | 71.03% | 71.02% | 71% | 71.77% | 71.79% | 71.81% | 71.83% | 71.85% | 71.87% | 71.89% | 71.91% | 71.04%
Commercial_Restaurant_New_Food Preparation_Natural Gas_Griddle_E2_Baseline Forecast | Commercial | Restaurant | New | Food Preparation | Natural Gas | Griddle | E2 | ENERGY STAR | Baseline Forecast | 29% | 29.02% | 29.03% | 29.02% | 29.02% | 28.96% | 28.91% | 28.87% | 28.86% | 28.9% | 28.95% | 29% | 28.91% | 28.97% | 28.97% | 28.97% | 28.97% | 28.97% | 28.95% | 28.96% | 28.97% | 28.98% | 29% | 28.23% | 28.21% | 28.19% | 28.17% | 28.15% | 28.13% | 28.11% | 28.09% | 28.96%
Commercial_Restaurant_New_Food Preparation_Natural Gas_Griddle_E3_Baseline Forecast | Commercial | Restaurant | New | Food Preparation | Natural Gas | Griddle | E3 |  | Baseline Forecast | [30 empty] | 0% | 0% | bar: 2019 to 2048
Commercial_Restaurant_New_Food Preparation_Natural Gas_Griddle_E4_Baseline Forecast | Commercial | Restaurant | New | Food Preparation | Natural Gas | Griddle | E4 |  | Baseline Forecast | [30 empty] | 0% | 0% | bar: 2019 to 2048
Commercial_Restaurant_New_Food Preparation_Natural Gas_Griddle_E5_Baseline Forecast | Commercial | Restaurant | New | Food Preparation | Natural Gas | Griddle | E5 |  | Baseline Forecast | [30 empty] | 0% | 0% | bar: 2019 to 2048
Commercial_Restaurant_New_Food Preparation_Natural Gas_Griddle_E6_Baseline Forecast | Commercial | Restaurant | New | Food Preparation | Natural Gas | Griddle | E6 |  | Baseline Forecast | [30 empty] | 0% | 0% | bar: 2019 to 2048
Commercial_Restaurant_New_Food Preparation_Natural Gas_Griddle_E7_Baseline Forecast | Commercial | Restaurant | New | Food Preparation | Natural Gas | Griddle | E7 |  | Baseline Forecast | [30 empty] | 0% | 0% | bar: 2019 to 2048
Commercial_Restaurant_New_Food Preparation_Natural Gas_Griddle_E8_Baseline Forecast | Commercial | Restaurant | New | Food Preparation | Natural Gas | Griddle | E8 |  | Baseline Forecast | [30 empty] | 0% | 0% | bar: 2019 to 2048
Commercial_Restaurant_New_Food Preparation_Natural Gas_Griddle_E9_Baseline Forecast | Commercial | Restaurant | New | Food Preparation | Natural Gas | Griddle | E9 |  | Baseline Forecast | [30 empty] | 0% | 0% | bar: 2019 to 2048
Commercial_Restaurant_New_Food Preparation_Natural Gas_Griddle_E10_Baseline Forecast | Commercial | Restaurant | New | Food Preparation | Natural Gas | Griddle | E10 |  | Baseline Forecast | [30 empty] | 0% | 0% | bar: 2019 to 2048
Commercial_Restaurant_New_Food Preparation_Natural Gas_Range_E1_Baseline Forecast | Commercial | Restaurant | New | Food Preparation | Natural Gas | Range | E1 | Standard | Baseline Forecast | 41% | 40.96% | 40.93% | 40.9% | 40.86% | 40.99% | 41.1% | 41.16% | 41.18% | 41.22% | 41.24% | 41.14% | 41.36% | 41.23% | 41.07% | 40.92% | 40.92% | 40.91% | 40.95% | 40.92% | 40.9% | 40.87% | 40.84% | 42.33% | 42.37% | 42.4% | 42.44% | 42.47% | 42.5% | 42.53% | 42.56% | 40.99%
Commercial_Restaurant_New_Food Preparation_Natural Gas_Range_E2_Baseline Forecast | Commercial | Restaurant | New | Food Preparation | Natural Gas | Range | E2 | High Efficiency | Baseline Forecast | 59% | 59.04% | 59.07% | 59.1% | 59.14% | 59.01% | 58.9% | 58.84% | 58.82% | 58.78% | 58.76% | 58.86% | 58.64% | 58.77% | 58.93% | 59.08% | 59.08% | 59.09% | 59.05% | 59.08% | 59.1% | 59.13% | 59.16% | 57.67% | 57.63% | 57.6% | 57.56% | 57.53% | 57.5% | 57.47% | 57.44% | 59.01%
Commercial_Restaurant_New_Food Preparation_Natural Gas_Range_E3_Baseline Forecast | Commercial | Restaurant | New | Food Preparation | Natural Gas | Range | E3 |  | Baseline Forecast | [30 empty] | 0% | 0% | bar: 2019 to 2048
Commercial_Restaurant_New_Food Preparation_Natural Gas_Range_E4_Baseline Forecast | Commercial | Restaurant | New | Food Preparation | Natural Gas | Range | E4 |  | Baseline Forecast | [30 empty] | 0% | 0% | bar: 2019 to 2048
Commercial_Restaurant_New_Food Preparation_Natural Gas_Range_E5_Baseline Forecast | Commercial | Restaurant | New | Food Preparation | Natural Gas | Range | E5 |  | Baseline Forecast | [30 empty] | 0% | 0% | bar: 2019 to 2048
Commercial_Restaurant_New_Food Preparation_Natural Gas_Range_E6_Baseline Forecast | Commercial | Restaurant | New | Food Preparation | Natural Gas | Range | E6 |  | Baseline Forecast | [30 empty] | 0% | 0% | bar: 2019 to 2048
Commercial_Restaurant_New_Food Preparation_Natural Gas_Range_E7_Baseline Forecast | Commercial | Restaurant | New | Food Preparation | Natural Gas | Range | E7 |  | Baseline Forecast | [30 empty] | 0% | 0% | bar: 2019 to 2048
Commercial_Restaurant_New_Food Preparation_Natural Gas_Range_E8_Baseline Forecast | Commercial | Restaurant | New | Food Preparation | Natural Gas | Range | E8 |  | Baseline Forecast | [30 empty] | 0% | 0% | bar: 2019 to 2048
Commercial_Restaurant_New_Food Preparation_Natural Gas_Range_E9_Baseline Forecast | Commercial | Restaurant | New | Food Preparation | Natural Gas | Range | E9 |  | Baseline Forecast | [30 empty] | 0% | 0% | bar: 2019 to 2048
Commercial_Restaurant_New_Food Preparation_Natural Gas_Range_E10_Baseline Forecast | Commercial | Restaurant | New | Food Preparation | Natural Gas | Range | E10 |  | Baseline Forecast | [30 empty] | 0% | 0% | bar: 2019 to 2048
Commercial_Restaurant_New_Food Preparation_Natural Gas_Steamer_E1_Baseline Forecast | Commercial | Restaurant | New | Food Preparation | Natural Gas | Steamer | E1 | Standard | Baseline Forecast | 50% | 49.88% | 49.81% | 0% | 0% | 0% | 0% | 0% | 0% | 0% | 0% | 0% | 0% | 0% | 0% | 0% | 0% | 0% | 0% | 0% | 0% | 0% | 0% | 0% | 0% | 0% | 0% | 0% | 0% | 0% | 0% | 0%
Commercial_Restaurant_New_Food Preparation_Natural Gas_Steamer_E2_Baseline Forecast | Commercial | Restaurant | New | Food Preparation | Natural Gas | Steamer | E2 | ENERGY STAR | Baseline Forecast | 50% | 50.12% | 50.19% | 100% | 100% | 100% | 100% | 100% | 100% | 100% | 100% | 100% | 100% | 100% | 100% | 100% | 100% | 100% | 100% | 100% | 100% | 100% | 100% | 100% | 100% | 100% | 100% | 100% | 100% | 100% | 100% | 100%
Commercial_Restaurant_New_Food Preparation_Natural Gas_Steamer_E3_Baseline Forecast | Commercial | Restaurant | New | Food Preparation | Natural Gas | Steamer | E3 |  | Baseline Forecast | [30 empty] | 0% | 0% | bar: 2019 to 2048
Commercial_Restaurant_New_Food Preparation_Natural Gas_Steamer_E4_Baseline Forecast | Commercial | Restaurant | New | Food Preparation | Natural Gas | Steamer | E4 |  | Baseline Forecast | [30 empty] | 0% | 0% | bar: 2019 to 2048
Commercial_Restaurant_New_Food Preparation_Natural Gas_Steamer_E5_Baseline Forecast | Commercial | Restaurant | New | Food Preparation | Natural Gas | Steamer | E5 |  | Baseline Forecast | [30 empty] | 0% | 0% | bar: 2019 to 2048
Commercial_Restaurant_New_Food Preparation_Natural Gas_Steamer_E6_Baseline Forecast | Commercial | Restaurant | New | Food Preparation | Natural Gas | Steamer | E6 |  | Baseline Forecast | [30 empty] | 0% | 0% | bar: 2019 to 2048
Commercial_Restaurant_New_Food Preparation_Natural Gas_Steamer_E7_Baseline Forecast | Commercial | Restaurant | New | Food Preparation | Natural Gas | Steamer | E7 |  | Baseline Forecast | [30 empty] | 0% | 0% | bar: 2019 to 2048
Commercial_Restaurant_New_Food Preparation_Natural Gas_Steamer_E8_Baseline Forecast | Commercial | Restaurant | New | Food Preparation | Natural Gas | Steamer | E8 |  | Baseline Forecast | [30 empty] | 0% | 0% | bar: 2019 to 2048
Commercial_Restaurant_New_Food Preparation_Natural Gas_Steamer_E9_Baseline Forecast | Commercial | Restaurant | New | Food Preparation | Natural Gas | Steamer | E9 |  | Baseline Forecast | [30 empty] | 0% | 0% | bar: 2019 to 2048
Commercial_Restaurant_New_Food Preparation_Natural Gas_Steamer_E10_Baseline Forecast | Commercial | Restaurant | New | Food Preparation | Natural Gas | Steamer | E10 |  | Baseline Forecast | [30 empty] | 0% | 0% | bar: 2019 to 2048
Commercial_Restaurant_New_Food Preparation_Natural Gas_Food Prep Other_E1_Baseline Forecast | Commercial | Restaurant | New | Food Preparation | Natural Gas | Food Prep Other | E1 | Standard | Baseline Forecast | 74% | 74% | 74% | 74% | 74% | 74% | 74% | 74% | 74% | 74% | 74% | 74% | 74% | 74% | 74% | 74% | 74% | 74% | 74% | 74% | 74% | 74% | 74% | 74% | 74% | 74% | 74% | 74% | 74% | 74% | 74% | 74%
Commercial_Restaurant_New_Food Preparation_Natural Gas_Food Prep Other_E2_Baseline Forecast | Commercial | Restaurant | New | Food Preparation | Natural Gas | Food Prep Other | E2 | ENERGY STAR | Baseline Forecast | 26% | 26% | 26% | 26% | 26% | 26% | 26% | 26% | 26% | 26% | 26% | 26% | 26% | 26% | 26% | 26% | 26% | 26% | 26% | 26% | 26% | 26% | 26% | 26% | 26% | 26% | 26% | 26% | 26% | 26% | 26% | 26%
Commercial_Restaurant_New_Food Preparation_Natural Gas_Food Prep Other_E3_Baseline Forecast | Commercial | Restaurant | New | Food Preparation | Natural Gas | Food Prep Other | E3 |  | Baseline Forecast | [30 empty] | 0% | 0% | bar: 2019 to 2048
Commercial_Restaurant_New_Food Preparation_Natural Gas_Food Prep Other_E4_Baseline Forecast | Commercial | Restaurant | New | Food Preparation | Natural Gas | Food Prep Other | E4 |  | Baseline Forecast | [30 empty] | 0% | 0% | bar: 2019 to 2048
Commercial_Restaurant_New_Food Preparation_Natural Gas_Food Prep Other_E5_Baseline Forecast | Commercial | Restaurant | New | Food Preparation | Natural Gas | Food Prep Other | E5 |  | Baseline Forecast | [30 empty] | 0% | 0% | bar: 2019 to 2048
Commercial_Restaurant_New_Food Preparation_Natural Gas_Food Prep Other_E6_Baseline Forecast | Commercial | Restaurant | New | Food Preparation | Natural Gas | Food Prep Other | E6 |  | Baseline Forecast | [30 empty] | 0% | 0% | bar: 2019 to 2048
Commercial_Restaurant_New_Food Preparation_Natural Gas_Food Prep Other_E7_Baseline Forecast | Commercial | Restaurant | New | Food Preparation | Natural Gas | Food Prep Other | E7 |  | Baseline Forecast | [30 empty] | 0% | 0% | bar: 2019 to 2048
Commercial_Restaurant_New_Food Preparation_Natural Gas_Food Prep Other_E8_Baseline Forecast | Commercial | Restaurant | New | Food Preparation | Natural Gas | Food Prep Other | E8 |  | Baseline Forecast | [30 empty] | 0% | 0% | bar: 2019 to 2048
Commercial_Restaurant_New_Food Preparation_Natural Gas_Food Prep Other_E9_Baseline Forecast | Commercial | Restaurant | New | Food Preparation | Natural Gas | Food Prep Other | E9 |  | Baseline Forecast | [30 empty] | 0% | 0% | bar: 2019 to 2048
Commercial_Restaurant_New_Food Preparation_Natural Gas_Food Prep Other_E10_Baseline Forecast | Commercial | Restaurant | New | Food Preparation | Natural Gas | Food Prep Other | E10 |  | Baseline Forecast | [30 empty] | 0% | 0% | bar: 2019 to 2048
Commercial_Restaurant_New_Miscellaneous_Natural Gas_Pool Heater_E1_Baseline Forecast | Commercial | Restaurant | New | Miscellaneous | Natural Gas | Pool Heater | E1 | Standard (EF .78) | Baseline Forecast | 90% | 89.96% | 89.95% | 89.94% | 89.91% | 89.97% | 90.01% | 90.01% | 89.98% | 90% | 90.01% | 90.02% | 90.33% | 90.36% | 90.37% | 90.23% | 90.09% | 89.95% | 89.85% | 89.72% | 89.7% | 89.68% | 89.66% | 90.72% | 90.75% | 90.77% | 90.79% | 90.81% | 90.84% | 90.86% | 90.88% | 89.97%
Commercial_Restaurant_New_Miscellaneous_Natural Gas_Pool Heater_E2_Baseline Forecast | Commercial | Restaurant | New | Miscellaneous | Natural Gas | Pool Heater | E2 | Condensing (EF .90) | Baseline Forecast | 10% | 10.04% | 10.05% | 10.06% | 10.09% | 10.03% | 9.988% | 9.987% | 10.02% | 10% | 9.995% | 9.983% | 9.666% | 9.638% | 9.63% | 9.768% | 9.915% | 10.05% | 10.15% | 10.28% | 10.3% | 10.32% | 10.34% | 9.279% | 9.253% | 9.229% | 9.207% | 9.185% | 9.164% | 9.144% | 9.124% | 10.03%
Commercial_Restaurant_New_Miscellaneous_Natural Gas_Pool Heater_E3_Baseline Forecast | Commercial | Restaurant | New | Miscellaneous | Natural Gas | Pool Heater | E3 |  | Baseline Forecast | [30 empty] | 0% | 0% | bar: 2019 to 2048
Commercial_Restaurant_New_Miscellaneous_Natural Gas_Pool Heater_E4_Baseline Forecast | Commercial | Restaurant | New | Miscellaneous | Natural Gas | Pool Heater | E4 |  | Baseline Forecast | [30 empty] | 0% | 0% | bar: 2019 to 2048
Commercial_Restaurant_New_Miscellaneous_Natural Gas_Pool Heater_E5_Baseline Forecast | Commercial | Restaurant | New | Miscellaneous | Natural Gas | Pool Heater | E5 |  | Baseline Forecast | [30 empty] | 0% | 0% | bar: 2019 to 2048
Commercial_Restaurant_New_Miscellaneous_Natural Gas_Pool Heater_E6_Baseline Forecast | Commercial | Restaurant | New | Miscellaneous | Natural Gas | Pool Heater | E6 |  | Baseline Forecast | [30 empty] | 0% | 0% | bar: 2019 to 2048
Commercial_Restaurant_New_Miscellaneous_Natural Gas_Pool Heater_E7_Baseline Forecast | Commercial | Restaurant | New | Miscellaneous | Natural Gas | Pool Heater | E7 |  | Baseline Forecast | [30 empty] | 0% | 0% | bar: 2019 to 2048
Commercial_Restaurant_New_Miscellaneous_Natural Gas_Pool Heater_E8_Baseline Forecast | Commercial | Restaurant | New | Miscellaneous | Natural Gas | Pool Heater | E8 |  | Baseline Forecast | [30 empty] | 0% | 0% | bar: 2019 to 2048
Commercial_Restaurant_New_Miscellaneous_Natural Gas_Pool Heater_E9_Baseline Forecast | Commercial | Restaurant | New | Miscellaneous | Natural Gas | Pool Heater | E9 |  | Baseline Forecast | [30 empty] | 0% | 0% | bar: 2019 to 2048
Commercial_Restaurant_New_Miscellaneous_Natural Gas_Pool Heater_E10_Baseline Forecast | Commercial | Restaurant | New | Miscellaneous | Natural Gas | Pool Heater | E10 |  | Baseline Forecast | [30 empty] | 0% | 0% | bar: 2019 to 2048
Commercial_Restaurant_New_Miscellaneous_Natural Gas_Miscellaneous_E1_Baseline Forecast | Commercial | Restaurant | New | Miscellaneous | Natural Gas | Miscellaneous | E1 | Miscellaneous | Baseline Forecast | 100% | 100% | 100% | 100% | 100% | 100% | 100% | 100% | 100% | 100% | 100% | 100% | 100% | 100% | 100% | 100% | 100% | 100% | 100% | 100% | 100% | 100% | 100% | 100% | 100% | 100% | 100% | 100% | 100% | 100% | 100% | 100%
Commercial_Restaurant_New_Miscellaneous_Natural Gas_Miscellaneous_E2_Baseline Forecast | Commercial | Restaurant | New | Miscellaneous | Natural Gas | Miscellaneous | E2 |  | Baseline Forecast | [30 empty] | 0% | 0% | bar: 2019 to 2048
Commercial_Restaurant_New_Miscellaneous_Natural Gas_Miscellaneous_E3_Baseline Forecast | Commercial | Restaurant | New | Miscellaneous | Natural Gas | Miscellaneous | E3 |  | Baseline Forecast | [30 empty] | 0% | 0% | bar: 2019 to 2048
Commercial_Restaurant_New_Miscellaneous_Natural Gas_Miscellaneous_E4_Baseline Forecast | Commercial | Restaurant | New | Miscellaneous | Natural Gas | Miscellaneous | E4 |  | Baseline Forecast | [30 empty] | 0% | 0% | bar: 2019 to 2048
Commercial_Restaurant_New_Miscellaneous_Natural Gas_Miscellaneous_E5_Baseline Forecast | Commercial | Restaurant | New | Miscellaneous | Natural Gas | Miscellaneous | E5 |  | Baseline Forecast | [30 empty] | 0% | 0% | bar: 2019 to 2048
Commercial_Restaurant_New_Miscellaneous_Natural Gas_Miscellaneous_E6_Baseline Forecast | Commercial | Restaurant | New | Miscellaneous | Natural Gas | Miscellaneous | E6 |  | Baseline Forecast | [30 empty] | 0% | 0% | bar: 2019 to 2048
Commercial_Restaurant_New_Miscellaneous_Natural Gas_Miscellaneous_E7_Baseline Forecast | Commercial | Restaurant | New | Miscellaneous | Natural Gas | Miscellaneous | E7 |  | Baseline Forecast | [30 empty] | 0% | 0% | bar: 2019 to 2048
Commercial_Restaurant_New_Miscellaneous_Natural Gas_Miscellaneous_E8_Baseline Forecast | Commercial | Restaurant | New | Miscellaneous | Natural Gas | Miscellaneous | E8 |  | Baseline Forecast | [30 empty] | 0% | 0% | bar: 2019 to 2048
Commercial_Restaurant_New_Miscellaneous_Natural Gas_Miscellaneous_E9_Baseline Forecast | Commercial | Restaurant | New | Miscellaneous | Natural Gas | Miscellaneous | E9 |  | Baseline Forecast | [30 empty] | 0% | 0% | bar: 2019 to 2048
Commercial_Restaurant_New_Miscellaneous_Natural Gas_Miscellaneous_E10_Baseline Forecast | Commercial | Restaurant | New | Miscellaneous | Natural Gas | Miscellaneous | E10 |  | Baseline Forecast | [30 empty] | 0% | 0% | bar: 2019 to 2048
Commercial_Grocery_Existing_Space Heating_Natural Gas_Furnace_E1_Baseline Forecast | Commercial | Grocery | Existing | Space Heating | Natural Gas | Furnace | E1 | AFUE 80% (Standard) | Baseline Forecast | 100% | 100% | 100% | 100% | 100% | 0% | 0% | 0% | 0% | 0% | 0% | 0% | 0% | 0% | 0% | 0% | 0% | 0% | 0% | 0% | 0% | 0% | 0% | 0% | 0% | 0% | 0% | 0% | 0% | 0% | 0% | 0%
Commercial_Grocery_Existing_Space Heating_Natural Gas_Furnace_E2_Baseline Forecast | Commercial | Grocery | Existing | Space Heating | Natural Gas | Furnace | E2 | AFUE 81% (2023 Fed Standard) | Baseline Forecast | [30 empty] | 0% | 0% | bar: 2019 to 2048
Commercial_Grocery_Existing_Space Heating_Natural Gas_Furnace_E3_Baseline Forecast | Commercial | Grocery | Existing | Space Heating | Natural Gas | Furnace | E3 | AFUE 91% (WA State Min 2023) | Baseline Forecast | 0% | 0% | 0% | 0% | 0% | 100% | 100% | 61.89% | 61.92% | 61.98% | 62% | 62.05% | 62.69% | 62.74% | 62.74% | 62.79% | 62.8% | 62.81% | 62.91% | 62.88% | 62.86% | 62.84% | 62.8% | 65.45% | 65.55% | 65.65% | 65.76% | 65.88% | 66% | 66.13% | 66.27% | 100%
Commercial_Grocery_Existing_Space Heating_Natural Gas_Furnace_E4_Baseline Forecast | Commercial | Grocery | Existing | Space Heating | Natural Gas | Furnace | E4 | AFUE 96% | Baseline Forecast | [30 empty] | 0% | 0% | bar: 2019 to 2048
Commercial_Grocery_Existing_Space Heating_Natural Gas_Furnace_E5_Baseline Forecast | Commercial | Grocery | Existing | Space Heating | Natural Gas | Furnace | E5 | Convert to Gas-Fired ASHP | Baseline Forecast | 0% | 0% | 0% | 0% | 0% | 0% | 0% | 38.11% | 38.08% | 38.02% | 38% | 37.95% | 37.31% | 37.26% | 37.26% | 37.21% | 37.2% | 37.19% | 37.09% | 37.12% | 37.14% | 37.16% | 37.2% | 34.55% | 34.45% | 34.35% | 34.24% | 34.12% | 34% | 33.87% | 33.73% | 0%
Commercial_Grocery_Existing_Space Heating_Natural Gas_Furnace_E6_Baseline Forecast | Commercial | Grocery | Existing | Space Heating | Natural Gas | Furnace | E6 |  | Baseline Forecast | [30 empty] | 0% | 0% | bar: 2019 to 2048
Commercial_Grocery_Existing_Space Heating_Natural Gas_Furnace_E7_Baseline Forecast | Commercial | Grocery | Existing | Space Heating | Natural Gas | Furnace | E7 |  | Baseline Forecast | [30 empty] | 0% | 0% | bar: 2019 to 2048
Commercial_Grocery_Existing_Space Heating_Natural Gas_Furnace_E8_Baseline Forecast | Commercial | Grocery | Existing | Space Heating | Natural Gas | Furnace | E8 |  | Baseline Forecast | [30 empty] | 0% | 0% | bar: 2019 to 2048
Commercial_Grocery_Existing_Space Heating_Natural Gas_Furnace_E9_Baseline Forecast | Commercial | Grocery | Existing | Space Heating | Natural Gas | Furnace | E9 |  | Baseline Forecast | [30 empty] | 0% | 0% | bar: 2019 to 2048
Commercial_Grocery_Existing_Space Heating_Natural Gas_Furnace_E10_Baseline Forecast | Commercial | Grocery | Existing | Space Heating | Natural Gas | Furnace | E10 |  | Baseline Forecast | [30 empty] | 0% | 0% | bar: 2019 to 2048
Commercial_Grocery_Existing_Space Heating_Natural Gas_Boiler_E1_Baseline Forecast | Commercial | Grocery | Existing | Space Heating | Natural Gas | Boiler | E1 | TE 80% | Baseline Forecast | 44% | 43.99% | 43.99% | 43.98% | 43.97% | 0% | 0% | 0% | 0% | 0% | 0% | 0% | 0% | 0% | 0% | 0% | 0% | 0% | 0% | 0% | 0% | 0% | 0% | 0% | 0% | 0% | 0% | 0% | 0% | 0% | 0% | 0%
Commercial_Grocery_Existing_Space Heating_Natural Gas_Boiler_E2_Baseline Forecast | Commercial | Grocery | Existing | Space Heating | Natural Gas | Boiler | E2 | TE 84% (2023 Standard) | Baseline Forecast | [30 empty] | 0% | 0% | bar: 2019 to 2048
Commercial_Grocery_Existing_Space Heating_Natural Gas_Boiler_E3_Baseline Forecast | Commercial | Grocery | Existing | Space Heating | Natural Gas | Boiler | E3 | TE 94% (ENERGY STAR 1.0) | Baseline Forecast | 56% | 56.01% | 56.01% | 56.02% | 56.03% | 100% | 100% | 100% | 100% | 100% | 100% | 100% | 100% | 100% | 100% | 100% | 100% | 100% | 100% | 100% | 100% | 100% | 100% | 100% | 100% | 100% | 100% | 100% | 100% | 100% | 100% | 100%
Commercial_Grocery_Existing_Space Heating_Natural Gas_Boiler_E4_Baseline Forecast | Commercial | Grocery | Existing | Space Heating | Natural Gas | Boiler | E4 | TE 98% | Baseline Forecast | [30 empty] | 0% | 0% | bar: 2019 to 2048
Commercial_Grocery_Existing_Space Heating_Natural Gas_Boiler_E5_Baseline Forecast | Commercial | Grocery | Existing | Space Heating | Natural Gas | Boiler | E5 | Convert to Gas-Fired ASHP | Baseline Forecast | [30 empty] | 0% | 0% | bar: 2019 to 2048
Commercial_Grocery_Existing_Space Heating_Natural Gas_Boiler_E6_Baseline Forecast | Commercial | Grocery | Existing | Space Heating | Natural Gas | Boiler | E6 |  | Baseline Forecast | [30 empty] | 0% | 0% | bar: 2019 to 2048
Commercial_Grocery_Existing_Space Heating_Natural Gas_Boiler_E7_Baseline Forecast | Commercial | Grocery | Existing | Space Heating | Natural Gas | Boiler | E7 |  | Baseline Forecast | [30 empty] | 0% | 0% | bar: 2019 to 2048
Commercial_Grocery_Existing_Space Heating_Natural Gas_Boiler_E8_Baseline Forecast | Commercial | Grocery | Existing | Space Heating | Natural Gas | Boiler | E8 |  | Baseline Forecast | [30 empty] | 0% | 0% | bar: 2019 to 2048
Commercial_Grocery_Existing_Space Heating_Natural Gas_Boiler_E9_Baseline Forecast | Commercial | Grocery | Existing | Space Heating | Natural Gas | Boiler | E9 |  | Baseline Forecast | [30 empty] | 0% | 0% | bar: 2019 to 2048
Commercial_Grocery_Existing_Space Heating_Natural Gas_Boiler_E10_Baseline Forecast | Commercial | Grocery | Existing | Space Heating | Natural Gas | Boiler | E10 |  | Baseline Forecast | [30 empty] | 0% | 0% | bar: 2019 to 2048
Commercial_Grocery_Existing_Space Heating_Natural Gas_Unit Heater_E1_Baseline Forecast | Commercial | Grocery | Existing | Space Heating | Natural Gas | Unit Heater | E1 | Standard | Baseline Forecast | 100% | 100% | 100% | 100% | 100% | 0% | 0% | 0% | 0% | 0% | 0% | 0% | 0% | 0% | 0% | 0% | 0% | 0% | 0% | 0% | 0% | 0% | 0% | 0% | 0% | 0% | 0% | 0% | 0% | 0% | 0% | 0%
Commercial_Grocery_Existing_Space Heating_Natural Gas_Unit Heater_E2_Baseline Forecast | Commercial | Grocery | Existing | Space Heating | Natural Gas | Unit Heater | E2 | Condensing | Baseline Forecast | 0% | 0% | 0% | 0% | 0% | 100% | 100% | 100% | 100% | 100% | 100% | 100% | 100% | 100% | 100% | 100% | 100% | 100% | 100% | 100% | 100% | 100% | 100% | 100% | 100% | 100% | 100% | 100% | 100% | 100% | 100% | 100%
Commercial_Grocery_Existing_Space Heating_Natural Gas_Unit Heater_E3_Baseline Forecast | Commercial | Grocery | Existing | Space Heating | Natural Gas | Unit Heater | E3 | Infrared Radiant | Baseline Forecast | [30 empty] | 0% | 0% | bar: 2019 to 2048
Commercial_Grocery_Existing_Space Heating_Natural Gas_Unit Heater_E4_Baseline Forecast | Commercial | Grocery | Existing | Space Heating | Natural Gas | Unit Heater | E4 |  | Baseline Forecast | [30 empty] | 0% | 0% | bar: 2019 to 2048
Commercial_Grocery_Existing_Space Heating_Natural Gas_Unit Heater_E5_Baseline Forecast | Commercial | Grocery | Existing | Space Heating | Natural Gas | Unit Heater | E5 |  | Baseline Forecast | [30 empty] | 0% | 0% | bar: 2019 to 2048
Commercial_Grocery_Existing_Space Heating_Natural Gas_Unit Heater_E6_Baseline Forecast | Commercial | Grocery | Existing | Space Heating | Natural Gas | Unit Heater | E6 |  | Baseline Forecast | [30 empty] | 0% | 0% | bar: 2019 to 2048
Commercial_Grocery_Existing_Space Heating_Natural Gas_Unit Heater_E7_Baseline Forecast | Commercial | Grocery | Existing | Space Heating | Natural Gas | Unit Heater | E7 |  | Baseline Forecast | [30 empty] | 0% | 0% | bar: 2019 to 2048
Commercial_Grocery_Existing_Space Heating_Natural Gas_Unit Heater_E8_Baseline Forecast | Commercial | Grocery | Existing | Space Heating | Natural Gas | Unit Heater | E8 |  | Baseline Forecast | [30 empty] | 0% | 0% | bar: 2019 to 2048
Commercial_Grocery_Existing_Space Heating_Natural Gas_Unit Heater_E9_Baseline Forecast | Commercial | Grocery | Existing | Space Heating | Natural Gas | Unit Heater | E9 |  | Baseline Forecast | [30 empty] | 0% | 0% | bar: 2019 to 2048
Commercial_Grocery_Existing_Space Heating_Natural Gas_Unit Heater_E10_Baseline Forecast | Commercial | Grocery | Existing | Space Heating | Natural Gas | Unit Heater | E10 |  | Baseline Forecast | [30 empty] | 0% | 0% | bar: 2019 to 2048
Commercial_Grocery_Existing_Water Heating_Natural Gas_Water Heater_E1_Baseline Forecast | Commercial | Grocery | Existing | Water Heating | Natural Gas | Water Heater | E1 | TE 80% | Baseline Forecast | 21.79% | 21.78% | 21.78% | 21.77% | 21.77% | 21.79% | 21.81% | 0.2152% | 0.2228% | 0.2321% | 0.2417% | 0.2304% | 0.2393% | 0.2159% | 0.1914% | 0.1684% | 0.1675% | 0.1665% | 0.1673% | 0.1657% | 0.1644% | 0.163% | 0.1614% | 0.2309% | 0.2324% | 0.2338% | 0.2351% | 0.2364% | 0.2376% | 0.2388% | 0.2392% | 21.79%
Commercial_Grocery_Existing_Water Heating_Natural Gas_Water Heater_E2_Baseline Forecast | Commercial | Grocery | Existing | Water Heating | Natural Gas | Water Heater | E2 | TE 94% (ENERGY STAR 2.0) | Baseline Forecast | 78.21% | 78.22% | 78.22% | 78.23% | 78.23% | 78.21% | 78.19% | 0.7709% | 0.7979% | 0.8309% | 0.8651% | 0.8257% | 0.8555% | 0.7729% | 0.6865% | 0.6049% | 0.6017% | 0.5982% | 0.6008% | 0.5952% | 0.5908% | 0.5858% | 0.5802% | 0.8128% | 0.8175% | 0.8219% | 0.826% | 0.8299% | 0.8337% | 0.8374% | 0.838% | 78.21%
Commercial_Grocery_Existing_Water Heating_Natural Gas_Water Heater_E3_Baseline Forecast | Commercial | Grocery | Existing | Water Heating | Natural Gas | Water Heater | E3 | TE 96% (Instantaneous) | Baseline Forecast | [30 empty] | 0% | 0% | bar: 2019 to 2048
Commercial_Grocery_Existing_Water Heating_Natural Gas_Water Heater_E4_Baseline Forecast | Commercial | Grocery | Existing | Water Heating | Natural Gas | Water Heater | E4 | UEF 1.0+ (Gas-Fired HPWH) | Baseline Forecast | 0% | 0% | 0% | 0% | 0% | 0% | 0% | 99.01% | 98.98% | 98.94% | 98.89% | 98.94% | 98.91% | 99.01% | 99.12% | 99.23% | 99.23% | 99.24% | 99.23% | 99.24% | 99.24% | 99.25% | 99.26% | 98.96% | 98.95% | 98.94% | 98.94% | 98.93% | 98.93% | 98.92% | 98.92% | 0%
Commercial_Grocery_Existing_Water Heating_Natural Gas_Water Heater_E5_Baseline Forecast | Commercial | Grocery | Existing | Water Heating | Natural Gas | Water Heater | E5 |  | Baseline Forecast | [30 empty] | 0% | 0% | bar: 2019 to 2048
Commercial_Grocery_Existing_Water Heating_Natural Gas_Water Heater_E6_Baseline Forecast | Commercial | Grocery | Existing | Water Heating | Natural Gas | Water Heater | E6 |  | Baseline Forecast | [30 empty] | 0% | 0% | bar: 2019 to 2048
Commercial_Grocery_Existing_Water Heating_Natural Gas_Water Heater_E7_Baseline Forecast | Commercial | Grocery | Existing | Water Heating | Natural Gas | Water Heater | E7 |  | Baseline Forecast | [30 empty] | 0% | 0% | bar: 2019 to 2048
Commercial_Grocery_Existing_Water Heating_Natural Gas_Water Heater_E8_Baseline Forecast | Commercial | Grocery | Existing | Water Heating | Natural Gas | Water Heater | E8 |  | Baseline Forecast | [30 empty] | 0% | 0% | bar: 2019 to 2048
Commercial_Grocery_Existing_Water Heating_Natural Gas_Water Heater_E9_Baseline Forecast | Commercial | Grocery | Existing | Water Heating | Natural Gas | Water Heater | E9 |  | Baseline Forecast | [30 empty] | 0% | 0% | bar: 2019 to 2048
Commercial_Grocery_Existing_Water Heating_Natural Gas_Water Heater_E10_Baseline Forecast | Commercial | Grocery | Existing | Water Heating | Natural Gas | Water Heater | E10 |  | Baseline Forecast | [30 empty] | 0% | 0% | bar: 2019 to 2048
Commercial_Grocery_Existing_Food Preparation_Natural Gas_Oven_E1_Baseline Forecast | Commercial | Grocery | Existing | Food Preparation | Natural Gas | Oven | E1 | Standard | Baseline Forecast | 41% | 40.96% | 40.93% | 40.9% | 40.85% | 41.03% | 41.18% | 41.26% | 41.29% | 41.34% | 41.22% | 41.12% | 41.42% | 41.29% | 41.11% | 40.95% | 40.95% | 40.93% | 40.99% | 40.95% | 40.92% | 40.89% | 40.84% | 42.56% | 42.59% | 42.63% | 42.66% | 42.69% | 42.72% | 42.74% | 42.77% | 41.03%
Commercial_Grocery_Existing_Food Preparation_Natural Gas_Oven_E2_Baseline Forecast | Commercial | Grocery | Existing | Food Preparation | Natural Gas | Oven | E2 | ENERGY STAR (3.0) | Baseline Forecast | 59% | 59.04% | 59.07% | 59.1% | 59.15% | 58.97% | 58.82% | 58.74% | 58.71% | 58.66% | 58.78% | 58.88% | 58.58% | 58.71% | 58.89% | 59.05% | 59.05% | 59.07% | 59.01% | 59.05% | 59.08% | 59.11% | 59.16% | 57.44% | 57.41% | 57.37% | 57.34% | 57.31% | 57.28% | 57.26% | 57.23% | 58.97%
Commercial_Grocery_Existing_Food Preparation_Natural Gas_Oven_E3_Baseline Forecast | Commercial | Grocery | Existing | Food Preparation | Natural Gas | Oven | E3 |  | Baseline Forecast | [30 empty] | 0% | 0% | bar: 2019 to 2048
Commercial_Grocery_Existing_Food Preparation_Natural Gas_Oven_E4_Baseline Forecast | Commercial | Grocery | Existing | Food Preparation | Natural Gas | Oven | E4 |  | Baseline Forecast | [30 empty] | 0% | 0% | bar: 2019 to 2048
Commercial_Grocery_Existing_Food Preparation_Natural Gas_Oven_E5_Baseline Forecast | Commercial | Grocery | Existing | Food Preparation | Natural Gas | Oven | E5 |  | Baseline Forecast | [30 empty] | 0% | 0% | bar: 2019 to 2048
Commercial_Grocery_Existing_Food Preparation_Natural Gas_Oven_E6_Baseline Forecast | Commercial | Grocery | Existing | Food Preparation | Natural Gas | Oven | E6 |  | Baseline Forecast | [30 empty] | 0% | 0% | bar: 2019 to 2048
Commercial_Grocery_Existing_Food Preparation_Natural Gas_Oven_E7_Baseline Forecast | Commercial | Grocery | Existing | Food Preparation | Natural Gas | Oven | E7 |  | Baseline Forecast | [30 empty] | 0% | 0% | bar: 2019 to 2048
Commercial_Grocery_Existing_Food Preparation_Natural Gas_Oven_E8_Baseline Forecast | Commercial | Grocery | Existing | Food Preparation | Natural Gas | Oven | E8 |  | Baseline Forecast | [30 empty] | 0% | 0% | bar: 2019 to 2048
Commercial_Grocery_Existing_Food Preparation_Natural Gas_Oven_E9_Baseline Forecast | Commercial | Grocery | Existing | Food Preparation | Natural Gas | Oven | E9 |  | Baseline Forecast | [30 empty] | 0% | 0% | bar: 2019 to 2048
Commercial_Grocery_Existing_Food Preparation_Natural Gas_Oven_E10_Baseline Forecast | Commercial | Grocery | Existing | Food Preparation | Natural Gas | Oven | E10 |  | Baseline Forecast | [30 empty] | 0% | 0% | bar: 2019 to 2048
Commercial_Grocery_Existing_Food Preparation_Natural Gas_Conveyor Oven_E1_Baseline Forecast | Commercial | Grocery | Existing | Food Preparation | Natural Gas | Conveyor Oven | E1 | Standard | Baseline Forecast | 41% | 41.01% | 41.02% | 41.04% | 40.98% | 41.02% | 41.04% | 41% | 40.91% | 40.93% | 40.94% | 40.96% | 41.26% | 41.28% | 41.28% | 41.3% | 41.3% | 41.3% | 41.35% | 41.33% | 41.32% | 41.29% | 41.27% | 42.98% | 43.04% | 43.09% | 43.15% | 43.2% | 43.25% | 43.3% | 43.37% | 41.02%
Commercial_Grocery_Existing_Food Preparation_Natural Gas_Conveyor Oven_E2_Baseline Forecast | Commercial | Grocery | Existing | Food Preparation | Natural Gas | Conveyor Oven | E2 | Efficient (>44% Baking Efficiency) | Baseline Forecast | 59% | 58.99% | 58.98% | 58.96% | 59.02% | 58.98% | 58.96% | 59% | 59.09% | 59.07% | 59.06% | 59.04% | 58.74% | 58.72% | 58.72% | 58.7% | 58.7% | 58.7% | 58.65% | 58.67% | 58.68% | 58.71% | 58.73% | 57.02% | 56.96% | 56.91% | 56.85% | 56.8% | 56.75% | 56.7% | 56.63% | 58.98%
Commercial_Grocery_Existing_Food Preparation_Natural Gas_Conveyor Oven_E3_Baseline Forecast | Commercial | Grocery | Existing | Food Preparation | Natural Gas | Conveyor Oven | E3 |  | Baseline Forecast | [30 empty] | 0% | 0% | bar: 2019 to 2048
Commercial_Grocery_Existing_Food Preparation_Natural Gas_Conveyor Oven_E4_Baseline Forecast | Commercial | Grocery | Existing | Food Preparation | Natural Gas | Conveyor Oven | E4 |  | Baseline Forecast | [30 empty] | 0% | 0% | bar: 2019 to 2048
Commercial_Grocery_Existing_Food Preparation_Natural Gas_Conveyor Oven_E5_Baseline Forecast | Commercial | Grocery | Existing | Food Preparation | Natural Gas | Conveyor Oven | E5 |  | Baseline Forecast | [30 empty] | 0% | 0% | bar: 2019 to 2048
Commercial_Grocery_Existing_Food Preparation_Natural Gas_Conveyor Oven_E6_Baseline Forecast | Commercial | Grocery | Existing | Food Preparation | Natural Gas | Conveyor Oven | E6 |  | Baseline Forecast | [30 empty] | 0% | 0% | bar: 2019 to 2048
Commercial_Grocery_Existing_Food Preparation_Natural Gas_Conveyor Oven_E7_Baseline Forecast | Commercial | Grocery | Existing | Food Preparation | Natural Gas | Conveyor Oven | E7 |  | Baseline Forecast | [30 empty] | 0% | 0% | bar: 2019 to 2048
Commercial_Grocery_Existing_Food Preparation_Natural Gas_Conveyor Oven_E8_Baseline Forecast | Commercial | Grocery | Existing | Food Preparation | Natural Gas | Conveyor Oven | E8 |  | Baseline Forecast | [30 empty] | 0% | 0% | bar: 2019 to 2048
Commercial_Grocery_Existing_Food Preparation_Natural Gas_Conveyor Oven_E9_Baseline Forecast | Commercial | Grocery | Existing | Food Preparation | Natural Gas | Conveyor Oven | E9 |  | Baseline Forecast | [30 empty] | 0% | 0% | bar: 2019 to 2048
Commercial_Grocery_Existing_Food Preparation_Natural Gas_Conveyor Oven_E10_Baseline Forecast | Commercial | Grocery | Existing | Food Preparation | Natural Gas | Conveyor Oven | E10 |  | Baseline Forecast | [30 empty] | 0% | 0% | bar: 2019 to 2048
Commercial_Grocery_Existing_Food Preparation_Natural Gas_Double Rack Oven_E1_Baseline Forecast | Commercial | Grocery | Existing | Food Preparation | Natural Gas | Double Rack Oven | E1 | Standard | Baseline Forecast | 41% | 40.9% | 40.83% | 40.87% | 40.86% | 41.24% | 41.57% | 41.77% | 41.85% | 41.61% | 41.32% | 41.02% | 41.57% | 41.2% | 41.18% | 41.21% | 41.2% | 41.18% | 41.31% | 41.23% | 41.18% | 41.11% | 41.03% | 45.56% | 45.69% | 45.81% | 45.93% | 46.04% | 46.15% | 46.26% | 46.36% | 41.24%
Commercial_Grocery_Existing_Food Preparation_Natural Gas_Double Rack Oven_E2_Baseline Forecast | Commercial | Grocery | Existing | Food Preparation | Natural Gas | Double Rack Oven | E2 | FTSC Qualified (>50% Cooking Efficiency) | Baseline Forecast | 59% | 59.1% | 59.17% | 59.13% | 59.14% | 58.76% | 58.43% | 58.23% | 58.15% | 58.39% | 58.68% | 58.98% | 58.43% | 58.8% | 58.82% | 58.79% | 58.8% | 58.82% | 58.69% | 58.77% | 58.82% | 58.89% | 58.97% | 54.44% | 54.31% | 54.19% | 54.07% | 53.96% | 53.85% | 53.74% | 53.64% | 58.76%
Commercial_Grocery_Existing_Food Preparation_Natural Gas_Double Rack Oven_E3_Baseline Forecast | Commercial | Grocery | Existing | Food Preparation | Natural Gas | Double Rack Oven | E3 |  | Baseline Forecast | [30 empty] | 0% | 0% | bar: 2019 to 2048
Commercial_Grocery_Existing_Food Preparation_Natural Gas_Double Rack Oven_E4_Baseline Forecast | Commercial | Grocery | Existing | Food Preparation | Natural Gas | Double Rack Oven | E4 |  | Baseline Forecast | [30 empty] | 0% | 0% | bar: 2019 to 2048
Commercial_Grocery_Existing_Food Preparation_Natural Gas_Double Rack Oven_E5_Baseline Forecast | Commercial | Grocery | Existing | Food Preparation | Natural Gas | Double Rack Oven | E5 |  | Baseline Forecast | [30 empty] | 0% | 0% | bar: 2019 to 2048
Commercial_Grocery_Existing_Food Preparation_Natural Gas_Double Rack Oven_E6_Baseline Forecast | Commercial | Grocery | Existing | Food Preparation | Natural Gas | Double Rack Oven | E6 |  | Baseline Forecast | [30 empty] | 0% | 0% | bar: 2019 to 2048
Commercial_Grocery_Existing_Food Preparation_Natural Gas_Double Rack Oven_E7_Baseline Forecast | Commercial | Grocery | Existing | Food Preparation | Natural Gas | Double Rack Oven | E7 |  | Baseline Forecast | [30 empty] | 0% | 0% | bar: 2019 to 2048
Commercial_Grocery_Existing_Food Preparation_Natural Gas_Double Rack Oven_E8_Baseline Forecast | Commercial | Grocery | Existing | Food Preparation | Natural Gas | Double Rack Oven | E8 |  | Baseline Forecast | [30 empty] | 0% | 0% | bar: 2019 to 2048
Commercial_Grocery_Existing_Food Preparation_Natural Gas_Double Rack Oven_E9_Baseline Forecast | Commercial | Grocery | Existing | Food Preparation | Natural Gas | Double Rack Oven | E9 |  | Baseline Forecast | [30 empty] | 0% | 0% | bar: 2019 to 2048
Commercial_Grocery_Existing_Food Preparation_Natural Gas_Double Rack Oven_E10_Baseline Forecast | Commercial | Grocery | Existing | Food Preparation | Natural Gas | Double Rack Oven | E10 |  | Baseline Forecast | [30 empty] | 0% | 0% | bar: 2019 to 2048
Commercial_Grocery_Existing_Food Preparation_Natural Gas_Fryer_E1_Baseline Forecast | Commercial | Grocery | Existing | Food Preparation | Natural Gas | Fryer | E1 | Standard | Baseline Forecast | 74% | 73.93% | 73.88% | 0% | 0% | 0% | 0% | 0% | 0% | 0% | 0% | 0% | 0% | 0% | 0% | 0% | 0% | 0% | 0% | 0% | 0% | 0% | 0% | 0% | 0% | 0% | 0% | 0% | 0% | 0% | 0% | 0%
Commercial_Grocery_Existing_Food Preparation_Natural Gas_Fryer_E2_Baseline Forecast | Commercial | Grocery | Existing | Food Preparation | Natural Gas | Fryer | E2 | ENERGY STAR (3.0) | Baseline Forecast | 26% | 26.07% | 26.12% | 100% | 100% | 100% | 100% | 100% | 100% | 100% | 100% | 100% | 100% | 100% | 100% | 100% | 100% | 100% | 100% | 100% | 100% | 100% | 100% | 100% | 100% | 100% | 100% | 100% | 100% | 100% | 100% | 100%
Commercial_Grocery_Existing_Food Preparation_Natural Gas_Fryer_E3_Baseline Forecast | Commercial | Grocery | Existing | Food Preparation | Natural Gas | Fryer | E3 |  | Baseline Forecast | [30 empty] | 0% | 0% | bar: 2019 to 2048
Commercial_Grocery_Existing_Food Preparation_Natural Gas_Fryer_E4_Baseline Forecast | Commercial | Grocery | Existing | Food Preparation | Natural Gas | Fryer | E4 |  | Baseline Forecast | [30 empty] | 0% | 0% | bar: 2019 to 2048
Commercial_Grocery_Existing_Food Preparation_Natural Gas_Fryer_E5_Baseline Forecast | Commercial | Grocery | Existing | Food Preparation | Natural Gas | Fryer | E5 |  | Baseline Forecast | [30 empty] | 0% | 0% | bar: 2019 to 2048
Commercial_Grocery_Existing_Food Preparation_Natural Gas_Fryer_E6_Baseline Forecast | Commercial | Grocery | Existing | Food Preparation | Natural Gas | Fryer | E6 |  | Baseline Forecast | [30 empty] | 0% | 0% | bar: 2019 to 2048
Commercial_Grocery_Existing_Food Preparation_Natural Gas_Fryer_E7_Baseline Forecast | Commercial | Grocery | Existing | Food Preparation | Natural Gas | Fryer | E7 |  | Baseline Forecast | [30 empty] | 0% | 0% | bar: 2019 to 2048
Commercial_Grocery_Existing_Food Preparation_Natural Gas_Fryer_E8_Baseline Forecast | Commercial | Grocery | Existing | Food Preparation | Natural Gas | Fryer | E8 |  | Baseline Forecast | [30 empty] | 0% | 0% | bar: 2019 to 2048
Commercial_Grocery_Existing_Food Preparation_Natural Gas_Fryer_E9_Baseline Forecast | Commercial | Grocery | Existing | Food Preparation | Natural Gas | Fryer | E9 |  | Baseline Forecast | [30 empty] | 0% | 0% | bar: 2019 to 2048
Commercial_Grocery_Existing_Food Preparation_Natural Gas_Fryer_E10_Baseline Forecast | Commercial | Grocery | Existing | Food Preparation | Natural Gas | Fryer | E10 |  | Baseline Forecast | [30 empty] | 0% | 0% | bar: 2019 to 2048
Commercial_Grocery_Existing_Food Preparation_Natural Gas_Broiler_E1_Baseline Forecast | Commercial | Grocery | Existing | Food Preparation | Natural Gas | Broiler | E1 | Standard | Baseline Forecast | 74% | 73.94% | 73.89% | 73.92% | 73.91% | 74.15% | 74.36% | 74.48% | 74.53% | 74.38% | 74.2% | 74.02% | 74.36% | 74.13% | 74.11% | 74.13% | 74.13% | 74.12% | 74.19% | 74.15% | 74.12% | 74.07% | 74.02% | 76.66% | 76.73% | 76.79% | 76.85% | 76.91% | 76.97% | 77.03% | 77.08% | 74.15%
Commercial_Grocery_Existing_Food Preparation_Natural Gas_Broiler_E2_Baseline Forecast | Commercial | Grocery | Existing | Food Preparation | Natural Gas | Broiler | E2 | Infrared Burners | Baseline Forecast | 26% | 26.06% | 26.11% | 26.08% | 26.09% | 25.85% | 25.64% | 25.52% | 25.47% | 25.62% | 25.8% | 25.98% | 25.64% | 25.87% | 25.89% | 25.87% | 25.87% | 25.88% | 25.81% | 25.85% | 25.88% | 25.93% | 25.98% | 23.34% | 23.27% | 23.21% | 23.15% | 23.09% | 23.03% | 22.97% | 22.92% | 25.85%
Commercial_Grocery_Existing_Food Preparation_Natural Gas_Broiler_E3_Baseline Forecast | Commercial | Grocery | Existing | Food Preparation | Natural Gas | Broiler | E3 |  | Baseline Forecast | [30 empty] | 0% | 0% | bar: 2019 to 2048
Commercial_Grocery_Existing_Food Preparation_Natural Gas_Broiler_E4_Baseline Forecast | Commercial | Grocery | Existing | Food Preparation | Natural Gas | Broiler | E4 |  | Baseline Forecast | [30 empty] | 0% | 0% | bar: 2019 to 2048
Commercial_Grocery_Existing_Food Preparation_Natural Gas_Broiler_E5_Baseline Forecast | Commercial | Grocery | Existing | Food Preparation | Natural Gas | Broiler | E5 |  | Baseline Forecast | [30 empty] | 0% | 0% | bar: 2019 to 2048
Commercial_Grocery_Existing_Food Preparation_Natural Gas_Broiler_E6_Baseline Forecast | Commercial | Grocery | Existing | Food Preparation | Natural Gas | Broiler | E6 |  | Baseline Forecast | [30 empty] | 0% | 0% | bar: 2019 to 2048
Commercial_Grocery_Existing_Food Preparation_Natural Gas_Broiler_E7_Baseline Forecast | Commercial | Grocery | Existing | Food Preparation | Natural Gas | Broiler | E7 |  | Baseline Forecast | [30 empty] | 0% | 0% | bar: 2019 to 2048
Commercial_Grocery_Existing_Food Preparation_Natural Gas_Broiler_E8_Baseline Forecast | Commercial | Grocery | Existing | Food Preparation | Natural Gas | Broiler | E8 |  | Baseline Forecast | [30 empty] | 0% | 0% | bar: 2019 to 2048
Commercial_Grocery_Existing_Food Preparation_Natural Gas_Broiler_E9_Baseline Forecast | Commercial | Grocery | Existing | Food Preparation | Natural Gas | Broiler | E9 |  | Baseline Forecast | [30 empty] | 0% | 0% | bar: 2019 to 2048
Commercial_Grocery_Existing_Food Preparation_Natural Gas_Broiler_E10_Baseline Forecast | Commercial | Grocery | Existing | Food Preparation | Natural Gas | Broiler | E10 |  | Baseline Forecast | [30 empty] | 0% | 0% | bar: 2019 to 2048
Commercial_Grocery_Existing_Food Preparation_Natural Gas_Griddle_E1_Baseline Forecast | Commercial | Grocery | Existing | Food Preparation | Natural Gas | Griddle | E1 | Standard | Baseline Forecast | 71% | 70.98% | 70.97% | 70.98% | 70.98% | 71.04% | 71.09% | 71.13% | 71.14% | 71.1% | 71.05% | 71% | 71.09% | 71.03% | 71.03% | 71.03% | 71.03% | 71.03% | 71.05% | 71.04% | 71.03% | 71.02% | 71% | 71.77% | 71.79% | 71.81% | 71.83% | 71.85% | 71.87% | 71.89% | 71.91% | 71.04%
Commercial_Grocery_Existing_Food Preparation_Natural Gas_Griddle_E2_Baseline Forecast | Commercial | Grocery | Existing | Food Preparation | Natural Gas | Griddle | E2 | ENERGY STAR | Baseline Forecast | 29% | 29.02% | 29.03% | 29.02% | 29.02% | 28.96% | 28.91% | 28.87% | 28.86% | 28.9% | 28.95% | 29% | 28.91% | 28.97% | 28.97% | 28.97% | 28.97% | 28.97% | 28.95% | 28.96% | 28.97% | 28.98% | 29% | 28.23% | 28.21% | 28.19% | 28.17% | 28.15% | 28.13% | 28.11% | 28.09% | 28.96%
Commercial_Grocery_Existing_Food Preparation_Natural Gas_Griddle_E3_Baseline Forecast | Commercial | Grocery | Existing | Food Preparation | Natural Gas | Griddle | E3 |  | Baseline Forecast | [30 empty] | 0% | 0% | bar: 2019 to 2048
Commercial_Grocery_Existing_Food Preparation_Natural Gas_Griddle_E4_Baseline Forecast | Commercial | Grocery | Existing | Food Preparation | Natural Gas | Griddle | E4 |  | Baseline Forecast | [30 empty] | 0% | 0% | bar: 2019 to 2048
Commercial_Grocery_Existing_Food Preparation_Natural Gas_Griddle_E5_Baseline Forecast | Commercial | Grocery | Existing | Food Preparation | Natural Gas | Griddle | E5 |  | Baseline Forecast | [30 empty] | 0% | 0% | bar: 2019 to 2048
Commercial_Grocery_Existing_Food Preparation_Natural Gas_Griddle_E6_Baseline Forecast | Commercial | Grocery | Existing | Food Preparation | Natural Gas | Griddle | E6 |  | Baseline Forecast | [30 empty] | 0% | 0% | bar: 2019 to 2048
Commercial_Grocery_Existing_Food Preparation_Natural Gas_Griddle_E7_Baseline Forecast | Commercial | Grocery | Existing | Food Preparation | Natural Gas | Griddle | E7 |  | Baseline Forecast | [30 empty] | 0% | 0% | bar: 2019 to 2048
Commercial_Grocery_Existing_Food Preparation_Natural Gas_Griddle_E8_Baseline Forecast | Commercial | Grocery | Existing | Food Preparation | Natural Gas | Griddle | E8 |  | Baseline Forecast | [30 empty] | 0% | 0% | bar: 2019 to 2048
Commercial_Grocery_Existing_Food Preparation_Natural Gas_Griddle_E9_Baseline Forecast | Commercial | Grocery | Existing | Food Preparation | Natural Gas | Griddle | E9 |  | Baseline Forecast | [30 empty] | 0% | 0% | bar: 2019 to 2048
Commercial_Grocery_Existing_Food Preparation_Natural Gas_Griddle_E10_Baseline Forecast | Commercial | Grocery | Existing | Food Preparation | Natural Gas | Griddle | E10 |  | Baseline Forecast | [30 empty] | 0% | 0% | bar: 2019 to 2048
Commercial_Grocery_Existing_Food Preparation_Natural Gas_Range_E1_Baseline Forecast | Commercial | Grocery | Existing | Food Preparation | Natural Gas | Range | E1 | Standard | Baseline Forecast | 41% | 40.96% | 40.93% | 40.9% | 40.86% | 40.99% | 41.1% | 41.16% | 41.18% | 41.22% | 41.24% | 41.14% | 41.36% | 41.23% | 41.07% | 40.92% | 40.92% | 40.91% | 40.95% | 40.92% | 40.9% | 40.87% | 40.84% | 42.33% | 42.37% | 42.4% | 42.44% | 42.47% | 42.5% | 42.53% | 42.56% | 40.99%
Commercial_Grocery_Existing_Food Preparation_Natural Gas_Range_E2_Baseline Forecast | Commercial | Grocery | Existing | Food Preparation | Natural Gas | Range | E2 | High Efficiency | Baseline Forecast | 59% | 59.04% | 59.07% | 59.1% | 59.14% | 59.01% | 58.9% | 58.84% | 58.82% | 58.78% | 58.76% | 58.86% | 58.64% | 58.77% | 58.93% | 59.08% | 59.08% | 59.09% | 59.05% | 59.08% | 59.1% | 59.13% | 59.16% | 57.67% | 57.63% | 57.6% | 57.56% | 57.53% | 57.5% | 57.47% | 57.44% | 59.01%
Commercial_Grocery_Existing_Food Preparation_Natural Gas_Range_E3_Baseline Forecast | Commercial | Grocery | Existing | Food Preparation | Natural Gas | Range | E3 |  | Baseline Forecast | [30 empty] | 0% | 0% | bar: 2019 to 2048
Commercial_Grocery_Existing_Food Preparation_Natural Gas_Range_E4_Baseline Forecast | Commercial | Grocery | Existing | Food Preparation | Natural Gas | Range | E4 |  | Baseline Forecast | [30 empty] | 0% | 0% | bar: 2019 to 2048
Commercial_Grocery_Existing_Food Preparation_Natural Gas_Range_E5_Baseline Forecast | Commercial | Grocery | Existing | Food Preparation | Natural Gas | Range | E5 |  | Baseline Forecast | [30 empty] | 0% | 0% | bar: 2019 to 2048
Commercial_Grocery_Existing_Food Preparation_Natural Gas_Range_E6_Baseline Forecast | Commercial | Grocery | Existing | Food Preparation | Natural Gas | Range | E6 |  | Baseline Forecast | [30 empty] | 0% | 0% | bar: 2019 to 2048
Commercial_Grocery_Existing_Food Preparation_Natural Gas_Range_E7_Baseline Forecast | Commercial | Grocery | Existing | Food Preparation | Natural Gas | Range | E7 |  | Baseline Forecast | [30 empty] | 0% | 0% | bar: 2019 to 2048
Commercial_Grocery_Existing_Food Preparation_Natural Gas_Range_E8_Baseline Forecast | Commercial | Grocery | Existing | Food Preparation | Natural Gas | Range | E8 |  | Baseline Forecast | [30 empty] | 0% | 0% | bar: 2019 to 2048
Commercial_Grocery_Existing_Food Preparation_Natural Gas_Range_E9_Baseline Forecast | Commercial | Grocery | Existing | Food Preparation | Natural Gas | Range | E9 |  | Baseline Forecast | [30 empty] | 0% | 0% | bar: 2019 to 2048
Commercial_Grocery_Existing_Food Preparation_Natural Gas_Range_E10_Baseline Forecast | Commercial | Grocery | Existing | Food Preparation | Natural Gas | Range | E10 |  | Baseline Forecast | [30 empty] | 0% | 0% | bar: 2019 to 2048
Commercial_Grocery_Existing_Food Preparation_Natural Gas_Steamer_E1_Baseline Forecast | Commercial | Grocery | Existing | Food Preparation | Natural Gas | Steamer | E1 | Standard | Baseline Forecast | 50% | 49.88% | 49.81% | 0% | 0% | 0% | 0% | 0% | 0% | 0% | 0% | 0% | 0% | 0% | 0% | 0% | 0% | 0% | 0% | 0% | 0% | 0% | 0% | 0% | 0% | 0% | 0% | 0% | 0% | 0% | 0% | 0%
Commercial_Grocery_Existing_Food Preparation_Natural Gas_Steamer_E2_Baseline Forecast | Commercial | Grocery | Existing | Food Preparation | Natural Gas | Steamer | E2 | ENERGY STAR | Baseline Forecast | 50% | 50.12% | 50.19% | 100% | 100% | 100% | 100% | 100% | 100% | 100% | 100% | 100% | 100% | 100% | 100% | 100% | 100% | 100% | 100% | 100% | 100% | 100% | 100% | 100% | 100% | 100% | 100% | 100% | 100% | 100% | 100% | 100%
Commercial_Grocery_Existing_Food Preparation_Natural Gas_Steamer_E3_Baseline Forecast | Commercial | Grocery | Existing | Food Preparation | Natural Gas | Steamer | E3 |  | Baseline Forecast | [30 empty] | 0% | 0% | bar: 2019 to 2048
Commercial_Grocery_Existing_Food Preparation_Natural Gas_Steamer_E4_Baseline Forecast | Commercial | Grocery | Existing | Food Preparation | Natural Gas | Steamer | E4 |  | Baseline Forecast | [30 empty] | 0% | 0% | bar: 2019 to 2048
Commercial_Grocery_Existing_Food Preparation_Natural Gas_Steamer_E5_Baseline Forecast | Commercial | Grocery | Existing | Food Preparation | Natural Gas | Steamer | E5 |  | Baseline Forecast | [30 empty] | 0% | 0% | bar: 2019 to 2048
Commercial_Grocery_Existing_Food Preparation_Natural Gas_Steamer_E6_Baseline Forecast | Commercial | Grocery | Existing | Food Preparation | Natural Gas | Steamer | E6 |  | Baseline Forecast | [30 empty] | 0% | 0% | bar: 2019 to 2048
Commercial_Grocery_Existing_Food Preparation_Natural Gas_Steamer_E7_Baseline Forecast | Commercial | Grocery | Existing | Food Preparation | Natural Gas | Steamer | E7 |  | Baseline Forecast | [30 empty] | 0% | 0% | bar: 2019 to 2048
Commercial_Grocery_Existing_Food Preparation_Natural Gas_Steamer_E8_Baseline Forecast | Commercial | Grocery | Existing | Food Preparation | Natural Gas | Steamer | E8 |  | Baseline Forecast | [30 empty] | 0% | 0% | bar: 2019 to 2048
Commercial_Grocery_Existing_Food Preparation_Natural Gas_Steamer_E9_Baseline Forecast | Commercial | Grocery | Existing | Food Preparation | Natural Gas | Steamer | E9 |  | Baseline Forecast | [30 empty] | 0% | 0% | bar: 2019 to 2048
Commercial_Grocery_Existing_Food Preparation_Natural Gas_Steamer_E10_Baseline Forecast | Commercial | Grocery | Existing | Food Preparation | Natural Gas | Steamer | E10 |  | Baseline Forecast | [30 empty] | 0% | 0% | bar: 2019 to 2048
Commercial_Grocery_Existing_Food Preparation_Natural Gas_Food Prep Other_E1_Baseline Forecast | Commercial | Grocery | Existing | Food Preparation | Natural Gas | Food Prep Other | E1 | Standard | Baseline Forecast | 74% | 74% | 74% | 74% | 74% | 74% | 74% | 74% | 74% | 74% | 74% | 74% | 74% | 74% | 74% | 74% | 74% | 74% | 74% | 74% | 74% | 74% | 74% | 74% | 74% | 74% | 74% | 74% | 74% | 74% | 74% | 74%
Commercial_Grocery_Existing_Food Preparation_Natural Gas_Food Prep Other_E2_Baseline Forecast | Commercial | Grocery | Existing | Food Preparation | Natural Gas | Food Prep Other | E2 | ENERGY STAR | Baseline Forecast | 26% | 26% | 26% | 26% | 26% | 26% | 26% | 26% | 26% | 26% | 26% | 26% | 26% | 26% | 26% | 26% | 26% | 26% | 26% | 26% | 26% | 26% | 26% | 26% | 26% | 26% | 26% | 26% | 26% | 26% | 26% | 26%
Commercial_Grocery_Existing_Food Preparation_Natural Gas_Food Prep Other_E3_Baseline Forecast | Commercial | Grocery | Existing | Food Preparation | Natural Gas | Food Prep Other | E3 |  | Baseline Forecast | [30 empty] | 0% | 0% | bar: 2019 to 2048
Commercial_Grocery_Existing_Food Preparation_Natural Gas_Food Prep Other_E4_Baseline Forecast | Commercial | Grocery | Existing | Food Preparation | Natural Gas | Food Prep Other | E4 |  | Baseline Forecast | [30 empty] | 0% | 0% | bar: 2019 to 2048
Commercial_Grocery_Existing_Food Preparation_Natural Gas_Food Prep Other_E5_Baseline Forecast | Commercial | Grocery | Existing | Food Preparation | Natural Gas | Food Prep Other | E5 |  | Baseline Forecast | [30 empty] | 0% | 0% | bar: 2019 to 2048
Commercial_Grocery_Existing_Food Preparation_Natural Gas_Food Prep Other_E6_Baseline Forecast | Commercial | Grocery | Existing | Food Preparation | Natural Gas | Food Prep Other | E6 |  | Baseline Forecast | [30 empty] | 0% | 0% | bar: 2019 to 2048
Commercial_Grocery_Existing_Food Preparation_Natural Gas_Food Prep Other_E7_Baseline Forecast | Commercial | Grocery | Existing | Food Preparation | Natural Gas | Food Prep Other | E7 |  | Baseline Forecast | [30 empty] | 0% | 0% | bar: 2019 to 2048
Commercial_Grocery_Existing_Food Preparation_Natural Gas_Food Prep Other_E8_Baseline Forecast | Commercial | Grocery | Existing | Food Preparation | Natural Gas | Food Prep Other | E8 |  | Baseline Forecast | [30 empty] | 0% | 0% | bar: 2019 to 2048
Commercial_Grocery_Existing_Food Preparation_Natural Gas_Food Prep Other_E9_Baseline Forecast | Commercial | Grocery | Existing | Food Preparation | Natural Gas | Food Prep Other | E9 |  | Baseline Forecast | [30 empty] | 0% | 0% | bar: 2019 to 2048
Commercial_Grocery_Existing_Food Preparation_Natural Gas_Food Prep Other_E10_Baseline Forecast | Commercial | Grocery | Existing | Food Preparation | Natural Gas | Food Prep Other | E10 |  | Baseline Forecast | [30 empty] | 0% | 0% | bar: 2019 to 2048
Commercial_Grocery_Existing_Miscellaneous_Natural Gas_Pool Heater_E1_Baseline Forecast | Commercial | Grocery | Existing | Miscellaneous | Natural Gas | Pool Heater | E1 | Standard (EF .78) | Baseline Forecast | 90% | 89.96% | 89.95% | 89.94% | 89.91% | 89.97% | 90.01% | 90.01% | 89.98% | 90% | 90.01% | 90.02% | 90.33% | 90.36% | 90.37% | 90.23% | 90.09% | 89.95% | 89.85% | 89.72% | 89.7% | 89.68% | 89.66% | 90.72% | 90.75% | 90.77% | 90.79% | 90.81% | 90.84% | 90.86% | 90.88% | 89.97%
Commercial_Grocery_Existing_Miscellaneous_Natural Gas_Pool Heater_E2_Baseline Forecast | Commercial | Grocery | Existing | Miscellaneous | Natural Gas | Pool Heater | E2 | Condensing (EF .90) | Baseline Forecast | 10% | 10.04% | 10.05% | 10.06% | 10.09% | 10.03% | 9.988% | 9.987% | 10.02% | 10% | 9.995% | 9.983% | 9.666% | 9.638% | 9.63% | 9.768% | 9.915% | 10.05% | 10.15% | 10.28% | 10.3% | 10.32% | 10.34% | 9.279% | 9.253% | 9.229% | 9.207% | 9.185% | 9.164% | 9.144% | 9.124% | 10.03%
Commercial_Grocery_Existing_Miscellaneous_Natural Gas_Pool Heater_E3_Baseline Forecast | Commercial | Grocery | Existing | Miscellaneous | Natural Gas | Pool Heater | E3 |  | Baseline Forecast | [30 empty] | 0% | 0% | bar: 2019 to 2048
Commercial_Grocery_Existing_Miscellaneous_Natural Gas_Pool Heater_E4_Baseline Forecast | Commercial | Grocery | Existing | Miscellaneous | Natural Gas | Pool Heater | E4 |  | Baseline Forecast | [30 empty] | 0% | 0% | bar: 2019 to 2048
Commercial_Grocery_Existing_Miscellaneous_Natural Gas_Pool Heater_E5_Baseline Forecast | Commercial | Grocery | Existing | Miscellaneous | Natural Gas | Pool Heater | E5 |  | Baseline Forecast | [30 empty] | 0% | 0% | bar: 2019 to 2048
Commercial_Grocery_Existing_Miscellaneous_Natural Gas_Pool Heater_E6_Baseline Forecast | Commercial | Grocery | Existing | Miscellaneous | Natural Gas | Pool Heater | E6 |  | Baseline Forecast | [30 empty] | 0% | 0% | bar: 2019 to 2048
Commercial_Grocery_Existing_Miscellaneous_Natural Gas_Pool Heater_E7_Baseline Forecast | Commercial | Grocery | Existing | Miscellaneous | Natural Gas | Pool Heater | E7 |  | Baseline Forecast | [30 empty] | 0% | 0% | bar: 2019 to 2048
Commercial_Grocery_Existing_Miscellaneous_Natural Gas_Pool Heater_E8_Baseline Forecast | Commercial | Grocery | Existing | Miscellaneous | Natural Gas | Pool Heater | E8 |  | Baseline Forecast | [30 empty] | 0% | 0% | bar: 2019 to 2048
Commercial_Grocery_Existing_Miscellaneous_Natural Gas_Pool Heater_E9_Baseline Forecast | Commercial | Grocery | Existing | Miscellaneous | Natural Gas | Pool Heater | E9 |  | Baseline Forecast | [30 empty] | 0% | 0% | bar: 2019 to 2048
Commercial_Grocery_Existing_Miscellaneous_Natural Gas_Pool Heater_E10_Baseline Forecast | Commercial | Grocery | Existing | Miscellaneous | Natural Gas | Pool Heater | E10 |  | Baseline Forecast | [30 empty] | 0% | 0% | bar: 2019 to 2048
Commercial_Grocery_Existing_Miscellaneous_Natural Gas_Miscellaneous_E1_Baseline Forecast | Commercial | Grocery | Existing | Miscellaneous | Natural Gas | Miscellaneous | E1 | Miscellaneous | Baseline Forecast | 100% | 100% | 100% | 100% | 100% | 100% | 100% | 100% | 100% | 100% | 100% | 100% | 100% | 100% | 100% | 100% | 100% | 100% | 100% | 100% | 100% | 100% | 100% | 100% | 100% | 100% | 100% | 100% | 100% | 100% | 100% | 100%
Commercial_Grocery_Existing_Miscellaneous_Natural Gas_Miscellaneous_E2_Baseline Forecast | Commercial | Grocery | Existing | Miscellaneous | Natural Gas | Miscellaneous | E2 |  | Baseline Forecast | [30 empty] | 0% | 0% | bar: 2019 to 2048
Commercial_Grocery_Existing_Miscellaneous_Natural Gas_Miscellaneous_E3_Baseline Forecast | Commercial | Grocery | Existing | Miscellaneous | Natural Gas | Miscellaneous | E3 |  | Baseline Forecast | [30 empty] | 0% | 0% | bar: 2019 to 2048
Commercial_Grocery_Existing_Miscellaneous_Natural Gas_Miscellaneous_E4_Baseline Forecast | Commercial | Grocery | Existing | Miscellaneous | Natural Gas | Miscellaneous | E4 |  | Baseline Forecast | [30 empty] | 0% | 0% | bar: 2019 to 2048
Commercial_Grocery_Existing_Miscellaneous_Natural Gas_Miscellaneous_E5_Baseline Forecast | Commercial | Grocery | Existing | Miscellaneous | Natural Gas | Miscellaneous | E5 |  | Baseline Forecast | [30 empty] | 0% | 0% | bar: 2019 to 2048
Commercial_Grocery_Existing_Miscellaneous_Natural Gas_Miscellaneous_E6_Baseline Forecast | Commercial | Grocery | Existing | Miscellaneous | Natural Gas | Miscellaneous | E6 |  | Baseline Forecast | [30 empty] | 0% | 0% | bar: 2019 to 2048
Commercial_Grocery_Existing_Miscellaneous_Natural Gas_Miscellaneous_E7_Baseline Forecast | Commercial | Grocery | Existing | Miscellaneous | Natural Gas | Miscellaneous | E7 |  | Baseline Forecast | [30 empty] | 0% | 0% | bar: 2019 to 2048
Commercial_Grocery_Existing_Miscellaneous_Natural Gas_Miscellaneous_E8_Baseline Forecast | Commercial | Grocery | Existing | Miscellaneous | Natural Gas | Miscellaneous | E8 |  | Baseline Forecast | [30 empty] | 0% | 0% | bar: 2019 to 2048
Commercial_Grocery_Existing_Miscellaneous_Natural Gas_Miscellaneous_E9_Baseline Forecast | Commercial | Grocery | Existing | Miscellaneous | Natural Gas | Miscellaneous | E9 |  | Baseline Forecast | [30 empty] | 0% | 0% | bar: 2019 to 2048
Commercial_Grocery_Existing_Miscellaneous_Natural Gas_Miscellaneous_E10_Baseline Forecast | Commercial | Grocery | Existing | Miscellaneous | Natural Gas | Miscellaneous | E10 |  | Baseline Forecast | [30 empty] | 0% | 0% | bar: 2019 to 2048
Commercial_Grocery_New_Space Heating_Natural Gas_Furnace_E1_Baseline Forecast | Commercial | Grocery | New | Space Heating | Natural Gas | Furnace | E1 | AFUE 80% (Standard) | Baseline Forecast | 100% | 100% | 100% | 100% | 100% | 0% | 0% | 0% | 0% | 0% | 0% | 0% | 0% | 0% | 0% | 0% | 0% | 0% | 0% | 0% | 0% | 0% | 0% | 0% | 0% | 0% | 0% | 0% | 0% | 0% | 0% | 0%
Commercial_Grocery_New_Space Heating_Natural Gas_Furnace_E2_Baseline Forecast | Commercial | Grocery | New | Space Heating | Natural Gas | Furnace | E2 | AFUE 81% (2023 Fed Standard) | Baseline Forecast | [30 empty] | 0% | 0% | bar: 2019 to 2048
Commercial_Grocery_New_Space Heating_Natural Gas_Furnace_E3_Baseline Forecast | Commercial | Grocery | New | Space Heating | Natural Gas | Furnace | E3 | AFUE 91% (WA State Min 2023) | Baseline Forecast | 0% | 0% | 0% | 0% | 0% | 100% | 100% | 61.89% | 61.92% | 61.98% | 62% | 62.05% | 62.69% | 62.74% | 62.74% | 62.79% | 62.8% | 62.81% | 62.91% | 62.88% | 62.86% | 62.84% | 62.8% | 65.45% | 65.55% | 65.65% | 65.76% | 65.88% | 66% | 66.13% | 66.27% | 100%
Commercial_Grocery_New_Space Heating_Natural Gas_Furnace_E4_Baseline Forecast | Commercial | Grocery | New | Space Heating | Natural Gas | Furnace | E4 | AFUE 96% | Baseline Forecast | [30 empty] | 0% | 0% | bar: 2019 to 2048
Commercial_Grocery_New_Space Heating_Natural Gas_Furnace_E5_Baseline Forecast | Commercial | Grocery | New | Space Heating | Natural Gas | Furnace | E5 | Convert to Gas-Fired ASHP | Baseline Forecast | 0% | 0% | 0% | 0% | 0% | 0% | 0% | 38.11% | 38.08% | 38.02% | 38% | 37.95% | 37.31% | 37.26% | 37.26% | 37.21% | 37.2% | 37.19% | 37.09% | 37.12% | 37.14% | 37.16% | 37.2% | 34.55% | 34.45% | 34.35% | 34.24% | 34.12% | 34% | 33.87% | 33.73% | 0%
Commercial_Grocery_New_Space Heating_Natural Gas_Furnace_E6_Baseline Forecast | Commercial | Grocery | New | Space Heating | Natural Gas | Furnace | E6 |  | Baseline Forecast | [30 empty] | 0% | 0% | bar: 2019 to 2048
Commercial_Grocery_New_Space Heating_Natural Gas_Furnace_E7_Baseline Forecast | Commercial | Grocery | New | Space Heating | Natural Gas | Furnace | E7 |  | Baseline Forecast | [30 empty] | 0% | 0% | bar: 2019 to 2048
Commercial_Grocery_New_Space Heating_Natural Gas_Furnace_E8_Baseline Forecast | Commercial | Grocery | New | Space Heating | Natural Gas | Furnace | E8 |  | Baseline Forecast | [30 empty] | 0% | 0% | bar: 2019 to 2048
Commercial_Grocery_New_Space Heating_Natural Gas_Furnace_E9_Baseline Forecast | Commercial | Grocery | New | Space Heating | Natural Gas | Furnace | E9 |  | Baseline Forecast | [30 empty] | 0% | 0% | bar: 2019 to 2048
Commercial_Grocery_New_Space Heating_Natural Gas_Furnace_E10_Baseline Forecast | Commercial | Grocery | New | Space Heating | Natural Gas | Furnace | E10 |  | Baseline Forecast | [30 empty] | 0% | 0% | bar: 2019 to 2048
Commercial_Grocery_New_Space Heating_Natural Gas_Boiler_E1_Baseline Forecast | Commercial | Grocery | New | Space Heating | Natural Gas | Boiler | E1 | TE 80% | Baseline Forecast | 44% | 43.99% | 43.99% | 43.98% | 43.97% | 0% | 0% | 0% | 0% | 0% | 0% | 0% | 0% | 0% | 0% | 0% | 0% | 0% | 0% | 0% | 0% | 0% | 0% | 0% | 0% | 0% | 0% | 0% | 0% | 0% | 0% | 0%
Commercial_Grocery_New_Space Heating_Natural Gas_Boiler_E2_Baseline Forecast | Commercial | Grocery | New | Space Heating | Natural Gas | Boiler | E2 | TE 84% (2023 Standard) | Baseline Forecast | [30 empty] | 0% | 0% | bar: 2019 to 2048
Commercial_Grocery_New_Space Heating_Natural Gas_Boiler_E3_Baseline Forecast | Commercial | Grocery | New | Space Heating | Natural Gas | Boiler | E3 | TE 94% (ENERGY STAR 1.0) | Baseline Forecast | 56% | 56.01% | 56.01% | 56.02% | 56.03% | 100% | 100% | 100% | 100% | 100% | 100% | 100% | 100% | 100% | 100% | 100% | 100% | 100% | 100% | 100% | 100% | 100% | 100% | 100% | 100% | 100% | 100% | 100% | 100% | 100% | 100% | 100%
Commercial_Grocery_New_Space Heating_Natural Gas_Boiler_E4_Baseline Forecast | Commercial | Grocery | New | Space Heating | Natural Gas | Boiler | E4 | TE 98% | Baseline Forecast | [30 empty] | 0% | 0% | bar: 2019 to 2048
Commercial_Grocery_New_Space Heating_Natural Gas_Boiler_E5_Baseline Forecast | Commercial | Grocery | New | Space Heating | Natural Gas | Boiler | E5 | Convert to Gas-Fired ASHP | Baseline Forecast | [30 empty] | 0% | 0% | bar: 2019 to 2048
Commercial_Grocery_New_Space Heating_Natural Gas_Boiler_E6_Baseline Forecast | Commercial | Grocery | New | Space Heating | Natural Gas | Boiler | E6 |  | Baseline Forecast | [30 empty] | 0% | 0% | bar: 2019 to 2048
Commercial_Grocery_New_Space Heating_Natural Gas_Boiler_E7_Baseline Forecast | Commercial | Grocery | New | Space Heating | Natural Gas | Boiler | E7 |  | Baseline Forecast | [30 empty] | 0% | 0% | bar: 2019 to 2048
Commercial_Grocery_New_Space Heating_Natural Gas_Boiler_E8_Baseline Forecast | Commercial | Grocery | New | Space Heating | Natural Gas | Boiler | E8 |  | Baseline Forecast | [30 empty] | 0% | 0% | bar: 2019 to 2048
Commercial_Grocery_New_Space Heating_Natural Gas_Boiler_E9_Baseline Forecast | Commercial | Grocery | New | Space Heating | Natural Gas | Boiler | E9 |  | Baseline Forecast | [30 empty] | 0% | 0% | bar: 2019 to 2048
Commercial_Grocery_New_Space Heating_Natural Gas_Boiler_E10_Baseline Forecast | Commercial | Grocery | New | Space Heating | Natural Gas | Boiler | E10 |  | Baseline Forecast | [30 empty] | 0% | 0% | bar: 2019 to 2048
Commercial_Grocery_New_Space Heating_Natural Gas_Unit Heater_E1_Baseline Forecast | Commercial | Grocery | New | Space Heating | Natural Gas | Unit Heater | E1 | Standard | Baseline Forecast | 100% | 100% | 100% | 100% | 100% | 0% | 0% | 0% | 0% | 0% | 0% | 0% | 0% | 0% | 0% | 0% | 0% | 0% | 0% | 0% | 0% | 0% | 0% | 0% | 0% | 0% | 0% | 0% | 0% | 0% | 0% | 0%
Commercial_Grocery_New_Space Heating_Natural Gas_Unit Heater_E2_Baseline Forecast | Commercial | Grocery | New | Space Heating | Natural Gas | Unit Heater | E2 | Condensing | Baseline Forecast | 0% | 0% | 0% | 0% | 0% | 100% | 100% | 100% | 100% | 100% | 100% | 100% | 100% | 100% | 100% | 100% | 100% | 100% | 100% | 100% | 100% | 100% | 100% | 100% | 100% | 100% | 100% | 100% | 100% | 100% | 100% | 100%
Commercial_Grocery_New_Space Heating_Natural Gas_Unit Heater_E3_Baseline Forecast | Commercial | Grocery | New | Space Heating | Natural Gas | Unit Heater | E3 | Infrared Radiant | Baseline Forecast | [30 empty] | 0% | 0% | bar: 2019 to 2048
Commercial_Grocery_New_Space Heating_Natural Gas_Unit Heater_E4_Baseline Forecast | Commercial | Grocery | New | Space Heating | Natural Gas | Unit Heater | E4 |  | Baseline Forecast | [30 empty] | 0% | 0% | bar: 2019 to 2048
Commercial_Grocery_New_Space Heating_Natural Gas_Unit Heater_E5_Baseline Forecast | Commercial | Grocery | New | Space Heating | Natural Gas | Unit Heater | E5 |  | Baseline Forecast | [30 empty] | 0% | 0% | bar: 2019 to 2048
Commercial_Grocery_New_Space Heating_Natural Gas_Unit Heater_E6_Baseline Forecast | Commercial | Grocery | New | Space Heating | Natural Gas | Unit Heater | E6 |  | Baseline Forecast | [30 empty] | 0% | 0% | bar: 2019 to 2048
Commercial_Grocery_New_Space Heating_Natural Gas_Unit Heater_E7_Baseline Forecast | Commercial | Grocery | New | Space Heating | Natural Gas | Unit Heater | E7 |  | Baseline Forecast | [30 empty] | 0% | 0% | bar: 2019 to 2048
Commercial_Grocery_New_Space Heating_Natural Gas_Unit Heater_E8_Baseline Forecast | Commercial | Grocery | New | Space Heating | Natural Gas | Unit Heater | E8 |  | Baseline Forecast | [30 empty] | 0% | 0% | bar: 2019 to 2048
Commercial_Grocery_New_Space Heating_Natural Gas_Unit Heater_E9_Baseline Forecast | Commercial | Grocery | New | Space Heating | Natural Gas | Unit Heater | E9 |  | Baseline Forecast | [30 empty] | 0% | 0% | bar: 2019 to 2048
Commercial_Grocery_New_Space Heating_Natural Gas_Unit Heater_E10_Baseline Forecast | Commercial | Grocery | New | Space Heating | Natural Gas | Unit Heater | E10 |  | Baseline Forecast | [30 empty] | 0% | 0% | bar: 2019 to 2048
Commercial_Grocery_New_Water Heating_Natural Gas_Water Heater_E1_Baseline Forecast | Commercial | Grocery | New | Water Heating | Natural Gas | Water Heater | E1 | TE 80% | Baseline Forecast | 21.65% | 21.64% | 21.64% | 21.63% | 21.63% | 21.65% | 21.66% | 0.1594% | 0.1655% | 0.173% | 0.1808% | 0.172% | 0.1783% | 0.1597% | 0.1405% | 0.1226% | 0.1219% | 0.1211% | 0.1216% | 0.1204% | 0.1195% | 0.1185% | 0.1173% | 0.1654% | 0.1664% | 0.1673% | 0.1681% | 0.1689% | 0.1697% | 0.1704% | 0.1704% | 21.65%
Commercial_Grocery_New_Water Heating_Natural Gas_Water Heater_E2_Baseline Forecast | Commercial | Grocery | New | Water Heating | Natural Gas | Water Heater | E2 | TE 94% (ENERGY STAR 2.0) | Baseline Forecast | 78.35% | 78.36% | 78.36% | 78.37% | 78.37% | 78.35% | 78.34% | 0.5764% | 0.5983% | 0.625% | 0.653% | 0.6218% | 0.6434% | 0.577% | 0.5085% | 0.444% | 0.4415% | 0.4388% | 0.4403% | 0.4362% | 0.4329% | 0.4292% | 0.4252% | 0.5901% | 0.5931% | 0.596% | 0.5987% | 0.6013% | 0.6037% | 0.6061% | 0.6058% | 78.35%
Commercial_Grocery_New_Water Heating_Natural Gas_Water Heater_E3_Baseline Forecast | Commercial | Grocery | New | Water Heating | Natural Gas | Water Heater | E3 | TE 96% (Instantaneous) | Baseline Forecast | [30 empty] | 0% | 0% | bar: 2019 to 2048
Commercial_Grocery_New_Water Heating_Natural Gas_Water Heater_E4_Baseline Forecast | Commercial | Grocery | New | Water Heating | Natural Gas | Water Heater | E4 | UEF 1.0+ (Gas-Fired HPWH) | Baseline Forecast | 0% | 0% | 0% | 0% | 0% | 0% | 0% | 99.26% | 99.24% | 99.2% | 99.17% | 99.21% | 99.18% | 99.26% | 99.35% | 99.43% | 99.44% | 99.44% | 99.44% | 99.44% | 99.45% | 99.45% | 99.46% | 99.24% | 99.24% | 99.24% | 99.23% | 99.23% | 99.23% | 99.22% | 99.22% | 0%
Commercial_Grocery_New_Water Heating_Natural Gas_Water Heater_E5_Baseline Forecast | Commercial | Grocery | New | Water Heating | Natural Gas | Water Heater | E5 |  | Baseline Forecast | [30 empty] | 0% | 0% | bar: 2019 to 2048
Commercial_Grocery_New_Water Heating_Natural Gas_Water Heater_E6_Baseline Forecast | Commercial | Grocery | New | Water Heating | Natural Gas | Water Heater | E6 |  | Baseline Forecast | [30 empty] | 0% | 0% | bar: 2019 to 2048
Commercial_Grocery_New_Water Heating_Natural Gas_Water Heater_E7_Baseline Forecast | Commercial | Grocery | New | Water Heating | Natural Gas | Water Heater | E7 |  | Baseline Forecast | [30 empty] | 0% | 0% | bar: 2019 to 2048
Commercial_Grocery_New_Water Heating_Natural Gas_Water Heater_E8_Baseline Forecast | Commercial | Grocery | New | Water Heating | Natural Gas | Water Heater | E8 |  | Baseline Forecast | [30 empty] | 0% | 0% | bar: 2019 to 2048
Commercial_Grocery_New_Water Heating_Natural Gas_Water Heater_E9_Baseline Forecast | Commercial | Grocery | New | Water Heating | Natural Gas | Water Heater | E9 |  | Baseline Forecast | [30 empty] | 0% | 0% | bar: 2019 to 2048
Commercial_Grocery_New_Water Heating_Natural Gas_Water Heater_E10_Baseline Forecast | Commercial | Grocery | New | Water Heating | Natural Gas | Water Heater | E10 |  | Baseline Forecast | [30 empty] | 0% | 0% | bar: 2019 to 2048
Commercial_Grocery_New_Food Preparation_Natural Gas_Oven_E1_Baseline Forecast | Commercial | Grocery | New | Food Preparation | Natural Gas | Oven | E1 | Standard | Baseline Forecast | 41% | 40.96% | 40.93% | 40.9% | 40.85% | 41.03% | 41.18% | 41.26% | 41.29% | 41.34% | 41.22% | 41.12% | 41.42% | 41.29% | 41.11% | 40.95% | 40.95% | 40.93% | 40.99% | 40.95% | 40.92% | 40.89% | 40.84% | 42.56% | 42.59% | 42.63% | 42.66% | 42.69% | 42.72% | 42.74% | 42.77% | 41.03%
Commercial_Grocery_New_Food Preparation_Natural Gas_Oven_E2_Baseline Forecast | Commercial | Grocery | New | Food Preparation | Natural Gas | Oven | E2 | ENERGY STAR (3.0) | Baseline Forecast | 59% | 59.04% | 59.07% | 59.1% | 59.15% | 58.97% | 58.82% | 58.74% | 58.71% | 58.66% | 58.78% | 58.88% | 58.58% | 58.71% | 58.89% | 59.05% | 59.05% | 59.07% | 59.01% | 59.05% | 59.08% | 59.11% | 59.16% | 57.44% | 57.41% | 57.37% | 57.34% | 57.31% | 57.28% | 57.26% | 57.23% | 58.97%
Commercial_Grocery_New_Food Preparation_Natural Gas_Oven_E3_Baseline Forecast | Commercial | Grocery | New | Food Preparation | Natural Gas | Oven | E3 |  | Baseline Forecast | [30 empty] | 0% | 0% | bar: 2019 to 2048
Commercial_Grocery_New_Food Preparation_Natural Gas_Oven_E4_Baseline Forecast | Commercial | Grocery | New | Food Preparation | Natural Gas | Oven | E4 |  | Baseline Forecast | [30 empty] | 0% | 0% | bar: 2019 to 2048
Commercial_Grocery_New_Food Preparation_Natural Gas_Oven_E5_Baseline Forecast | Commercial | Grocery | New | Food Preparation | Natural Gas | Oven | E5 |  | Baseline Forecast | [30 empty] | 0% | 0% | bar: 2019 to 2048
Commercial_Grocery_New_Food Preparation_Natural Gas_Oven_E6_Baseline Forecast | Commercial | Grocery | New | Food Preparation | Natural Gas | Oven | E6 |  | Baseline Forecast | [30 empty] | 0% | 0% | bar: 2019 to 2048
Commercial_Grocery_New_Food Preparation_Natural Gas_Oven_E7_Baseline Forecast | Commercial | Grocery | New | Food Preparation | Natural Gas | Oven | E7 |  | Baseline Forecast | [30 empty] | 0% | 0% | bar: 2019 to 2048
Commercial_Grocery_New_Food Preparation_Natural Gas_Oven_E8_Baseline Forecast | Commercial | Grocery | New | Food Preparation | Natural Gas | Oven | E8 |  | Baseline Forecast | [30 empty] | 0% | 0% | bar: 2019 to 2048
Commercial_Grocery_New_Food Preparation_Natural Gas_Oven_E9_Baseline Forecast | Commercial | Grocery | New | Food Preparation | Natural Gas | Oven | E9 |  | Baseline Forecast | [30 empty] | 0% | 0% | bar: 2019 to 2048
Commercial_Grocery_New_Food Preparation_Natural Gas_Oven_E10_Baseline Forecast | Commercial | Grocery | New | Food Preparation | Natural Gas | Oven | E10 |  | Baseline Forecast | [30 empty] | 0% | 0% | bar: 2019 to 2048
Commercial_Grocery_New_Food Preparation_Natural Gas_Conveyor Oven_E1_Baseline Forecast | Commercial | Grocery | New | Food Preparation | Natural Gas | Conveyor Oven | E1 | Standard | Baseline Forecast | 41% | 41.01% | 41.02% | 41.04% | 40.98% | 41.02% | 41.04% | 41% | 40.91% | 40.93% | 40.94% | 40.96% | 41.26% | 41.28% | 41.28% | 41.3% | 41.3% | 41.3% | 41.35% | 41.33% | 41.32% | 41.29% | 41.27% | 42.98% | 43.04% | 43.09% | 43.15% | 43.2% | 43.25% | 43.3% | 43.37% | 41.02%
Commercial_Grocery_New_Food Preparation_Natural Gas_Conveyor Oven_E2_Baseline Forecast | Commercial | Grocery | New | Food Preparation | Natural Gas | Conveyor Oven | E2 | Efficient (>44% Baking Efficiency) | Baseline Forecast | 59% | 58.99% | 58.98% | 58.96% | 59.02% | 58.98% | 58.96% | 59% | 59.09% | 59.07% | 59.06% | 59.04% | 58.74% | 58.72% | 58.72% | 58.7% | 58.7% | 58.7% | 58.65% | 58.67% | 58.68% | 58.71% | 58.73% | 57.02% | 56.96% | 56.91% | 56.85% | 56.8% | 56.75% | 56.7% | 56.63% | 58.98%
Commercial_Grocery_New_Food Preparation_Natural Gas_Conveyor Oven_E3_Baseline Forecast | Commercial | Grocery | New | Food Preparation | Natural Gas | Conveyor Oven | E3 |  | Baseline Forecast | [30 empty] | 0% | 0% | bar: 2019 to 2048
Commercial_Grocery_New_Food Preparation_Natural Gas_Conveyor Oven_E4_Baseline Forecast | Commercial | Grocery | New | Food Preparation | Natural Gas | Conveyor Oven | E4 |  | Baseline Forecast | [30 empty] | 0% | 0% | bar: 2019 to 2048
Commercial_Grocery_New_Food Preparation_Natural Gas_Conveyor Oven_E5_Baseline Forecast | Commercial | Grocery | New | Food Preparation | Natural Gas | Conveyor Oven | E5 |  | Baseline Forecast | [30 empty] | 0% | 0% | bar: 2019 to 2048
Commercial_Grocery_New_Food Preparation_Natural Gas_Conveyor Oven_E6_Baseline Forecast | Commercial | Grocery | New | Food Preparation | Natural Gas | Conveyor Oven | E6 |  | Baseline Forecast | [30 empty] | 0% | 0% | bar: 2019 to 2048
Commercial_Grocery_New_Food Preparation_Natural Gas_Conveyor Oven_E7_Baseline Forecast | Commercial | Grocery | New | Food Preparation | Natural Gas | Conveyor Oven | E7 |  | Baseline Forecast | [30 empty] | 0% | 0% | bar: 2019 to 2048
Commercial_Grocery_New_Food Preparation_Natural Gas_Conveyor Oven_E8_Baseline Forecast | Commercial | Grocery | New | Food Preparation | Natural Gas | Conveyor Oven | E8 |  | Baseline Forecast | [30 empty] | 0% | 0% | bar: 2019 to 2048
Commercial_Grocery_New_Food Preparation_Natural Gas_Conveyor Oven_E9_Baseline Forecast | Commercial | Grocery | New | Food Preparation | Natural Gas | Conveyor Oven | E9 |  | Baseline Forecast | [30 empty] | 0% | 0% | bar: 2019 to 2048
Commercial_Grocery_New_Food Preparation_Natural Gas_Conveyor Oven_E10_Baseline Forecast | Commercial | Grocery | New | Food Preparation | Natural Gas | Conveyor Oven | E10 |  | Baseline Forecast | [30 empty] | 0% | 0% | bar: 2019 to 2048
Commercial_Grocery_New_Food Preparation_Natural Gas_Double Rack Oven_E1_Baseline Forecast | Commercial | Grocery | New | Food Preparation | Natural Gas | Double Rack Oven | E1 | Standard | Baseline Forecast | 41% | 40.9% | 40.83% | 40.87% | 40.86% | 41.24% | 41.57% | 41.77% | 41.85% | 41.61% | 41.32% | 41.02% | 41.57% | 41.2% | 41.18% | 41.21% | 41.2% | 41.18% | 41.31% | 41.23% | 41.18% | 41.11% | 41.03% | 45.56% | 45.69% | 45.81% | 45.93% | 46.04% | 46.15% | 46.26% | 46.36% | 41.24%
Commercial_Grocery_New_Food Preparation_Natural Gas_Double Rack Oven_E2_Baseline Forecast | Commercial | Grocery | New | Food Preparation | Natural Gas | Double Rack Oven | E2 | FTSC Qualified (>50% Cooking Efficiency) | Baseline Forecast | 59% | 59.1% | 59.17% | 59.13% | 59.14% | 58.76% | 58.43% | 58.23% | 58.15% | 58.39% | 58.68% | 58.98% | 58.43% | 58.8% | 58.82% | 58.79% | 58.8% | 58.82% | 58.69% | 58.77% | 58.82% | 58.89% | 58.97% | 54.44% | 54.31% | 54.19% | 54.07% | 53.96% | 53.85% | 53.74% | 53.64% | 58.76%
Commercial_Grocery_New_Food Preparation_Natural Gas_Double Rack Oven_E3_Baseline Forecast | Commercial | Grocery | New | Food Preparation | Natural Gas | Double Rack Oven | E3 |  | Baseline Forecast | [30 empty] | 0% | 0% | bar: 2019 to 2048
Commercial_Grocery_New_Food Preparation_Natural Gas_Double Rack Oven_E4_Baseline Forecast | Commercial | Grocery | New | Food Preparation | Natural Gas | Double Rack Oven | E4 |  | Baseline Forecast | [30 empty] | 0% | 0% | bar: 2019 to 2048
Commercial_Grocery_New_Food Preparation_Natural Gas_Double Rack Oven_E5_Baseline Forecast | Commercial | Grocery | New | Food Preparation | Natural Gas | Double Rack Oven | E5 |  | Baseline Forecast | [30 empty] | 0% | 0% | bar: 2019 to 2048
Commercial_Grocery_New_Food Preparation_Natural Gas_Double Rack Oven_E6_Baseline Forecast | Commercial | Grocery | New | Food Preparation | Natural Gas | Double Rack Oven | E6 |  | Baseline Forecast | [30 empty] | 0% | 0% | bar: 2019 to 2048
Commercial_Grocery_New_Food Preparation_Natural Gas_Double Rack Oven_E7_Baseline Forecast | Commercial | Grocery | New | Food Preparation | Natural Gas | Double Rack Oven | E7 |  | Baseline Forecast | [30 empty] | 0% | 0% | bar: 2019 to 2048
Commercial_Grocery_New_Food Preparation_Natural Gas_Double Rack Oven_E8_Baseline Forecast | Commercial | Grocery | New | Food Preparation | Natural Gas | Double Rack Oven | E8 |  | Baseline Forecast | [30 empty] | 0% | 0% | bar: 2019 to 2048
Commercial_Grocery_New_Food Preparation_Natural Gas_Double Rack Oven_E9_Baseline Forecast | Commercial | Grocery | New | Food Preparation | Natural Gas | Double Rack Oven | E9 |  | Baseline Forecast | [30 empty] | 0% | 0% | bar: 2019 to 2048
Commercial_Grocery_New_Food Preparation_Natural Gas_Double Rack Oven_E10_Baseline Forecast | Commercial | Grocery | New | Food Preparation | Natural Gas | Double Rack Oven | E10 |  | Baseline Forecast | [30 empty] | 0% | 0% | bar: 2019 to 2048
Commercial_Grocery_New_Food Preparation_Natural Gas_Fryer_E1_Baseline Forecast | Commercial | Grocery | New | Food Preparation | Natural Gas | Fryer | E1 | Standard | Baseline Forecast | 74% | 73.93% | 73.88% | 0% | 0% | 0% | 0% | 0% | 0% | 0% | 0% | 0% | 0% | 0% | 0% | 0% | 0% | 0% | 0% | 0% | 0% | 0% | 0% | 0% | 0% | 0% | 0% | 0% | 0% | 0% | 0% | 0%
Commercial_Grocery_New_Food Preparation_Natural Gas_Fryer_E2_Baseline Forecast | Commercial | Grocery | New | Food Preparation | Natural Gas | Fryer | E2 | ENERGY STAR (3.0) | Baseline Forecast | 26% | 26.07% | 26.12% | 100% | 100% | 100% | 100% | 100% | 100% | 100% | 100% | 100% | 100% | 100% | 100% | 100% | 100% | 100% | 100% | 100% | 100% | 100% | 100% | 100% | 100% | 100% | 100% | 100% | 100% | 100% | 100% | 100%
Commercial_Grocery_New_Food Preparation_Natural Gas_Fryer_E3_Baseline Forecast | Commercial | Grocery | New | Food Preparation | Natural Gas | Fryer | E3 |  | Baseline Forecast | [30 empty] | 0% | 0% | bar: 2019 to 2048
Commercial_Grocery_New_Food Preparation_Natural Gas_Fryer_E4_Baseline Forecast | Commercial | Grocery | New | Food Preparation | Natural Gas | Fryer | E4 |  | Baseline Forecast | [30 empty] | 0% | 0% | bar: 2019 to 2048
Commercial_Grocery_New_Food Preparation_Natural Gas_Fryer_E5_Baseline Forecast | Commercial | Grocery | New | Food Preparation | Natural Gas | Fryer | E5 |  | Baseline Forecast | [30 empty] | 0% | 0% | bar: 2019 to 2048
Commercial_Grocery_New_Food Preparation_Natural Gas_Fryer_E6_Baseline Forecast | Commercial | Grocery | New | Food Preparation | Natural Gas | Fryer | E6 |  | Baseline Forecast | [30 empty] | 0% | 0% | bar: 2019 to 2048
Commercial_Grocery_New_Food Preparation_Natural Gas_Fryer_E7_Baseline Forecast | Commercial | Grocery | New | Food Preparation | Natural Gas | Fryer | E7 |  | Baseline Forecast | [30 empty] | 0% | 0% | bar: 2019 to 2048
Commercial_Grocery_New_Food Preparation_Natural Gas_Fryer_E8_Baseline Forecast | Commercial | Grocery | New | Food Preparation | Natural Gas | Fryer | E8 |  | Baseline Forecast | [30 empty] | 0% | 0% | bar: 2019 to 2048
Commercial_Grocery_New_Food Preparation_Natural Gas_Fryer_E9_Baseline Forecast | Commercial | Grocery | New | Food Preparation | Natural Gas | Fryer | E9 |  | Baseline Forecast | [30 empty] | 0% | 0% | bar: 2019 to 2048
Commercial_Grocery_New_Food Preparation_Natural Gas_Fryer_E10_Baseline Forecast | Commercial | Grocery | New | Food Preparation | Natural Gas | Fryer | E10 |  | Baseline Forecast | [30 empty] | 0% | 0% | bar: 2019 to 2048
Commercial_Grocery_New_Food Preparation_Natural Gas_Broiler_E1_Baseline Forecast | Commercial | Grocery | New | Food Preparation | Natural Gas | Broiler | E1 | Standard | Baseline Forecast | 74% | 73.94% | 73.89% | 73.92% | 73.91% | 74.15% | 74.36% | 74.48% | 74.53% | 74.38% | 74.2% | 74.02% | 74.36% | 74.13% | 74.11% | 74.13% | 74.13% | 74.12% | 74.19% | 74.15% | 74.12% | 74.07% | 74.02% | 76.66% | 76.73% | 76.79% | 76.85% | 76.91% | 76.97% | 77.03% | 77.08% | 74.15%
Commercial_Grocery_New_Food Preparation_Natural Gas_Broiler_E2_Baseline Forecast | Commercial | Grocery | New | Food Preparation | Natural Gas | Broiler | E2 | Infrared Burners | Baseline Forecast | 26% | 26.06% | 26.11% | 26.08% | 26.09% | 25.85% | 25.64% | 25.52% | 25.47% | 25.62% | 25.8% | 25.98% | 25.64% | 25.87% | 25.89% | 25.87% | 25.87% | 25.88% | 25.81% | 25.85% | 25.88% | 25.93% | 25.98% | 23.34% | 23.27% | 23.21% | 23.15% | 23.09% | 23.03% | 22.97% | 22.92% | 25.85%
Commercial_Grocery_New_Food Preparation_Natural Gas_Broiler_E3_Baseline Forecast | Commercial | Grocery | New | Food Preparation | Natural Gas | Broiler | E3 |  | Baseline Forecast | [30 empty] | 0% | 0% | bar: 2019 to 2048
Commercial_Grocery_New_Food Preparation_Natural Gas_Broiler_E4_Baseline Forecast | Commercial | Grocery | New | Food Preparation | Natural Gas | Broiler | E4 |  | Baseline Forecast | [30 empty] | 0% | 0% | bar: 2019 to 2048
Commercial_Grocery_New_Food Preparation_Natural Gas_Broiler_E5_Baseline Forecast | Commercial | Grocery | New | Food Preparation | Natural Gas | Broiler | E5 |  | Baseline Forecast | [30 empty] | 0% | 0% | bar: 2019 to 2048
Commercial_Grocery_New_Food Preparation_Natural Gas_Broiler_E6_Baseline Forecast | Commercial | Grocery | New | Food Preparation | Natural Gas | Broiler | E6 |  | Baseline Forecast | [30 empty] | 0% | 0% | bar: 2019 to 2048
Commercial_Grocery_New_Food Preparation_Natural Gas_Broiler_E7_Baseline Forecast | Commercial | Grocery | New | Food Preparation | Natural Gas | Broiler | E7 |  | Baseline Forecast | [30 empty] | 0% | 0% | bar: 2019 to 2048
Commercial_Grocery_New_Food Preparation_Natural Gas_Broiler_E8_Baseline Forecast | Commercial | Grocery | New | Food Preparation | Natural Gas | Broiler | E8 |  | Baseline Forecast | [30 empty] | 0% | 0% | bar: 2019 to 2048
Commercial_Grocery_New_Food Preparation_Natural Gas_Broiler_E9_Baseline Forecast | Commercial | Grocery | New | Food Preparation | Natural Gas | Broiler | E9 |  | Baseline Forecast | [30 empty] | 0% | 0% | bar: 2019 to 2048
Commercial_Grocery_New_Food Preparation_Natural Gas_Broiler_E10_Baseline Forecast | Commercial | Grocery | New | Food Preparation | Natural Gas | Broiler | E10 |  | Baseline Forecast | [30 empty] | 0% | 0% | bar: 2019 to 2048
Commercial_Grocery_New_Food Preparation_Natural Gas_Griddle_E1_Baseline Forecast | Commercial | Grocery | New | Food Preparation | Natural Gas | Griddle | E1 | Standard | Baseline Forecast | 71% | 70.98% | 70.97% | 70.98% | 70.98% | 71.04% | 71.09% | 71.13% | 71.14% | 71.1% | 71.05% | 71% | 71.09% | 71.03% | 71.03% | 71.03% | 71.03% | 71.03% | 71.05% | 71.04% | 71.03% | 71.02% | 71% | 71.77% | 71.79% | 71.81% | 71.83% | 71.85% | 71.87% | 71.89% | 71.91% | 71.04%
Commercial_Grocery_New_Food Preparation_Natural Gas_Griddle_E2_Baseline Forecast | Commercial | Grocery | New | Food Preparation | Natural Gas | Griddle | E2 | ENERGY STAR | Baseline Forecast | 29% | 29.02% | 29.03% | 29.02% | 29.02% | 28.96% | 28.91% | 28.87% | 28.86% | 28.9% | 28.95% | 29% | 28.91% | 28.97% | 28.97% | 28.97% | 28.97% | 28.97% | 28.95% | 28.96% | 28.97% | 28.98% | 29% | 28.23% | 28.21% | 28.19% | 28.17% | 28.15% | 28.13% | 28.11% | 28.09% | 28.96%
Commercial_Grocery_New_Food Preparation_Natural Gas_Griddle_E3_Baseline Forecast | Commercial | Grocery | New | Food Preparation | Natural Gas | Griddle | E3 |  | Baseline Forecast | [30 empty] | 0% | 0% | bar: 2019 to 2048
Commercial_Grocery_New_Food Preparation_Natural Gas_Griddle_E4_Baseline Forecast | Commercial | Grocery | New | Food Preparation | Natural Gas | Griddle | E4 |  | Baseline Forecast | [30 empty] | 0% | 0% | bar: 2019 to 2048
Commercial_Grocery_New_Food Preparation_Natural Gas_Griddle_E5_Baseline Forecast | Commercial | Grocery | New | Food Preparation | Natural Gas | Griddle | E5 |  | Baseline Forecast | [30 empty] | 0% | 0% | bar: 2019 to 2048
Commercial_Grocery_New_Food Preparation_Natural Gas_Griddle_E6_Baseline Forecast | Commercial | Grocery | New | Food Preparation | Natural Gas | Griddle | E6 |  | Baseline Forecast | [30 empty] | 0% | 0% | bar: 2019 to 2048
Commercial_Grocery_New_Food Preparation_Natural Gas_Griddle_E7_Baseline Forecast | Commercial | Grocery | New | Food Preparation | Natural Gas | Griddle | E7 |  | Baseline Forecast | [30 empty] | 0% | 0% | bar: 2019 to 2048
Commercial_Grocery_New_Food Preparation_Natural Gas_Griddle_E8_Baseline Forecast | Commercial | Grocery | New | Food Preparation | Natural Gas | Griddle | E8 |  | Baseline Forecast | [30 empty] | 0% | 0% | bar: 2019 to 2048
Commercial_Grocery_New_Food Preparation_Natural Gas_Griddle_E9_Baseline Forecast | Commercial | Grocery | New | Food Preparation | Natural Gas | Griddle | E9 |  | Baseline Forecast | [30 empty] | 0% | 0% | bar: 2019 to 2048
Commercial_Grocery_New_Food Preparation_Natural Gas_Griddle_E10_Baseline Forecast | Commercial | Grocery | New | Food Preparation | Natural Gas | Griddle | E10 |  | Baseline Forecast | [30 empty] | 0% | 0% | bar: 2019 to 2048
Commercial_Grocery_New_Food Preparation_Natural Gas_Range_E1_Baseline Forecast | Commercial | Grocery | New | Food Preparation | Natural Gas | Range | E1 | Standard | Baseline Forecast | 41% | 40.96% | 40.93% | 40.9% | 40.86% | 40.99% | 41.1% | 41.16% | 41.18% | 41.22% | 41.24% | 41.14% | 41.36% | 41.23% | 41.07% | 40.92% | 40.92% | 40.91% | 40.95% | 40.92% | 40.9% | 40.87% | 40.84% | 42.33% | 42.37% | 42.4% | 42.44% | 42.47% | 42.5% | 42.53% | 42.56% | 40.99%
Commercial_Grocery_New_Food Preparation_Natural Gas_Range_E2_Baseline Forecast | Commercial | Grocery | New | Food Preparation | Natural Gas | Range | E2 | High Efficiency | Baseline Forecast | 59% | 59.04% | 59.07% | 59.1% | 59.14% | 59.01% | 58.9% | 58.84% | 58.82% | 58.78% | 58.76% | 58.86% | 58.64% | 58.77% | 58.93% | 59.08% | 59.08% | 59.09% | 59.05% | 59.08% | 59.1% | 59.13% | 59.16% | 57.67% | 57.63% | 57.6% | 57.56% | 57.53% | 57.5% | 57.47% | 57.44% | 59.01%
Commercial_Grocery_New_Food Preparation_Natural Gas_Range_E3_Baseline Forecast | Commercial | Grocery | New | Food Preparation | Natural Gas | Range | E3 |  | Baseline Forecast | [30 empty] | 0% | 0% | bar: 2019 to 2048
Commercial_Grocery_New_Food Preparation_Natural Gas_Range_E4_Baseline Forecast | Commercial | Grocery | New | Food Preparation | Natural Gas | Range | E4 |  | Baseline Forecast | [30 empty] | 0% | 0% | bar: 2019 to 2048
Commercial_Grocery_New_Food Preparation_Natural Gas_Range_E5_Baseline Forecast | Commercial | Grocery | New | Food Preparation | Natural Gas | Range | E5 |  | Baseline Forecast | [30 empty] | 0% | 0% | bar: 2019 to 2048
Commercial_Grocery_New_Food Preparation_Natural Gas_Range_E6_Baseline Forecast | Commercial | Grocery | New | Food Preparation | Natural Gas | Range | E6 |  | Baseline Forecast | [30 empty] | 0% | 0% | bar: 2019 to 2048
Commercial_Grocery_New_Food Preparation_Natural Gas_Range_E7_Baseline Forecast | Commercial | Grocery | New | Food Preparation | Natural Gas | Range | E7 |  | Baseline Forecast | [30 empty] | 0% | 0% | bar: 2019 to 2048
Commercial_Grocery_New_Food Preparation_Natural Gas_Range_E8_Baseline Forecast | Commercial | Grocery | New | Food Preparation | Natural Gas | Range | E8 |  | Baseline Forecast | [30 empty] | 0% | 0% | bar: 2019 to 2048
Commercial_Grocery_New_Food Preparation_Natural Gas_Range_E9_Baseline Forecast | Commercial | Grocery | New | Food Preparation | Natural Gas | Range | E9 |  | Baseline Forecast | [30 empty] | 0% | 0% | bar: 2019 to 2048
Commercial_Grocery_New_Food Preparation_Natural Gas_Range_E10_Baseline Forecast | Commercial | Grocery | New | Food Preparation | Natural Gas | Range | E10 |  | Baseline Forecast | [30 empty] | 0% | 0% | bar: 2019 to 2048
Commercial_Grocery_New_Food Preparation_Natural Gas_Steamer_E1_Baseline Forecast | Commercial | Grocery | New | Food Preparation | Natural Gas | Steamer | E1 | Standard | Baseline Forecast | 50% | 49.88% | 49.81% | 0% | 0% | 0% | 0% | 0% | 0% | 0% | 0% | 0% | 0% | 0% | 0% | 0% | 0% | 0% | 0% | 0% | 0% | 0% | 0% | 0% | 0% | 0% | 0% | 0% | 0% | 0% | 0% | 0%
Commercial_Grocery_New_Food Preparation_Natural Gas_Steamer_E2_Baseline Forecast | Commercial | Grocery | New | Food Preparation | Natural Gas | Steamer | E2 | ENERGY STAR | Baseline Forecast | 50% | 50.12% | 50.19% | 100% | 100% | 100% | 100% | 100% | 100% | 100% | 100% | 100% | 100% | 100% | 100% | 100% | 100% | 100% | 100% | 100% | 100% | 100% | 100% | 100% | 100% | 100% | 100% | 100% | 100% | 100% | 100% | 100%
Commercial_Grocery_New_Food Preparation_Natural Gas_Steamer_E3_Baseline Forecast | Commercial | Grocery | New | Food Preparation | Natural Gas | Steamer | E3 |  | Baseline Forecast | [30 empty] | 0% | 0% | bar: 2019 to 2048
Commercial_Grocery_New_Food Preparation_Natural Gas_Steamer_E4_Baseline Forecast | Commercial | Grocery | New | Food Preparation | Natural Gas | Steamer | E4 |  | Baseline Forecast | [30 empty] | 0% | 0% | bar: 2019 to 2048
Commercial_Grocery_New_Food Preparation_Natural Gas_Steamer_E5_Baseline Forecast | Commercial | Grocery | New | Food Preparation | Natural Gas | Steamer | E5 |  | Baseline Forecast | [30 empty] | 0% | 0% | bar: 2019 to 2048
Commercial_Grocery_New_Food Preparation_Natural Gas_Steamer_E6_Baseline Forecast | Commercial | Grocery | New | Food Preparation | Natural Gas | Steamer | E6 |  | Baseline Forecast | [30 empty] | 0% | 0% | bar: 2019 to 2048
Commercial_Grocery_New_Food Preparation_Natural Gas_Steamer_E7_Baseline Forecast | Commercial | Grocery | New | Food Preparation | Natural Gas | Steamer | E7 |  | Baseline Forecast | [30 empty] | 0% | 0% | bar: 2019 to 2048
Commercial_Grocery_New_Food Preparation_Natural Gas_Steamer_E8_Baseline Forecast | Commercial | Grocery | New | Food Preparation | Natural Gas | Steamer | E8 |  | Baseline Forecast | [30 empty] | 0% | 0% | bar: 2019 to 2048
Commercial_Grocery_New_Food Preparation_Natural Gas_Steamer_E9_Baseline Forecast | Commercial | Grocery | New | Food Preparation | Natural Gas | Steamer | E9 |  | Baseline Forecast | [30 empty] | 0% | 0% | bar: 2019 to 2048
Commercial_Grocery_New_Food Preparation_Natural Gas_Steamer_E10_Baseline Forecast | Commercial | Grocery | New | Food Preparation | Natural Gas | Steamer | E10 |  | Baseline Forecast | [30 empty] | 0% | 0% | bar: 2019 to 2048
Commercial_Grocery_New_Food Preparation_Natural Gas_Food Prep Other_E1_Baseline Forecast | Commercial | Grocery | New | Food Preparation | Natural Gas | Food Prep Other | E1 | Standard | Baseline Forecast | 74% | 74% | 74% | 74% | 74% | 74% | 74% | 74% | 74% | 74% | 74% | 74% | 74% | 74% | 74% | 74% | 74% | 74% | 74% | 74% | 74% | 74% | 74% | 74% | 74% | 74% | 74% | 74% | 74% | 74% | 74% | 74%
Commercial_Grocery_New_Food Preparation_Natural Gas_Food Prep Other_E2_Baseline Forecast | Commercial | Grocery | New | Food Preparation | Natural Gas | Food Prep Other | E2 | ENERGY STAR | Baseline Forecast | 26% | 26% | 26% | 26% | 26% | 26% | 26% | 26% | 26% | 26% | 26% | 26% | 26% | 26% | 26% | 26% | 26% | 26% | 26% | 26% | 26% | 26% | 26% | 26% | 26% | 26% | 26% | 26% | 26% | 26% | 26% | 26%
Commercial_Grocery_New_Food Preparation_Natural Gas_Food Prep Other_E3_Baseline Forecast | Commercial | Grocery | New | Food Preparation | Natural Gas | Food Prep Other | E3 |  | Baseline Forecast | [30 empty] | 0% | 0% | bar: 2019 to 2048
Commercial_Grocery_New_Food Preparation_Natural Gas_Food Prep Other_E4_Baseline Forecast | Commercial | Grocery | New | Food Preparation | Natural Gas | Food Prep Other | E4 |  | Baseline Forecast | [30 empty] | 0% | 0% | bar: 2019 to 2048
Commercial_Grocery_New_Food Preparation_Natural Gas_Food Prep Other_E5_Baseline Forecast | Commercial | Grocery | New | Food Preparation | Natural Gas | Food Prep Other | E5 |  | Baseline Forecast | [30 empty] | 0% | 0% | bar: 2019 to 2048
Commercial_Grocery_New_Food Preparation_Natural Gas_Food Prep Other_E6_Baseline Forecast | Commercial | Grocery | New | Food Preparation | Natural Gas | Food Prep Other | E6 |  | Baseline Forecast | [30 empty] | 0% | 0% | bar: 2019 to 2048
Commercial_Grocery_New_Food Preparation_Natural Gas_Food Prep Other_E7_Baseline Forecast | Commercial | Grocery | New | Food Preparation | Natural Gas | Food Prep Other | E7 |  | Baseline Forecast | [30 empty] | 0% | 0% | bar: 2019 to 2048
Commercial_Grocery_New_Food Preparation_Natural Gas_Food Prep Other_E8_Baseline Forecast | Commercial | Grocery | New | Food Preparation | Natural Gas | Food Prep Other | E8 |  | Baseline Forecast | [30 empty] | 0% | 0% | bar: 2019 to 2048
Commercial_Grocery_New_Food Preparation_Natural Gas_Food Prep Other_E9_Baseline Forecast | Commercial | Grocery | New | Food Preparation | Natural Gas | Food Prep Other | E9 |  | Baseline Forecast | [30 empty] | 0% | 0% | bar: 2019 to 2048
Commercial_Grocery_New_Food Preparation_Natural Gas_Food Prep Other_E10_Baseline Forecast | Commercial | Grocery | New | Food Preparation | Natural Gas | Food Prep Other | E10 |  | Baseline Forecast | [30 empty] | 0% | 0% | bar: 2019 to 2048
Commercial_Grocery_New_Miscellaneous_Natural Gas_Pool Heater_E1_Baseline Forecast | Commercial | Grocery | New | Miscellaneous | Natural Gas | Pool Heater | E1 | Standard (EF .78) | Baseline Forecast | 90% | 89.96% | 89.95% | 89.94% | 89.91% | 89.97% | 90.01% | 90.01% | 89.98% | 90% | 90.01% | 90.02% | 90.33% | 90.36% | 90.37% | 90.23% | 90.09% | 89.95% | 89.85% | 89.72% | 89.7% | 89.68% | 89.66% | 90.72% | 90.75% | 90.77% | 90.79% | 90.81% | 90.84% | 90.86% | 90.88% | 89.97%
Commercial_Grocery_New_Miscellaneous_Natural Gas_Pool Heater_E2_Baseline Forecast | Commercial | Grocery | New | Miscellaneous | Natural Gas | Pool Heater | E2 | Condensing (EF .90) | Baseline Forecast | 10% | 10.04% | 10.05% | 10.06% | 10.09% | 10.03% | 9.988% | 9.987% | 10.02% | 10% | 9.995% | 9.983% | 9.666% | 9.638% | 9.63% | 9.768% | 9.915% | 10.05% | 10.15% | 10.28% | 10.3% | 10.32% | 10.34% | 9.279% | 9.253% | 9.229% | 9.207% | 9.185% | 9.164% | 9.144% | 9.124% | 10.03%
Commercial_Grocery_New_Miscellaneous_Natural Gas_Pool Heater_E3_Baseline Forecast | Commercial | Grocery | New | Miscellaneous | Natural Gas | Pool Heater | E3 |  | Baseline Forecast | [30 empty] | 0% | 0% | bar: 2019 to 2048
Commercial_Grocery_New_Miscellaneous_Natural Gas_Pool Heater_E4_Baseline Forecast | Commercial | Grocery | New | Miscellaneous | Natural Gas | Pool Heater | E4 |  | Baseline Forecast | [30 empty] | 0% | 0% | bar: 2019 to 2048
Commercial_Grocery_New_Miscellaneous_Natural Gas_Pool Heater_E5_Baseline Forecast | Commercial | Grocery | New | Miscellaneous | Natural Gas | Pool Heater | E5 |  | Baseline Forecast | [30 empty] | 0% | 0% | bar: 2019 to 2048
Commercial_Grocery_New_Miscellaneous_Natural Gas_Pool Heater_E6_Baseline Forecast | Commercial | Grocery | New | Miscellaneous | Natural Gas | Pool Heater | E6 |  | Baseline Forecast | [30 empty] | 0% | 0% | bar: 2019 to 2048
Commercial_Grocery_New_Miscellaneous_Natural Gas_Pool Heater_E7_Baseline Forecast | Commercial | Grocery | New | Miscellaneous | Natural Gas | Pool Heater | E7 |  | Baseline Forecast | [30 empty] | 0% | 0% | bar: 2019 to 2048
Commercial_Grocery_New_Miscellaneous_Natural Gas_Pool Heater_E8_Baseline Forecast | Commercial | Grocery | New | Miscellaneous | Natural Gas | Pool Heater | E8 |  | Baseline Forecast | [30 empty] | 0% | 0% | bar: 2019 to 2048
Commercial_Grocery_New_Miscellaneous_Natural Gas_Pool Heater_E9_Baseline Forecast | Commercial | Grocery | New | Miscellaneous | Natural Gas | Pool Heater | E9 |  | Baseline Forecast | [30 empty] | 0% | 0% | bar: 2019 to 2048
Commercial_Grocery_New_Miscellaneous_Natural Gas_Pool Heater_E10_Baseline Forecast | Commercial | Grocery | New | Miscellaneous | Natural Gas | Pool Heater | E10 |  | Baseline Forecast | [30 empty] | 0% | 0% | bar: 2019 to 2048
Commercial_Grocery_New_Miscellaneous_Natural Gas_Miscellaneous_E1_Baseline Forecast | Commercial | Grocery | New | Miscellaneous | Natural Gas | Miscellaneous | E1 | Miscellaneous | Baseline Forecast | 100% | 100% | 100% | 100% | 100% | 100% | 100% | 100% | 100% | 100% | 100% | 100% | 100% | 100% | 100% | 100% | 100% | 100% | 100% | 100% | 100% | 100% | 100% | 100% | 100% | 100% | 100% | 100% | 100% | 100% | 100% | 100%
Commercial_Grocery_New_Miscellaneous_Natural Gas_Miscellaneous_E2_Baseline Forecast | Commercial | Grocery | New | Miscellaneous | Natural Gas | Miscellaneous | E2 |  | Baseline Forecast | [30 empty] | 0% | 0% | bar: 2019 to 2048
Commercial_Grocery_New_Miscellaneous_Natural Gas_Miscellaneous_E3_Baseline Forecast | Commercial | Grocery | New | Miscellaneous | Natural Gas | Miscellaneous | E3 |  | Baseline Forecast | [30 empty] | 0% | 0% | bar: 2019 to 2048
Commercial_Grocery_New_Miscellaneous_Natural Gas_Miscellaneous_E4_Baseline Forecast | Commercial | Grocery | New | Miscellaneous | Natural Gas | Miscellaneous | E4 |  | Baseline Forecast | [30 empty] | 0% | 0% | bar: 2019 to 2048
Commercial_Grocery_New_Miscellaneous_Natural Gas_Miscellaneous_E5_Baseline Forecast | Commercial | Grocery | New | Miscellaneous | Natural Gas | Miscellaneous | E5 |  | Baseline Forecast | [30 empty] | 0% | 0% | bar: 2019 to 2048
Commercial_Grocery_New_Miscellaneous_Natural Gas_Miscellaneous_E6_Baseline Forecast | Commercial | Grocery | New | Miscellaneous | Natural Gas | Miscellaneous | E6 |  | Baseline Forecast | [30 empty] | 0% | 0% | bar: 2019 to 2048
Commercial_Grocery_New_Miscellaneous_Natural Gas_Miscellaneous_E7_Baseline Forecast | Commercial | Grocery | New | Miscellaneous | Natural Gas | Miscellaneous | E7 |  | Baseline Forecast | [30 empty] | 0% | 0% | bar: 2019 to 2048
Commercial_Grocery_New_Miscellaneous_Natural Gas_Miscellaneous_E8_Baseline Forecast | Commercial | Grocery | New | Miscellaneous | Natural Gas | Miscellaneous | E8 |  | Baseline Forecast | [30 empty] | 0% | 0% | bar: 2019 to 2048
Commercial_Grocery_New_Miscellaneous_Natural Gas_Miscellaneous_E9_Baseline Forecast | Commercial | Grocery | New | Miscellaneous | Natural Gas | Miscellaneous | E9 |  | Baseline Forecast | [30 empty] | 0% | 0% | bar: 2019 to 2048
Commercial_Grocery_New_Miscellaneous_Natural Gas_Miscellaneous_E10_Baseline Forecast | Commercial | Grocery | New | Miscellaneous | Natural Gas | Miscellaneous | E10 |  | Baseline Forecast | [30 empty] | 0% | 0% | bar: 2019 to 2048
Commercial_Education_Existing_Space Heating_Natural Gas_Furnace_E1_Baseline Forecast | Commercial | Education | Existing | Space Heating | Natural Gas | Furnace | E1 | AFUE 80% (Standard) | Baseline Forecast | 100% | 100% | 100% | 100% | 100% | 0% | 0% | 0% | 0% | 0% | 0% | 0% | 0% | 0% | 0% | 0% | 0% | 0% | 0% | 0% | 0% | 0% | 0% | 0% | 0% | 0% | 0% | 0% | 0% | 0% | 0% | 0%
Commercial_Education_Existing_Space Heating_Natural Gas_Furnace_E2_Baseline Forecast | Commercial | Education | Existing | Space Heating | Natural Gas | Furnace | E2 | AFUE 81% (2023 Fed Standard) | Baseline Forecast | [30 empty] | 0% | 0% | bar: 2019 to 2048
Commercial_Education_Existing_Space Heating_Natural Gas_Furnace_E3_Baseline Forecast | Commercial | Education | Existing | Space Heating | Natural Gas | Furnace | E3 | AFUE 91% (WA State Min 2023) | Baseline Forecast | 0% | 0% | 0% | 0% | 0% | 100% | 100% | 67.19% | 67.21% | 67.23% | 67.24% | 67.26% | 67.54% | 67.56% | 67.56% | 67.58% | 67.58% | 67.59% | 67.63% | 67.61% | 67.61% | 67.6% | 67.58% | 68.61% | 68.65% | 68.69% | 68.73% | 68.77% | 68.81% | 68.86% | 68.91% | 100%
Commercial_Education_Existing_Space Heating_Natural Gas_Furnace_E4_Baseline Forecast | Commercial | Education | Existing | Space Heating | Natural Gas | Furnace | E4 | AFUE 96% | Baseline Forecast | [30 empty] | 0% | 0% | bar: 2019 to 2048
Commercial_Education_Existing_Space Heating_Natural Gas_Furnace_E5_Baseline Forecast | Commercial | Education | Existing | Space Heating | Natural Gas | Furnace | E5 | Convert to Gas-Fired ASHP | Baseline Forecast | 0% | 0% | 0% | 0% | 0% | 0% | 0% | 32.81% | 32.79% | 32.77% | 32.76% | 32.74% | 32.46% | 32.44% | 32.44% | 32.42% | 32.42% | 32.41% | 32.37% | 32.39% | 32.39% | 32.4% | 32.42% | 31.39% | 31.35% | 31.31% | 31.27% | 31.23% | 31.19% | 31.14% | 31.09% | 0%
Commercial_Education_Existing_Space Heating_Natural Gas_Furnace_E6_Baseline Forecast | Commercial | Education | Existing | Space Heating | Natural Gas | Furnace | E6 |  | Baseline Forecast | [30 empty] | 0% | 0% | bar: 2019 to 2048
Commercial_Education_Existing_Space Heating_Natural Gas_Furnace_E7_Baseline Forecast | Commercial | Education | Existing | Space Heating | Natural Gas | Furnace | E7 |  | Baseline Forecast | [30 empty] | 0% | 0% | bar: 2019 to 2048
Commercial_Education_Existing_Space Heating_Natural Gas_Furnace_E8_Baseline Forecast | Commercial | Education | Existing | Space Heating | Natural Gas | Furnace | E8 |  | Baseline Forecast | [30 empty] | 0% | 0% | bar: 2019 to 2048
Commercial_Education_Existing_Space Heating_Natural Gas_Furnace_E9_Baseline Forecast | Commercial | Education | Existing | Space Heating | Natural Gas | Furnace | E9 |  | Baseline Forecast | [30 empty] | 0% | 0% | bar: 2019 to 2048
Commercial_Education_Existing_Space Heating_Natural Gas_Furnace_E10_Baseline Forecast | Commercial | Education | Existing | Space Heating | Natural Gas | Furnace | E10 |  | Baseline Forecast | [30 empty] | 0% | 0% | bar: 2019 to 2048
Commercial_Education_Existing_Space Heating_Natural Gas_Boiler_E1_Baseline Forecast | Commercial | Education | Existing | Space Heating | Natural Gas | Boiler | E1 | TE 80% | Baseline Forecast | 65.35% | 65.33% | 65.32% | 65.3% | 65.27% | 0% | 0% | 0% | 0% | 0% | 0% | 0% | 0% | 0% | 0% | 0% | 0% | 0% | 0% | 0% | 0% | 0% | 0% | 0% | 0% | 0% | 0% | 0% | 0% | 0% | 0% | 0%
Commercial_Education_Existing_Space Heating_Natural Gas_Boiler_E2_Baseline Forecast | Commercial | Education | Existing | Space Heating | Natural Gas | Boiler | E2 | TE 84% (2023 Standard) | Baseline Forecast | [30 empty] | 0% | 0% | bar: 2019 to 2048
Commercial_Education_Existing_Space Heating_Natural Gas_Boiler_E3_Baseline Forecast | Commercial | Education | Existing | Space Heating | Natural Gas | Boiler | E3 | TE 94% (ENERGY STAR 1.0) | Baseline Forecast | 34.65% | 34.67% | 34.68% | 34.7% | 34.73% | 100% | 100% | 100% | 100% | 100% | 100% | 100% | 100% | 100% | 100% | 100% | 100% | 100% | 100% | 100% | 100% | 100% | 100% | 100% | 100% | 100% | 100% | 100% | 100% | 100% | 100% | 100%
Commercial_Education_Existing_Space Heating_Natural Gas_Boiler_E4_Baseline Forecast | Commercial | Education | Existing | Space Heating | Natural Gas | Boiler | E4 | TE 98% | Baseline Forecast | [30 empty] | 0% | 0% | bar: 2019 to 2048
Commercial_Education_Existing_Space Heating_Natural Gas_Boiler_E5_Baseline Forecast | Commercial | Education | Existing | Space Heating | Natural Gas | Boiler | E5 | Convert to Gas-Fired ASHP | Baseline Forecast | [30 empty] | 0% | 0% | bar: 2019 to 2048
Commercial_Education_Existing_Space Heating_Natural Gas_Boiler_E6_Baseline Forecast | Commercial | Education | Existing | Space Heating | Natural Gas | Boiler | E6 |  | Baseline Forecast | [30 empty] | 0% | 0% | bar: 2019 to 2048
Commercial_Education_Existing_Space Heating_Natural Gas_Boiler_E7_Baseline Forecast | Commercial | Education | Existing | Space Heating | Natural Gas | Boiler | E7 |  | Baseline Forecast | [30 empty] | 0% | 0% | bar: 2019 to 2048
Commercial_Education_Existing_Space Heating_Natural Gas_Boiler_E8_Baseline Forecast | Commercial | Education | Existing | Space Heating | Natural Gas | Boiler | E8 |  | Baseline Forecast | [30 empty] | 0% | 0% | bar: 2019 to 2048
Commercial_Education_Existing_Space Heating_Natural Gas_Boiler_E9_Baseline Forecast | Commercial | Education | Existing | Space Heating | Natural Gas | Boiler | E9 |  | Baseline Forecast | [30 empty] | 0% | 0% | bar: 2019 to 2048
Commercial_Education_Existing_Space Heating_Natural Gas_Boiler_E10_Baseline Forecast | Commercial | Education | Existing | Space Heating | Natural Gas | Boiler | E10 |  | Baseline Forecast | [30 empty] | 0% | 0% | bar: 2019 to 2048
Commercial_Education_Existing_Space Heating_Natural Gas_Unit Heater_E1_Baseline Forecast | Commercial | Education | Existing | Space Heating | Natural Gas | Unit Heater | E1 | Standard | Baseline Forecast | 100% | 100% | 100% | 100% | 100% | 0% | 0% | 0% | 0% | 0% | 0% | 0% | 0% | 0% | 0% | 0% | 0% | 0% | 0% | 0% | 0% | 0% | 0% | 0% | 0% | 0% | 0% | 0% | 0% | 0% | 0% | 0%
Commercial_Education_Existing_Space Heating_Natural Gas_Unit Heater_E2_Baseline Forecast | Commercial | Education | Existing | Space Heating | Natural Gas | Unit Heater | E2 | Condensing | Baseline Forecast | 0% | 0% | 0% | 0% | 0% | 100% | 100% | 100% | 100% | 100% | 100% | 100% | 100% | 100% | 100% | 100% | 100% | 100% | 100% | 100% | 100% | 100% | 100% | 100% | 100% | 100% | 100% | 100% | 100% | 100% | 100% | 100%
Commercial_Education_Existing_Space Heating_Natural Gas_Unit Heater_E3_Baseline Forecast | Commercial | Education | Existing | Space Heating | Natural Gas | Unit Heater | E3 | Infrared Radiant | Baseline Forecast | [30 empty] | 0% | 0% | bar: 2019 to 2048
Commercial_Education_Existing_Space Heating_Natural Gas_Unit Heater_E4_Baseline Forecast | Commercial | Education | Existing | Space Heating | Natural Gas | Unit Heater | E4 |  | Baseline Forecast | [30 empty] | 0% | 0% | bar: 2019 to 2048
Commercial_Education_Existing_Space Heating_Natural Gas_Unit Heater_E5_Baseline Forecast | Commercial | Education | Existing | Space Heating | Natural Gas | Unit Heater | E5 |  | Baseline Forecast | [30 empty] | 0% | 0% | bar: 2019 to 2048
Commercial_Education_Existing_Space Heating_Natural Gas_Unit Heater_E6_Baseline Forecast | Commercial | Education | Existing | Space Heating | Natural Gas | Unit Heater | E6 |  | Baseline Forecast | [30 empty] | 0% | 0% | bar: 2019 to 2048
Commercial_Education_Existing_Space Heating_Natural Gas_Unit Heater_E7_Baseline Forecast | Commercial | Education | Existing | Space Heating | Natural Gas | Unit Heater | E7 |  | Baseline Forecast | [30 empty] | 0% | 0% | bar: 2019 to 2048
Commercial_Education_Existing_Space Heating_Natural Gas_Unit Heater_E8_Baseline Forecast | Commercial | Education | Existing | Space Heating | Natural Gas | Unit Heater | E8 |  | Baseline Forecast | [30 empty] | 0% | 0% | bar: 2019 to 2048
Commercial_Education_Existing_Space Heating_Natural Gas_Unit Heater_E9_Baseline Forecast | Commercial | Education | Existing | Space Heating | Natural Gas | Unit Heater | E9 |  | Baseline Forecast | [30 empty] | 0% | 0% | bar: 2019 to 2048
Commercial_Education_Existing_Space Heating_Natural Gas_Unit Heater_E10_Baseline Forecast | Commercial | Education | Existing | Space Heating | Natural Gas | Unit Heater | E10 |  | Baseline Forecast | [30 empty] | 0% | 0% | bar: 2019 to 2048
Commercial_Education_Existing_Water Heating_Natural Gas_Water Heater_E1_Baseline Forecast | Commercial | Education | Existing | Water Heating | Natural Gas | Water Heater | E1 | TE 80% | Baseline Forecast | 22.14% | 22.13% | 22.12% | 22.11% | 22.1% | 22.13% | 22.17% | 0.4238% | 0.4361% | 0.4513% | 0.4666% | 0.447% | 0.4655% | 0.4263% | 0.3845% | 0.3446% | 0.3431% | 0.3413% | 0.3434% | 0.3402% | 0.3378% | 0.3349% | 0.3316% | 0.4785% | 0.4819% | 0.4851% | 0.4881% | 0.4911% | 0.4939% | 0.4967% | 0.4982% | 22.13%
Commercial_Education_Existing_Water Heating_Natural Gas_Water Heater_E2_Baseline Forecast | Commercial | Education | Existing | Water Heating | Natural Gas | Water Heater | E2 | TE 94% (ENERGY STAR 2.0) | Baseline Forecast | 77.86% | 77.87% | 77.88% | 77.89% | 77.9% | 77.87% | 77.83% | 1.486% | 1.529% | 1.581% | 1.634% | 1.568% | 1.627% | 1.493% | 1.351% | 1.214% | 1.209% | 1.202% | 1.209% | 1.198% | 1.19% | 1.18% | 1.169% | 1.634% | 1.644% | 1.654% | 1.662% | 1.671% | 1.679% | 1.687% | 1.69% | 77.87%
Commercial_Education_Existing_Water Heating_Natural Gas_Water Heater_E3_Baseline Forecast | Commercial | Education | Existing | Water Heating | Natural Gas | Water Heater | E3 | TE 96% (Instantaneous) | Baseline Forecast | [30 empty] | 0% | 0% | bar: 2019 to 2048
Commercial_Education_Existing_Water Heating_Natural Gas_Water Heater_E4_Baseline Forecast | Commercial | Education | Existing | Water Heating | Natural Gas | Water Heater | E4 | UEF 1.0+ (Gas-Fired HPWH) | Baseline Forecast | 0% | 0% | 0% | 0% | 0% | 0% | 0% | 98.09% | 98.04% | 97.97% | 97.9% | 97.98% | 97.91% | 98.08% | 98.26% | 98.44% | 98.45% | 98.46% | 98.45% | 98.46% | 98.47% | 98.48% | 98.5% | 97.89% | 97.87% | 97.86% | 97.85% | 97.84% | 97.83% | 97.82% | 97.81% | 0%
Commercial_Education_Existing_Water Heating_Natural Gas_Water Heater_E5_Baseline Forecast | Commercial | Education | Existing | Water Heating | Natural Gas | Water Heater | E5 |  | Baseline Forecast | [30 empty] | 0% | 0% | bar: 2019 to 2048
Commercial_Education_Existing_Water Heating_Natural Gas_Water Heater_E6_Baseline Forecast | Commercial | Education | Existing | Water Heating | Natural Gas | Water Heater | E6 |  | Baseline Forecast | [30 empty] | 0% | 0% | bar: 2019 to 2048
Commercial_Education_Existing_Water Heating_Natural Gas_Water Heater_E7_Baseline Forecast | Commercial | Education | Existing | Water Heating | Natural Gas | Water Heater | E7 |  | Baseline Forecast | [30 empty] | 0% | 0% | bar: 2019 to 2048
Commercial_Education_Existing_Water Heating_Natural Gas_Water Heater_E8_Baseline Forecast | Commercial | Education | Existing | Water Heating | Natural Gas | Water Heater | E8 |  | Baseline Forecast | [30 empty] | 0% | 0% | bar: 2019 to 2048
Commercial_Education_Existing_Water Heating_Natural Gas_Water Heater_E9_Baseline Forecast | Commercial | Education | Existing | Water Heating | Natural Gas | Water Heater | E9 |  | Baseline Forecast | [30 empty] | 0% | 0% | bar: 2019 to 2048
Commercial_Education_Existing_Water Heating_Natural Gas_Water Heater_E10_Baseline Forecast | Commercial | Education | Existing | Water Heating | Natural Gas | Water Heater | E10 |  | Baseline Forecast | [30 empty] | 0% | 0% | bar: 2019 to 2048
Commercial_Education_Existing_Food Preparation_Natural Gas_Oven_E1_Baseline Forecast | Commercial | Education | Existing | Food Preparation | Natural Gas | Oven | E1 | Standard | Baseline Forecast | 41% | 40.96% | 40.93% | 40.9% | 40.85% | 41.03% | 41.18% | 41.26% | 41.29% | 41.34% | 41.22% | 41.12% | 41.42% | 41.29% | 41.11% | 40.95% | 40.95% | 40.93% | 40.99% | 40.95% | 40.92% | 40.89% | 40.84% | 42.56% | 42.59% | 42.63% | 42.66% | 42.69% | 42.72% | 42.74% | 42.77% | 41.03%
Commercial_Education_Existing_Food Preparation_Natural Gas_Oven_E2_Baseline Forecast | Commercial | Education | Existing | Food Preparation | Natural Gas | Oven | E2 | ENERGY STAR (3.0) | Baseline Forecast | 59% | 59.04% | 59.07% | 59.1% | 59.15% | 58.97% | 58.82% | 58.74% | 58.71% | 58.66% | 58.78% | 58.88% | 58.58% | 58.71% | 58.89% | 59.05% | 59.05% | 59.07% | 59.01% | 59.05% | 59.08% | 59.11% | 59.16% | 57.44% | 57.41% | 57.37% | 57.34% | 57.31% | 57.28% | 57.26% | 57.23% | 58.97%
Commercial_Education_Existing_Food Preparation_Natural Gas_Oven_E3_Baseline Forecast | Commercial | Education | Existing | Food Preparation | Natural Gas | Oven | E3 |  | Baseline Forecast | [30 empty] | 0% | 0% | bar: 2019 to 2048
Commercial_Education_Existing_Food Preparation_Natural Gas_Oven_E4_Baseline Forecast | Commercial | Education | Existing | Food Preparation | Natural Gas | Oven | E4 |  | Baseline Forecast | [30 empty] | 0% | 0% | bar: 2019 to 2048
Commercial_Education_Existing_Food Preparation_Natural Gas_Oven_E5_Baseline Forecast | Commercial | Education | Existing | Food Preparation | Natural Gas | Oven | E5 |  | Baseline Forecast | [30 empty] | 0% | 0% | bar: 2019 to 2048
Commercial_Education_Existing_Food Preparation_Natural Gas_Oven_E6_Baseline Forecast | Commercial | Education | Existing | Food Preparation | Natural Gas | Oven | E6 |  | Baseline Forecast | [30 empty] | 0% | 0% | bar: 2019 to 2048
Commercial_Education_Existing_Food Preparation_Natural Gas_Oven_E7_Baseline Forecast | Commercial | Education | Existing | Food Preparation | Natural Gas | Oven | E7 |  | Baseline Forecast | [30 empty] | 0% | 0% | bar: 2019 to 2048
Commercial_Education_Existing_Food Preparation_Natural Gas_Oven_E8_Baseline Forecast | Commercial | Education | Existing | Food Preparation | Natural Gas | Oven | E8 |  | Baseline Forecast | [30 empty] | 0% | 0% | bar: 2019 to 2048
Commercial_Education_Existing_Food Preparation_Natural Gas_Oven_E9_Baseline Forecast | Commercial | Education | Existing | Food Preparation | Natural Gas | Oven | E9 |  | Baseline Forecast | [30 empty] | 0% | 0% | bar: 2019 to 2048
Commercial_Education_Existing_Food Preparation_Natural Gas_Oven_E10_Baseline Forecast | Commercial | Education | Existing | Food Preparation | Natural Gas | Oven | E10 |  | Baseline Forecast | [30 empty] | 0% | 0% | bar: 2019 to 2048
Commercial_Education_Existing_Food Preparation_Natural Gas_Conveyor Oven_E1_Baseline Forecast | Commercial | Education | Existing | Food Preparation | Natural Gas | Conveyor Oven | E1 | Standard | Baseline Forecast | 41% | 41.01% | 41.02% | 41.04% | 40.98% | 41.02% | 41.04% | 41% | 40.91% | 40.93% | 40.94% | 40.96% | 41.26% | 41.28% | 41.28% | 41.3% | 41.3% | 41.3% | 41.35% | 41.33% | 41.32% | 41.29% | 41.27% | 42.98% | 43.04% | 43.09% | 43.15% | 43.2% | 43.25% | 43.3% | 43.37% | 41.02%
Commercial_Education_Existing_Food Preparation_Natural Gas_Conveyor Oven_E2_Baseline Forecast | Commercial | Education | Existing | Food Preparation | Natural Gas | Conveyor Oven | E2 | Efficient (>44% Baking Efficiency) | Baseline Forecast | 59% | 58.99% | 58.98% | 58.96% | 59.02% | 58.98% | 58.96% | 59% | 59.09% | 59.07% | 59.06% | 59.04% | 58.74% | 58.72% | 58.72% | 58.7% | 58.7% | 58.7% | 58.65% | 58.67% | 58.68% | 58.71% | 58.73% | 57.02% | 56.96% | 56.91% | 56.85% | 56.8% | 56.75% | 56.7% | 56.63% | 58.98%
Commercial_Education_Existing_Food Preparation_Natural Gas_Conveyor Oven_E3_Baseline Forecast | Commercial | Education | Existing | Food Preparation | Natural Gas | Conveyor Oven | E3 |  | Baseline Forecast | [30 empty] | 0% | 0% | bar: 2019 to 2048
Commercial_Education_Existing_Food Preparation_Natural Gas_Conveyor Oven_E4_Baseline Forecast | Commercial | Education | Existing | Food Preparation | Natural Gas | Conveyor Oven | E4 |  | Baseline Forecast | [30 empty] | 0% | 0% | bar: 2019 to 2048
Commercial_Education_Existing_Food Preparation_Natural Gas_Conveyor Oven_E5_Baseline Forecast | Commercial | Education | Existing | Food Preparation | Natural Gas | Conveyor Oven | E5 |  | Baseline Forecast | [30 empty] | 0% | 0% | bar: 2019 to 2048
Commercial_Education_Existing_Food Preparation_Natural Gas_Conveyor Oven_E6_Baseline Forecast | Commercial | Education | Existing | Food Preparation | Natural Gas | Conveyor Oven | E6 |  | Baseline Forecast | [30 empty] | 0% | 0% | bar: 2019 to 2048
Commercial_Education_Existing_Food Preparation_Natural Gas_Conveyor Oven_E7_Baseline Forecast | Commercial | Education | Existing | Food Preparation | Natural Gas | Conveyor Oven | E7 |  | Baseline Forecast | [30 empty] | 0% | 0% | bar: 2019 to 2048
Commercial_Education_Existing_Food Preparation_Natural Gas_Conveyor Oven_E8_Baseline Forecast | Commercial | Education | Existing | Food Preparation | Natural Gas | Conveyor Oven | E8 |  | Baseline Forecast | [30 empty] | 0% | 0% | bar: 2019 to 2048
Commercial_Education_Existing_Food Preparation_Natural Gas_Conveyor Oven_E9_Baseline Forecast | Commercial | Education | Existing | Food Preparation | Natural Gas | Conveyor Oven | E9 |  | Baseline Forecast | [30 empty] | 0% | 0% | bar: 2019 to 2048
Commercial_Education_Existing_Food Preparation_Natural Gas_Conveyor Oven_E10_Baseline Forecast | Commercial | Education | Existing | Food Preparation | Natural Gas | Conveyor Oven | E10 |  | Baseline Forecast | [30 empty] | 0% | 0% | bar: 2019 to 2048
Commercial_Education_Existing_Food Preparation_Natural Gas_Double Rack Oven_E1_Baseline Forecast | Commercial | Education | Existing | Food Preparation | Natural Gas | Double Rack Oven | E1 | Standard | Baseline Forecast | 41% | 40.9% | 40.83% | 40.87% | 40.86% | 41.24% | 41.57% | 41.77% | 41.85% | 41.61% | 41.32% | 41.02% | 41.57% | 41.2% | 41.18% | 41.21% | 41.2% | 41.18% | 41.31% | 41.23% | 41.18% | 41.11% | 41.03% | 45.56% | 45.69% | 45.81% | 45.93% | 46.04% | 46.15% | 46.26% | 46.36% | 41.24%
Commercial_Education_Existing_Food Preparation_Natural Gas_Double Rack Oven_E2_Baseline Forecast | Commercial | Education | Existing | Food Preparation | Natural Gas | Double Rack Oven | E2 | FTSC Qualified (>50% Cooking Efficiency) | Baseline Forecast | 59% | 59.1% | 59.17% | 59.13% | 59.14% | 58.76% | 58.43% | 58.23% | 58.15% | 58.39% | 58.68% | 58.98% | 58.43% | 58.8% | 58.82% | 58.79% | 58.8% | 58.82% | 58.69% | 58.77% | 58.82% | 58.89% | 58.97% | 54.44% | 54.31% | 54.19% | 54.07% | 53.96% | 53.85% | 53.74% | 53.64% | 58.76%
Commercial_Education_Existing_Food Preparation_Natural Gas_Double Rack Oven_E3_Baseline Forecast | Commercial | Education | Existing | Food Preparation | Natural Gas | Double Rack Oven | E3 |  | Baseline Forecast | [30 empty] | 0% | 0% | bar: 2019 to 2048
Commercial_Education_Existing_Food Preparation_Natural Gas_Double Rack Oven_E4_Baseline Forecast | Commercial | Education | Existing | Food Preparation | Natural Gas | Double Rack Oven | E4 |  | Baseline Forecast | [30 empty] | 0% | 0% | bar: 2019 to 2048
Commercial_Education_Existing_Food Preparation_Natural Gas_Double Rack Oven_E5_Baseline Forecast | Commercial | Education | Existing | Food Preparation | Natural Gas | Double Rack Oven | E5 |  | Baseline Forecast | [30 empty] | 0% | 0% | bar: 2019 to 2048
Commercial_Education_Existing_Food Preparation_Natural Gas_Double Rack Oven_E6_Baseline Forecast | Commercial | Education | Existing | Food Preparation | Natural Gas | Double Rack Oven | E6 |  | Baseline Forecast | [30 empty] | 0% | 0% | bar: 2019 to 2048
Commercial_Education_Existing_Food Preparation_Natural Gas_Double Rack Oven_E7_Baseline Forecast | Commercial | Education | Existing | Food Preparation | Natural Gas | Double Rack Oven | E7 |  | Baseline Forecast | [30 empty] | 0% | 0% | bar: 2019 to 2048
Commercial_Education_Existing_Food Preparation_Natural Gas_Double Rack Oven_E8_Baseline Forecast | Commercial | Education | Existing | Food Preparation | Natural Gas | Double Rack Oven | E8 |  | Baseline Forecast | [30 empty] | 0% | 0% | bar: 2019 to 2048
Commercial_Education_Existing_Food Preparation_Natural Gas_Double Rack Oven_E9_Baseline Forecast | Commercial | Education | Existing | Food Preparation | Natural Gas | Double Rack Oven | E9 |  | Baseline Forecast | [30 empty] | 0% | 0% | bar: 2019 to 2048
Commercial_Education_Existing_Food Preparation_Natural Gas_Double Rack Oven_E10_Baseline Forecast | Commercial | Education | Existing | Food Preparation | Natural Gas | Double Rack Oven | E10 |  | Baseline Forecast | [30 empty] | 0% | 0% | bar: 2019 to 2048
Commercial_Education_Existing_Food Preparation_Natural Gas_Fryer_E1_Baseline Forecast | Commercial | Education | Existing | Food Preparation | Natural Gas | Fryer | E1 | Standard | Baseline Forecast | 74% | 73.93% | 73.88% | 0% | 0% | 0% | 0% | 0% | 0% | 0% | 0% | 0% | 0% | 0% | 0% | 0% | 0% | 0% | 0% | 0% | 0% | 0% | 0% | 0% | 0% | 0% | 0% | 0% | 0% | 0% | 0% | 0%
Commercial_Education_Existing_Food Preparation_Natural Gas_Fryer_E2_Baseline Forecast | Commercial | Education | Existing | Food Preparation | Natural Gas | Fryer | E2 | ENERGY STAR (3.0) | Baseline Forecast | 26% | 26.07% | 26.12% | 100% | 100% | 100% | 100% | 100% | 100% | 100% | 100% | 100% | 100% | 100% | 100% | 100% | 100% | 100% | 100% | 100% | 100% | 100% | 100% | 100% | 100% | 100% | 100% | 100% | 100% | 100% | 100% | 100%
Commercial_Education_Existing_Food Preparation_Natural Gas_Fryer_E3_Baseline Forecast | Commercial | Education | Existing | Food Preparation | Natural Gas | Fryer | E3 |  | Baseline Forecast | [30 empty] | 0% | 0% | bar: 2019 to 2048
Commercial_Education_Existing_Food Preparation_Natural Gas_Fryer_E4_Baseline Forecast | Commercial | Education | Existing | Food Preparation | Natural Gas | Fryer | E4 |  | Baseline Forecast | [30 empty] | 0% | 0% | bar: 2019 to 2048
Commercial_Education_Existing_Food Preparation_Natural Gas_Fryer_E5_Baseline Forecast | Commercial | Education | Existing | Food Preparation | Natural Gas | Fryer | E5 |  | Baseline Forecast | [30 empty] | 0% | 0% | bar: 2019 to 2048
Commercial_Education_Existing_Food Preparation_Natural Gas_Fryer_E6_Baseline Forecast | Commercial | Education | Existing | Food Preparation | Natural Gas | Fryer | E6 |  | Baseline Forecast | [30 empty] | 0% | 0% | bar: 2019 to 2048
Commercial_Education_Existing_Food Preparation_Natural Gas_Fryer_E7_Baseline Forecast | Commercial | Education | Existing | Food Preparation | Natural Gas | Fryer | E7 |  | Baseline Forecast | [30 empty] | 0% | 0% | bar: 2019 to 2048
Commercial_Education_Existing_Food Preparation_Natural Gas_Fryer_E8_Baseline Forecast | Commercial | Education | Existing | Food Preparation | Natural Gas | Fryer | E8 |  | Baseline Forecast | [30 empty] | 0% | 0% | bar: 2019 to 2048
Commercial_Education_Existing_Food Preparation_Natural Gas_Fryer_E9_Baseline Forecast | Commercial | Education | Existing | Food Preparation | Natural Gas | Fryer | E9 |  | Baseline Forecast | [30 empty] | 0% | 0% | bar: 2019 to 2048
Commercial_Education_Existing_Food Preparation_Natural Gas_Fryer_E10_Baseline Forecast | Commercial | Education | Existing | Food Preparation | Natural Gas | Fryer | E10 |  | Baseline Forecast | [30 empty] | 0% | 0% | bar: 2019 to 2048
Commercial_Education_Existing_Food Preparation_Natural Gas_Broiler_E1_Baseline Forecast | Commercial | Education | Existing | Food Preparation | Natural Gas | Broiler | E1 | Standard | Baseline Forecast | 74% | 73.94% | 73.89% | 73.92% | 73.91% | 74.15% | 74.36% | 74.48% | 74.53% | 74.38% | 74.2% | 74.02% | 74.36% | 74.13% | 74.11% | 74.13% | 74.13% | 74.12% | 74.19% | 74.15% | 74.12% | 74.07% | 74.02% | 76.66% | 76.73% | 76.79% | 76.85% | 76.91% | 76.97% | 77.03% | 77.08% | 74.15%
Commercial_Education_Existing_Food Preparation_Natural Gas_Broiler_E2_Baseline Forecast | Commercial | Education | Existing | Food Preparation | Natural Gas | Broiler | E2 | Infrared Burners | Baseline Forecast | 26% | 26.06% | 26.11% | 26.08% | 26.09% | 25.85% | 25.64% | 25.52% | 25.47% | 25.62% | 25.8% | 25.98% | 25.64% | 25.87% | 25.89% | 25.87% | 25.87% | 25.88% | 25.81% | 25.85% | 25.88% | 25.93% | 25.98% | 23.34% | 23.27% | 23.21% | 23.15% | 23.09% | 23.03% | 22.97% | 22.92% | 25.85%
Commercial_Education_Existing_Food Preparation_Natural Gas_Broiler_E3_Baseline Forecast | Commercial | Education | Existing | Food Preparation | Natural Gas | Broiler | E3 |  | Baseline Forecast | [30 empty] | 0% | 0% | bar: 2019 to 2048
Commercial_Education_Existing_Food Preparation_Natural Gas_Broiler_E4_Baseline Forecast | Commercial | Education | Existing | Food Preparation | Natural Gas | Broiler | E4 |  | Baseline Forecast | [30 empty] | 0% | 0% | bar: 2019 to 2048
Commercial_Education_Existing_Food Preparation_Natural Gas_Broiler_E5_Baseline Forecast | Commercial | Education | Existing | Food Preparation | Natural Gas | Broiler | E5 |  | Baseline Forecast | [30 empty] | 0% | 0% | bar: 2019 to 2048
Commercial_Education_Existing_Food Preparation_Natural Gas_Broiler_E6_Baseline Forecast | Commercial | Education | Existing | Food Preparation | Natural Gas | Broiler | E6 |  | Baseline Forecast | [30 empty] | 0% | 0% | bar: 2019 to 2048
Commercial_Education_Existing_Food Preparation_Natural Gas_Broiler_E7_Baseline Forecast | Commercial | Education | Existing | Food Preparation | Natural Gas | Broiler | E7 |  | Baseline Forecast | [30 empty] | 0% | 0% | bar: 2019 to 2048
Commercial_Education_Existing_Food Preparation_Natural Gas_Broiler_E8_Baseline Forecast | Commercial | Education | Existing | Food Preparation | Natural Gas | Broiler | E8 |  | Baseline Forecast | [30 empty] | 0% | 0% | bar: 2019 to 2048
Commercial_Education_Existing_Food Preparation_Natural Gas_Broiler_E9_Baseline Forecast | Commercial | Education | Existing | Food Preparation | Natural Gas | Broiler | E9 |  | Baseline Forecast | [30 empty] | 0% | 0% | bar: 2019 to 2048
Commercial_Education_Existing_Food Preparation_Natural Gas_Broiler_E10_Baseline Forecast | Commercial | Education | Existing | Food Preparation | Natural Gas | Broiler | E10 |  | Baseline Forecast | [30 empty] | 0% | 0% | bar: 2019 to 2048
Commercial_Education_Existing_Food Preparation_Natural Gas_Griddle_E1_Baseline Forecast | Commercial | Education | Existing | Food Preparation | Natural Gas | Griddle | E1 | Standard | Baseline Forecast | 71% | 70.98% | 70.97% | 70.98% | 70.98% | 71.04% | 71.09% | 71.13% | 71.14% | 71.1% | 71.05% | 71% | 71.09% | 71.03% | 71.03% | 71.03% | 71.03% | 71.03% | 71.05% | 71.04% | 71.03% | 71.02% | 71% | 71.77% | 71.79% | 71.81% | 71.83% | 71.85% | 71.87% | 71.89% | 71.91% | 71.04%
Commercial_Education_Existing_Food Preparation_Natural Gas_Griddle_E2_Baseline Forecast | Commercial | Education | Existing | Food Preparation | Natural Gas | Griddle | E2 | ENERGY STAR | Baseline Forecast | 29% | 29.02% | 29.03% | 29.02% | 29.02% | 28.96% | 28.91% | 28.87% | 28.86% | 28.9% | 28.95% | 29% | 28.91% | 28.97% | 28.97% | 28.97% | 28.97% | 28.97% | 28.95% | 28.96% | 28.97% | 28.98% | 29% | 28.23% | 28.21% | 28.19% | 28.17% | 28.15% | 28.13% | 28.11% | 28.09% | 28.96%
Commercial_Education_Existing_Food Preparation_Natural Gas_Griddle_E3_Baseline Forecast | Commercial | Education | Existing | Food Preparation | Natural Gas | Griddle | E3 |  | Baseline Forecast | [30 empty] | 0% | 0% | bar: 2019 to 2048
Commercial_Education_Existing_Food Preparation_Natural Gas_Griddle_E4_Baseline Forecast | Commercial | Education | Existing | Food Preparation | Natural Gas | Griddle | E4 |  | Baseline Forecast | [30 empty] | 0% | 0% | bar: 2019 to 2048
Commercial_Education_Existing_Food Preparation_Natural Gas_Griddle_E5_Baseline Forecast | Commercial | Education | Existing | Food Preparation | Natural Gas | Griddle | E5 |  | Baseline Forecast | [30 empty] | 0% | 0% | bar: 2019 to 2048
Commercial_Education_Existing_Food Preparation_Natural Gas_Griddle_E6_Baseline Forecast | Commercial | Education | Existing | Food Preparation | Natural Gas | Griddle | E6 |  | Baseline Forecast | [30 empty] | 0% | 0% | bar: 2019 to 2048
Commercial_Education_Existing_Food Preparation_Natural Gas_Griddle_E7_Baseline Forecast | Commercial | Education | Existing | Food Preparation | Natural Gas | Griddle | E7 |  | Baseline Forecast | [30 empty] | 0% | 0% | bar: 2019 to 2048
Commercial_Education_Existing_Food Preparation_Natural Gas_Griddle_E8_Baseline Forecast | Commercial | Education | Existing | Food Preparation | Natural Gas | Griddle | E8 |  | Baseline Forecast | [30 empty] | 0% | 0% | bar: 2019 to 2048
Commercial_Education_Existing_Food Preparation_Natural Gas_Griddle_E9_Baseline Forecast | Commercial | Education | Existing | Food Preparation | Natural Gas | Griddle | E9 |  | Baseline Forecast | [30 empty] | 0% | 0% | bar: 2019 to 2048
Commercial_Education_Existing_Food Preparation_Natural Gas_Griddle_E10_Baseline Forecast | Commercial | Education | Existing | Food Preparation | Natural Gas | Griddle | E10 |  | Baseline Forecast | [30 empty] | 0% | 0% | bar: 2019 to 2048
Commercial_Education_Existing_Food Preparation_Natural Gas_Range_E1_Baseline Forecast | Commercial | Education | Existing | Food Preparation | Natural Gas | Range | E1 | Standard | Baseline Forecast | 41% | 40.96% | 40.93% | 40.9% | 40.86% | 40.99% | 41.1% | 41.16% | 41.18% | 41.22% | 41.24% | 41.14% | 41.36% | 41.23% | 41.07% | 40.92% | 40.92% | 40.91% | 40.95% | 40.92% | 40.9% | 40.87% | 40.84% | 42.33% | 42.37% | 42.4% | 42.44% | 42.47% | 42.5% | 42.53% | 42.56% | 40.99%
Commercial_Education_Existing_Food Preparation_Natural Gas_Range_E2_Baseline Forecast | Commercial | Education | Existing | Food Preparation | Natural Gas | Range | E2 | High Efficiency | Baseline Forecast | 59% | 59.04% | 59.07% | 59.1% | 59.14% | 59.01% | 58.9% | 58.84% | 58.82% | 58.78% | 58.76% | 58.86% | 58.64% | 58.77% | 58.93% | 59.08% | 59.08% | 59.09% | 59.05% | 59.08% | 59.1% | 59.13% | 59.16% | 57.67% | 57.63% | 57.6% | 57.56% | 57.53% | 57.5% | 57.47% | 57.44% | 59.01%
Commercial_Education_Existing_Food Preparation_Natural Gas_Range_E3_Baseline Forecast | Commercial | Education | Existing | Food Preparation | Natural Gas | Range | E3 |  | Baseline Forecast | [30 empty] | 0% | 0% | bar: 2019 to 2048
Commercial_Education_Existing_Food Preparation_Natural Gas_Range_E4_Baseline Forecast | Commercial | Education | Existing | Food Preparation | Natural Gas | Range | E4 |  | Baseline Forecast | [30 empty] | 0% | 0% | bar: 2019 to 2048
Commercial_Education_Existing_Food Preparation_Natural Gas_Range_E5_Baseline Forecast | Commercial | Education | Existing | Food Preparation | Natural Gas | Range | E5 |  | Baseline Forecast | [30 empty] | 0% | 0% | bar: 2019 to 2048
Commercial_Education_Existing_Food Preparation_Natural Gas_Range_E6_Baseline Forecast | Commercial | Education | Existing | Food Preparation | Natural Gas | Range | E6 |  | Baseline Forecast | [30 empty] | 0% | 0% | bar: 2019 to 2048
Commercial_Education_Existing_Food Preparation_Natural Gas_Range_E7_Baseline Forecast | Commercial | Education | Existing | Food Preparation | Natural Gas | Range | E7 |  | Baseline Forecast | [30 empty] | 0% | 0% | bar: 2019 to 2048
Commercial_Education_Existing_Food Preparation_Natural Gas_Range_E8_Baseline Forecast | Commercial | Education | Existing | Food Preparation | Natural Gas | Range | E8 |  | Baseline Forecast | [30 empty] | 0% | 0% | bar: 2019 to 2048
Commercial_Education_Existing_Food Preparation_Natural Gas_Range_E9_Baseline Forecast | Commercial | Education | Existing | Food Preparation | Natural Gas | Range | E9 |  | Baseline Forecast | [30 empty] | 0% | 0% | bar: 2019 to 2048
Commercial_Education_Existing_Food Preparation_Natural Gas_Range_E10_Baseline Forecast | Commercial | Education | Existing | Food Preparation | Natural Gas | Range | E10 |  | Baseline Forecast | [30 empty] | 0% | 0% | bar: 2019 to 2048
Commercial_Education_Existing_Food Preparation_Natural Gas_Steamer_E1_Baseline Forecast | Commercial | Education | Existing | Food Preparation | Natural Gas | Steamer | E1 | Standard | Baseline Forecast | 50% | 49.88% | 49.81% | 0% | 0% | 0% | 0% | 0% | 0% | 0% | 0% | 0% | 0% | 0% | 0% | 0% | 0% | 0% | 0% | 0% | 0% | 0% | 0% | 0% | 0% | 0% | 0% | 0% | 0% | 0% | 0% | 0%
Commercial_Education_Existing_Food Preparation_Natural Gas_Steamer_E2_Baseline Forecast | Commercial | Education | Existing | Food Preparation | Natural Gas | Steamer | E2 | ENERGY STAR | Baseline Forecast | 50% | 50.12% | 50.19% | 100% | 100% | 100% | 100% | 100% | 100% | 100% | 100% | 100% | 100% | 100% | 100% | 100% | 100% | 100% | 100% | 100% | 100% | 100% | 100% | 100% | 100% | 100% | 100% | 100% | 100% | 100% | 100% | 100%
Commercial_Education_Existing_Food Preparation_Natural Gas_Steamer_E3_Baseline Forecast | Commercial | Education | Existing | Food Preparation | Natural Gas | Steamer | E3 |  | Baseline Forecast | [30 empty] | 0% | 0% | bar: 2019 to 2048
Commercial_Education_Existing_Food Preparation_Natural Gas_Steamer_E4_Baseline Forecast | Commercial | Education | Existing | Food Preparation | Natural Gas | Steamer | E4 |  | Baseline Forecast | [30 empty] | 0% | 0% | bar: 2019 to 2048
Commercial_Education_Existing_Food Preparation_Natural Gas_Steamer_E5_Baseline Forecast | Commercial | Education | Existing | Food Preparation | Natural Gas | Steamer | E5 |  | Baseline Forecast | [30 empty] | 0% | 0% | bar: 2019 to 2048
Commercial_Education_Existing_Food Preparation_Natural Gas_Steamer_E6_Baseline Forecast | Commercial | Education | Existing | Food Preparation | Natural Gas | Steamer | E6 |  | Baseline Forecast | [30 empty] | 0% | 0% | bar: 2019 to 2048
Commercial_Education_Existing_Food Preparation_Natural Gas_Steamer_E7_Baseline Forecast | Commercial | Education | Existing | Food Preparation | Natural Gas | Steamer | E7 |  | Baseline Forecast | [30 empty] | 0% | 0% | bar: 2019 to 2048
Commercial_Education_Existing_Food Preparation_Natural Gas_Steamer_E8_Baseline Forecast | Commercial | Education | Existing | Food Preparation | Natural Gas | Steamer | E8 |  | Baseline Forecast | [30 empty] | 0% | 0% | bar: 2019 to 2048
Commercial_Education_Existing_Food Preparation_Natural Gas_Steamer_E9_Baseline Forecast | Commercial | Education | Existing | Food Preparation | Natural Gas | Steamer | E9 |  | Baseline Forecast | [30 empty] | 0% | 0% | bar: 2019 to 2048
Commercial_Education_Existing_Food Preparation_Natural Gas_Steamer_E10_Baseline Forecast | Commercial | Education | Existing | Food Preparation | Natural Gas | Steamer | E10 |  | Baseline Forecast | [30 empty] | 0% | 0% | bar: 2019 to 2048
Commercial_Education_Existing_Food Preparation_Natural Gas_Food Prep Other_E1_Baseline Forecast | Commercial | Education | Existing | Food Preparation | Natural Gas | Food Prep Other | E1 | Standard | Baseline Forecast | 74% | 74% | 74% | 74% | 74% | 74% | 74% | 74% | 74% | 74% | 74% | 74% | 74% | 74% | 74% | 74% | 74% | 74% | 74% | 74% | 74% | 74% | 74% | 74% | 74% | 74% | 74% | 74% | 74% | 74% | 74% | 74%
Commercial_Education_Existing_Food Preparation_Natural Gas_Food Prep Other_E2_Baseline Forecast | Commercial | Education | Existing | Food Preparation | Natural Gas | Food Prep Other | E2 | ENERGY STAR | Baseline Forecast | 26% | 26% | 26% | 26% | 26% | 26% | 26% | 26% | 26% | 26% | 26% | 26% | 26% | 26% | 26% | 26% | 26% | 26% | 26% | 26% | 26% | 26% | 26% | 26% | 26% | 26% | 26% | 26% | 26% | 26% | 26% | 26%
Commercial_Education_Existing_Food Preparation_Natural Gas_Food Prep Other_E3_Baseline Forecast | Commercial | Education | Existing | Food Preparation | Natural Gas | Food Prep Other | E3 |  | Baseline Forecast | [30 empty] | 0% | 0% | bar: 2019 to 2048
Commercial_Education_Existing_Food Preparation_Natural Gas_Food Prep Other_E4_Baseline Forecast | Commercial | Education | Existing | Food Preparation | Natural Gas | Food Prep Other | E4 |  | Baseline Forecast | [30 empty] | 0% | 0% | bar: 2019 to 2048
Commercial_Education_Existing_Food Preparation_Natural Gas_Food Prep Other_E5_Baseline Forecast | Commercial | Education | Existing | Food Preparation | Natural Gas | Food Prep Other | E5 |  | Baseline Forecast | [30 empty] | 0% | 0% | bar: 2019 to 2048
Commercial_Education_Existing_Food Preparation_Natural Gas_Food Prep Other_E6_Baseline Forecast | Commercial | Education | Existing | Food Preparation | Natural Gas | Food Prep Other | E6 |  | Baseline Forecast | [30 empty] | 0% | 0% | bar: 2019 to 2048
Commercial_Education_Existing_Food Preparation_Natural Gas_Food Prep Other_E7_Baseline Forecast | Commercial | Education | Existing | Food Preparation | Natural Gas | Food Prep Other | E7 |  | Baseline Forecast | [30 empty] | 0% | 0% | bar: 2019 to 2048
Commercial_Education_Existing_Food Preparation_Natural Gas_Food Prep Other_E8_Baseline Forecast | Commercial | Education | Existing | Food Preparation | Natural Gas | Food Prep Other | E8 |  | Baseline Forecast | [30 empty] | 0% | 0% | bar: 2019 to 2048
Commercial_Education_Existing_Food Preparation_Natural Gas_Food Prep Other_E9_Baseline Forecast | Commercial | Education | Existing | Food Preparation | Natural Gas | Food Prep Other | E9 |  | Baseline Forecast | [30 empty] | 0% | 0% | bar: 2019 to 2048
Commercial_Education_Existing_Food Preparation_Natural Gas_Food Prep Other_E10_Baseline Forecast | Commercial | Education | Existing | Food Preparation | Natural Gas | Food Prep Other | E10 |  | Baseline Forecast | [30 empty] | 0% | 0% | bar: 2019 to 2048
Commercial_Education_Existing_Miscellaneous_Natural Gas_Pool Heater_E1_Baseline Forecast | Commercial | Education | Existing | Miscellaneous | Natural Gas | Pool Heater | E1 | Standard (EF .78) | Baseline Forecast | 90% | 89.96% | 89.95% | 89.94% | 89.91% | 89.97% | 90.01% | 90.01% | 89.98% | 90% | 90.01% | 90.02% | 90.33% | 90.36% | 90.37% | 90.23% | 90.09% | 89.95% | 89.85% | 89.72% | 89.7% | 89.68% | 89.66% | 90.72% | 90.75% | 90.77% | 90.79% | 90.81% | 90.84% | 90.86% | 90.88% | 89.97%
Commercial_Education_Existing_Miscellaneous_Natural Gas_Pool Heater_E2_Baseline Forecast | Commercial | Education | Existing | Miscellaneous | Natural Gas | Pool Heater | E2 | Condensing (EF .90) | Baseline Forecast | 10% | 10.04% | 10.05% | 10.06% | 10.09% | 10.03% | 9.988% | 9.987% | 10.02% | 10% | 9.995% | 9.983% | 9.666% | 9.638% | 9.63% | 9.768% | 9.915% | 10.05% | 10.15% | 10.28% | 10.3% | 10.32% | 10.34% | 9.279% | 9.253% | 9.229% | 9.207% | 9.185% | 9.164% | 9.144% | 9.124% | 10.03%
Commercial_Education_Existing_Miscellaneous_Natural Gas_Pool Heater_E3_Baseline Forecast | Commercial | Education | Existing | Miscellaneous | Natural Gas | Pool Heater | E3 |  | Baseline Forecast | [30 empty] | 0% | 0% | bar: 2019 to 2048
Commercial_Education_Existing_Miscellaneous_Natural Gas_Pool Heater_E4_Baseline Forecast | Commercial | Education | Existing | Miscellaneous | Natural Gas | Pool Heater | E4 |  | Baseline Forecast | [30 empty] | 0% | 0% | bar: 2019 to 2048
Commercial_Education_Existing_Miscellaneous_Natural Gas_Pool Heater_E5_Baseline Forecast | Commercial | Education | Existing | Miscellaneous | Natural Gas | Pool Heater | E5 |  | Baseline Forecast | [30 empty] | 0% | 0% | bar: 2019 to 2048
Commercial_Education_Existing_Miscellaneous_Natural Gas_Pool Heater_E6_Baseline Forecast | Commercial | Education | Existing | Miscellaneous | Natural Gas | Pool Heater | E6 |  | Baseline Forecast | [30 empty] | 0% | 0% | bar: 2019 to 2048
Commercial_Education_Existing_Miscellaneous_Natural Gas_Pool Heater_E7_Baseline Forecast | Commercial | Education | Existing | Miscellaneous | Natural Gas | Pool Heater | E7 |  | Baseline Forecast | [30 empty] | 0% | 0% | bar: 2019 to 2048
Commercial_Education_Existing_Miscellaneous_Natural Gas_Pool Heater_E8_Baseline Forecast | Commercial | Education | Existing | Miscellaneous | Natural Gas | Pool Heater | E8 |  | Baseline Forecast | [30 empty] | 0% | 0% | bar: 2019 to 2048
Commercial_Education_Existing_Miscellaneous_Natural Gas_Pool Heater_E9_Baseline Forecast | Commercial | Education | Existing | Miscellaneous | Natural Gas | Pool Heater | E9 |  | Baseline Forecast | [30 empty] | 0% | 0% | bar: 2019 to 2048
Commercial_Education_Existing_Miscellaneous_Natural Gas_Pool Heater_E10_Baseline Forecast | Commercial | Education | Existing | Miscellaneous | Natural Gas | Pool Heater | E10 |  | Baseline Forecast | [30 empty] | 0% | 0% | bar: 2019 to 2048
Commercial_Education_Existing_Miscellaneous_Natural Gas_Miscellaneous_E1_Baseline Forecast | Commercial | Education | Existing | Miscellaneous | Natural Gas | Miscellaneous | E1 | Miscellaneous | Baseline Forecast | 100% | 100% | 100% | 100% | 100% | 100% | 100% | 100% | 100% | 100% | 100% | 100% | 100% | 100% | 100% | 100% | 100% | 100% | 100% | 100% | 100% | 100% | 100% | 100% | 100% | 100% | 100% | 100% | 100% | 100% | 100% | 100%
Commercial_Education_Existing_Miscellaneous_Natural Gas_Miscellaneous_E2_Baseline Forecast | Commercial | Education | Existing | Miscellaneous | Natural Gas | Miscellaneous | E2 |  | Baseline Forecast | [30 empty] | 0% | 0% | bar: 2019 to 2048
Commercial_Education_Existing_Miscellaneous_Natural Gas_Miscellaneous_E3_Baseline Forecast | Commercial | Education | Existing | Miscellaneous | Natural Gas | Miscellaneous | E3 |  | Baseline Forecast | [30 empty] | 0% | 0% | bar: 2019 to 2048
Commercial_Education_Existing_Miscellaneous_Natural Gas_Miscellaneous_E4_Baseline Forecast | Commercial | Education | Existing | Miscellaneous | Natural Gas | Miscellaneous | E4 |  | Baseline Forecast | [30 empty] | 0% | 0% | bar: 2019 to 2048
Commercial_Education_Existing_Miscellaneous_Natural Gas_Miscellaneous_E5_Baseline Forecast | Commercial | Education | Existing | Miscellaneous | Natural Gas | Miscellaneous | E5 |  | Baseline Forecast | [30 empty] | 0% | 0% | bar: 2019 to 2048
Commercial_Education_Existing_Miscellaneous_Natural Gas_Miscellaneous_E6_Baseline Forecast | Commercial | Education | Existing | Miscellaneous | Natural Gas | Miscellaneous | E6 |  | Baseline Forecast | [30 empty] | 0% | 0% | bar: 2019 to 2048
Commercial_Education_Existing_Miscellaneous_Natural Gas_Miscellaneous_E7_Baseline Forecast | Commercial | Education | Existing | Miscellaneous | Natural Gas | Miscellaneous | E7 |  | Baseline Forecast | [30 empty] | 0% | 0% | bar: 2019 to 2048
Commercial_Education_Existing_Miscellaneous_Natural Gas_Miscellaneous_E8_Baseline Forecast | Commercial | Education | Existing | Miscellaneous | Natural Gas | Miscellaneous | E8 |  | Baseline Forecast | [30 empty] | 0% | 0% | bar: 2019 to 2048
Commercial_Education_Existing_Miscellaneous_Natural Gas_Miscellaneous_E9_Baseline Forecast | Commercial | Education | Existing | Miscellaneous | Natural Gas | Miscellaneous | E9 |  | Baseline Forecast | [30 empty] | 0% | 0% | bar: 2019 to 2048
Commercial_Education_Existing_Miscellaneous_Natural Gas_Miscellaneous_E10_Baseline Forecast | Commercial | Education | Existing | Miscellaneous | Natural Gas | Miscellaneous | E10 |  | Baseline Forecast | [30 empty] | 0% | 0% | bar: 2019 to 2048
Commercial_Education_New_Space Heating_Natural Gas_Furnace_E1_Baseline Forecast | Commercial | Education | New | Space Heating | Natural Gas | Furnace | E1 | AFUE 80% (Standard) | Baseline Forecast | 100% | 100% | 100% | 100% | 100% | 0% | 0% | 0% | 0% | 0% | 0% | 0% | 0% | 0% | 0% | 0% | 0% | 0% | 0% | 0% | 0% | 0% | 0% | 0% | 0% | 0% | 0% | 0% | 0% | 0% | 0% | 0%
Commercial_Education_New_Space Heating_Natural Gas_Furnace_E2_Baseline Forecast | Commercial | Education | New | Space Heating | Natural Gas | Furnace | E2 | AFUE 81% (2023 Fed Standard) | Baseline Forecast | [30 empty] | 0% | 0% | bar: 2019 to 2048
Commercial_Education_New_Space Heating_Natural Gas_Furnace_E3_Baseline Forecast | Commercial | Education | New | Space Heating | Natural Gas | Furnace | E3 | AFUE 91% (WA State Min 2023) | Baseline Forecast | 0% | 0% | 0% | 0% | 0% | 100% | 100% | 67.19% | 67.21% | 67.23% | 67.24% | 67.26% | 67.54% | 67.56% | 67.56% | 67.58% | 67.58% | 67.59% | 67.63% | 67.61% | 67.61% | 67.6% | 67.58% | 68.61% | 68.65% | 68.69% | 68.73% | 68.77% | 68.81% | 68.86% | 68.91% | 100%
Commercial_Education_New_Space Heating_Natural Gas_Furnace_E4_Baseline Forecast | Commercial | Education | New | Space Heating | Natural Gas | Furnace | E4 | AFUE 96% | Baseline Forecast | [30 empty] | 0% | 0% | bar: 2019 to 2048
Commercial_Education_New_Space Heating_Natural Gas_Furnace_E5_Baseline Forecast | Commercial | Education | New | Space Heating | Natural Gas | Furnace | E5 | Convert to Gas-Fired ASHP | Baseline Forecast | 0% | 0% | 0% | 0% | 0% | 0% | 0% | 32.81% | 32.79% | 32.77% | 32.76% | 32.74% | 32.46% | 32.44% | 32.44% | 32.42% | 32.42% | 32.41% | 32.37% | 32.39% | 32.39% | 32.4% | 32.42% | 31.39% | 31.35% | 31.31% | 31.27% | 31.23% | 31.19% | 31.14% | 31.09% | 0%
Commercial_Education_New_Space Heating_Natural Gas_Furnace_E6_Baseline Forecast | Commercial | Education | New | Space Heating | Natural Gas | Furnace | E6 |  | Baseline Forecast | [30 empty] | 0% | 0% | bar: 2019 to 2048
Commercial_Education_New_Space Heating_Natural Gas_Furnace_E7_Baseline Forecast | Commercial | Education | New | Space Heating | Natural Gas | Furnace | E7 |  | Baseline Forecast | [30 empty] | 0% | 0% | bar: 2019 to 2048
Commercial_Education_New_Space Heating_Natural Gas_Furnace_E8_Baseline Forecast | Commercial | Education | New | Space Heating | Natural Gas | Furnace | E8 |  | Baseline Forecast | [30 empty] | 0% | 0% | bar: 2019 to 2048
Commercial_Education_New_Space Heating_Natural Gas_Furnace_E9_Baseline Forecast | Commercial | Education | New | Space Heating | Natural Gas | Furnace | E9 |  | Baseline Forecast | [30 empty] | 0% | 0% | bar: 2019 to 2048
Commercial_Education_New_Space Heating_Natural Gas_Furnace_E10_Baseline Forecast | Commercial | Education | New | Space Heating | Natural Gas | Furnace | E10 |  | Baseline Forecast | [30 empty] | 0% | 0% | bar: 2019 to 2048
Commercial_Education_New_Space Heating_Natural Gas_Boiler_E1_Baseline Forecast | Commercial | Education | New | Space Heating | Natural Gas | Boiler | E1 | TE 80% | Baseline Forecast | 100% | 100% | 100% | 100% | 100% | 0% | 0% | 0% | 0% | 0% | 0% | 0% | 0% | 0% | 0% | 0% | 0% | 0% | 0% | 0% | 0% | 0% | 0% | 0% | 0% | 0% | 0% | 0% | 0% | 0% | 0% | 0%
Commercial_Education_New_Space Heating_Natural Gas_Boiler_E2_Baseline Forecast | Commercial | Education | New | Space Heating | Natural Gas | Boiler | E2 | TE 84% (2023 Standard) | Baseline Forecast | [30 empty] | 0% | 0% | bar: 2019 to 2048
Commercial_Education_New_Space Heating_Natural Gas_Boiler_E3_Baseline Forecast | Commercial | Education | New | Space Heating | Natural Gas | Boiler | E3 | TE 94% (ENERGY STAR 1.0) | Baseline Forecast | 0% | 0% | 0% | 0% | 0% | 100% | 100% | 100% | 100% | 100% | 100% | 100% | 100% | 100% | 100% | 100% | 100% | 100% | 100% | 100% | 100% | 100% | 100% | 100% | 100% | 100% | 100% | 100% | 100% | 100% | 100% | 100%
Commercial_Education_New_Space Heating_Natural Gas_Boiler_E4_Baseline Forecast | Commercial | Education | New | Space Heating | Natural Gas | Boiler | E4 | TE 98% | Baseline Forecast | [30 empty] | 0% | 0% | bar: 2019 to 2048
Commercial_Education_New_Space Heating_Natural Gas_Boiler_E5_Baseline Forecast | Commercial | Education | New | Space Heating | Natural Gas | Boiler | E5 | Convert to Gas-Fired ASHP | Baseline Forecast | [30 empty] | 0% | 0% | bar: 2019 to 2048
Commercial_Education_New_Space Heating_Natural Gas_Boiler_E6_Baseline Forecast | Commercial | Education | New | Space Heating | Natural Gas | Boiler | E6 |  | Baseline Forecast | [30 empty] | 0% | 0% | bar: 2019 to 2048
Commercial_Education_New_Space Heating_Natural Gas_Boiler_E7_Baseline Forecast | Commercial | Education | New | Space Heating | Natural Gas | Boiler | E7 |  | Baseline Forecast | [30 empty] | 0% | 0% | bar: 2019 to 2048
Commercial_Education_New_Space Heating_Natural Gas_Boiler_E8_Baseline Forecast | Commercial | Education | New | Space Heating | Natural Gas | Boiler | E8 |  | Baseline Forecast | [30 empty] | 0% | 0% | bar: 2019 to 2048
Commercial_Education_New_Space Heating_Natural Gas_Boiler_E9_Baseline Forecast | Commercial | Education | New | Space Heating | Natural Gas | Boiler | E9 |  | Baseline Forecast | [30 empty] | 0% | 0% | bar: 2019 to 2048
Commercial_Education_New_Space Heating_Natural Gas_Boiler_E10_Baseline Forecast | Commercial | Education | New | Space Heating | Natural Gas | Boiler | E10 |  | Baseline Forecast | [30 empty] | 0% | 0% | bar: 2019 to 2048
Commercial_Education_New_Space Heating_Natural Gas_Unit Heater_E1_Baseline Forecast | Commercial | Education | New | Space Heating | Natural Gas | Unit Heater | E1 | Standard | Baseline Forecast | 100% | 100% | 100% | 100% | 100% | 0% | 0% | 0% | 0% | 0% | 0% | 0% | 0% | 0% | 0% | 0% | 0% | 0% | 0% | 0% | 0% | 0% | 0% | 0% | 0% | 0% | 0% | 0% | 0% | 0% | 0% | 0%
Commercial_Education_New_Space Heating_Natural Gas_Unit Heater_E2_Baseline Forecast | Commercial | Education | New | Space Heating | Natural Gas | Unit Heater | E2 | Condensing | Baseline Forecast | 0% | 0% | 0% | 0% | 0% | 100% | 100% | 100% | 100% | 100% | 100% | 100% | 100% | 100% | 100% | 100% | 100% | 100% | 100% | 100% | 100% | 100% | 100% | 100% | 100% | 100% | 100% | 100% | 100% | 100% | 100% | 100%
Commercial_Education_New_Space Heating_Natural Gas_Unit Heater_E3_Baseline Forecast | Commercial | Education | New | Space Heating | Natural Gas | Unit Heater | E3 | Infrared Radiant | Baseline Forecast | [30 empty] | 0% | 0% | bar: 2019 to 2048
Commercial_Education_New_Space Heating_Natural Gas_Unit Heater_E4_Baseline Forecast | Commercial | Education | New | Space Heating | Natural Gas | Unit Heater | E4 |  | Baseline Forecast | [30 empty] | 0% | 0% | bar: 2019 to 2048
Commercial_Education_New_Space Heating_Natural Gas_Unit Heater_E5_Baseline Forecast | Commercial | Education | New | Space Heating | Natural Gas | Unit Heater | E5 |  | Baseline Forecast | [30 empty] | 0% | 0% | bar: 2019 to 2048
Commercial_Education_New_Space Heating_Natural Gas_Unit Heater_E6_Baseline Forecast | Commercial | Education | New | Space Heating | Natural Gas | Unit Heater | E6 |  | Baseline Forecast | [30 empty] | 0% | 0% | bar: 2019 to 2048
Commercial_Education_New_Space Heating_Natural Gas_Unit Heater_E7_Baseline Forecast | Commercial | Education | New | Space Heating | Natural Gas | Unit Heater | E7 |  | Baseline Forecast | [30 empty] | 0% | 0% | bar: 2019 to 2048
Commercial_Education_New_Space Heating_Natural Gas_Unit Heater_E8_Baseline Forecast | Commercial | Education | New | Space Heating | Natural Gas | Unit Heater | E8 |  | Baseline Forecast | [30 empty] | 0% | 0% | bar: 2019 to 2048
Commercial_Education_New_Space Heating_Natural Gas_Unit Heater_E9_Baseline Forecast | Commercial | Education | New | Space Heating | Natural Gas | Unit Heater | E9 |  | Baseline Forecast | [30 empty] | 0% | 0% | bar: 2019 to 2048
Commercial_Education_New_Space Heating_Natural Gas_Unit Heater_E10_Baseline Forecast | Commercial | Education | New | Space Heating | Natural Gas | Unit Heater | E10 |  | Baseline Forecast | [30 empty] | 0% | 0% | bar: 2019 to 2048
Commercial_Education_New_Water Heating_Natural Gas_Water Heater_E1_Baseline Forecast | Commercial | Education | New | Water Heating | Natural Gas | Water Heater | E1 | TE 80% | Baseline Forecast | 21.92% | 21.91% | 21.91% | 21.9% | 21.89% | 21.92% | 21.95% | 0.2806% | 0.2898% | 0.3011% | 0.3127% | 0.2986% | 0.3106% | 0.2819% | 0.2516% | 0.223% | 0.2219% | 0.2206% | 0.2218% | 0.2197% | 0.2181% | 0.2162% | 0.214% | 0.3084% | 0.3105% | 0.3125% | 0.3144% | 0.3162% | 0.318% | 0.3197% | 0.3204% | 21.92%
Commercial_Education_New_Water Heating_Natural Gas_Water Heater_E2_Baseline Forecast | Commercial | Education | New | Water Heating | Natural Gas | Water Heater | E2 | TE 94% (ENERGY STAR 2.0) | Baseline Forecast | 78.08% | 78.09% | 78.09% | 78.1% | 78.11% | 78.08% | 78.05% | 0.9973% | 1.03% | 1.069% | 1.11% | 1.062% | 1.101% | 1.001% | 0.8953% | 0.795% | 0.7911% | 0.7867% | 0.7906% | 0.7834% | 0.7777% | 0.7712% | 0.7638% | 1.073% | 1.079% | 1.085% | 1.091% | 1.096% | 1.102% | 1.107% | 1.108% | 78.08%
Commercial_Education_New_Water Heating_Natural Gas_Water Heater_E3_Baseline Forecast | Commercial | Education | New | Water Heating | Natural Gas | Water Heater | E3 | TE 96% (Instantaneous) | Baseline Forecast | [30 empty] | 0% | 0% | bar: 2019 to 2048
Commercial_Education_New_Water Heating_Natural Gas_Water Heater_E4_Baseline Forecast | Commercial | Education | New | Water Heating | Natural Gas | Water Heater | E4 | UEF 1.0+ (Gas-Fired HPWH) | Baseline Forecast | 0% | 0% | 0% | 0% | 0% | 0% | 0% | 98.72% | 98.68% | 98.63% | 98.58% | 98.64% | 98.59% | 98.72% | 98.85% | 98.98% | 98.99% | 98.99% | 98.99% | 99% | 99% | 99.01% | 99.02% | 98.62% | 98.61% | 98.6% | 98.59% | 98.59% | 98.58% | 98.57% | 98.57% | 0%
Commercial_Education_New_Water Heating_Natural Gas_Water Heater_E5_Baseline Forecast | Commercial | Education | New | Water Heating | Natural Gas | Water Heater | E5 |  | Baseline Forecast | [30 empty] | 0% | 0% | bar: 2019 to 2048
Commercial_Education_New_Water Heating_Natural Gas_Water Heater_E6_Baseline Forecast | Commercial | Education | New | Water Heating | Natural Gas | Water Heater | E6 |  | Baseline Forecast | [30 empty] | 0% | 0% | bar: 2019 to 2048
Commercial_Education_New_Water Heating_Natural Gas_Water Heater_E7_Baseline Forecast | Commercial | Education | New | Water Heating | Natural Gas | Water Heater | E7 |  | Baseline Forecast | [30 empty] | 0% | 0% | bar: 2019 to 2048
Commercial_Education_New_Water Heating_Natural Gas_Water Heater_E8_Baseline Forecast | Commercial | Education | New | Water Heating | Natural Gas | Water Heater | E8 |  | Baseline Forecast | [30 empty] | 0% | 0% | bar: 2019 to 2048
Commercial_Education_New_Water Heating_Natural Gas_Water Heater_E9_Baseline Forecast | Commercial | Education | New | Water Heating | Natural Gas | Water Heater | E9 |  | Baseline Forecast | [30 empty] | 0% | 0% | bar: 2019 to 2048
Commercial_Education_New_Water Heating_Natural Gas_Water Heater_E10_Baseline Forecast | Commercial | Education | New | Water Heating | Natural Gas | Water Heater | E10 |  | Baseline Forecast | [30 empty] | 0% | 0% | bar: 2019 to 2048
Commercial_Education_New_Food Preparation_Natural Gas_Oven_E1_Baseline Forecast | Commercial | Education | New | Food Preparation | Natural Gas | Oven | E1 | Standard | Baseline Forecast | 41% | 40.96% | 40.93% | 40.9% | 40.85% | 41.03% | 41.18% | 41.26% | 41.29% | 41.34% | 41.22% | 41.12% | 41.42% | 41.29% | 41.11% | 40.95% | 40.95% | 40.93% | 40.99% | 40.95% | 40.92% | 40.89% | 40.84% | 42.56% | 42.59% | 42.63% | 42.66% | 42.69% | 42.72% | 42.74% | 42.77% | 41.03%
Commercial_Education_New_Food Preparation_Natural Gas_Oven_E2_Baseline Forecast | Commercial | Education | New | Food Preparation | Natural Gas | Oven | E2 | ENERGY STAR (3.0) | Baseline Forecast | 59% | 59.04% | 59.07% | 59.1% | 59.15% | 58.97% | 58.82% | 58.74% | 58.71% | 58.66% | 58.78% | 58.88% | 58.58% | 58.71% | 58.89% | 59.05% | 59.05% | 59.07% | 59.01% | 59.05% | 59.08% | 59.11% | 59.16% | 57.44% | 57.41% | 57.37% | 57.34% | 57.31% | 57.28% | 57.26% | 57.23% | 58.97%
Commercial_Education_New_Food Preparation_Natural Gas_Oven_E3_Baseline Forecast | Commercial | Education | New | Food Preparation | Natural Gas | Oven | E3 |  | Baseline Forecast | [30 empty] | 0% | 0% | bar: 2019 to 2048
Commercial_Education_New_Food Preparation_Natural Gas_Oven_E4_Baseline Forecast | Commercial | Education | New | Food Preparation | Natural Gas | Oven | E4 |  | Baseline Forecast | [30 empty] | 0% | 0% | bar: 2019 to 2048
Commercial_Education_New_Food Preparation_Natural Gas_Oven_E5_Baseline Forecast | Commercial | Education | New | Food Preparation | Natural Gas | Oven | E5 |  | Baseline Forecast | [30 empty] | 0% | 0% | bar: 2019 to 2048
Commercial_Education_New_Food Preparation_Natural Gas_Oven_E6_Baseline Forecast | Commercial | Education | New | Food Preparation | Natural Gas | Oven | E6 |  | Baseline Forecast | [30 empty] | 0% | 0% | bar: 2019 to 2048
Commercial_Education_New_Food Preparation_Natural Gas_Oven_E7_Baseline Forecast | Commercial | Education | New | Food Preparation | Natural Gas | Oven | E7 |  | Baseline Forecast | [30 empty] | 0% | 0% | bar: 2019 to 2048
Commercial_Education_New_Food Preparation_Natural Gas_Oven_E8_Baseline Forecast | Commercial | Education | New | Food Preparation | Natural Gas | Oven | E8 |  | Baseline Forecast | [30 empty] | 0% | 0% | bar: 2019 to 2048
Commercial_Education_New_Food Preparation_Natural Gas_Oven_E9_Baseline Forecast | Commercial | Education | New | Food Preparation | Natural Gas | Oven | E9 |  | Baseline Forecast | [30 empty] | 0% | 0% | bar: 2019 to 2048
Commercial_Education_New_Food Preparation_Natural Gas_Oven_E10_Baseline Forecast | Commercial | Education | New | Food Preparation | Natural Gas | Oven | E10 |  | Baseline Forecast | [30 empty] | 0% | 0% | bar: 2019 to 2048
Commercial_Education_New_Food Preparation_Natural Gas_Conveyor Oven_E1_Baseline Forecast | Commercial | Education | New | Food Preparation | Natural Gas | Conveyor Oven | E1 | Standard | Baseline Forecast | 41% | 41.01% | 41.02% | 41.04% | 40.98% | 41.02% | 41.04% | 41% | 40.91% | 40.93% | 40.94% | 40.96% | 41.26% | 41.28% | 41.28% | 41.3% | 41.3% | 41.3% | 41.35% | 41.33% | 41.32% | 41.29% | 41.27% | 42.98% | 43.04% | 43.09% | 43.15% | 43.2% | 43.25% | 43.3% | 43.37% | 41.02%
Commercial_Education_New_Food Preparation_Natural Gas_Conveyor Oven_E2_Baseline Forecast | Commercial | Education | New | Food Preparation | Natural Gas | Conveyor Oven | E2 | Efficient (>44% Baking Efficiency) | Baseline Forecast | 59% | 58.99% | 58.98% | 58.96% | 59.02% | 58.98% | 58.96% | 59% | 59.09% | 59.07% | 59.06% | 59.04% | 58.74% | 58.72% | 58.72% | 58.7% | 58.7% | 58.7% | 58.65% | 58.67% | 58.68% | 58.71% | 58.73% | 57.02% | 56.96% | 56.91% | 56.85% | 56.8% | 56.75% | 56.7% | 56.63% | 58.98%
Commercial_Education_New_Food Preparation_Natural Gas_Conveyor Oven_E3_Baseline Forecast | Commercial | Education | New | Food Preparation | Natural Gas | Conveyor Oven | E3 |  | Baseline Forecast | [30 empty] | 0% | 0% | bar: 2019 to 2048
Commercial_Education_New_Food Preparation_Natural Gas_Conveyor Oven_E4_Baseline Forecast | Commercial | Education | New | Food Preparation | Natural Gas | Conveyor Oven | E4 |  | Baseline Forecast | [30 empty] | 0% | 0% | bar: 2019 to 2048
Commercial_Education_New_Food Preparation_Natural Gas_Conveyor Oven_E5_Baseline Forecast | Commercial | Education | New | Food Preparation | Natural Gas | Conveyor Oven | E5 |  | Baseline Forecast | [30 empty] | 0% | 0% | bar: 2019 to 2048
Commercial_Education_New_Food Preparation_Natural Gas_Conveyor Oven_E6_Baseline Forecast | Commercial | Education | New | Food Preparation | Natural Gas | Conveyor Oven | E6 |  | Baseline Forecast | [30 empty] | 0% | 0% | bar: 2019 to 2048
Commercial_Education_New_Food Preparation_Natural Gas_Conveyor Oven_E7_Baseline Forecast | Commercial | Education | New | Food Preparation | Natural Gas | Conveyor Oven | E7 |  | Baseline Forecast | [30 empty] | 0% | 0% | bar: 2019 to 2048
Commercial_Education_New_Food Preparation_Natural Gas_Conveyor Oven_E8_Baseline Forecast | Commercial | Education | New | Food Preparation | Natural Gas | Conveyor Oven | E8 |  | Baseline Forecast | [30 empty] | 0% | 0% | bar: 2019 to 2048
Commercial_Education_New_Food Preparation_Natural Gas_Conveyor Oven_E9_Baseline Forecast | Commercial | Education | New | Food Preparation | Natural Gas | Conveyor Oven | E9 |  | Baseline Forecast | [30 empty] | 0% | 0% | bar: 2019 to 2048
Commercial_Education_New_Food Preparation_Natural Gas_Conveyor Oven_E10_Baseline Forecast | Commercial | Education | New | Food Preparation | Natural Gas | Conveyor Oven | E10 |  | Baseline Forecast | [30 empty] | 0% | 0% | bar: 2019 to 2048
Commercial_Education_New_Food Preparation_Natural Gas_Double Rack Oven_E1_Baseline Forecast | Commercial | Education | New | Food Preparation | Natural Gas | Double Rack Oven | E1 | Standard | Baseline Forecast | 41% | 40.9% | 40.83% | 40.87% | 40.86% | 41.24% | 41.57% | 41.77% | 41.85% | 41.61% | 41.32% | 41.02% | 41.57% | 41.2% | 41.18% | 41.21% | 41.2% | 41.18% | 41.31% | 41.23% | 41.18% | 41.11% | 41.03% | 45.56% | 45.69% | 45.81% | 45.93% | 46.04% | 46.15% | 46.26% | 46.36% | 41.24%
Commercial_Education_New_Food Preparation_Natural Gas_Double Rack Oven_E2_Baseline Forecast | Commercial | Education | New | Food Preparation | Natural Gas | Double Rack Oven | E2 | FTSC Qualified (>50% Cooking Efficiency) | Baseline Forecast | 59% | 59.1% | 59.17% | 59.13% | 59.14% | 58.76% | 58.43% | 58.23% | 58.15% | 58.39% | 58.68% | 58.98% | 58.43% | 58.8% | 58.82% | 58.79% | 58.8% | 58.82% | 58.69% | 58.77% | 58.82% | 58.89% | 58.97% | 54.44% | 54.31% | 54.19% | 54.07% | 53.96% | 53.85% | 53.74% | 53.64% | 58.76%
Commercial_Education_New_Food Preparation_Natural Gas_Double Rack Oven_E3_Baseline Forecast | Commercial | Education | New | Food Preparation | Natural Gas | Double Rack Oven | E3 |  | Baseline Forecast | [30 empty] | 0% | 0% | bar: 2019 to 2048
Commercial_Education_New_Food Preparation_Natural Gas_Double Rack Oven_E4_Baseline Forecast | Commercial | Education | New | Food Preparation | Natural Gas | Double Rack Oven | E4 |  | Baseline Forecast | [30 empty] | 0% | 0% | bar: 2019 to 2048
Commercial_Education_New_Food Preparation_Natural Gas_Double Rack Oven_E5_Baseline Forecast | Commercial | Education | New | Food Preparation | Natural Gas | Double Rack Oven | E5 |  | Baseline Forecast | [30 empty] | 0% | 0% | bar: 2019 to 2048
Commercial_Education_New_Food Preparation_Natural Gas_Double Rack Oven_E6_Baseline Forecast | Commercial | Education | New | Food Preparation | Natural Gas | Double Rack Oven | E6 |  | Baseline Forecast | [30 empty] | 0% | 0% | bar: 2019 to 2048
Commercial_Education_New_Food Preparation_Natural Gas_Double Rack Oven_E7_Baseline Forecast | Commercial | Education | New | Food Preparation | Natural Gas | Double Rack Oven | E7 |  | Baseline Forecast | [30 empty] | 0% | 0% | bar: 2019 to 2048
Commercial_Education_New_Food Preparation_Natural Gas_Double Rack Oven_E8_Baseline Forecast | Commercial | Education | New | Food Preparation | Natural Gas | Double Rack Oven | E8 |  | Baseline Forecast | [30 empty] | 0% | 0% | bar: 2019 to 2048
Commercial_Education_New_Food Preparation_Natural Gas_Double Rack Oven_E9_Baseline Forecast | Commercial | Education | New | Food Preparation | Natural Gas | Double Rack Oven | E9 |  | Baseline Forecast | [30 empty] | 0% | 0% | bar: 2019 to 2048
Commercial_Education_New_Food Preparation_Natural Gas_Double Rack Oven_E10_Baseline Forecast | Commercial | Education | New | Food Preparation | Natural Gas | Double Rack Oven | E10 |  | Baseline Forecast | [30 empty] | 0% | 0% | bar: 2019 to 2048
Commercial_Education_New_Food Preparation_Natural Gas_Fryer_E1_Baseline Forecast | Commercial | Education | New | Food Preparation | Natural Gas | Fryer | E1 | Standard | Baseline Forecast | 74% | 73.93% | 73.88% | 0% | 0% | 0% | 0% | 0% | 0% | 0% | 0% | 0% | 0% | 0% | 0% | 0% | 0% | 0% | 0% | 0% | 0% | 0% | 0% | 0% | 0% | 0% | 0% | 0% | 0% | 0% | 0% | 0%
Commercial_Education_New_Food Preparation_Natural Gas_Fryer_E2_Baseline Forecast | Commercial | Education | New | Food Preparation | Natural Gas | Fryer | E2 | ENERGY STAR (3.0) | Baseline Forecast | 26% | 26.07% | 26.12% | 100% | 100% | 100% | 100% | 100% | 100% | 100% | 100% | 100% | 100% | 100% | 100% | 100% | 100% | 100% | 100% | 100% | 100% | 100% | 100% | 100% | 100% | 100% | 100% | 100% | 100% | 100% | 100% | 100%
Commercial_Education_New_Food Preparation_Natural Gas_Fryer_E3_Baseline Forecast | Commercial | Education | New | Food Preparation | Natural Gas | Fryer | E3 |  | Baseline Forecast | [30 empty] | 0% | 0% | bar: 2019 to 2048
Commercial_Education_New_Food Preparation_Natural Gas_Fryer_E4_Baseline Forecast | Commercial | Education | New | Food Preparation | Natural Gas | Fryer | E4 |  | Baseline Forecast | [30 empty] | 0% | 0% | bar: 2019 to 2048
Commercial_Education_New_Food Preparation_Natural Gas_Fryer_E5_Baseline Forecast | Commercial | Education | New | Food Preparation | Natural Gas | Fryer | E5 |  | Baseline Forecast | [30 empty] | 0% | 0% | bar: 2019 to 2048
Commercial_Education_New_Food Preparation_Natural Gas_Fryer_E6_Baseline Forecast | Commercial | Education | New | Food Preparation | Natural Gas | Fryer | E6 |  | Baseline Forecast | [30 empty] | 0% | 0% | bar: 2019 to 2048
Commercial_Education_New_Food Preparation_Natural Gas_Fryer_E7_Baseline Forecast | Commercial | Education | New | Food Preparation | Natural Gas | Fryer | E7 |  | Baseline Forecast | [30 empty] | 0% | 0% | bar: 2019 to 2048
Commercial_Education_New_Food Preparation_Natural Gas_Fryer_E8_Baseline Forecast | Commercial | Education | New | Food Preparation | Natural Gas | Fryer | E8 |  | Baseline Forecast | [30 empty] | 0% | 0% | bar: 2019 to 2048
Commercial_Education_New_Food Preparation_Natural Gas_Fryer_E9_Baseline Forecast | Commercial | Education | New | Food Preparation | Natural Gas | Fryer | E9 |  | Baseline Forecast | [30 empty] | 0% | 0% | bar: 2019 to 2048
Commercial_Education_New_Food Preparation_Natural Gas_Fryer_E10_Baseline Forecast | Commercial | Education | New | Food Preparation | Natural Gas | Fryer | E10 |  | Baseline Forecast | [30 empty] | 0% | 0% | bar: 2019 to 2048
Commercial_Education_New_Food Preparation_Natural Gas_Broiler_E1_Baseline Forecast | Commercial | Education | New | Food Preparation | Natural Gas | Broiler | E1 | Standard | Baseline Forecast | 74% | 73.94% | 73.89% | 73.92% | 73.91% | 74.15% | 74.36% | 74.48% | 74.53% | 74.38% | 74.2% | 74.02% | 74.36% | 74.13% | 74.11% | 74.13% | 74.13% | 74.12% | 74.19% | 74.15% | 74.12% | 74.07% | 74.02% | 76.66% | 76.73% | 76.79% | 76.85% | 76.91% | 76.97% | 77.03% | 77.08% | 74.15%
Commercial_Education_New_Food Preparation_Natural Gas_Broiler_E2_Baseline Forecast | Commercial | Education | New | Food Preparation | Natural Gas | Broiler | E2 | Infrared Burners | Baseline Forecast | 26% | 26.06% | 26.11% | 26.08% | 26.09% | 25.85% | 25.64% | 25.52% | 25.47% | 25.62% | 25.8% | 25.98% | 25.64% | 25.87% | 25.89% | 25.87% | 25.87% | 25.88% | 25.81% | 25.85% | 25.88% | 25.93% | 25.98% | 23.34% | 23.27% | 23.21% | 23.15% | 23.09% | 23.03% | 22.97% | 22.92% | 25.85%
Commercial_Education_New_Food Preparation_Natural Gas_Broiler_E3_Baseline Forecast | Commercial | Education | New | Food Preparation | Natural Gas | Broiler | E3 |  | Baseline Forecast | [30 empty] | 0% | 0% | bar: 2019 to 2048
Commercial_Education_New_Food Preparation_Natural Gas_Broiler_E4_Baseline Forecast | Commercial | Education | New | Food Preparation | Natural Gas | Broiler | E4 |  | Baseline Forecast | [30 empty] | 0% | 0% | bar: 2019 to 2048
Commercial_Education_New_Food Preparation_Natural Gas_Broiler_E5_Baseline Forecast | Commercial | Education | New | Food Preparation | Natural Gas | Broiler | E5 |  | Baseline Forecast | [30 empty] | 0% | 0% | bar: 2019 to 2048
Commercial_Education_New_Food Preparation_Natural Gas_Broiler_E6_Baseline Forecast | Commercial | Education | New | Food Preparation | Natural Gas | Broiler | E6 |  | Baseline Forecast | [30 empty] | 0% | 0% | bar: 2019 to 2048
Commercial_Education_New_Food Preparation_Natural Gas_Broiler_E7_Baseline Forecast | Commercial | Education | New | Food Preparation | Natural Gas | Broiler | E7 |  | Baseline Forecast | [30 empty] | 0% | 0% | bar: 2019 to 2048
Commercial_Education_New_Food Preparation_Natural Gas_Broiler_E8_Baseline Forecast | Commercial | Education | New | Food Preparation | Natural Gas | Broiler | E8 |  | Baseline Forecast | [30 empty] | 0% | 0% | bar: 2019 to 2048
Commercial_Education_New_Food Preparation_Natural Gas_Broiler_E9_Baseline Forecast | Commercial | Education | New | Food Preparation | Natural Gas | Broiler | E9 |  | Baseline Forecast | [30 empty] | 0% | 0% | bar: 2019 to 2048
Commercial_Education_New_Food Preparation_Natural Gas_Broiler_E10_Baseline Forecast | Commercial | Education | New | Food Preparation | Natural Gas | Broiler | E10 |  | Baseline Forecast | [30 empty] | 0% | 0% | bar: 2019 to 2048
Commercial_Education_New_Food Preparation_Natural Gas_Griddle_E1_Baseline Forecast | Commercial | Education | New | Food Preparation | Natural Gas | Griddle | E1 | Standard | Baseline Forecast | 71% | 70.98% | 70.97% | 70.98% | 70.98% | 71.04% | 71.09% | 71.13% | 71.14% | 71.1% | 71.05% | 71% | 71.09% | 71.03% | 71.03% | 71.03% | 71.03% | 71.03% | 71.05% | 71.04% | 71.03% | 71.02% | 71% | 71.77% | 71.79% | 71.81% | 71.83% | 71.85% | 71.87% | 71.89% | 71.91% | 71.04%
Commercial_Education_New_Food Preparation_Natural Gas_Griddle_E2_Baseline Forecast | Commercial | Education | New | Food Preparation | Natural Gas | Griddle | E2 | ENERGY STAR | Baseline Forecast | 29% | 29.02% | 29.03% | 29.02% | 29.02% | 28.96% | 28.91% | 28.87% | 28.86% | 28.9% | 28.95% | 29% | 28.91% | 28.97% | 28.97% | 28.97% | 28.97% | 28.97% | 28.95% | 28.96% | 28.97% | 28.98% | 29% | 28.23% | 28.21% | 28.19% | 28.17% | 28.15% | 28.13% | 28.11% | 28.09% | 28.96%
Commercial_Education_New_Food Preparation_Natural Gas_Griddle_E3_Baseline Forecast | Commercial | Education | New | Food Preparation | Natural Gas | Griddle | E3 |  | Baseline Forecast | [30 empty] | 0% | 0% | bar: 2019 to 2048
Commercial_Education_New_Food Preparation_Natural Gas_Griddle_E4_Baseline Forecast | Commercial | Education | New | Food Preparation | Natural Gas | Griddle | E4 |  | Baseline Forecast | [30 empty] | 0% | 0% | bar: 2019 to 2048
Commercial_Education_New_Food Preparation_Natural Gas_Griddle_E5_Baseline Forecast | Commercial | Education | New | Food Preparation | Natural Gas | Griddle | E5 |  | Baseline Forecast | [30 empty] | 0% | 0% | bar: 2019 to 2048
Commercial_Education_New_Food Preparation_Natural Gas_Griddle_E6_Baseline Forecast | Commercial | Education | New | Food Preparation | Natural Gas | Griddle | E6 |  | Baseline Forecast | [30 empty] | 0% | 0% | bar: 2019 to 2048
Commercial_Education_New_Food Preparation_Natural Gas_Griddle_E7_Baseline Forecast | Commercial | Education | New | Food Preparation | Natural Gas | Griddle | E7 |  | Baseline Forecast | [30 empty] | 0% | 0% | bar: 2019 to 2048
Commercial_Education_New_Food Preparation_Natural Gas_Griddle_E8_Baseline Forecast | Commercial | Education | New | Food Preparation | Natural Gas | Griddle | E8 |  | Baseline Forecast | [30 empty] | 0% | 0% | bar: 2019 to 2048
Commercial_Education_New_Food Preparation_Natural Gas_Griddle_E9_Baseline Forecast | Commercial | Education | New | Food Preparation | Natural Gas | Griddle | E9 |  | Baseline Forecast | [30 empty] | 0% | 0% | bar: 2019 to 2048
Commercial_Education_New_Food Preparation_Natural Gas_Griddle_E10_Baseline Forecast | Commercial | Education | New | Food Preparation | Natural Gas | Griddle | E10 |  | Baseline Forecast | [30 empty] | 0% | 0% | bar: 2019 to 2048
Commercial_Education_New_Food Preparation_Natural Gas_Range_E1_Baseline Forecast | Commercial | Education | New | Food Preparation | Natural Gas | Range | E1 | Standard | Baseline Forecast | 41% | 40.96% | 40.93% | 40.9% | 40.86% | 40.99% | 41.1% | 41.16% | 41.18% | 41.22% | 41.24% | 41.14% | 41.36% | 41.23% | 41.07% | 40.92% | 40.92% | 40.91% | 40.95% | 40.92% | 40.9% | 40.87% | 40.84% | 42.33% | 42.37% | 42.4% | 42.44% | 42.47% | 42.5% | 42.53% | 42.56% | 40.99%
Commercial_Education_New_Food Preparation_Natural Gas_Range_E2_Baseline Forecast | Commercial | Education | New | Food Preparation | Natural Gas | Range | E2 | High Efficiency | Baseline Forecast | 59% | 59.04% | 59.07% | 59.1% | 59.14% | 59.01% | 58.9% | 58.84% | 58.82% | 58.78% | 58.76% | 58.86% | 58.64% | 58.77% | 58.93% | 59.08% | 59.08% | 59.09% | 59.05% | 59.08% | 59.1% | 59.13% | 59.16% | 57.67% | 57.63% | 57.6% | 57.56% | 57.53% | 57.5% | 57.47% | 57.44% | 59.01%
Commercial_Education_New_Food Preparation_Natural Gas_Range_E3_Baseline Forecast | Commercial | Education | New | Food Preparation | Natural Gas | Range | E3 |  | Baseline Forecast | [30 empty] | 0% | 0% | bar: 2019 to 2048
Commercial_Education_New_Food Preparation_Natural Gas_Range_E4_Baseline Forecast | Commercial | Education | New | Food Preparation | Natural Gas | Range | E4 |  | Baseline Forecast | [30 empty] | 0% | 0% | bar: 2019 to 2048
Commercial_Education_New_Food Preparation_Natural Gas_Range_E5_Baseline Forecast | Commercial | Education | New | Food Preparation | Natural Gas | Range | E5 |  | Baseline Forecast | [30 empty] | 0% | 0% | bar: 2019 to 2048
Commercial_Education_New_Food Preparation_Natural Gas_Range_E6_Baseline Forecast | Commercial | Education | New | Food Preparation | Natural Gas | Range | E6 |  | Baseline Forecast | [30 empty] | 0% | 0% | bar: 2019 to 2048
Commercial_Education_New_Food Preparation_Natural Gas_Range_E7_Baseline Forecast | Commercial | Education | New | Food Preparation | Natural Gas | Range | E7 |  | Baseline Forecast | [30 empty] | 0% | 0% | bar: 2019 to 2048
Commercial_Education_New_Food Preparation_Natural Gas_Range_E8_Baseline Forecast | Commercial | Education | New | Food Preparation | Natural Gas | Range | E8 |  | Baseline Forecast | [30 empty] | 0% | 0% | bar: 2019 to 2048
Commercial_Education_New_Food Preparation_Natural Gas_Range_E9_Baseline Forecast | Commercial | Education | New | Food Preparation | Natural Gas | Range | E9 |  | Baseline Forecast | [30 empty] | 0% | 0% | bar: 2019 to 2048
Commercial_Education_New_Food Preparation_Natural Gas_Range_E10_Baseline Forecast | Commercial | Education | New | Food Preparation | Natural Gas | Range | E10 |  | Baseline Forecast | [30 empty] | 0% | 0% | bar: 2019 to 2048
Commercial_Education_New_Food Preparation_Natural Gas_Steamer_E1_Baseline Forecast | Commercial | Education | New | Food Preparation | Natural Gas | Steamer | E1 | Standard | Baseline Forecast | 50% | 49.88% | 49.81% | 0% | 0% | 0% | 0% | 0% | 0% | 0% | 0% | 0% | 0% | 0% | 0% | 0% | 0% | 0% | 0% | 0% | 0% | 0% | 0% | 0% | 0% | 0% | 0% | 0% | 0% | 0% | 0% | 0%
Commercial_Education_New_Food Preparation_Natural Gas_Steamer_E2_Baseline Forecast | Commercial | Education | New | Food Preparation | Natural Gas | Steamer | E2 | ENERGY STAR | Baseline Forecast | 50% | 50.12% | 50.19% | 100% | 100% | 100% | 100% | 100% | 100% | 100% | 100% | 100% | 100% | 100% | 100% | 100% | 100% | 100% | 100% | 100% | 100% | 100% | 100% | 100% | 100% | 100% | 100% | 100% | 100% | 100% | 100% | 100%
Commercial_Education_New_Food Preparation_Natural Gas_Steamer_E3_Baseline Forecast | Commercial | Education | New | Food Preparation | Natural Gas | Steamer | E3 |  | Baseline Forecast | [30 empty] | 0% | 0% | bar: 2019 to 2048
Commercial_Education_New_Food Preparation_Natural Gas_Steamer_E4_Baseline Forecast | Commercial | Education | New | Food Preparation | Natural Gas | Steamer | E4 |  | Baseline Forecast | [30 empty] | 0% | 0% | bar: 2019 to 2048
Commercial_Education_New_Food Preparation_Natural Gas_Steamer_E5_Baseline Forecast | Commercial | Education | New | Food Preparation | Natural Gas | Steamer | E5 |  | Baseline Forecast | [30 empty] | 0% | 0% | bar: 2019 to 2048
Commercial_Education_New_Food Preparation_Natural Gas_Steamer_E6_Baseline Forecast | Commercial | Education | New | Food Preparation | Natural Gas | Steamer | E6 |  | Baseline Forecast | [30 empty] | 0% | 0% | bar: 2019 to 2048
Commercial_Education_New_Food Preparation_Natural Gas_Steamer_E7_Baseline Forecast | Commercial | Education | New | Food Preparation | Natural Gas | Steamer | E7 |  | Baseline Forecast | [30 empty] | 0% | 0% | bar: 2019 to 2048
Commercial_Education_New_Food Preparation_Natural Gas_Steamer_E8_Baseline Forecast | Commercial | Education | New | Food Preparation | Natural Gas | Steamer | E8 |  | Baseline Forecast | [30 empty] | 0% | 0% | bar: 2019 to 2048
Commercial_Education_New_Food Preparation_Natural Gas_Steamer_E9_Baseline Forecast | Commercial | Education | New | Food Preparation | Natural Gas | Steamer | E9 |  | Baseline Forecast | [30 empty] | 0% | 0% | bar: 2019 to 2048
Commercial_Education_New_Food Preparation_Natural Gas_Steamer_E10_Baseline Forecast | Commercial | Education | New | Food Preparation | Natural Gas | Steamer | E10 |  | Baseline Forecast | [30 empty] | 0% | 0% | bar: 2019 to 2048
Commercial_Education_New_Food Preparation_Natural Gas_Food Prep Other_E1_Baseline Forecast | Commercial | Education | New | Food Preparation | Natural Gas | Food Prep Other | E1 | Standard | Baseline Forecast | 74% | 74% | 74% | 74% | 74% | 74% | 74% | 74% | 74% | 74% | 74% | 74% | 74% | 74% | 74% | 74% | 74% | 74% | 74% | 74% | 74% | 74% | 74% | 74% | 74% | 74% | 74% | 74% | 74% | 74% | 74% | 74%
Commercial_Education_New_Food Preparation_Natural Gas_Food Prep Other_E2_Baseline Forecast | Commercial | Education | New | Food Preparation | Natural Gas | Food Prep Other | E2 | ENERGY STAR | Baseline Forecast | 26% | 26% | 26% | 26% | 26% | 26% | 26% | 26% | 26% | 26% | 26% | 26% | 26% | 26% | 26% | 26% | 26% | 26% | 26% | 26% | 26% | 26% | 26% | 26% | 26% | 26% | 26% | 26% | 26% | 26% | 26% | 26%
Commercial_Education_New_Food Preparation_Natural Gas_Food Prep Other_E3_Baseline Forecast | Commercial | Education | New | Food Preparation | Natural Gas | Food Prep Other | E3 |  | Baseline Forecast | [30 empty] | 0% | 0% | bar: 2019 to 2048
Commercial_Education_New_Food Preparation_Natural Gas_Food Prep Other_E4_Baseline Forecast | Commercial | Education | New | Food Preparation | Natural Gas | Food Prep Other | E4 |  | Baseline Forecast | [30 empty] | 0% | 0% | bar: 2019 to 2048
Commercial_Education_New_Food Preparation_Natural Gas_Food Prep Other_E5_Baseline Forecast | Commercial | Education | New | Food Preparation | Natural Gas | Food Prep Other | E5 |  | Baseline Forecast | [30 empty] | 0% | 0% | bar: 2019 to 2048
Commercial_Education_New_Food Preparation_Natural Gas_Food Prep Other_E6_Baseline Forecast | Commercial | Education | New | Food Preparation | Natural Gas | Food Prep Other | E6 |  | Baseline Forecast | [30 empty] | 0% | 0% | bar: 2019 to 2048
Commercial_Education_New_Food Preparation_Natural Gas_Food Prep Other_E7_Baseline Forecast | Commercial | Education | New | Food Preparation | Natural Gas | Food Prep Other | E7 |  | Baseline Forecast | [30 empty] | 0% | 0% | bar: 2019 to 2048
Commercial_Education_New_Food Preparation_Natural Gas_Food Prep Other_E8_Baseline Forecast | Commercial | Education | New | Food Preparation | Natural Gas | Food Prep Other | E8 |  | Baseline Forecast | [30 empty] | 0% | 0% | bar: 2019 to 2048
Commercial_Education_New_Food Preparation_Natural Gas_Food Prep Other_E9_Baseline Forecast | Commercial | Education | New | Food Preparation | Natural Gas | Food Prep Other | E9 |  | Baseline Forecast | [30 empty] | 0% | 0% | bar: 2019 to 2048
Commercial_Education_New_Food Preparation_Natural Gas_Food Prep Other_E10_Baseline Forecast | Commercial | Education | New | Food Preparation | Natural Gas | Food Prep Other | E10 |  | Baseline Forecast | [30 empty] | 0% | 0% | bar: 2019 to 2048
Commercial_Education_New_Miscellaneous_Natural Gas_Pool Heater_E1_Baseline Forecast | Commercial | Education | New | Miscellaneous | Natural Gas | Pool Heater | E1 | Standard (EF .78) | Baseline Forecast | 90% | 89.96% | 89.95% | 89.94% | 89.91% | 89.97% | 90.01% | 90.01% | 89.98% | 90% | 90.01% | 90.02% | 90.33% | 90.36% | 90.37% | 90.23% | 90.09% | 89.95% | 89.85% | 89.72% | 89.7% | 89.68% | 89.66% | 90.72% | 90.75% | 90.77% | 90.79% | 90.81% | 90.84% | 90.86% | 90.88% | 89.97%
Commercial_Education_New_Miscellaneous_Natural Gas_Pool Heater_E2_Baseline Forecast | Commercial | Education | New | Miscellaneous | Natural Gas | Pool Heater | E2 | Condensing (EF .90) | Baseline Forecast | 10% | 10.04% | 10.05% | 10.06% | 10.09% | 10.03% | 9.988% | 9.987% | 10.02% | 10% | 9.995% | 9.983% | 9.666% | 9.638% | 9.63% | 9.768% | 9.915% | 10.05% | 10.15% | 10.28% | 10.3% | 10.32% | 10.34% | 9.279% | 9.253% | 9.229% | 9.207% | 9.185% | 9.164% | 9.144% | 9.124% | 10.03%
Commercial_Education_New_Miscellaneous_Natural Gas_Pool Heater_E3_Baseline Forecast | Commercial | Education | New | Miscellaneous | Natural Gas | Pool Heater | E3 |  | Baseline Forecast | [30 empty] | 0% | 0% | bar: 2019 to 2048
Commercial_Education_New_Miscellaneous_Natural Gas_Pool Heater_E4_Baseline Forecast | Commercial | Education | New | Miscellaneous | Natural Gas | Pool Heater | E4 |  | Baseline Forecast | [30 empty] | 0% | 0% | bar: 2019 to 2048
Commercial_Education_New_Miscellaneous_Natural Gas_Pool Heater_E5_Baseline Forecast | Commercial | Education | New | Miscellaneous | Natural Gas | Pool Heater | E5 |  | Baseline Forecast | [30 empty] | 0% | 0% | bar: 2019 to 2048
Commercial_Education_New_Miscellaneous_Natural Gas_Pool Heater_E6_Baseline Forecast | Commercial | Education | New | Miscellaneous | Natural Gas | Pool Heater | E6 |  | Baseline Forecast | [30 empty] | 0% | 0% | bar: 2019 to 2048
Commercial_Education_New_Miscellaneous_Natural Gas_Pool Heater_E7_Baseline Forecast | Commercial | Education | New | Miscellaneous | Natural Gas | Pool Heater | E7 |  | Baseline Forecast | [30 empty] | 0% | 0% | bar: 2019 to 2048
Commercial_Education_New_Miscellaneous_Natural Gas_Pool Heater_E8_Baseline Forecast | Commercial | Education | New | Miscellaneous | Natural Gas | Pool Heater | E8 |  | Baseline Forecast | [30 empty] | 0% | 0% | bar: 2019 to 2048
Commercial_Education_New_Miscellaneous_Natural Gas_Pool Heater_E9_Baseline Forecast | Commercial | Education | New | Miscellaneous | Natural Gas | Pool Heater | E9 |  | Baseline Forecast | [30 empty] | 0% | 0% | bar: 2019 to 2048
Commercial_Education_New_Miscellaneous_Natural Gas_Pool Heater_E10_Baseline Forecast | Commercial | Education | New | Miscellaneous | Natural Gas | Pool Heater | E10 |  | Baseline Forecast | [30 empty] | 0% | 0% | bar: 2019 to 2048
Commercial_Education_New_Miscellaneous_Natural Gas_Miscellaneous_E1_Baseline Forecast | Commercial | Education | New | Miscellaneous | Natural Gas | Miscellaneous | E1 | Miscellaneous | Baseline Forecast | 100% | 100% | 100% | 100% | 100% | 100% | 100% | 100% | 100% | 100% | 100% | 100% | 100% | 100% | 100% | 100% | 100% | 100% | 100% | 100% | 100% | 100% | 100% | 100% | 100% | 100% | 100% | 100% | 100% | 100% | 100% | 100%
Commercial_Education_New_Miscellaneous_Natural Gas_Miscellaneous_E2_Baseline Forecast | Commercial | Education | New | Miscellaneous | Natural Gas | Miscellaneous | E2 |  | Baseline Forecast | [30 empty] | 0% | 0% | bar: 2019 to 2048
Commercial_Education_New_Miscellaneous_Natural Gas_Miscellaneous_E3_Baseline Forecast | Commercial | Education | New | Miscellaneous | Natural Gas | Miscellaneous | E3 |  | Baseline Forecast | [30 empty] | 0% | 0% | bar: 2019 to 2048
Commercial_Education_New_Miscellaneous_Natural Gas_Miscellaneous_E4_Baseline Forecast | Commercial | Education | New | Miscellaneous | Natural Gas | Miscellaneous | E4 |  | Baseline Forecast | [30 empty] | 0% | 0% | bar: 2019 to 2048
Commercial_Education_New_Miscellaneous_Natural Gas_Miscellaneous_E5_Baseline Forecast | Commercial | Education | New | Miscellaneous | Natural Gas | Miscellaneous | E5 |  | Baseline Forecast | [30 empty] | 0% | 0% | bar: 2019 to 2048
Commercial_Education_New_Miscellaneous_Natural Gas_Miscellaneous_E6_Baseline Forecast | Commercial | Education | New | Miscellaneous | Natural Gas | Miscellaneous | E6 |  | Baseline Forecast | [30 empty] | 0% | 0% | bar: 2019 to 2048
Commercial_Education_New_Miscellaneous_Natural Gas_Miscellaneous_E7_Baseline Forecast | Commercial | Education | New | Miscellaneous | Natural Gas | Miscellaneous | E7 |  | Baseline Forecast | [30 empty] | 0% | 0% | bar: 2019 to 2048
Commercial_Education_New_Miscellaneous_Natural Gas_Miscellaneous_E8_Baseline Forecast | Commercial | Education | New | Miscellaneous | Natural Gas | Miscellaneous | E8 |  | Baseline Forecast | [30 empty] | 0% | 0% | bar: 2019 to 2048
Commercial_Education_New_Miscellaneous_Natural Gas_Miscellaneous_E9_Baseline Forecast | Commercial | Education | New | Miscellaneous | Natural Gas | Miscellaneous | E9 |  | Baseline Forecast | [30 empty] | 0% | 0% | bar: 2019 to 2048
Commercial_Education_New_Miscellaneous_Natural Gas_Miscellaneous_E10_Baseline Forecast | Commercial | Education | New | Miscellaneous | Natural Gas | Miscellaneous | E10 |  | Baseline Forecast | [30 empty] | 0% | 0% | bar: 2019 to 2048
Commercial_Healthcare_Existing_Space Heating_Natural Gas_Furnace_E1_Baseline Forecast | Commercial | Healthcare | Existing | Space Heating | Natural Gas | Furnace | E1 | AFUE 80% (Standard) | Baseline Forecast | 100% | 100% | 100% | 100% | 100% | 0% | 0% | 0% | 0% | 0% | 0% | 0% | 0% | 0% | 0% | 0% | 0% | 0% | 0% | 0% | 0% | 0% | 0% | 0% | 0% | 0% | 0% | 0% | 0% | 0% | 0% | 0%
Commercial_Healthcare_Existing_Space Heating_Natural Gas_Furnace_E2_Baseline Forecast | Commercial | Healthcare | Existing | Space Heating | Natural Gas | Furnace | E2 | AFUE 81% (2023 Fed Standard) | Baseline Forecast | [30 empty] | 0% | 0% | bar: 2019 to 2048
Commercial_Healthcare_Existing_Space Heating_Natural Gas_Furnace_E3_Baseline Forecast | Commercial | Healthcare | Existing | Space Heating | Natural Gas | Furnace | E3 | AFUE 91% (WA State Min 2023) | Baseline Forecast | 0% | 0% | 0% | 0% | 0% | 100% | 100% | 59.74% | 59.78% | 59.84% | 59.88% | 59.92% | 60.67% | 60.72% | 60.73% | 60.78% | 60.8% | 60.81% | 60.93% | 60.89% | 60.87% | 60.84% | 60.8% | 63.99% | 64.11% | 64.24% | 64.38% | 64.53% | 64.68% | 64.84% | 65.02% | 100%
Commercial_Healthcare_Existing_Space Heating_Natural Gas_Furnace_E4_Baseline Forecast | Commercial | Healthcare | Existing | Space Heating | Natural Gas | Furnace | E4 | AFUE 96% | Baseline Forecast | [30 empty] | 0% | 0% | bar: 2019 to 2048
Commercial_Healthcare_Existing_Space Heating_Natural Gas_Furnace_E5_Baseline Forecast | Commercial | Healthcare | Existing | Space Heating | Natural Gas | Furnace | E5 | Convert to Gas-Fired ASHP | Baseline Forecast | 0% | 0% | 0% | 0% | 0% | 0% | 0% | 40.26% | 40.22% | 40.16% | 40.12% | 40.08% | 39.33% | 39.28% | 39.27% | 39.22% | 39.2% | 39.19% | 39.07% | 39.11% | 39.13% | 39.16% | 39.2% | 36.01% | 35.89% | 35.76% | 35.62% | 35.47% | 35.32% | 35.16% | 34.98% | 0%
Commercial_Healthcare_Existing_Space Heating_Natural Gas_Furnace_E6_Baseline Forecast | Commercial | Healthcare | Existing | Space Heating | Natural Gas | Furnace | E6 |  | Baseline Forecast | [30 empty] | 0% | 0% | bar: 2019 to 2048
Commercial_Healthcare_Existing_Space Heating_Natural Gas_Furnace_E7_Baseline Forecast | Commercial | Healthcare | Existing | Space Heating | Natural Gas | Furnace | E7 |  | Baseline Forecast | [30 empty] | 0% | 0% | bar: 2019 to 2048
Commercial_Healthcare_Existing_Space Heating_Natural Gas_Furnace_E8_Baseline Forecast | Commercial | Healthcare | Existing | Space Heating | Natural Gas | Furnace | E8 |  | Baseline Forecast | [30 empty] | 0% | 0% | bar: 2019 to 2048
Commercial_Healthcare_Existing_Space Heating_Natural Gas_Furnace_E9_Baseline Forecast | Commercial | Healthcare | Existing | Space Heating | Natural Gas | Furnace | E9 |  | Baseline Forecast | [30 empty] | 0% | 0% | bar: 2019 to 2048
Commercial_Healthcare_Existing_Space Heating_Natural Gas_Furnace_E10_Baseline Forecast | Commercial | Healthcare | Existing | Space Heating | Natural Gas | Furnace | E10 |  | Baseline Forecast | [30 empty] | 0% | 0% | bar: 2019 to 2048
Commercial_Healthcare_Existing_Space Heating_Natural Gas_Boiler_E1_Baseline Forecast | Commercial | Healthcare | Existing | Space Heating | Natural Gas | Boiler | E1 | TE 80% | Baseline Forecast | 48.27% | 48.26% | 48.25% | 48.24% | 48.22% | 0% | 0% | 0% | 0% | 0% | 0% | 0% | 0% | 0% | 0% | 0% | 0% | 0% | 0% | 0% | 0% | 0% | 0% | 0% | 0% | 0% | 0% | 0% | 0% | 0% | 0% | 0%
Commercial_Healthcare_Existing_Space Heating_Natural Gas_Boiler_E2_Baseline Forecast | Commercial | Healthcare | Existing | Space Heating | Natural Gas | Boiler | E2 | TE 84% (2023 Standard) | Baseline Forecast | [30 empty] | 0% | 0% | bar: 2019 to 2048
Commercial_Healthcare_Existing_Space Heating_Natural Gas_Boiler_E3_Baseline Forecast | Commercial | Healthcare | Existing | Space Heating | Natural Gas | Boiler | E3 | TE 94% (ENERGY STAR 1.0) | Baseline Forecast | 51.73% | 51.74% | 51.75% | 51.76% | 51.78% | 100% | 100% | 100% | 100% | 100% | 100% | 100% | 100% | 100% | 100% | 100% | 100% | 100% | 100% | 100% | 100% | 100% | 100% | 100% | 100% | 100% | 100% | 100% | 100% | 100% | 100% | 100%
Commercial_Healthcare_Existing_Space Heating_Natural Gas_Boiler_E4_Baseline Forecast | Commercial | Healthcare | Existing | Space Heating | Natural Gas | Boiler | E4 | TE 98% | Baseline Forecast | [30 empty] | 0% | 0% | bar: 2019 to 2048
Commercial_Healthcare_Existing_Space Heating_Natural Gas_Boiler_E5_Baseline Forecast | Commercial | Healthcare | Existing | Space Heating | Natural Gas | Boiler | E5 | Convert to Gas-Fired ASHP | Baseline Forecast | [30 empty] | 0% | 0% | bar: 2019 to 2048
Commercial_Healthcare_Existing_Space Heating_Natural Gas_Boiler_E6_Baseline Forecast | Commercial | Healthcare | Existing | Space Heating | Natural Gas | Boiler | E6 |  | Baseline Forecast | [30 empty] | 0% | 0% | bar: 2019 to 2048
Commercial_Healthcare_Existing_Space Heating_Natural Gas_Boiler_E7_Baseline Forecast | Commercial | Healthcare | Existing | Space Heating | Natural Gas | Boiler | E7 |  | Baseline Forecast | [30 empty] | 0% | 0% | bar: 2019 to 2048
Commercial_Healthcare_Existing_Space Heating_Natural Gas_Boiler_E8_Baseline Forecast | Commercial | Healthcare | Existing | Space Heating | Natural Gas | Boiler | E8 |  | Baseline Forecast | [30 empty] | 0% | 0% | bar: 2019 to 2048
Commercial_Healthcare_Existing_Space Heating_Natural Gas_Boiler_E9_Baseline Forecast | Commercial | Healthcare | Existing | Space Heating | Natural Gas | Boiler | E9 |  | Baseline Forecast | [30 empty] | 0% | 0% | bar: 2019 to 2048
Commercial_Healthcare_Existing_Space Heating_Natural Gas_Boiler_E10_Baseline Forecast | Commercial | Healthcare | Existing | Space Heating | Natural Gas | Boiler | E10 |  | Baseline Forecast | [30 empty] | 0% | 0% | bar: 2019 to 2048
Commercial_Healthcare_Existing_Space Heating_Natural Gas_Unit Heater_E1_Baseline Forecast | Commercial | Healthcare | Existing | Space Heating | Natural Gas | Unit Heater | E1 | Standard | Baseline Forecast | 100% | 100% | 100% | 100% | 100% | 0% | 0% | 0% | 0% | 0% | 0% | 0% | 0% | 0% | 0% | 0% | 0% | 0% | 0% | 0% | 0% | 0% | 0% | 0% | 0% | 0% | 0% | 0% | 0% | 0% | 0% | 0%
Commercial_Healthcare_Existing_Space Heating_Natural Gas_Unit Heater_E2_Baseline Forecast | Commercial | Healthcare | Existing | Space Heating | Natural Gas | Unit Heater | E2 | Condensing | Baseline Forecast | 0% | 0% | 0% | 0% | 0% | 100% | 100% | 100% | 100% | 100% | 100% | 100% | 100% | 100% | 100% | 100% | 100% | 100% | 100% | 100% | 100% | 100% | 100% | 100% | 100% | 100% | 100% | 100% | 100% | 100% | 100% | 100%
Commercial_Healthcare_Existing_Space Heating_Natural Gas_Unit Heater_E3_Baseline Forecast | Commercial | Healthcare | Existing | Space Heating | Natural Gas | Unit Heater | E3 | Infrared Radiant | Baseline Forecast | [30 empty] | 0% | 0% | bar: 2019 to 2048
Commercial_Healthcare_Existing_Space Heating_Natural Gas_Unit Heater_E4_Baseline Forecast | Commercial | Healthcare | Existing | Space Heating | Natural Gas | Unit Heater | E4 |  | Baseline Forecast | [30 empty] | 0% | 0% | bar: 2019 to 2048
Commercial_Healthcare_Existing_Space Heating_Natural Gas_Unit Heater_E5_Baseline Forecast | Commercial | Healthcare | Existing | Space Heating | Natural Gas | Unit Heater | E5 |  | Baseline Forecast | [30 empty] | 0% | 0% | bar: 2019 to 2048
Commercial_Healthcare_Existing_Space Heating_Natural Gas_Unit Heater_E6_Baseline Forecast | Commercial | Healthcare | Existing | Space Heating | Natural Gas | Unit Heater | E6 |  | Baseline Forecast | [30 empty] | 0% | 0% | bar: 2019 to 2048
Commercial_Healthcare_Existing_Space Heating_Natural Gas_Unit Heater_E7_Baseline Forecast | Commercial | Healthcare | Existing | Space Heating | Natural Gas | Unit Heater | E7 |  | Baseline Forecast | [30 empty] | 0% | 0% | bar: 2019 to 2048
Commercial_Healthcare_Existing_Space Heating_Natural Gas_Unit Heater_E8_Baseline Forecast | Commercial | Healthcare | Existing | Space Heating | Natural Gas | Unit Heater | E8 |  | Baseline Forecast | [30 empty] | 0% | 0% | bar: 2019 to 2048
Commercial_Healthcare_Existing_Space Heating_Natural Gas_Unit Heater_E9_Baseline Forecast | Commercial | Healthcare | Existing | Space Heating | Natural Gas | Unit Heater | E9 |  | Baseline Forecast | [30 empty] | 0% | 0% | bar: 2019 to 2048
Commercial_Healthcare_Existing_Space Heating_Natural Gas_Unit Heater_E10_Baseline Forecast | Commercial | Healthcare | Existing | Space Heating | Natural Gas | Unit Heater | E10 |  | Baseline Forecast | [30 empty] | 0% | 0% | bar: 2019 to 2048
Commercial_Healthcare_Existing_Water Heating_Natural Gas_Water Heater_E1_Baseline Forecast | Commercial | Healthcare | Existing | Water Heating | Natural Gas | Water Heater | E1 | TE 80% | Baseline Forecast | 21.61% | 21.6% | 21.6% | 21.6% | 21.59% | 21.61% | 21.62% | 0.147% | 0.1527% | 0.1598% | 0.1671% | 0.1589% | 0.1646% | 0.1472% | 0.1293% | 0.1125% | 0.1118% | 0.1111% | 0.1115% | 0.1105% | 0.1096% | 0.1087% | 0.1076% | 0.1509% | 0.1517% | 0.1525% | 0.1533% | 0.154% | 0.1546% | 0.1553% | 0.1552% | 21.61%
Commercial_Healthcare_Existing_Water Heating_Natural Gas_Water Heater_E2_Baseline Forecast | Commercial | Healthcare | Existing | Water Heating | Natural Gas | Water Heater | E2 | TE 94% (ENERGY STAR 2.0) | Baseline Forecast | 78.39% | 78.4% | 78.4% | 78.4% | 78.41% | 78.39% | 78.38% | 0.5327% | 0.5534% | 0.5787% | 0.6051% | 0.5759% | 0.5956% | 0.5331% | 0.4687% | 0.4083% | 0.406% | 0.4034% | 0.4047% | 0.401% | 0.3979% | 0.3946% | 0.3908% | 0.5403% | 0.543% | 0.5456% | 0.5479% | 0.5502% | 0.5523% | 0.5543% | 0.5539% | 78.39%
Commercial_Healthcare_Existing_Water Heating_Natural Gas_Water Heater_E3_Baseline Forecast | Commercial | Healthcare | Existing | Water Heating | Natural Gas | Water Heater | E3 | TE 96% (Instantaneous) | Baseline Forecast | [30 empty] | 0% | 0% | bar: 2019 to 2048
Commercial_Healthcare_Existing_Water Heating_Natural Gas_Water Heater_E4_Baseline Forecast | Commercial | Healthcare | Existing | Water Heating | Natural Gas | Water Heater | E4 | UEF 1.0+ (Gas-Fired HPWH) | Baseline Forecast | 0% | 0% | 0% | 0% | 0% | 0% | 0% | 99.32% | 99.29% | 99.26% | 99.23% | 99.27% | 99.24% | 99.32% | 99.4% | 99.48% | 99.48% | 99.49% | 99.48% | 99.49% | 99.49% | 99.5% | 99.5% | 99.31% | 99.31% | 99.3% | 99.3% | 99.3% | 99.29% | 99.29% | 99.29% | 0%
Commercial_Healthcare_Existing_Water Heating_Natural Gas_Water Heater_E5_Baseline Forecast | Commercial | Healthcare | Existing | Water Heating | Natural Gas | Water Heater | E5 |  | Baseline Forecast | [30 empty] | 0% | 0% | bar: 2019 to 2048
Commercial_Healthcare_Existing_Water Heating_Natural Gas_Water Heater_E6_Baseline Forecast | Commercial | Healthcare | Existing | Water Heating | Natural Gas | Water Heater | E6 |  | Baseline Forecast | [30 empty] | 0% | 0% | bar: 2019 to 2048
Commercial_Healthcare_Existing_Water Heating_Natural Gas_Water Heater_E7_Baseline Forecast | Commercial | Healthcare | Existing | Water Heating | Natural Gas | Water Heater | E7 |  | Baseline Forecast | [30 empty] | 0% | 0% | bar: 2019 to 2048
Commercial_Healthcare_Existing_Water Heating_Natural Gas_Water Heater_E8_Baseline Forecast | Commercial | Healthcare | Existing | Water Heating | Natural Gas | Water Heater | E8 |  | Baseline Forecast | [30 empty] | 0% | 0% | bar: 2019 to 2048
Commercial_Healthcare_Existing_Water Heating_Natural Gas_Water Heater_E9_Baseline Forecast | Commercial | Healthcare | Existing | Water Heating | Natural Gas | Water Heater | E9 |  | Baseline Forecast | [30 empty] | 0% | 0% | bar: 2019 to 2048
Commercial_Healthcare_Existing_Water Heating_Natural Gas_Water Heater_E10_Baseline Forecast | Commercial | Healthcare | Existing | Water Heating | Natural Gas | Water Heater | E10 |  | Baseline Forecast | [30 empty] | 0% | 0% | bar: 2019 to 2048
Commercial_Healthcare_Existing_Food Preparation_Natural Gas_Oven_E1_Baseline Forecast | Commercial | Healthcare | Existing | Food Preparation | Natural Gas | Oven | E1 | Standard | Baseline Forecast | 41% | 40.96% | 40.93% | 40.9% | 40.85% | 41.03% | 41.18% | 41.26% | 41.29% | 41.34% | 41.22% | 41.12% | 41.42% | 41.29% | 41.11% | 40.95% | 40.95% | 40.93% | 40.99% | 40.95% | 40.92% | 40.89% | 40.84% | 42.56% | 42.59% | 42.63% | 42.66% | 42.69% | 42.72% | 42.74% | 42.77% | 41.03%
Commercial_Healthcare_Existing_Food Preparation_Natural Gas_Oven_E2_Baseline Forecast | Commercial | Healthcare | Existing | Food Preparation | Natural Gas | Oven | E2 | ENERGY STAR (3.0) | Baseline Forecast | 59% | 59.04% | 59.07% | 59.1% | 59.15% | 58.97% | 58.82% | 58.74% | 58.71% | 58.66% | 58.78% | 58.88% | 58.58% | 58.71% | 58.89% | 59.05% | 59.05% | 59.07% | 59.01% | 59.05% | 59.08% | 59.11% | 59.16% | 57.44% | 57.41% | 57.37% | 57.34% | 57.31% | 57.28% | 57.26% | 57.23% | 58.97%
Commercial_Healthcare_Existing_Food Preparation_Natural Gas_Oven_E3_Baseline Forecast | Commercial | Healthcare | Existing | Food Preparation | Natural Gas | Oven | E3 |  | Baseline Forecast | [30 empty] | 0% | 0% | bar: 2019 to 2048
Commercial_Healthcare_Existing_Food Preparation_Natural Gas_Oven_E4_Baseline Forecast | Commercial | Healthcare | Existing | Food Preparation | Natural Gas | Oven | E4 |  | Baseline Forecast | [30 empty] | 0% | 0% | bar: 2019 to 2048
Commercial_Healthcare_Existing_Food Preparation_Natural Gas_Oven_E5_Baseline Forecast | Commercial | Healthcare | Existing | Food Preparation | Natural Gas | Oven | E5 |  | Baseline Forecast | [30 empty] | 0% | 0% | bar: 2019 to 2048
Commercial_Healthcare_Existing_Food Preparation_Natural Gas_Oven_E6_Baseline Forecast | Commercial | Healthcare | Existing | Food Preparation | Natural Gas | Oven | E6 |  | Baseline Forecast | [30 empty] | 0% | 0% | bar: 2019 to 2048
Commercial_Healthcare_Existing_Food Preparation_Natural Gas_Oven_E7_Baseline Forecast | Commercial | Healthcare | Existing | Food Preparation | Natural Gas | Oven | E7 |  | Baseline Forecast | [30 empty] | 0% | 0% | bar: 2019 to 2048
Commercial_Healthcare_Existing_Food Preparation_Natural Gas_Oven_E8_Baseline Forecast | Commercial | Healthcare | Existing | Food Preparation | Natural Gas | Oven | E8 |  | Baseline Forecast | [30 empty] | 0% | 0% | bar: 2019 to 2048
Commercial_Healthcare_Existing_Food Preparation_Natural Gas_Oven_E9_Baseline Forecast | Commercial | Healthcare | Existing | Food Preparation | Natural Gas | Oven | E9 |  | Baseline Forecast | [30 empty] | 0% | 0% | bar: 2019 to 2048
Commercial_Healthcare_Existing_Food Preparation_Natural Gas_Oven_E10_Baseline Forecast | Commercial | Healthcare | Existing | Food Preparation | Natural Gas | Oven | E10 |  | Baseline Forecast | [30 empty] | 0% | 0% | bar: 2019 to 2048
Commercial_Healthcare_Existing_Food Preparation_Natural Gas_Conveyor Oven_E1_Baseline Forecast | Commercial | Healthcare | Existing | Food Preparation | Natural Gas | Conveyor Oven | E1 | Standard | Baseline Forecast | 41% | 41.01% | 41.02% | 41.04% | 40.98% | 41.02% | 41.04% | 41% | 40.91% | 40.93% | 40.94% | 40.96% | 41.26% | 41.28% | 41.28% | 41.3% | 41.3% | 41.3% | 41.35% | 41.33% | 41.32% | 41.29% | 41.27% | 42.98% | 43.04% | 43.09% | 43.15% | 43.2% | 43.25% | 43.3% | 43.37% | 41.02%
Commercial_Healthcare_Existing_Food Preparation_Natural Gas_Conveyor Oven_E2_Baseline Forecast | Commercial | Healthcare | Existing | Food Preparation | Natural Gas | Conveyor Oven | E2 | Efficient (>44% Baking Efficiency) | Baseline Forecast | 59% | 58.99% | 58.98% | 58.96% | 59.02% | 58.98% | 58.96% | 59% | 59.09% | 59.07% | 59.06% | 59.04% | 58.74% | 58.72% | 58.72% | 58.7% | 58.7% | 58.7% | 58.65% | 58.67% | 58.68% | 58.71% | 58.73% | 57.02% | 56.96% | 56.91% | 56.85% | 56.8% | 56.75% | 56.7% | 56.63% | 58.98%
Commercial_Healthcare_Existing_Food Preparation_Natural Gas_Conveyor Oven_E3_Baseline Forecast | Commercial | Healthcare | Existing | Food Preparation | Natural Gas | Conveyor Oven | E3 |  | Baseline Forecast | [30 empty] | 0% | 0% | bar: 2019 to 2048
Commercial_Healthcare_Existing_Food Preparation_Natural Gas_Conveyor Oven_E4_Baseline Forecast | Commercial | Healthcare | Existing | Food Preparation | Natural Gas | Conveyor Oven | E4 |  | Baseline Forecast | [30 empty] | 0% | 0% | bar: 2019 to 2048
Commercial_Healthcare_Existing_Food Preparation_Natural Gas_Conveyor Oven_E5_Baseline Forecast | Commercial | Healthcare | Existing | Food Preparation | Natural Gas | Conveyor Oven | E5 |  | Baseline Forecast | [30 empty] | 0% | 0% | bar: 2019 to 2048
Commercial_Healthcare_Existing_Food Preparation_Natural Gas_Conveyor Oven_E6_Baseline Forecast | Commercial | Healthcare | Existing | Food Preparation | Natural Gas | Conveyor Oven | E6 |  | Baseline Forecast | [30 empty] | 0% | 0% | bar: 2019 to 2048
Commercial_Healthcare_Existing_Food Preparation_Natural Gas_Conveyor Oven_E7_Baseline Forecast | Commercial | Healthcare | Existing | Food Preparation | Natural Gas | Conveyor Oven | E7 |  | Baseline Forecast | [30 empty] | 0% | 0% | bar: 2019 to 2048
Commercial_Healthcare_Existing_Food Preparation_Natural Gas_Conveyor Oven_E8_Baseline Forecast | Commercial | Healthcare | Existing | Food Preparation | Natural Gas | Conveyor Oven | E8 |  | Baseline Forecast | [30 empty] | 0% | 0% | bar: 2019 to 2048
Commercial_Healthcare_Existing_Food Preparation_Natural Gas_Conveyor Oven_E9_Baseline Forecast | Commercial | Healthcare | Existing | Food Preparation | Natural Gas | Conveyor Oven | E9 |  | Baseline Forecast | [30 empty] | 0% | 0% | bar: 2019 to 2048
Commercial_Healthcare_Existing_Food Preparation_Natural Gas_Conveyor Oven_E10_Baseline Forecast | Commercial | Healthcare | Existing | Food Preparation | Natural Gas | Conveyor Oven | E10 |  | Baseline Forecast | [30 empty] | 0% | 0% | bar: 2019 to 2048
Commercial_Healthcare_Existing_Food Preparation_Natural Gas_Double Rack Oven_E1_Baseline Forecast | Commercial | Healthcare | Existing | Food Preparation | Natural Gas | Double Rack Oven | E1 | Standard | Baseline Forecast | 41% | 40.9% | 40.83% | 40.87% | 40.86% | 41.24% | 41.57% | 41.77% | 41.85% | 41.61% | 41.32% | 41.02% | 41.57% | 41.2% | 41.18% | 41.21% | 41.2% | 41.18% | 41.31% | 41.23% | 41.18% | 41.11% | 41.03% | 45.56% | 45.69% | 45.81% | 45.93% | 46.04% | 46.15% | 46.26% | 46.36% | 41.24%
Commercial_Healthcare_Existing_Food Preparation_Natural Gas_Double Rack Oven_E2_Baseline Forecast | Commercial | Healthcare | Existing | Food Preparation | Natural Gas | Double Rack Oven | E2 | FTSC Qualified (>50% Cooking Efficiency) | Baseline Forecast | 59% | 59.1% | 59.17% | 59.13% | 59.14% | 58.76% | 58.43% | 58.23% | 58.15% | 58.39% | 58.68% | 58.98% | 58.43% | 58.8% | 58.82% | 58.79% | 58.8% | 58.82% | 58.69% | 58.77% | 58.82% | 58.89% | 58.97% | 54.44% | 54.31% | 54.19% | 54.07% | 53.96% | 53.85% | 53.74% | 53.64% | 58.76%
Commercial_Healthcare_Existing_Food Preparation_Natural Gas_Double Rack Oven_E3_Baseline Forecast | Commercial | Healthcare | Existing | Food Preparation | Natural Gas | Double Rack Oven | E3 |  | Baseline Forecast | [30 empty] | 0% | 0% | bar: 2019 to 2048
Commercial_Healthcare_Existing_Food Preparation_Natural Gas_Double Rack Oven_E4_Baseline Forecast | Commercial | Healthcare | Existing | Food Preparation | Natural Gas | Double Rack Oven | E4 |  | Baseline Forecast | [30 empty] | 0% | 0% | bar: 2019 to 2048
Commercial_Healthcare_Existing_Food Preparation_Natural Gas_Double Rack Oven_E5_Baseline Forecast | Commercial | Healthcare | Existing | Food Preparation | Natural Gas | Double Rack Oven | E5 |  | Baseline Forecast | [30 empty] | 0% | 0% | bar: 2019 to 2048
Commercial_Healthcare_Existing_Food Preparation_Natural Gas_Double Rack Oven_E6_Baseline Forecast | Commercial | Healthcare | Existing | Food Preparation | Natural Gas | Double Rack Oven | E6 |  | Baseline Forecast | [30 empty] | 0% | 0% | bar: 2019 to 2048
Commercial_Healthcare_Existing_Food Preparation_Natural Gas_Double Rack Oven_E7_Baseline Forecast | Commercial | Healthcare | Existing | Food Preparation | Natural Gas | Double Rack Oven | E7 |  | Baseline Forecast | [30 empty] | 0% | 0% | bar: 2019 to 2048
Commercial_Healthcare_Existing_Food Preparation_Natural Gas_Double Rack Oven_E8_Baseline Forecast | Commercial | Healthcare | Existing | Food Preparation | Natural Gas | Double Rack Oven | E8 |  | Baseline Forecast | [30 empty] | 0% | 0% | bar: 2019 to 2048
Commercial_Healthcare_Existing_Food Preparation_Natural Gas_Double Rack Oven_E9_Baseline Forecast | Commercial | Healthcare | Existing | Food Preparation | Natural Gas | Double Rack Oven | E9 |  | Baseline Forecast | [30 empty] | 0% | 0% | bar: 2019 to 2048
Commercial_Healthcare_Existing_Food Preparation_Natural Gas_Double Rack Oven_E10_Baseline Forecast | Commercial | Healthcare | Existing | Food Preparation | Natural Gas | Double Rack Oven | E10 |  | Baseline Forecast | [30 empty] | 0% | 0% | bar: 2019 to 2048
Commercial_Healthcare_Existing_Food Preparation_Natural Gas_Fryer_E1_Baseline Forecast | Commercial | Healthcare | Existing | Food Preparation | Natural Gas | Fryer | E1 | Standard | Baseline Forecast | 74% | 73.93% | 73.88% | 0% | 0% | 0% | 0% | 0% | 0% | 0% | 0% | 0% | 0% | 0% | 0% | 0% | 0% | 0% | 0% | 0% | 0% | 0% | 0% | 0% | 0% | 0% | 0% | 0% | 0% | 0% | 0% | 0%
Commercial_Healthcare_Existing_Food Preparation_Natural Gas_Fryer_E2_Baseline Forecast | Commercial | Healthcare | Existing | Food Preparation | Natural Gas | Fryer | E2 | ENERGY STAR (3.0) | Baseline Forecast | 26% | 26.07% | 26.12% | 100% | 100% | 100% | 100% | 100% | 100% | 100% | 100% | 100% | 100% | 100% | 100% | 100% | 100% | 100% | 100% | 100% | 100% | 100% | 100% | 100% | 100% | 100% | 100% | 100% | 100% | 100% | 100% | 100%
Commercial_Healthcare_Existing_Food Preparation_Natural Gas_Fryer_E3_Baseline Forecast | Commercial | Healthcare | Existing | Food Preparation | Natural Gas | Fryer | E3 |  | Baseline Forecast | [30 empty] | 0% | 0% | bar: 2019 to 2048
Commercial_Healthcare_Existing_Food Preparation_Natural Gas_Fryer_E4_Baseline Forecast | Commercial | Healthcare | Existing | Food Preparation | Natural Gas | Fryer | E4 |  | Baseline Forecast | [30 empty] | 0% | 0% | bar: 2019 to 2048
Commercial_Healthcare_Existing_Food Preparation_Natural Gas_Fryer_E5_Baseline Forecast | Commercial | Healthcare | Existing | Food Preparation | Natural Gas | Fryer | E5 |  | Baseline Forecast | [30 empty] | 0% | 0% | bar: 2019 to 2048
Commercial_Healthcare_Existing_Food Preparation_Natural Gas_Fryer_E6_Baseline Forecast | Commercial | Healthcare | Existing | Food Preparation | Natural Gas | Fryer | E6 |  | Baseline Forecast | [30 empty] | 0% | 0% | bar: 2019 to 2048
Commercial_Healthcare_Existing_Food Preparation_Natural Gas_Fryer_E7_Baseline Forecast | Commercial | Healthcare | Existing | Food Preparation | Natural Gas | Fryer | E7 |  | Baseline Forecast | [30 empty] | 0% | 0% | bar: 2019 to 2048
Commercial_Healthcare_Existing_Food Preparation_Natural Gas_Fryer_E8_Baseline Forecast | Commercial | Healthcare | Existing | Food Preparation | Natural Gas | Fryer | E8 |  | Baseline Forecast | [30 empty] | 0% | 0% | bar: 2019 to 2048
Commercial_Healthcare_Existing_Food Preparation_Natural Gas_Fryer_E9_Baseline Forecast | Commercial | Healthcare | Existing | Food Preparation | Natural Gas | Fryer | E9 |  | Baseline Forecast | [30 empty] | 0% | 0% | bar: 2019 to 2048
Commercial_Healthcare_Existing_Food Preparation_Natural Gas_Fryer_E10_Baseline Forecast | Commercial | Healthcare | Existing | Food Preparation | Natural Gas | Fryer | E10 |  | Baseline Forecast | [30 empty] | 0% | 0% | bar: 2019 to 2048
Commercial_Healthcare_Existing_Food Preparation_Natural Gas_Broiler_E1_Baseline Forecast | Commercial | Healthcare | Existing | Food Preparation | Natural Gas | Broiler | E1 | Standard | Baseline Forecast | 74% | 73.94% | 73.89% | 73.92% | 73.91% | 74.15% | 74.36% | 74.48% | 74.53% | 74.38% | 74.2% | 74.02% | 74.36% | 74.13% | 74.11% | 74.13% | 74.13% | 74.12% | 74.19% | 74.15% | 74.12% | 74.07% | 74.02% | 76.66% | 76.73% | 76.79% | 76.85% | 76.91% | 76.97% | 77.03% | 77.08% | 74.15%
Commercial_Healthcare_Existing_Food Preparation_Natural Gas_Broiler_E2_Baseline Forecast | Commercial | Healthcare | Existing | Food Preparation | Natural Gas | Broiler | E2 | Infrared Burners | Baseline Forecast | 26% | 26.06% | 26.11% | 26.08% | 26.09% | 25.85% | 25.64% | 25.52% | 25.47% | 25.62% | 25.8% | 25.98% | 25.64% | 25.87% | 25.89% | 25.87% | 25.87% | 25.88% | 25.81% | 25.85% | 25.88% | 25.93% | 25.98% | 23.34% | 23.27% | 23.21% | 23.15% | 23.09% | 23.03% | 22.97% | 22.92% | 25.85%
Commercial_Healthcare_Existing_Food Preparation_Natural Gas_Broiler_E3_Baseline Forecast | Commercial | Healthcare | Existing | Food Preparation | Natural Gas | Broiler | E3 |  | Baseline Forecast | [30 empty] | 0% | 0% | bar: 2019 to 2048
Commercial_Healthcare_Existing_Food Preparation_Natural Gas_Broiler_E4_Baseline Forecast | Commercial | Healthcare | Existing | Food Preparation | Natural Gas | Broiler | E4 |  | Baseline Forecast | [30 empty] | 0% | 0% | bar: 2019 to 2048
Commercial_Healthcare_Existing_Food Preparation_Natural Gas_Broiler_E5_Baseline Forecast | Commercial | Healthcare | Existing | Food Preparation | Natural Gas | Broiler | E5 |  | Baseline Forecast | [30 empty] | 0% | 0% | bar: 2019 to 2048
Commercial_Healthcare_Existing_Food Preparation_Natural Gas_Broiler_E6_Baseline Forecast | Commercial | Healthcare | Existing | Food Preparation | Natural Gas | Broiler | E6 |  | Baseline Forecast | [30 empty] | 0% | 0% | bar: 2019 to 2048
Commercial_Healthcare_Existing_Food Preparation_Natural Gas_Broiler_E7_Baseline Forecast | Commercial | Healthcare | Existing | Food Preparation | Natural Gas | Broiler | E7 |  | Baseline Forecast | [30 empty] | 0% | 0% | bar: 2019 to 2048
Commercial_Healthcare_Existing_Food Preparation_Natural Gas_Broiler_E8_Baseline Forecast | Commercial | Healthcare | Existing | Food Preparation | Natural Gas | Broiler | E8 |  | Baseline Forecast | [30 empty] | 0% | 0% | bar: 2019 to 2048
Commercial_Healthcare_Existing_Food Preparation_Natural Gas_Broiler_E9_Baseline Forecast | Commercial | Healthcare | Existing | Food Preparation | Natural Gas | Broiler | E9 |  | Baseline Forecast | [30 empty] | 0% | 0% | bar: 2019 to 2048
Commercial_Healthcare_Existing_Food Preparation_Natural Gas_Broiler_E10_Baseline Forecast | Commercial | Healthcare | Existing | Food Preparation | Natural Gas | Broiler | E10 |  | Baseline Forecast | [30 empty] | 0% | 0% | bar: 2019 to 2048
Commercial_Healthcare_Existing_Food Preparation_Natural Gas_Griddle_E1_Baseline Forecast | Commercial | Healthcare | Existing | Food Preparation | Natural Gas | Griddle | E1 | Standard | Baseline Forecast | 71% | 70.98% | 70.97% | 70.98% | 70.98% | 71.04% | 71.09% | 71.13% | 71.14% | 71.1% | 71.05% | 71% | 71.09% | 71.03% | 71.03% | 71.03% | 71.03% | 71.03% | 71.05% | 71.04% | 71.03% | 71.02% | 71% | 71.77% | 71.79% | 71.81% | 71.83% | 71.85% | 71.87% | 71.89% | 71.91% | 71.04%
Commercial_Healthcare_Existing_Food Preparation_Natural Gas_Griddle_E2_Baseline Forecast | Commercial | Healthcare | Existing | Food Preparation | Natural Gas | Griddle | E2 | ENERGY STAR | Baseline Forecast | 29% | 29.02% | 29.03% | 29.02% | 29.02% | 28.96% | 28.91% | 28.87% | 28.86% | 28.9% | 28.95% | 29% | 28.91% | 28.97% | 28.97% | 28.97% | 28.97% | 28.97% | 28.95% | 28.96% | 28.97% | 28.98% | 29% | 28.23% | 28.21% | 28.19% | 28.17% | 28.15% | 28.13% | 28.11% | 28.09% | 28.96%
Commercial_Healthcare_Existing_Food Preparation_Natural Gas_Griddle_E3_Baseline Forecast | Commercial | Healthcare | Existing | Food Preparation | Natural Gas | Griddle | E3 |  | Baseline Forecast | [30 empty] | 0% | 0% | bar: 2019 to 2048
Commercial_Healthcare_Existing_Food Preparation_Natural Gas_Griddle_E4_Baseline Forecast | Commercial | Healthcare | Existing | Food Preparation | Natural Gas | Griddle | E4 |  | Baseline Forecast | [30 empty] | 0% | 0% | bar: 2019 to 2048
Commercial_Healthcare_Existing_Food Preparation_Natural Gas_Griddle_E5_Baseline Forecast | Commercial | Healthcare | Existing | Food Preparation | Natural Gas | Griddle | E5 |  | Baseline Forecast | [30 empty] | 0% | 0% | bar: 2019 to 2048
Commercial_Healthcare_Existing_Food Preparation_Natural Gas_Griddle_E6_Baseline Forecast | Commercial | Healthcare | Existing | Food Preparation | Natural Gas | Griddle | E6 |  | Baseline Forecast | [30 empty] | 0% | 0% | bar: 2019 to 2048
Commercial_Healthcare_Existing_Food Preparation_Natural Gas_Griddle_E7_Baseline Forecast | Commercial | Healthcare | Existing | Food Preparation | Natural Gas | Griddle | E7 |  | Baseline Forecast | [30 empty] | 0% | 0% | bar: 2019 to 2048
Commercial_Healthcare_Existing_Food Preparation_Natural Gas_Griddle_E8_Baseline Forecast | Commercial | Healthcare | Existing | Food Preparation | Natural Gas | Griddle | E8 |  | Baseline Forecast | [30 empty] | 0% | 0% | bar: 2019 to 2048
Commercial_Healthcare_Existing_Food Preparation_Natural Gas_Griddle_E9_Baseline Forecast | Commercial | Healthcare | Existing | Food Preparation | Natural Gas | Griddle | E9 |  | Baseline Forecast | [30 empty] | 0% | 0% | bar: 2019 to 2048
Commercial_Healthcare_Existing_Food Preparation_Natural Gas_Griddle_E10_Baseline Forecast | Commercial | Healthcare | Existing | Food Preparation | Natural Gas | Griddle | E10 |  | Baseline Forecast | [30 empty] | 0% | 0% | bar: 2019 to 2048
Commercial_Healthcare_Existing_Food Preparation_Natural Gas_Range_E1_Baseline Forecast | Commercial | Healthcare | Existing | Food Preparation | Natural Gas | Range | E1 | Standard | Baseline Forecast | 41% | 40.96% | 40.93% | 40.9% | 40.86% | 40.99% | 41.1% | 41.16% | 41.18% | 41.22% | 41.24% | 41.14% | 41.36% | 41.23% | 41.07% | 40.92% | 40.92% | 40.91% | 40.95% | 40.92% | 40.9% | 40.87% | 40.84% | 42.33% | 42.37% | 42.4% | 42.44% | 42.47% | 42.5% | 42.53% | 42.56% | 40.99%
Commercial_Healthcare_Existing_Food Preparation_Natural Gas_Range_E2_Baseline Forecast | Commercial | Healthcare | Existing | Food Preparation | Natural Gas | Range | E2 | High Efficiency | Baseline Forecast | 59% | 59.04% | 59.07% | 59.1% | 59.14% | 59.01% | 58.9% | 58.84% | 58.82% | 58.78% | 58.76% | 58.86% | 58.64% | 58.77% | 58.93% | 59.08% | 59.08% | 59.09% | 59.05% | 59.08% | 59.1% | 59.13% | 59.16% | 57.67% | 57.63% | 57.6% | 57.56% | 57.53% | 57.5% | 57.47% | 57.44% | 59.01%
Commercial_Healthcare_Existing_Food Preparation_Natural Gas_Range_E3_Baseline Forecast | Commercial | Healthcare | Existing | Food Preparation | Natural Gas | Range | E3 |  | Baseline Forecast | [30 empty] | 0% | 0% | bar: 2019 to 2048
Commercial_Healthcare_Existing_Food Preparation_Natural Gas_Range_E4_Baseline Forecast | Commercial | Healthcare | Existing | Food Preparation | Natural Gas | Range | E4 |  | Baseline Forecast | [30 empty] | 0% | 0% | bar: 2019 to 2048
Commercial_Healthcare_Existing_Food Preparation_Natural Gas_Range_E5_Baseline Forecast | Commercial | Healthcare | Existing | Food Preparation | Natural Gas | Range | E5 |  | Baseline Forecast | [30 empty] | 0% | 0% | bar: 2019 to 2048
Commercial_Healthcare_Existing_Food Preparation_Natural Gas_Range_E6_Baseline Forecast | Commercial | Healthcare | Existing | Food Preparation | Natural Gas | Range | E6 |  | Baseline Forecast | [30 empty] | 0% | 0% | bar: 2019 to 2048
Commercial_Healthcare_Existing_Food Preparation_Natural Gas_Range_E7_Baseline Forecast | Commercial | Healthcare | Existing | Food Preparation | Natural Gas | Range | E7 |  | Baseline Forecast | [30 empty] | 0% | 0% | bar: 2019 to 2048
Commercial_Healthcare_Existing_Food Preparation_Natural Gas_Range_E8_Baseline Forecast | Commercial | Healthcare | Existing | Food Preparation | Natural Gas | Range | E8 |  | Baseline Forecast | [30 empty] | 0% | 0% | bar: 2019 to 2048
Commercial_Healthcare_Existing_Food Preparation_Natural Gas_Range_E9_Baseline Forecast | Commercial | Healthcare | Existing | Food Preparation | Natural Gas | Range | E9 |  | Baseline Forecast | [30 empty] | 0% | 0% | bar: 2019 to 2048
Commercial_Healthcare_Existing_Food Preparation_Natural Gas_Range_E10_Baseline Forecast | Commercial | Healthcare | Existing | Food Preparation | Natural Gas | Range | E10 |  | Baseline Forecast | [30 empty] | 0% | 0% | bar: 2019 to 2048
Commercial_Healthcare_Existing_Food Preparation_Natural Gas_Steamer_E1_Baseline Forecast | Commercial | Healthcare | Existing | Food Preparation | Natural Gas | Steamer | E1 | Standard | Baseline Forecast | 50% | 49.88% | 49.81% | 0% | 0% | 0% | 0% | 0% | 0% | 0% | 0% | 0% | 0% | 0% | 0% | 0% | 0% | 0% | 0% | 0% | 0% | 0% | 0% | 0% | 0% | 0% | 0% | 0% | 0% | 0% | 0% | 0%
Commercial_Healthcare_Existing_Food Preparation_Natural Gas_Steamer_E2_Baseline Forecast | Commercial | Healthcare | Existing | Food Preparation | Natural Gas | Steamer | E2 | ENERGY STAR | Baseline Forecast | 50% | 50.12% | 50.19% | 100% | 100% | 100% | 100% | 100% | 100% | 100% | 100% | 100% | 100% | 100% | 100% | 100% | 100% | 100% | 100% | 100% | 100% | 100% | 100% | 100% | 100% | 100% | 100% | 100% | 100% | 100% | 100% | 100%
Commercial_Healthcare_Existing_Food Preparation_Natural Gas_Steamer_E3_Baseline Forecast | Commercial | Healthcare | Existing | Food Preparation | Natural Gas | Steamer | E3 |  | Baseline Forecast | [30 empty] | 0% | 0% | bar: 2019 to 2048
Commercial_Healthcare_Existing_Food Preparation_Natural Gas_Steamer_E4_Baseline Forecast | Commercial | Healthcare | Existing | Food Preparation | Natural Gas | Steamer | E4 |  | Baseline Forecast | [30 empty] | 0% | 0% | bar: 2019 to 2048
Commercial_Healthcare_Existing_Food Preparation_Natural Gas_Steamer_E5_Baseline Forecast | Commercial | Healthcare | Existing | Food Preparation | Natural Gas | Steamer | E5 |  | Baseline Forecast | [30 empty] | 0% | 0% | bar: 2019 to 2048
Commercial_Healthcare_Existing_Food Preparation_Natural Gas_Steamer_E6_Baseline Forecast | Commercial | Healthcare | Existing | Food Preparation | Natural Gas | Steamer | E6 |  | Baseline Forecast | [30 empty] | 0% | 0% | bar: 2019 to 2048
Commercial_Healthcare_Existing_Food Preparation_Natural Gas_Steamer_E7_Baseline Forecast | Commercial | Healthcare | Existing | Food Preparation | Natural Gas | Steamer | E7 |  | Baseline Forecast | [30 empty] | 0% | 0% | bar: 2019 to 2048
Commercial_Healthcare_Existing_Food Preparation_Natural Gas_Steamer_E8_Baseline Forecast | Commercial | Healthcare | Existing | Food Preparation | Natural Gas | Steamer | E8 |  | Baseline Forecast | [30 empty] | 0% | 0% | bar: 2019 to 2048
Commercial_Healthcare_Existing_Food Preparation_Natural Gas_Steamer_E9_Baseline Forecast | Commercial | Healthcare | Existing | Food Preparation | Natural Gas | Steamer | E9 |  | Baseline Forecast | [30 empty] | 0% | 0% | bar: 2019 to 2048
Commercial_Healthcare_Existing_Food Preparation_Natural Gas_Steamer_E10_Baseline Forecast | Commercial | Healthcare | Existing | Food Preparation | Natural Gas | Steamer | E10 |  | Baseline Forecast | [30 empty] | 0% | 0% | bar: 2019 to 2048
Commercial_Healthcare_Existing_Food Preparation_Natural Gas_Food Prep Other_E1_Baseline Forecast | Commercial | Healthcare | Existing | Food Preparation | Natural Gas | Food Prep Other | E1 | Standard | Baseline Forecast | 74% | 74% | 74% | 74% | 74% | 74% | 74% | 74% | 74% | 74% | 74% | 74% | 74% | 74% | 74% | 74% | 74% | 74% | 74% | 74% | 74% | 74% | 74% | 74% | 74% | 74% | 74% | 74% | 74% | 74% | 74% | 74%
Commercial_Healthcare_Existing_Food Preparation_Natural Gas_Food Prep Other_E2_Baseline Forecast | Commercial | Healthcare | Existing | Food Preparation | Natural Gas | Food Prep Other | E2 | ENERGY STAR | Baseline Forecast | 26% | 26% | 26% | 26% | 26% | 26% | 26% | 26% | 26% | 26% | 26% | 26% | 26% | 26% | 26% | 26% | 26% | 26% | 26% | 26% | 26% | 26% | 26% | 26% | 26% | 26% | 26% | 26% | 26% | 26% | 26% | 26%
Commercial_Healthcare_Existing_Food Preparation_Natural Gas_Food Prep Other_E3_Baseline Forecast | Commercial | Healthcare | Existing | Food Preparation | Natural Gas | Food Prep Other | E3 |  | Baseline Forecast | [30 empty] | 0% | 0% | bar: 2019 to 2048
Commercial_Healthcare_Existing_Food Preparation_Natural Gas_Food Prep Other_E4_Baseline Forecast | Commercial | Healthcare | Existing | Food Preparation | Natural Gas | Food Prep Other | E4 |  | Baseline Forecast | [30 empty] | 0% | 0% | bar: 2019 to 2048
Commercial_Healthcare_Existing_Food Preparation_Natural Gas_Food Prep Other_E5_Baseline Forecast | Commercial | Healthcare | Existing | Food Preparation | Natural Gas | Food Prep Other | E5 |  | Baseline Forecast | [30 empty] | 0% | 0% | bar: 2019 to 2048
Commercial_Healthcare_Existing_Food Preparation_Natural Gas_Food Prep Other_E6_Baseline Forecast | Commercial | Healthcare | Existing | Food Preparation | Natural Gas | Food Prep Other | E6 |  | Baseline Forecast | [30 empty] | 0% | 0% | bar: 2019 to 2048
Commercial_Healthcare_Existing_Food Preparation_Natural Gas_Food Prep Other_E7_Baseline Forecast | Commercial | Healthcare | Existing | Food Preparation | Natural Gas | Food Prep Other | E7 |  | Baseline Forecast | [30 empty] | 0% | 0% | bar: 2019 to 2048
Commercial_Healthcare_Existing_Food Preparation_Natural Gas_Food Prep Other_E8_Baseline Forecast | Commercial | Healthcare | Existing | Food Preparation | Natural Gas | Food Prep Other | E8 |  | Baseline Forecast | [30 empty] | 0% | 0% | bar: 2019 to 2048
Commercial_Healthcare_Existing_Food Preparation_Natural Gas_Food Prep Other_E9_Baseline Forecast | Commercial | Healthcare | Existing | Food Preparation | Natural Gas | Food Prep Other | E9 |  | Baseline Forecast | [30 empty] | 0% | 0% | bar: 2019 to 2048
Commercial_Healthcare_Existing_Food Preparation_Natural Gas_Food Prep Other_E10_Baseline Forecast | Commercial | Healthcare | Existing | Food Preparation | Natural Gas | Food Prep Other | E10 |  | Baseline Forecast | [30 empty] | 0% | 0% | bar: 2019 to 2048
Commercial_Healthcare_Existing_Miscellaneous_Natural Gas_Pool Heater_E1_Baseline Forecast | Commercial | Healthcare | Existing | Miscellaneous | Natural Gas | Pool Heater | E1 | Standard (EF .78) | Baseline Forecast | 90% | 89.96% | 89.95% | 89.94% | 89.91% | 89.97% | 90.01% | 90.01% | 89.98% | 90% | 90.01% | 90.02% | 90.33% | 90.36% | 90.37% | 90.23% | 90.09% | 89.95% | 89.85% | 89.72% | 89.7% | 89.68% | 89.66% | 90.72% | 90.75% | 90.77% | 90.79% | 90.81% | 90.84% | 90.86% | 90.88% | 89.97%
Commercial_Healthcare_Existing_Miscellaneous_Natural Gas_Pool Heater_E2_Baseline Forecast | Commercial | Healthcare | Existing | Miscellaneous | Natural Gas | Pool Heater | E2 | Condensing (EF .90) | Baseline Forecast | 10% | 10.04% | 10.05% | 10.06% | 10.09% | 10.03% | 9.988% | 9.987% | 10.02% | 10% | 9.995% | 9.983% | 9.666% | 9.638% | 9.63% | 9.768% | 9.915% | 10.05% | 10.15% | 10.28% | 10.3% | 10.32% | 10.34% | 9.279% | 9.253% | 9.229% | 9.207% | 9.185% | 9.164% | 9.144% | 9.124% | 10.03%
Commercial_Healthcare_Existing_Miscellaneous_Natural Gas_Pool Heater_E3_Baseline Forecast | Commercial | Healthcare | Existing | Miscellaneous | Natural Gas | Pool Heater | E3 |  | Baseline Forecast | [30 empty] | 0% | 0% | bar: 2019 to 2048
Commercial_Healthcare_Existing_Miscellaneous_Natural Gas_Pool Heater_E4_Baseline Forecast | Commercial | Healthcare | Existing | Miscellaneous | Natural Gas | Pool Heater | E4 |  | Baseline Forecast | [30 empty] | 0% | 0% | bar: 2019 to 2048
Commercial_Healthcare_Existing_Miscellaneous_Natural Gas_Pool Heater_E5_Baseline Forecast | Commercial | Healthcare | Existing | Miscellaneous | Natural Gas | Pool Heater | E5 |  | Baseline Forecast | [30 empty] | 0% | 0% | bar: 2019 to 2048
Commercial_Healthcare_Existing_Miscellaneous_Natural Gas_Pool Heater_E6_Baseline Forecast | Commercial | Healthcare | Existing | Miscellaneous | Natural Gas | Pool Heater | E6 |  | Baseline Forecast | [30 empty] | 0% | 0% | bar: 2019 to 2048
Commercial_Healthcare_Existing_Miscellaneous_Natural Gas_Pool Heater_E7_Baseline Forecast | Commercial | Healthcare | Existing | Miscellaneous | Natural Gas | Pool Heater | E7 |  | Baseline Forecast | [30 empty] | 0% | 0% | bar: 2019 to 2048
Commercial_Healthcare_Existing_Miscellaneous_Natural Gas_Pool Heater_E8_Baseline Forecast | Commercial | Healthcare | Existing | Miscellaneous | Natural Gas | Pool Heater | E8 |  | Baseline Forecast | [30 empty] | 0% | 0% | bar: 2019 to 2048
Commercial_Healthcare_Existing_Miscellaneous_Natural Gas_Pool Heater_E9_Baseline Forecast | Commercial | Healthcare | Existing | Miscellaneous | Natural Gas | Pool Heater | E9 |  | Baseline Forecast | [30 empty] | 0% | 0% | bar: 2019 to 2048
Commercial_Healthcare_Existing_Miscellaneous_Natural Gas_Pool Heater_E10_Baseline Forecast | Commercial | Healthcare | Existing | Miscellaneous | Natural Gas | Pool Heater | E10 |  | Baseline Forecast | [30 empty] | 0% | 0% | bar: 2019 to 2048
Commercial_Healthcare_Existing_Miscellaneous_Natural Gas_Miscellaneous_E1_Baseline Forecast | Commercial | Healthcare | Existing | Miscellaneous | Natural Gas | Miscellaneous | E1 | Miscellaneous | Baseline Forecast | 100% | 100% | 100% | 100% | 100% | 100% | 100% | 100% | 100% | 100% | 100% | 100% | 100% | 100% | 100% | 100% | 100% | 100% | 100% | 100% | 100% | 100% | 100% | 100% | 100% | 100% | 100% | 100% | 100% | 100% | 100% | 100%
Commercial_Healthcare_Existing_Miscellaneous_Natural Gas_Miscellaneous_E2_Baseline Forecast | Commercial | Healthcare | Existing | Miscellaneous | Natural Gas | Miscellaneous | E2 |  | Baseline Forecast | [30 empty] | 0% | 0% | bar: 2019 to 2048
Commercial_Healthcare_Existing_Miscellaneous_Natural Gas_Miscellaneous_E3_Baseline Forecast | Commercial | Healthcare | Existing | Miscellaneous | Natural Gas | Miscellaneous | E3 |  | Baseline Forecast | [30 empty] | 0% | 0% | bar: 2019 to 2048
Commercial_Healthcare_Existing_Miscellaneous_Natural Gas_Miscellaneous_E4_Baseline Forecast | Commercial | Healthcare | Existing | Miscellaneous | Natural Gas | Miscellaneous | E4 |  | Baseline Forecast | [30 empty] | 0% | 0% | bar: 2019 to 2048
Commercial_Healthcare_Existing_Miscellaneous_Natural Gas_Miscellaneous_E5_Baseline Forecast | Commercial | Healthcare | Existing | Miscellaneous | Natural Gas | Miscellaneous | E5 |  | Baseline Forecast | [30 empty] | 0% | 0% | bar: 2019 to 2048
Commercial_Healthcare_Existing_Miscellaneous_Natural Gas_Miscellaneous_E6_Baseline Forecast | Commercial | Healthcare | Existing | Miscellaneous | Natural Gas | Miscellaneous | E6 |  | Baseline Forecast | [30 empty] | 0% | 0% | bar: 2019 to 2048
Commercial_Healthcare_Existing_Miscellaneous_Natural Gas_Miscellaneous_E7_Baseline Forecast | Commercial | Healthcare | Existing | Miscellaneous | Natural Gas | Miscellaneous | E7 |  | Baseline Forecast | [30 empty] | 0% | 0% | bar: 2019 to 2048
Commercial_Healthcare_Existing_Miscellaneous_Natural Gas_Miscellaneous_E8_Baseline Forecast | Commercial | Healthcare | Existing | Miscellaneous | Natural Gas | Miscellaneous | E8 |  | Baseline Forecast | [30 empty] | 0% | 0% | bar: 2019 to 2048
Commercial_Healthcare_Existing_Miscellaneous_Natural Gas_Miscellaneous_E9_Baseline Forecast | Commercial | Healthcare | Existing | Miscellaneous | Natural Gas | Miscellaneous | E9 |  | Baseline Forecast | [30 empty] | 0% | 0% | bar: 2019 to 2048
Commercial_Healthcare_Existing_Miscellaneous_Natural Gas_Miscellaneous_E10_Baseline Forecast | Commercial | Healthcare | Existing | Miscellaneous | Natural Gas | Miscellaneous | E10 |  | Baseline Forecast | [30 empty] | 0% | 0% | bar: 2019 to 2048
Commercial_Healthcare_New_Space Heating_Natural Gas_Furnace_E1_Baseline Forecast | Commercial | Healthcare | New | Space Heating | Natural Gas | Furnace | E1 | AFUE 80% (Standard) | Baseline Forecast | 100% | 100% | 100% | 100% | 100% | 0% | 0% | 0% | 0% | 0% | 0% | 0% | 0% | 0% | 0% | 0% | 0% | 0% | 0% | 0% | 0% | 0% | 0% | 0% | 0% | 0% | 0% | 0% | 0% | 0% | 0% | 0%
Commercial_Healthcare_New_Space Heating_Natural Gas_Furnace_E2_Baseline Forecast | Commercial | Healthcare | New | Space Heating | Natural Gas | Furnace | E2 | AFUE 81% (2023 Fed Standard) | Baseline Forecast | [30 empty] | 0% | 0% | bar: 2019 to 2048
Commercial_Healthcare_New_Space Heating_Natural Gas_Furnace_E3_Baseline Forecast | Commercial | Healthcare | New | Space Heating | Natural Gas | Furnace | E3 | AFUE 91% (WA State Min 2023) | Baseline Forecast | 0% | 0% | 0% | 0% | 0% | 100% | 100% | 59.74% | 59.78% | 59.84% | 59.88% | 59.92% | 60.67% | 60.72% | 60.73% | 60.78% | 60.8% | 60.8% | 60.93% | 60.89% | 60.87% | 60.84% | 60.8% | 63.99% | 64.11% | 64.24% | 64.38% | 64.53% | 64.68% | 64.84% | 65.02% | 100%
Commercial_Healthcare_New_Space Heating_Natural Gas_Furnace_E4_Baseline Forecast | Commercial | Healthcare | New | Space Heating | Natural Gas | Furnace | E4 | AFUE 96% | Baseline Forecast | [30 empty] | 0% | 0% | bar: 2019 to 2048
Commercial_Healthcare_New_Space Heating_Natural Gas_Furnace_E5_Baseline Forecast | Commercial | Healthcare | New | Space Heating | Natural Gas | Furnace | E5 | Convert to Gas-Fired ASHP | Baseline Forecast | 0% | 0% | 0% | 0% | 0% | 0% | 0% | 40.26% | 40.22% | 40.16% | 40.12% | 40.08% | 39.33% | 39.28% | 39.27% | 39.22% | 39.2% | 39.2% | 39.07% | 39.11% | 39.13% | 39.16% | 39.2% | 36.01% | 35.89% | 35.76% | 35.62% | 35.47% | 35.32% | 35.16% | 34.98% | 0%
Commercial_Healthcare_New_Space Heating_Natural Gas_Furnace_E6_Baseline Forecast | Commercial | Healthcare | New | Space Heating | Natural Gas | Furnace | E6 |  | Baseline Forecast | [30 empty] | 0% | 0% | bar: 2019 to 2048
Commercial_Healthcare_New_Space Heating_Natural Gas_Furnace_E7_Baseline Forecast | Commercial | Healthcare | New | Space Heating | Natural Gas | Furnace | E7 |  | Baseline Forecast | [30 empty] | 0% | 0% | bar: 2019 to 2048
Commercial_Healthcare_New_Space Heating_Natural Gas_Furnace_E8_Baseline Forecast | Commercial | Healthcare | New | Space Heating | Natural Gas | Furnace | E8 |  | Baseline Forecast | [30 empty] | 0% | 0% | bar: 2019 to 2048
Commercial_Healthcare_New_Space Heating_Natural Gas_Furnace_E9_Baseline Forecast | Commercial | Healthcare | New | Space Heating | Natural Gas | Furnace | E9 |  | Baseline Forecast | [30 empty] | 0% | 0% | bar: 2019 to 2048
Commercial_Healthcare_New_Space Heating_Natural Gas_Furnace_E10_Baseline Forecast | Commercial | Healthcare | New | Space Heating | Natural Gas | Furnace | E10 |  | Baseline Forecast | [30 empty] | 0% | 0% | bar: 2019 to 2048
Commercial_Healthcare_New_Space Heating_Natural Gas_Boiler_E1_Baseline Forecast | Commercial | Healthcare | New | Space Heating | Natural Gas | Boiler | E1 | TE 80% | Baseline Forecast | 54.1% | 54.09% | 54.08% | 54.07% | 54.05% | 0% | 0% | 0% | 0% | 0% | 0% | 0% | 0% | 0% | 0% | 0% | 0% | 0% | 0% | 0% | 0% | 0% | 0% | 0% | 0% | 0% | 0% | 0% | 0% | 0% | 0% | 0%
Commercial_Healthcare_New_Space Heating_Natural Gas_Boiler_E2_Baseline Forecast | Commercial | Healthcare | New | Space Heating | Natural Gas | Boiler | E2 | TE 84% (2023 Standard) | Baseline Forecast | [30 empty] | 0% | 0% | bar: 2019 to 2048
Commercial_Healthcare_New_Space Heating_Natural Gas_Boiler_E3_Baseline Forecast | Commercial | Healthcare | New | Space Heating | Natural Gas | Boiler | E3 | TE 94% (ENERGY STAR 1.0) | Baseline Forecast | 45.9% | 45.91% | 45.92% | 45.93% | 45.95% | 100% | 100% | 100% | 100% | 100% | 100% | 100% | 100% | 100% | 100% | 100% | 100% | 100% | 100% | 100% | 100% | 100% | 100% | 100% | 100% | 100% | 100% | 100% | 100% | 100% | 100% | 100%
Commercial_Healthcare_New_Space Heating_Natural Gas_Boiler_E4_Baseline Forecast | Commercial | Healthcare | New | Space Heating | Natural Gas | Boiler | E4 | TE 98% | Baseline Forecast | [30 empty] | 0% | 0% | bar: 2019 to 2048
Commercial_Healthcare_New_Space Heating_Natural Gas_Boiler_E5_Baseline Forecast | Commercial | Healthcare | New | Space Heating | Natural Gas | Boiler | E5 | Convert to Gas-Fired ASHP | Baseline Forecast | [30 empty] | 0% | 0% | bar: 2019 to 2048
Commercial_Healthcare_New_Space Heating_Natural Gas_Boiler_E6_Baseline Forecast | Commercial | Healthcare | New | Space Heating | Natural Gas | Boiler | E6 |  | Baseline Forecast | [30 empty] | 0% | 0% | bar: 2019 to 2048
Commercial_Healthcare_New_Space Heating_Natural Gas_Boiler_E7_Baseline Forecast | Commercial | Healthcare | New | Space Heating | Natural Gas | Boiler | E7 |  | Baseline Forecast | [30 empty] | 0% | 0% | bar: 2019 to 2048
Commercial_Healthcare_New_Space Heating_Natural Gas_Boiler_E8_Baseline Forecast | Commercial | Healthcare | New | Space Heating | Natural Gas | Boiler | E8 |  | Baseline Forecast | [30 empty] | 0% | 0% | bar: 2019 to 2048
Commercial_Healthcare_New_Space Heating_Natural Gas_Boiler_E9_Baseline Forecast | Commercial | Healthcare | New | Space Heating | Natural Gas | Boiler | E9 |  | Baseline Forecast | [30 empty] | 0% | 0% | bar: 2019 to 2048
Commercial_Healthcare_New_Space Heating_Natural Gas_Boiler_E10_Baseline Forecast | Commercial | Healthcare | New | Space Heating | Natural Gas | Boiler | E10 |  | Baseline Forecast | [30 empty] | 0% | 0% | bar: 2019 to 2048
Commercial_Healthcare_New_Space Heating_Natural Gas_Unit Heater_E1_Baseline Forecast | Commercial | Healthcare | New | Space Heating | Natural Gas | Unit Heater | E1 | Standard | Baseline Forecast | 100% | 100% | 100% | 100% | 100% | 0% | 0% | 0% | 0% | 0% | 0% | 0% | 0% | 0% | 0% | 0% | 0% | 0% | 0% | 0% | 0% | 0% | 0% | 0% | 0% | 0% | 0% | 0% | 0% | 0% | 0% | 0%
Commercial_Healthcare_New_Space Heating_Natural Gas_Unit Heater_E2_Baseline Forecast | Commercial | Healthcare | New | Space Heating | Natural Gas | Unit Heater | E2 | Condensing | Baseline Forecast | 0% | 0% | 0% | 0% | 0% | 100% | 100% | 100% | 100% | 100% | 100% | 100% | 100% | 100% | 100% | 100% | 100% | 100% | 100% | 100% | 100% | 100% | 100% | 100% | 100% | 100% | 100% | 100% | 100% | 100% | 100% | 100%
Commercial_Healthcare_New_Space Heating_Natural Gas_Unit Heater_E3_Baseline Forecast | Commercial | Healthcare | New | Space Heating | Natural Gas | Unit Heater | E3 | Infrared Radiant | Baseline Forecast | [30 empty] | 0% | 0% | bar: 2019 to 2048
Commercial_Healthcare_New_Space Heating_Natural Gas_Unit Heater_E4_Baseline Forecast | Commercial | Healthcare | New | Space Heating | Natural Gas | Unit Heater | E4 |  | Baseline Forecast | [30 empty] | 0% | 0% | bar: 2019 to 2048
Commercial_Healthcare_New_Space Heating_Natural Gas_Unit Heater_E5_Baseline Forecast | Commercial | Healthcare | New | Space Heating | Natural Gas | Unit Heater | E5 |  | Baseline Forecast | [30 empty] | 0% | 0% | bar: 2019 to 2048
Commercial_Healthcare_New_Space Heating_Natural Gas_Unit Heater_E6_Baseline Forecast | Commercial | Healthcare | New | Space Heating | Natural Gas | Unit Heater | E6 |  | Baseline Forecast | [30 empty] | 0% | 0% | bar: 2019 to 2048
Commercial_Healthcare_New_Space Heating_Natural Gas_Unit Heater_E7_Baseline Forecast | Commercial | Healthcare | New | Space Heating | Natural Gas | Unit Heater | E7 |  | Baseline Forecast | [30 empty] | 0% | 0% | bar: 2019 to 2048
Commercial_Healthcare_New_Space Heating_Natural Gas_Unit Heater_E8_Baseline Forecast | Commercial | Healthcare | New | Space Heating | Natural Gas | Unit Heater | E8 |  | Baseline Forecast | [30 empty] | 0% | 0% | bar: 2019 to 2048
Commercial_Healthcare_New_Space Heating_Natural Gas_Unit Heater_E9_Baseline Forecast | Commercial | Healthcare | New | Space Heating | Natural Gas | Unit Heater | E9 |  | Baseline Forecast | [30 empty] | 0% | 0% | bar: 2019 to 2048
Commercial_Healthcare_New_Space Heating_Natural Gas_Unit Heater_E10_Baseline Forecast | Commercial | Healthcare | New | Space Heating | Natural Gas | Unit Heater | E10 |  | Baseline Forecast | [30 empty] | 0% | 0% | bar: 2019 to 2048
Commercial_Healthcare_New_Water Heating_Natural Gas_Water Heater_E1_Baseline Forecast | Commercial | Healthcare | New | Water Heating | Natural Gas | Water Heater | E1 | TE 80% | Baseline Forecast | 21.52% | 21.52% | 21.51% | 21.51% | 21.51% | 21.52% | 21.53% | 0.121% | 0.126% | 0.132% | 0.1384% | 0.1314% | 0.136% | 0.121% | 0.1057% | 0.0915% | 0.09095% | 0.09035% | 0.09061% | 0.08975% | 0.08906% | 0.08829% | 0.08745% | 0.1208% | 0.1214% | 0.1219% | 0.1224% | 0.1229% | 0.1233% | 0.1238% | 0.1236% | 21.52%
Commercial_Healthcare_New_Water Heating_Natural Gas_Water Heater_E2_Baseline Forecast | Commercial | Healthcare | New | Water Heating | Natural Gas | Water Heater | E2 | TE 94% (ENERGY STAR 2.0) | Baseline Forecast | 78.48% | 78.48% | 78.49% | 78.49% | 78.49% | 78.48% | 78.47% | 0.4408% | 0.4589% | 0.4809% | 0.504% | 0.479% | 0.4948% | 0.4407% | 0.3855% | 0.3338% | 0.3318% | 0.3297% | 0.3305% | 0.3274% | 0.3249% | 0.3222% | 0.3192% | 0.4362% | 0.4381% | 0.4399% | 0.4416% | 0.4431% | 0.4446% | 0.446% | 0.4451% | 78.48%
Commercial_Healthcare_New_Water Heating_Natural Gas_Water Heater_E3_Baseline Forecast | Commercial | Healthcare | New | Water Heating | Natural Gas | Water Heater | E3 | TE 96% (Instantaneous) | Baseline Forecast | [30 empty] | 0% | 0% | bar: 2019 to 2048
Commercial_Healthcare_New_Water Heating_Natural Gas_Water Heater_E4_Baseline Forecast | Commercial | Healthcare | New | Water Heating | Natural Gas | Water Heater | E4 | UEF 1.0+ (Gas-Fired HPWH) | Baseline Forecast | 0% | 0% | 0% | 0% | 0% | 0% | 0% | 99.44% | 99.42% | 99.39% | 99.36% | 99.39% | 99.37% | 99.44% | 99.51% | 99.57% | 99.58% | 99.58% | 99.58% | 99.58% | 99.59% | 99.59% | 99.59% | 99.44% | 99.44% | 99.44% | 99.44% | 99.43% | 99.43% | 99.43% | 99.43% | 0%
Commercial_Healthcare_New_Water Heating_Natural Gas_Water Heater_E5_Baseline Forecast | Commercial | Healthcare | New | Water Heating | Natural Gas | Water Heater | E5 |  | Baseline Forecast | [30 empty] | 0% | 0% | bar: 2019 to 2048
Commercial_Healthcare_New_Water Heating_Natural Gas_Water Heater_E6_Baseline Forecast | Commercial | Healthcare | New | Water Heating | Natural Gas | Water Heater | E6 |  | Baseline Forecast | [30 empty] | 0% | 0% | bar: 2019 to 2048
Commercial_Healthcare_New_Water Heating_Natural Gas_Water Heater_E7_Baseline Forecast | Commercial | Healthcare | New | Water Heating | Natural Gas | Water Heater | E7 |  | Baseline Forecast | [30 empty] | 0% | 0% | bar: 2019 to 2048
Commercial_Healthcare_New_Water Heating_Natural Gas_Water Heater_E8_Baseline Forecast | Commercial | Healthcare | New | Water Heating | Natural Gas | Water Heater | E8 |  | Baseline Forecast | [30 empty] | 0% | 0% | bar: 2019 to 2048
Commercial_Healthcare_New_Water Heating_Natural Gas_Water Heater_E9_Baseline Forecast | Commercial | Healthcare | New | Water Heating | Natural Gas | Water Heater | E9 |  | Baseline Forecast | [30 empty] | 0% | 0% | bar: 2019 to 2048
Commercial_Healthcare_New_Water Heating_Natural Gas_Water Heater_E10_Baseline Forecast | Commercial | Healthcare | New | Water Heating | Natural Gas | Water Heater | E10 |  | Baseline Forecast | [30 empty] | 0% | 0% | bar: 2019 to 2048
Commercial_Healthcare_New_Food Preparation_Natural Gas_Oven_E1_Baseline Forecast | Commercial | Healthcare | New | Food Preparation | Natural Gas | Oven | E1 | Standard | Baseline Forecast | 41% | 40.96% | 40.93% | 40.9% | 40.85% | 41.03% | 41.18% | 41.26% | 41.29% | 41.34% | 41.22% | 41.12% | 41.42% | 41.29% | 41.11% | 40.95% | 40.95% | 40.93% | 40.99% | 40.95% | 40.92% | 40.89% | 40.84% | 42.56% | 42.59% | 42.63% | 42.66% | 42.69% | 42.72% | 42.74% | 42.77% | 41.03%
Commercial_Healthcare_New_Food Preparation_Natural Gas_Oven_E2_Baseline Forecast | Commercial | Healthcare | New | Food Preparation | Natural Gas | Oven | E2 | ENERGY STAR (3.0) | Baseline Forecast | 59% | 59.04% | 59.07% | 59.1% | 59.15% | 58.97% | 58.82% | 58.74% | 58.71% | 58.66% | 58.78% | 58.88% | 58.58% | 58.71% | 58.89% | 59.05% | 59.05% | 59.07% | 59.01% | 59.05% | 59.08% | 59.11% | 59.16% | 57.44% | 57.41% | 57.37% | 57.34% | 57.31% | 57.28% | 57.26% | 57.23% | 58.97%
Commercial_Healthcare_New_Food Preparation_Natural Gas_Oven_E3_Baseline Forecast | Commercial | Healthcare | New | Food Preparation | Natural Gas | Oven | E3 |  | Baseline Forecast | [30 empty] | 0% | 0% | bar: 2019 to 2048
Commercial_Healthcare_New_Food Preparation_Natural Gas_Oven_E4_Baseline Forecast | Commercial | Healthcare | New | Food Preparation | Natural Gas | Oven | E4 |  | Baseline Forecast | [30 empty] | 0% | 0% | bar: 2019 to 2048
Commercial_Healthcare_New_Food Preparation_Natural Gas_Oven_E5_Baseline Forecast | Commercial | Healthcare | New | Food Preparation | Natural Gas | Oven | E5 |  | Baseline Forecast | [30 empty] | 0% | 0% | bar: 2019 to 2048
Commercial_Healthcare_New_Food Preparation_Natural Gas_Oven_E6_Baseline Forecast | Commercial | Healthcare | New | Food Preparation | Natural Gas | Oven | E6 |  | Baseline Forecast | [30 empty] | 0% | 0% | bar: 2019 to 2048
Commercial_Healthcare_New_Food Preparation_Natural Gas_Oven_E7_Baseline Forecast | Commercial | Healthcare | New | Food Preparation | Natural Gas | Oven | E7 |  | Baseline Forecast | [30 empty] | 0% | 0% | bar: 2019 to 2048
Commercial_Healthcare_New_Food Preparation_Natural Gas_Oven_E8_Baseline Forecast | Commercial | Healthcare | New | Food Preparation | Natural Gas | Oven | E8 |  | Baseline Forecast | [30 empty] | 0% | 0% | bar: 2019 to 2048
Commercial_Healthcare_New_Food Preparation_Natural Gas_Oven_E9_Baseline Forecast | Commercial | Healthcare | New | Food Preparation | Natural Gas | Oven | E9 |  | Baseline Forecast | [30 empty] | 0% | 0% | bar: 2019 to 2048
Commercial_Healthcare_New_Food Preparation_Natural Gas_Oven_E10_Baseline Forecast | Commercial | Healthcare | New | Food Preparation | Natural Gas | Oven | E10 |  | Baseline Forecast | [30 empty] | 0% | 0% | bar: 2019 to 2048
Commercial_Healthcare_New_Food Preparation_Natural Gas_Conveyor Oven_E1_Baseline Forecast | Commercial | Healthcare | New | Food Preparation | Natural Gas | Conveyor Oven | E1 | Standard | Baseline Forecast | 41% | 41.01% | 41.02% | 41.04% | 40.98% | 41.02% | 41.04% | 41% | 40.91% | 40.93% | 40.94% | 40.96% | 41.26% | 41.28% | 41.28% | 41.3% | 41.3% | 41.3% | 41.35% | 41.33% | 41.32% | 41.29% | 41.27% | 42.98% | 43.04% | 43.09% | 43.15% | 43.2% | 43.25% | 43.3% | 43.37% | 41.02%
Commercial_Healthcare_New_Food Preparation_Natural Gas_Conveyor Oven_E2_Baseline Forecast | Commercial | Healthcare | New | Food Preparation | Natural Gas | Conveyor Oven | E2 | Efficient (>44% Baking Efficiency) | Baseline Forecast | 59% | 58.99% | 58.98% | 58.96% | 59.02% | 58.98% | 58.96% | 59% | 59.09% | 59.07% | 59.06% | 59.04% | 58.74% | 58.72% | 58.72% | 58.7% | 58.7% | 58.7% | 58.65% | 58.67% | 58.68% | 58.71% | 58.73% | 57.02% | 56.96% | 56.91% | 56.85% | 56.8% | 56.75% | 56.7% | 56.63% | 58.98%
Commercial_Healthcare_New_Food Preparation_Natural Gas_Conveyor Oven_E3_Baseline Forecast | Commercial | Healthcare | New | Food Preparation | Natural Gas | Conveyor Oven | E3 |  | Baseline Forecast | [30 empty] | 0% | 0% | bar: 2019 to 2048
Commercial_Healthcare_New_Food Preparation_Natural Gas_Conveyor Oven_E4_Baseline Forecast | Commercial | Healthcare | New | Food Preparation | Natural Gas | Conveyor Oven | E4 |  | Baseline Forecast | [30 empty] | 0% | 0% | bar: 2019 to 2048
Commercial_Healthcare_New_Food Preparation_Natural Gas_Conveyor Oven_E5_Baseline Forecast | Commercial | Healthcare | New | Food Preparation | Natural Gas | Conveyor Oven | E5 |  | Baseline Forecast | [30 empty] | 0% | 0% | bar: 2019 to 2048
Commercial_Healthcare_New_Food Preparation_Natural Gas_Conveyor Oven_E6_Baseline Forecast | Commercial | Healthcare | New | Food Preparation | Natural Gas | Conveyor Oven | E6 |  | Baseline Forecast | [30 empty] | 0% | 0% | bar: 2019 to 2048
Commercial_Healthcare_New_Food Preparation_Natural Gas_Conveyor Oven_E7_Baseline Forecast | Commercial | Healthcare | New | Food Preparation | Natural Gas | Conveyor Oven | E7 |  | Baseline Forecast | [30 empty] | 0% | 0% | bar: 2019 to 2048
Commercial_Healthcare_New_Food Preparation_Natural Gas_Conveyor Oven_E8_Baseline Forecast | Commercial | Healthcare | New | Food Preparation | Natural Gas | Conveyor Oven | E8 |  | Baseline Forecast | [30 empty] | 0% | 0% | bar: 2019 to 2048
Commercial_Healthcare_New_Food Preparation_Natural Gas_Conveyor Oven_E9_Baseline Forecast | Commercial | Healthcare | New | Food Preparation | Natural Gas | Conveyor Oven | E9 |  | Baseline Forecast | [30 empty] | 0% | 0% | bar: 2019 to 2048
Commercial_Healthcare_New_Food Preparation_Natural Gas_Conveyor Oven_E10_Baseline Forecast | Commercial | Healthcare | New | Food Preparation | Natural Gas | Conveyor Oven | E10 |  | Baseline Forecast | [30 empty] | 0% | 0% | bar: 2019 to 2048
Commercial_Healthcare_New_Food Preparation_Natural Gas_Double Rack Oven_E1_Baseline Forecast | Commercial | Healthcare | New | Food Preparation | Natural Gas | Double Rack Oven | E1 | Standard | Baseline Forecast | 41% | 40.9% | 40.83% | 40.87% | 40.86% | 41.24% | 41.57% | 41.77% | 41.85% | 41.61% | 41.32% | 41.02% | 41.57% | 41.2% | 41.18% | 41.21% | 41.2% | 41.18% | 41.31% | 41.23% | 41.18% | 41.11% | 41.03% | 45.56% | 45.69% | 45.81% | 45.93% | 46.04% | 46.15% | 46.26% | 46.36% | 41.24%
Commercial_Healthcare_New_Food Preparation_Natural Gas_Double Rack Oven_E2_Baseline Forecast | Commercial | Healthcare | New | Food Preparation | Natural Gas | Double Rack Oven | E2 | FTSC Qualified (>50% Cooking Efficiency) | Baseline Forecast | 59% | 59.1% | 59.17% | 59.13% | 59.14% | 58.76% | 58.43% | 58.23% | 58.15% | 58.39% | 58.68% | 58.98% | 58.43% | 58.8% | 58.82% | 58.79% | 58.8% | 58.82% | 58.69% | 58.77% | 58.82% | 58.89% | 58.97% | 54.44% | 54.31% | 54.19% | 54.07% | 53.96% | 53.85% | 53.74% | 53.64% | 58.76%
Commercial_Healthcare_New_Food Preparation_Natural Gas_Double Rack Oven_E3_Baseline Forecast | Commercial | Healthcare | New | Food Preparation | Natural Gas | Double Rack Oven | E3 |  | Baseline Forecast | [30 empty] | 0% | 0% | bar: 2019 to 2048
Commercial_Healthcare_New_Food Preparation_Natural Gas_Double Rack Oven_E4_Baseline Forecast | Commercial | Healthcare | New | Food Preparation | Natural Gas | Double Rack Oven | E4 |  | Baseline Forecast | [30 empty] | 0% | 0% | bar: 2019 to 2048
Commercial_Healthcare_New_Food Preparation_Natural Gas_Double Rack Oven_E5_Baseline Forecast | Commercial | Healthcare | New | Food Preparation | Natural Gas | Double Rack Oven | E5 |  | Baseline Forecast | [30 empty] | 0% | 0% | bar: 2019 to 2048
Commercial_Healthcare_New_Food Preparation_Natural Gas_Double Rack Oven_E6_Baseline Forecast | Commercial | Healthcare | New | Food Preparation | Natural Gas | Double Rack Oven | E6 |  | Baseline Forecast | [30 empty] | 0% | 0% | bar: 2019 to 2048
Commercial_Healthcare_New_Food Preparation_Natural Gas_Double Rack Oven_E7_Baseline Forecast | Commercial | Healthcare | New | Food Preparation | Natural Gas | Double Rack Oven | E7 |  | Baseline Forecast | [30 empty] | 0% | 0% | bar: 2019 to 2048
Commercial_Healthcare_New_Food Preparation_Natural Gas_Double Rack Oven_E8_Baseline Forecast | Commercial | Healthcare | New | Food Preparation | Natural Gas | Double Rack Oven | E8 |  | Baseline Forecast | [30 empty] | 0% | 0% | bar: 2019 to 2048
Commercial_Healthcare_New_Food Preparation_Natural Gas_Double Rack Oven_E9_Baseline Forecast | Commercial | Healthcare | New | Food Preparation | Natural Gas | Double Rack Oven | E9 |  | Baseline Forecast | [30 empty] | 0% | 0% | bar: 2019 to 2048
Commercial_Healthcare_New_Food Preparation_Natural Gas_Double Rack Oven_E10_Baseline Forecast | Commercial | Healthcare | New | Food Preparation | Natural Gas | Double Rack Oven | E10 |  | Baseline Forecast | [30 empty] | 0% | 0% | bar: 2019 to 2048
Commercial_Healthcare_New_Food Preparation_Natural Gas_Fryer_E1_Baseline Forecast | Commercial | Healthcare | New | Food Preparation | Natural Gas | Fryer | E1 | Standard | Baseline Forecast | 74% | 73.93% | 73.88% | 0% | 0% | 0% | 0% | 0% | 0% | 0% | 0% | 0% | 0% | 0% | 0% | 0% | 0% | 0% | 0% | 0% | 0% | 0% | 0% | 0% | 0% | 0% | 0% | 0% | 0% | 0% | 0% | 0%
Commercial_Healthcare_New_Food Preparation_Natural Gas_Fryer_E2_Baseline Forecast | Commercial | Healthcare | New | Food Preparation | Natural Gas | Fryer | E2 | ENERGY STAR (3.0) | Baseline Forecast | 26% | 26.07% | 26.12% | 100% | 100% | 100% | 100% | 100% | 100% | 100% | 100% | 100% | 100% | 100% | 100% | 100% | 100% | 100% | 100% | 100% | 100% | 100% | 100% | 100% | 100% | 100% | 100% | 100% | 100% | 100% | 100% | 100%
Commercial_Healthcare_New_Food Preparation_Natural Gas_Fryer_E3_Baseline Forecast | Commercial | Healthcare | New | Food Preparation | Natural Gas | Fryer | E3 |  | Baseline Forecast | [30 empty] | 0% | 0% | bar: 2019 to 2048
Commercial_Healthcare_New_Food Preparation_Natural Gas_Fryer_E4_Baseline Forecast | Commercial | Healthcare | New | Food Preparation | Natural Gas | Fryer | E4 |  | Baseline Forecast | [30 empty] | 0% | 0% | bar: 2019 to 2048
Commercial_Healthcare_New_Food Preparation_Natural Gas_Fryer_E5_Baseline Forecast | Commercial | Healthcare | New | Food Preparation | Natural Gas | Fryer | E5 |  | Baseline Forecast | [30 empty] | 0% | 0% | bar: 2019 to 2048
Commercial_Healthcare_New_Food Preparation_Natural Gas_Fryer_E6_Baseline Forecast | Commercial | Healthcare | New | Food Preparation | Natural Gas | Fryer | E6 |  | Baseline Forecast | [30 empty] | 0% | 0% | bar: 2019 to 2048
Commercial_Healthcare_New_Food Preparation_Natural Gas_Fryer_E7_Baseline Forecast | Commercial | Healthcare | New | Food Preparation | Natural Gas | Fryer | E7 |  | Baseline Forecast | [30 empty] | 0% | 0% | bar: 2019 to 2048
Commercial_Healthcare_New_Food Preparation_Natural Gas_Fryer_E8_Baseline Forecast | Commercial | Healthcare | New | Food Preparation | Natural Gas | Fryer | E8 |  | Baseline Forecast | [30 empty] | 0% | 0% | bar: 2019 to 2048
Commercial_Healthcare_New_Food Preparation_Natural Gas_Fryer_E9_Baseline Forecast | Commercial | Healthcare | New | Food Preparation | Natural Gas | Fryer | E9 |  | Baseline Forecast | [30 empty] | 0% | 0% | bar: 2019 to 2048
Commercial_Healthcare_New_Food Preparation_Natural Gas_Fryer_E10_Baseline Forecast | Commercial | Healthcare | New | Food Preparation | Natural Gas | Fryer | E10 |  | Baseline Forecast | [30 empty] | 0% | 0% | bar: 2019 to 2048
Commercial_Healthcare_New_Food Preparation_Natural Gas_Broiler_E1_Baseline Forecast | Commercial | Healthcare | New | Food Preparation | Natural Gas | Broiler | E1 | Standard | Baseline Forecast | 74% | 73.94% | 73.89% | 73.92% | 73.91% | 74.15% | 74.36% | 74.48% | 74.53% | 74.38% | 74.2% | 74.02% | 74.36% | 74.13% | 74.11% | 74.13% | 74.13% | 74.12% | 74.19% | 74.15% | 74.12% | 74.07% | 74.02% | 76.66% | 76.73% | 76.79% | 76.85% | 76.91% | 76.97% | 77.03% | 77.08% | 74.15%
Commercial_Healthcare_New_Food Preparation_Natural Gas_Broiler_E2_Baseline Forecast | Commercial | Healthcare | New | Food Preparation | Natural Gas | Broiler | E2 | Infrared Burners | Baseline Forecast | 26% | 26.06% | 26.11% | 26.08% | 26.09% | 25.85% | 25.64% | 25.52% | 25.47% | 25.62% | 25.8% | 25.98% | 25.64% | 25.87% | 25.89% | 25.87% | 25.87% | 25.88% | 25.81% | 25.85% | 25.88% | 25.93% | 25.98% | 23.34% | 23.27% | 23.21% | 23.15% | 23.09% | 23.03% | 22.97% | 22.92% | 25.85%
Commercial_Healthcare_New_Food Preparation_Natural Gas_Broiler_E3_Baseline Forecast | Commercial | Healthcare | New | Food Preparation | Natural Gas | Broiler | E3 |  | Baseline Forecast | [30 empty] | 0% | 0% | bar: 2019 to 2048
Commercial_Healthcare_New_Food Preparation_Natural Gas_Broiler_E4_Baseline Forecast | Commercial | Healthcare | New | Food Preparation | Natural Gas | Broiler | E4 |  | Baseline Forecast | [30 empty] | 0% | 0% | bar: 2019 to 2048
Commercial_Healthcare_New_Food Preparation_Natural Gas_Broiler_E5_Baseline Forecast | Commercial | Healthcare | New | Food Preparation | Natural Gas | Broiler | E5 |  | Baseline Forecast | [30 empty] | 0% | 0% | bar: 2019 to 2048
Commercial_Healthcare_New_Food Preparation_Natural Gas_Broiler_E6_Baseline Forecast | Commercial | Healthcare | New | Food Preparation | Natural Gas | Broiler | E6 |  | Baseline Forecast | [30 empty] | 0% | 0% | bar: 2019 to 2048
Commercial_Healthcare_New_Food Preparation_Natural Gas_Broiler_E7_Baseline Forecast | Commercial | Healthcare | New | Food Preparation | Natural Gas | Broiler | E7 |  | Baseline Forecast | [30 empty] | 0% | 0% | bar: 2019 to 2048
Commercial_Healthcare_New_Food Preparation_Natural Gas_Broiler_E8_Baseline Forecast | Commercial | Healthcare | New | Food Preparation | Natural Gas | Broiler | E8 |  | Baseline Forecast | [30 empty] | 0% | 0% | bar: 2019 to 2048
Commercial_Healthcare_New_Food Preparation_Natural Gas_Broiler_E9_Baseline Forecast | Commercial | Healthcare | New | Food Preparation | Natural Gas | Broiler | E9 |  | Baseline Forecast | [30 empty] | 0% | 0% | bar: 2019 to 2048
Commercial_Healthcare_New_Food Preparation_Natural Gas_Broiler_E10_Baseline Forecast | Commercial | Healthcare | New | Food Preparation | Natural Gas | Broiler | E10 |  | Baseline Forecast | [30 empty] | 0% | 0% | bar: 2019 to 2048
Commercial_Healthcare_New_Food Preparation_Natural Gas_Griddle_E1_Baseline Forecast | Commercial | Healthcare | New | Food Preparation | Natural Gas | Griddle | E1 | Standard | Baseline Forecast | 71% | 70.98% | 70.97% | 70.98% | 70.98% | 71.04% | 71.09% | 71.13% | 71.14% | 71.1% | 71.05% | 71% | 71.09% | 71.03% | 71.03% | 71.03% | 71.03% | 71.03% | 71.05% | 71.04% | 71.03% | 71.02% | 71% | 71.77% | 71.79% | 71.81% | 71.83% | 71.85% | 71.87% | 71.89% | 71.91% | 71.04%
Commercial_Healthcare_New_Food Preparation_Natural Gas_Griddle_E2_Baseline Forecast | Commercial | Healthcare | New | Food Preparation | Natural Gas | Griddle | E2 | ENERGY STAR | Baseline Forecast | 29% | 29.02% | 29.03% | 29.02% | 29.02% | 28.96% | 28.91% | 28.87% | 28.86% | 28.9% | 28.95% | 29% | 28.91% | 28.97% | 28.97% | 28.97% | 28.97% | 28.97% | 28.95% | 28.96% | 28.97% | 28.98% | 29% | 28.23% | 28.21% | 28.19% | 28.17% | 28.15% | 28.13% | 28.11% | 28.09% | 28.96%
Commercial_Healthcare_New_Food Preparation_Natural Gas_Griddle_E3_Baseline Forecast | Commercial | Healthcare | New | Food Preparation | Natural Gas | Griddle | E3 |  | Baseline Forecast | [30 empty] | 0% | 0% | bar: 2019 to 2048
Commercial_Healthcare_New_Food Preparation_Natural Gas_Griddle_E4_Baseline Forecast | Commercial | Healthcare | New | Food Preparation | Natural Gas | Griddle | E4 |  | Baseline Forecast | [30 empty] | 0% | 0% | bar: 2019 to 2048
Commercial_Healthcare_New_Food Preparation_Natural Gas_Griddle_E5_Baseline Forecast | Commercial | Healthcare | New | Food Preparation | Natural Gas | Griddle | E5 |  | Baseline Forecast | [30 empty] | 0% | 0% | bar: 2019 to 2048
Commercial_Healthcare_New_Food Preparation_Natural Gas_Griddle_E6_Baseline Forecast | Commercial | Healthcare | New | Food Preparation | Natural Gas | Griddle | E6 |  | Baseline Forecast | [30 empty] | 0% | 0% | bar: 2019 to 2048
Commercial_Healthcare_New_Food Preparation_Natural Gas_Griddle_E7_Baseline Forecast | Commercial | Healthcare | New | Food Preparation | Natural Gas | Griddle | E7 |  | Baseline Forecast | [30 empty] | 0% | 0% | bar: 2019 to 2048
Commercial_Healthcare_New_Food Preparation_Natural Gas_Griddle_E8_Baseline Forecast | Commercial | Healthcare | New | Food Preparation | Natural Gas | Griddle | E8 |  | Baseline Forecast | [30 empty] | 0% | 0% | bar: 2019 to 2048
Commercial_Healthcare_New_Food Preparation_Natural Gas_Griddle_E9_Baseline Forecast | Commercial | Healthcare | New | Food Preparation | Natural Gas | Griddle | E9 |  | Baseline Forecast | [30 empty] | 0% | 0% | bar: 2019 to 2048
Commercial_Healthcare_New_Food Preparation_Natural Gas_Griddle_E10_Baseline Forecast | Commercial | Healthcare | New | Food Preparation | Natural Gas | Griddle | E10 |  | Baseline Forecast | [30 empty] | 0% | 0% | bar: 2019 to 2048
Commercial_Healthcare_New_Food Preparation_Natural Gas_Range_E1_Baseline Forecast | Commercial | Healthcare | New | Food Preparation | Natural Gas | Range | E1 | Standard | Baseline Forecast | 41% | 40.96% | 40.93% | 40.9% | 40.86% | 40.99% | 41.1% | 41.16% | 41.18% | 41.22% | 41.24% | 41.14% | 41.36% | 41.23% | 41.07% | 40.92% | 40.92% | 40.91% | 40.95% | 40.92% | 40.9% | 40.87% | 40.84% | 42.33% | 42.37% | 42.4% | 42.44% | 42.47% | 42.5% | 42.53% | 42.56% | 40.99%
Commercial_Healthcare_New_Food Preparation_Natural Gas_Range_E2_Baseline Forecast | Commercial | Healthcare | New | Food Preparation | Natural Gas | Range | E2 | High Efficiency | Baseline Forecast | 59% | 59.04% | 59.07% | 59.1% | 59.14% | 59.01% | 58.9% | 58.84% | 58.82% | 58.78% | 58.76% | 58.86% | 58.64% | 58.77% | 58.93% | 59.08% | 59.08% | 59.09% | 59.05% | 59.08% | 59.1% | 59.13% | 59.16% | 57.67% | 57.63% | 57.6% | 57.56% | 57.53% | 57.5% | 57.47% | 57.44% | 59.01%
Commercial_Healthcare_New_Food Preparation_Natural Gas_Range_E3_Baseline Forecast | Commercial | Healthcare | New | Food Preparation | Natural Gas | Range | E3 |  | Baseline Forecast | [30 empty] | 0% | 0% | bar: 2019 to 2048
Commercial_Healthcare_New_Food Preparation_Natural Gas_Range_E4_Baseline Forecast | Commercial | Healthcare | New | Food Preparation | Natural Gas | Range | E4 |  | Baseline Forecast | [30 empty] | 0% | 0% | bar: 2019 to 2048
Commercial_Healthcare_New_Food Preparation_Natural Gas_Range_E5_Baseline Forecast | Commercial | Healthcare | New | Food Preparation | Natural Gas | Range | E5 |  | Baseline Forecast | [30 empty] | 0% | 0% | bar: 2019 to 2048
Commercial_Healthcare_New_Food Preparation_Natural Gas_Range_E6_Baseline Forecast | Commercial | Healthcare | New | Food Preparation | Natural Gas | Range | E6 |  | Baseline Forecast | [30 empty] | 0% | 0% | bar: 2019 to 2048
Commercial_Healthcare_New_Food Preparation_Natural Gas_Range_E7_Baseline Forecast | Commercial | Healthcare | New | Food Preparation | Natural Gas | Range | E7 |  | Baseline Forecast | [30 empty] | 0% | 0% | bar: 2019 to 2048
Commercial_Healthcare_New_Food Preparation_Natural Gas_Range_E8_Baseline Forecast | Commercial | Healthcare | New | Food Preparation | Natural Gas | Range | E8 |  | Baseline Forecast | [30 empty] | 0% | 0% | bar: 2019 to 2048
Commercial_Healthcare_New_Food Preparation_Natural Gas_Range_E9_Baseline Forecast | Commercial | Healthcare | New | Food Preparation | Natural Gas | Range | E9 |  | Baseline Forecast | [30 empty] | 0% | 0% | bar: 2019 to 2048
Commercial_Healthcare_New_Food Preparation_Natural Gas_Range_E10_Baseline Forecast | Commercial | Healthcare | New | Food Preparation | Natural Gas | Range | E10 |  | Baseline Forecast | [30 empty] | 0% | 0% | bar: 2019 to 2048
Commercial_Healthcare_New_Food Preparation_Natural Gas_Steamer_E1_Baseline Forecast | Commercial | Healthcare | New | Food Preparation | Natural Gas | Steamer | E1 | Standard | Baseline Forecast | 50% | 49.88% | 49.81% | 0% | 0% | 0% | 0% | 0% | 0% | 0% | 0% | 0% | 0% | 0% | 0% | 0% | 0% | 0% | 0% | 0% | 0% | 0% | 0% | 0% | 0% | 0% | 0% | 0% | 0% | 0% | 0% | 0%
Commercial_Healthcare_New_Food Preparation_Natural Gas_Steamer_E2_Baseline Forecast | Commercial | Healthcare | New | Food Preparation | Natural Gas | Steamer | E2 | ENERGY STAR | Baseline Forecast | 50% | 50.12% | 50.19% | 100% | 100% | 100% | 100% | 100% | 100% | 100% | 100% | 100% | 100% | 100% | 100% | 100% | 100% | 100% | 100% | 100% | 100% | 100% | 100% | 100% | 100% | 100% | 100% | 100% | 100% | 100% | 100% | 100%
Commercial_Healthcare_New_Food Preparation_Natural Gas_Steamer_E3_Baseline Forecast | Commercial | Healthcare | New | Food Preparation | Natural Gas | Steamer | E3 |  | Baseline Forecast | [30 empty] | 0% | 0% | bar: 2019 to 2048
Commercial_Healthcare_New_Food Preparation_Natural Gas_Steamer_E4_Baseline Forecast | Commercial | Healthcare | New | Food Preparation | Natural Gas | Steamer | E4 |  | Baseline Forecast | [30 empty] | 0% | 0% | bar: 2019 to 2048
Commercial_Healthcare_New_Food Preparation_Natural Gas_Steamer_E5_Baseline Forecast | Commercial | Healthcare | New | Food Preparation | Natural Gas | Steamer | E5 |  | Baseline Forecast | [30 empty] | 0% | 0% | bar: 2019 to 2048
Commercial_Healthcare_New_Food Preparation_Natural Gas_Steamer_E6_Baseline Forecast | Commercial | Healthcare | New | Food Preparation | Natural Gas | Steamer | E6 |  | Baseline Forecast | [30 empty] | 0% | 0% | bar: 2019 to 2048
Commercial_Healthcare_New_Food Preparation_Natural Gas_Steamer_E7_Baseline Forecast | Commercial | Healthcare | New | Food Preparation | Natural Gas | Steamer | E7 |  | Baseline Forecast | [30 empty] | 0% | 0% | bar: 2019 to 2048
Commercial_Healthcare_New_Food Preparation_Natural Gas_Steamer_E8_Baseline Forecast | Commercial | Healthcare | New | Food Preparation | Natural Gas | Steamer | E8 |  | Baseline Forecast | [30 empty] | 0% | 0% | bar: 2019 to 2048
Commercial_Healthcare_New_Food Preparation_Natural Gas_Steamer_E9_Baseline Forecast | Commercial | Healthcare | New | Food Preparation | Natural Gas | Steamer | E9 |  | Baseline Forecast | [30 empty] | 0% | 0% | bar: 2019 to 2048
Commercial_Healthcare_New_Food Preparation_Natural Gas_Steamer_E10_Baseline Forecast | Commercial | Healthcare | New | Food Preparation | Natural Gas | Steamer | E10 |  | Baseline Forecast | [30 empty] | 0% | 0% | bar: 2019 to 2048
Commercial_Healthcare_New_Food Preparation_Natural Gas_Food Prep Other_E1_Baseline Forecast | Commercial | Healthcare | New | Food Preparation | Natural Gas | Food Prep Other | E1 | Standard | Baseline Forecast | 74% | 74% | 74% | 74% | 74% | 74% | 74% | 74% | 74% | 74% | 74% | 74% | 74% | 74% | 74% | 74% | 74% | 74% | 74% | 74% | 74% | 74% | 74% | 74% | 74% | 74% | 74% | 74% | 74% | 74% | 74% | 74%
Commercial_Healthcare_New_Food Preparation_Natural Gas_Food Prep Other_E2_Baseline Forecast | Commercial | Healthcare | New | Food Preparation | Natural Gas | Food Prep Other | E2 | ENERGY STAR | Baseline Forecast | 26% | 26% | 26% | 26% | 26% | 26% | 26% | 26% | 26% | 26% | 26% | 26% | 26% | 26% | 26% | 26% | 26% | 26% | 26% | 26% | 26% | 26% | 26% | 26% | 26% | 26% | 26% | 26% | 26% | 26% | 26% | 26%
Commercial_Healthcare_New_Food Preparation_Natural Gas_Food Prep Other_E3_Baseline Forecast | Commercial | Healthcare | New | Food Preparation | Natural Gas | Food Prep Other | E3 |  | Baseline Forecast | [30 empty] | 0% | 0% | bar: 2019 to 2048
Commercial_Healthcare_New_Food Preparation_Natural Gas_Food Prep Other_E4_Baseline Forecast | Commercial | Healthcare | New | Food Preparation | Natural Gas | Food Prep Other | E4 |  | Baseline Forecast | [30 empty] | 0% | 0% | bar: 2019 to 2048
Commercial_Healthcare_New_Food Preparation_Natural Gas_Food Prep Other_E5_Baseline Forecast | Commercial | Healthcare | New | Food Preparation | Natural Gas | Food Prep Other | E5 |  | Baseline Forecast | [30 empty] | 0% | 0% | bar: 2019 to 2048
Commercial_Healthcare_New_Food Preparation_Natural Gas_Food Prep Other_E6_Baseline Forecast | Commercial | Healthcare | New | Food Preparation | Natural Gas | Food Prep Other | E6 |  | Baseline Forecast | [30 empty] | 0% | 0% | bar: 2019 to 2048
Commercial_Healthcare_New_Food Preparation_Natural Gas_Food Prep Other_E7_Baseline Forecast | Commercial | Healthcare | New | Food Preparation | Natural Gas | Food Prep Other | E7 |  | Baseline Forecast | [30 empty] | 0% | 0% | bar: 2019 to 2048
Commercial_Healthcare_New_Food Preparation_Natural Gas_Food Prep Other_E8_Baseline Forecast | Commercial | Healthcare | New | Food Preparation | Natural Gas | Food Prep Other | E8 |  | Baseline Forecast | [30 empty] | 0% | 0% | bar: 2019 to 2048
Commercial_Healthcare_New_Food Preparation_Natural Gas_Food Prep Other_E9_Baseline Forecast | Commercial | Healthcare | New | Food Preparation | Natural Gas | Food Prep Other | E9 |  | Baseline Forecast | [30 empty] | 0% | 0% | bar: 2019 to 2048
Commercial_Healthcare_New_Food Preparation_Natural Gas_Food Prep Other_E10_Baseline Forecast | Commercial | Healthcare | New | Food Preparation | Natural Gas | Food Prep Other | E10 |  | Baseline Forecast | [30 empty] | 0% | 0% | bar: 2019 to 2048
Commercial_Healthcare_New_Miscellaneous_Natural Gas_Pool Heater_E1_Baseline Forecast | Commercial | Healthcare | New | Miscellaneous | Natural Gas | Pool Heater | E1 | Standard (EF .78) | Baseline Forecast | 90% | 89.96% | 89.95% | 89.94% | 89.91% | 89.97% | 90.01% | 90.01% | 89.98% | 90% | 90.01% | 90.02% | 90.33% | 90.36% | 90.37% | 90.23% | 90.09% | 89.95% | 89.85% | 89.72% | 89.7% | 89.68% | 89.66% | 90.72% | 90.75% | 90.77% | 90.79% | 90.81% | 90.84% | 90.86% | 90.88% | 89.97%
Commercial_Healthcare_New_Miscellaneous_Natural Gas_Pool Heater_E2_Baseline Forecast | Commercial | Healthcare | New | Miscellaneous | Natural Gas | Pool Heater | E2 | Condensing (EF .90) | Baseline Forecast | 10% | 10.04% | 10.05% | 10.06% | 10.09% | 10.03% | 9.988% | 9.987% | 10.02% | 10% | 9.995% | 9.983% | 9.666% | 9.638% | 9.63% | 9.768% | 9.915% | 10.05% | 10.15% | 10.28% | 10.3% | 10.32% | 10.34% | 9.279% | 9.253% | 9.229% | 9.207% | 9.185% | 9.164% | 9.144% | 9.124% | 10.03%
Commercial_Healthcare_New_Miscellaneous_Natural Gas_Pool Heater_E3_Baseline Forecast | Commercial | Healthcare | New | Miscellaneous | Natural Gas | Pool Heater | E3 |  | Baseline Forecast | [30 empty] | 0% | 0% | bar: 2019 to 2048
Commercial_Healthcare_New_Miscellaneous_Natural Gas_Pool Heater_E4_Baseline Forecast | Commercial | Healthcare | New | Miscellaneous | Natural Gas | Pool Heater | E4 |  | Baseline Forecast | [30 empty] | 0% | 0% | bar: 2019 to 2048
Commercial_Healthcare_New_Miscellaneous_Natural Gas_Pool Heater_E5_Baseline Forecast | Commercial | Healthcare | New | Miscellaneous | Natural Gas | Pool Heater | E5 |  | Baseline Forecast | [30 empty] | 0% | 0% | bar: 2019 to 2048
Commercial_Healthcare_New_Miscellaneous_Natural Gas_Pool Heater_E6_Baseline Forecast | Commercial | Healthcare | New | Miscellaneous | Natural Gas | Pool Heater | E6 |  | Baseline Forecast | [30 empty] | 0% | 0% | bar: 2019 to 2048
Commercial_Healthcare_New_Miscellaneous_Natural Gas_Pool Heater_E7_Baseline Forecast | Commercial | Healthcare | New | Miscellaneous | Natural Gas | Pool Heater | E7 |  | Baseline Forecast | [30 empty] | 0% | 0% | bar: 2019 to 2048
Commercial_Healthcare_New_Miscellaneous_Natural Gas_Pool Heater_E8_Baseline Forecast | Commercial | Healthcare | New | Miscellaneous | Natural Gas | Pool Heater | E8 |  | Baseline Forecast | [30 empty] | 0% | 0% | bar: 2019 to 2048
Commercial_Healthcare_New_Miscellaneous_Natural Gas_Pool Heater_E9_Baseline Forecast | Commercial | Healthcare | New | Miscellaneous | Natural Gas | Pool Heater | E9 |  | Baseline Forecast | [30 empty] | 0% | 0% | bar: 2019 to 2048
Commercial_Healthcare_New_Miscellaneous_Natural Gas_Pool Heater_E10_Baseline Forecast | Commercial | Healthcare | New | Miscellaneous | Natural Gas | Pool Heater | E10 |  | Baseline Forecast | [30 empty] | 0% | 0% | bar: 2019 to 2048
Commercial_Healthcare_New_Miscellaneous_Natural Gas_Miscellaneous_E1_Baseline Forecast | Commercial | Healthcare | New | Miscellaneous | Natural Gas | Miscellaneous | E1 | Miscellaneous | Baseline Forecast | 100% | 100% | 100% | 100% | 100% | 100% | 100% | 100% | 100% | 100% | 100% | 100% | 100% | 100% | 100% | 100% | 100% | 100% | 100% | 100% | 100% | 100% | 100% | 100% | 100% | 100% | 100% | 100% | 100% | 100% | 100% | 100%
Commercial_Healthcare_New_Miscellaneous_Natural Gas_Miscellaneous_E2_Baseline Forecast | Commercial | Healthcare | New | Miscellaneous | Natural Gas | Miscellaneous | E2 |  | Baseline Forecast | [30 empty] | 0% | 0% | bar: 2019 to 2048
Commercial_Healthcare_New_Miscellaneous_Natural Gas_Miscellaneous_E3_Baseline Forecast | Commercial | Healthcare | New | Miscellaneous | Natural Gas | Miscellaneous | E3 |  | Baseline Forecast | [30 empty] | 0% | 0% | bar: 2019 to 2048
Commercial_Healthcare_New_Miscellaneous_Natural Gas_Miscellaneous_E4_Baseline Forecast | Commercial | Healthcare | New | Miscellaneous | Natural Gas | Miscellaneous | E4 |  | Baseline Forecast | [30 empty] | 0% | 0% | bar: 2019 to 2048
Commercial_Healthcare_New_Miscellaneous_Natural Gas_Miscellaneous_E5_Baseline Forecast | Commercial | Healthcare | New | Miscellaneous | Natural Gas | Miscellaneous | E5 |  | Baseline Forecast | [30 empty] | 0% | 0% | bar: 2019 to 2048
Commercial_Healthcare_New_Miscellaneous_Natural Gas_Miscellaneous_E6_Baseline Forecast | Commercial | Healthcare | New | Miscellaneous | Natural Gas | Miscellaneous | E6 |  | Baseline Forecast | [30 empty] | 0% | 0% | bar: 2019 to 2048
Commercial_Healthcare_New_Miscellaneous_Natural Gas_Miscellaneous_E7_Baseline Forecast | Commercial | Healthcare | New | Miscellaneous | Natural Gas | Miscellaneous | E7 |  | Baseline Forecast | [30 empty] | 0% | 0% | bar: 2019 to 2048
Commercial_Healthcare_New_Miscellaneous_Natural Gas_Miscellaneous_E8_Baseline Forecast | Commercial | Healthcare | New | Miscellaneous | Natural Gas | Miscellaneous | E8 |  | Baseline Forecast | [30 empty] | 0% | 0% | bar: 2019 to 2048
Commercial_Healthcare_New_Miscellaneous_Natural Gas_Miscellaneous_E9_Baseline Forecast | Commercial | Healthcare | New | Miscellaneous | Natural Gas | Miscellaneous | E9 |  | Baseline Forecast | [30 empty] | 0% | 0% | bar: 2019 to 2048
Commercial_Healthcare_New_Miscellaneous_Natural Gas_Miscellaneous_E10_Baseline Forecast | Commercial | Healthcare | New | Miscellaneous | Natural Gas | Miscellaneous | E10 |  | Baseline Forecast | [30 empty] | 0% | 0% | bar: 2019 to 2048
Commercial_Lodging_Existing_Space Heating_Natural Gas_Furnace_E1_Baseline Forecast | Commercial | Lodging | Existing | Space Heating | Natural Gas | Furnace | E1 | AFUE 80% (Standard) | Baseline Forecast | 100% | 100% | 100% | 100% | 100% | 0% | 0% | 0% | 0% | 0% | 0% | 0% | 0% | 0% | 0% | 0% | 0% | 0% | 0% | 0% | 0% | 0% | 0% | 0% | 0% | 0% | 0% | 0% | 0% | 0% | 0% | 0%
Commercial_Lodging_Existing_Space Heating_Natural Gas_Furnace_E2_Baseline Forecast | Commercial | Lodging | Existing | Space Heating | Natural Gas | Furnace | E2 | AFUE 81% (2023 Fed Standard) | Baseline Forecast | [30 empty] | 0% | 0% | bar: 2019 to 2048
Commercial_Lodging_Existing_Space Heating_Natural Gas_Furnace_E3_Baseline Forecast | Commercial | Lodging | Existing | Space Heating | Natural Gas | Furnace | E3 | AFUE 91% (WA State Min 2023) | Baseline Forecast | 0% | 0% | 0% | 0% | 0% | 100% | 100% | 67.47% | 67.49% | 67.51% | 67.52% | 67.54% | 67.79% | 67.8% | 67.81% | 67.82% | 67.83% | 67.83% | 67.87% | 67.86% | 67.85% | 67.84% | 67.83% | 68.76% | 68.8% | 68.83% | 68.87% | 68.9% | 68.94% | 68.99% | 69.03% | 100%
Commercial_Lodging_Existing_Space Heating_Natural Gas_Furnace_E4_Baseline Forecast | Commercial | Lodging | Existing | Space Heating | Natural Gas | Furnace | E4 | AFUE 96% | Baseline Forecast | [30 empty] | 0% | 0% | bar: 2019 to 2048
Commercial_Lodging_Existing_Space Heating_Natural Gas_Furnace_E5_Baseline Forecast | Commercial | Lodging | Existing | Space Heating | Natural Gas | Furnace | E5 | Convert to Gas-Fired ASHP | Baseline Forecast | 0% | 0% | 0% | 0% | 0% | 0% | 0% | 32.53% | 32.51% | 32.49% | 32.48% | 32.46% | 32.21% | 32.2% | 32.19% | 32.18% | 32.17% | 32.17% | 32.13% | 32.14% | 32.15% | 32.16% | 32.17% | 31.24% | 31.2% | 31.17% | 31.13% | 31.1% | 31.06% | 31.01% | 30.97% | 0%
Commercial_Lodging_Existing_Space Heating_Natural Gas_Furnace_E6_Baseline Forecast | Commercial | Lodging | Existing | Space Heating | Natural Gas | Furnace | E6 |  | Baseline Forecast | [30 empty] | 0% | 0% | bar: 2019 to 2048
Commercial_Lodging_Existing_Space Heating_Natural Gas_Furnace_E7_Baseline Forecast | Commercial | Lodging | Existing | Space Heating | Natural Gas | Furnace | E7 |  | Baseline Forecast | [30 empty] | 0% | 0% | bar: 2019 to 2048
Commercial_Lodging_Existing_Space Heating_Natural Gas_Furnace_E8_Baseline Forecast | Commercial | Lodging | Existing | Space Heating | Natural Gas | Furnace | E8 |  | Baseline Forecast | [30 empty] | 0% | 0% | bar: 2019 to 2048
Commercial_Lodging_Existing_Space Heating_Natural Gas_Furnace_E9_Baseline Forecast | Commercial | Lodging | Existing | Space Heating | Natural Gas | Furnace | E9 |  | Baseline Forecast | [30 empty] | 0% | 0% | bar: 2019 to 2048
Commercial_Lodging_Existing_Space Heating_Natural Gas_Furnace_E10_Baseline Forecast | Commercial | Lodging | Existing | Space Heating | Natural Gas | Furnace | E10 |  | Baseline Forecast | [30 empty] | 0% | 0% | bar: 2019 to 2048
Commercial_Lodging_Existing_Space Heating_Natural Gas_Boiler_E1_Baseline Forecast | Commercial | Lodging | Existing | Space Heating | Natural Gas | Boiler | E1 | TE 80% | Baseline Forecast | 52.38% | 52.36% | 52.35% | 52.33% | 52.3% | 0% | 0% | 0% | 0% | 0% | 0% | 0% | 0% | 0% | 0% | 0% | 0% | 0% | 0% | 0% | 0% | 0% | 0% | 0% | 0% | 0% | 0% | 0% | 0% | 0% | 0% | 0%
Commercial_Lodging_Existing_Space Heating_Natural Gas_Boiler_E2_Baseline Forecast | Commercial | Lodging | Existing | Space Heating | Natural Gas | Boiler | E2 | TE 84% (2023 Standard) | Baseline Forecast | [30 empty] | 0% | 0% | bar: 2019 to 2048
Commercial_Lodging_Existing_Space Heating_Natural Gas_Boiler_E3_Baseline Forecast | Commercial | Lodging | Existing | Space Heating | Natural Gas | Boiler | E3 | TE 94% (ENERGY STAR 1.0) | Baseline Forecast | 47.62% | 47.64% | 47.65% | 47.67% | 47.7% | 100% | 100% | 100% | 100% | 100% | 100% | 100% | 100% | 100% | 100% | 100% | 100% | 100% | 100% | 100% | 100% | 100% | 100% | 100% | 100% | 100% | 100% | 100% | 100% | 100% | 100% | 100%
Commercial_Lodging_Existing_Space Heating_Natural Gas_Boiler_E4_Baseline Forecast | Commercial | Lodging | Existing | Space Heating | Natural Gas | Boiler | E4 | TE 98% | Baseline Forecast | [30 empty] | 0% | 0% | bar: 2019 to 2048
Commercial_Lodging_Existing_Space Heating_Natural Gas_Boiler_E5_Baseline Forecast | Commercial | Lodging | Existing | Space Heating | Natural Gas | Boiler | E5 | Convert to Gas-Fired ASHP | Baseline Forecast | [30 empty] | 0% | 0% | bar: 2019 to 2048
Commercial_Lodging_Existing_Space Heating_Natural Gas_Boiler_E6_Baseline Forecast | Commercial | Lodging | Existing | Space Heating | Natural Gas | Boiler | E6 |  | Baseline Forecast | [30 empty] | 0% | 0% | bar: 2019 to 2048
Commercial_Lodging_Existing_Space Heating_Natural Gas_Boiler_E7_Baseline Forecast | Commercial | Lodging | Existing | Space Heating | Natural Gas | Boiler | E7 |  | Baseline Forecast | [30 empty] | 0% | 0% | bar: 2019 to 2048
Commercial_Lodging_Existing_Space Heating_Natural Gas_Boiler_E8_Baseline Forecast | Commercial | Lodging | Existing | Space Heating | Natural Gas | Boiler | E8 |  | Baseline Forecast | [30 empty] | 0% | 0% | bar: 2019 to 2048
Commercial_Lodging_Existing_Space Heating_Natural Gas_Boiler_E9_Baseline Forecast | Commercial | Lodging | Existing | Space Heating | Natural Gas | Boiler | E9 |  | Baseline Forecast | [30 empty] | 0% | 0% | bar: 2019 to 2048
Commercial_Lodging_Existing_Space Heating_Natural Gas_Boiler_E10_Baseline Forecast | Commercial | Lodging | Existing | Space Heating | Natural Gas | Boiler | E10 |  | Baseline Forecast | [30 empty] | 0% | 0% | bar: 2019 to 2048
Commercial_Lodging_Existing_Space Heating_Natural Gas_Unit Heater_E1_Baseline Forecast | Commercial | Lodging | Existing | Space Heating | Natural Gas | Unit Heater | E1 | Standard | Baseline Forecast | 100% | 100% | 100% | 100% | 100% | 0% | 0% | 0% | 0% | 0% | 0% | 0% | 0% | 0% | 0% | 0% | 0% | 0% | 0% | 0% | 0% | 0% | 0% | 0% | 0% | 0% | 0% | 0% | 0% | 0% | 0% | 0%
Commercial_Lodging_Existing_Space Heating_Natural Gas_Unit Heater_E2_Baseline Forecast | Commercial | Lodging | Existing | Space Heating | Natural Gas | Unit Heater | E2 | Condensing | Baseline Forecast | 0% | 0% | 0% | 0% | 0% | 100% | 100% | 100% | 100% | 100% | 100% | 100% | 100% | 100% | 100% | 100% | 100% | 100% | 100% | 100% | 100% | 100% | 100% | 100% | 100% | 100% | 100% | 100% | 100% | 100% | 100% | 100%
Commercial_Lodging_Existing_Space Heating_Natural Gas_Unit Heater_E3_Baseline Forecast | Commercial | Lodging | Existing | Space Heating | Natural Gas | Unit Heater | E3 | Infrared Radiant | Baseline Forecast | [30 empty] | 0% | 0% | bar: 2019 to 2048
Commercial_Lodging_Existing_Space Heating_Natural Gas_Unit Heater_E4_Baseline Forecast | Commercial | Lodging | Existing | Space Heating | Natural Gas | Unit Heater | E4 |  | Baseline Forecast | [30 empty] | 0% | 0% | bar: 2019 to 2048
Commercial_Lodging_Existing_Space Heating_Natural Gas_Unit Heater_E5_Baseline Forecast | Commercial | Lodging | Existing | Space Heating | Natural Gas | Unit Heater | E5 |  | Baseline Forecast | [30 empty] | 0% | 0% | bar: 2019 to 2048
Commercial_Lodging_Existing_Space Heating_Natural Gas_Unit Heater_E6_Baseline Forecast | Commercial | Lodging | Existing | Space Heating | Natural Gas | Unit Heater | E6 |  | Baseline Forecast | [30 empty] | 0% | 0% | bar: 2019 to 2048
Commercial_Lodging_Existing_Space Heating_Natural Gas_Unit Heater_E7_Baseline Forecast | Commercial | Lodging | Existing | Space Heating | Natural Gas | Unit Heater | E7 |  | Baseline Forecast | [30 empty] | 0% | 0% | bar: 2019 to 2048
Commercial_Lodging_Existing_Space Heating_Natural Gas_Unit Heater_E8_Baseline Forecast | Commercial | Lodging | Existing | Space Heating | Natural Gas | Unit Heater | E8 |  | Baseline Forecast | [30 empty] | 0% | 0% | bar: 2019 to 2048
Commercial_Lodging_Existing_Space Heating_Natural Gas_Unit Heater_E9_Baseline Forecast | Commercial | Lodging | Existing | Space Heating | Natural Gas | Unit Heater | E9 |  | Baseline Forecast | [30 empty] | 0% | 0% | bar: 2019 to 2048
Commercial_Lodging_Existing_Space Heating_Natural Gas_Unit Heater_E10_Baseline Forecast | Commercial | Lodging | Existing | Space Heating | Natural Gas | Unit Heater | E10 |  | Baseline Forecast | [30 empty] | 0% | 0% | bar: 2019 to 2048
Commercial_Lodging_Existing_Water Heating_Natural Gas_Water Heater_E1_Baseline Forecast | Commercial | Lodging | Existing | Water Heating | Natural Gas | Water Heater | E1 | TE 80% | Baseline Forecast | 22.15% | 22.13% | 22.13% | 22.12% | 22.1% | 22.14% | 22.18% | 0.4307% | 0.4431% | 0.4585% | 0.474% | 0.4541% | 0.473% | 0.4333% | 0.3909% | 0.3506% | 0.349% | 0.3471% | 0.3494% | 0.3461% | 0.3436% | 0.3407% | 0.3373% | 0.4867% | 0.4901% | 0.4934% | 0.4965% | 0.4995% | 0.5024% | 0.5052% | 0.5067% | 22.14%
Commercial_Lodging_Existing_Water Heating_Natural Gas_Water Heater_E2_Baseline Forecast | Commercial | Lodging | Existing | Water Heating | Natural Gas | Water Heater | E2 | TE 94% (ENERGY STAR 2.0) | Baseline Forecast | 77.85% | 77.87% | 77.87% | 77.88% | 77.9% | 77.86% | 77.82% | 1.51% | 1.553% | 1.606% | 1.659% | 1.593% | 1.652% | 1.517% | 1.373% | 1.234% | 1.229% | 1.222% | 1.229% | 1.218% | 1.21% | 1.2% | 1.189% | 1.661% | 1.671% | 1.681% | 1.69% | 1.698% | 1.706% | 1.714% | 1.718% | 77.86%
Commercial_Lodging_Existing_Water Heating_Natural Gas_Water Heater_E3_Baseline Forecast | Commercial | Lodging | Existing | Water Heating | Natural Gas | Water Heater | E3 | TE 96% (Instantaneous) | Baseline Forecast | [30 empty] | 0% | 0% | bar: 2019 to 2048
Commercial_Lodging_Existing_Water Heating_Natural Gas_Water Heater_E4_Baseline Forecast | Commercial | Lodging | Existing | Water Heating | Natural Gas | Water Heater | E4 | UEF 1.0+ (Gas-Fired HPWH) | Baseline Forecast | 0% | 0% | 0% | 0% | 0% | 0% | 0% | 98.06% | 98% | 97.94% | 97.87% | 97.95% | 97.88% | 98.05% | 98.24% | 98.42% | 98.42% | 98.43% | 98.42% | 98.44% | 98.45% | 98.46% | 98.47% | 97.85% | 97.84% | 97.83% | 97.81% | 97.8% | 97.79% | 97.78% | 97.78% | 0%
Commercial_Lodging_Existing_Water Heating_Natural Gas_Water Heater_E5_Baseline Forecast | Commercial | Lodging | Existing | Water Heating | Natural Gas | Water Heater | E5 |  | Baseline Forecast | [30 empty] | 0% | 0% | bar: 2019 to 2048
Commercial_Lodging_Existing_Water Heating_Natural Gas_Water Heater_E6_Baseline Forecast | Commercial | Lodging | Existing | Water Heating | Natural Gas | Water Heater | E6 |  | Baseline Forecast | [30 empty] | 0% | 0% | bar: 2019 to 2048
Commercial_Lodging_Existing_Water Heating_Natural Gas_Water Heater_E7_Baseline Forecast | Commercial | Lodging | Existing | Water Heating | Natural Gas | Water Heater | E7 |  | Baseline Forecast | [30 empty] | 0% | 0% | bar: 2019 to 2048
Commercial_Lodging_Existing_Water Heating_Natural Gas_Water Heater_E8_Baseline Forecast | Commercial | Lodging | Existing | Water Heating | Natural Gas | Water Heater | E8 |  | Baseline Forecast | [30 empty] | 0% | 0% | bar: 2019 to 2048
Commercial_Lodging_Existing_Water Heating_Natural Gas_Water Heater_E9_Baseline Forecast | Commercial | Lodging | Existing | Water Heating | Natural Gas | Water Heater | E9 |  | Baseline Forecast | [30 empty] | 0% | 0% | bar: 2019 to 2048
Commercial_Lodging_Existing_Water Heating_Natural Gas_Water Heater_E10_Baseline Forecast | Commercial | Lodging | Existing | Water Heating | Natural Gas | Water Heater | E10 |  | Baseline Forecast | [30 empty] | 0% | 0% | bar: 2019 to 2048
Commercial_Lodging_Existing_Food Preparation_Natural Gas_Oven_E1_Baseline Forecast | Commercial | Lodging | Existing | Food Preparation | Natural Gas | Oven | E1 | Standard | Baseline Forecast | 41% | 40.96% | 40.93% | 40.9% | 40.85% | 41.03% | 41.18% | 41.26% | 41.29% | 41.34% | 41.22% | 41.12% | 41.42% | 41.29% | 41.11% | 40.95% | 40.95% | 40.93% | 40.99% | 40.95% | 40.92% | 40.89% | 40.84% | 42.56% | 42.59% | 42.63% | 42.66% | 42.69% | 42.72% | 42.74% | 42.77% | 41.03%
Commercial_Lodging_Existing_Food Preparation_Natural Gas_Oven_E2_Baseline Forecast | Commercial | Lodging | Existing | Food Preparation | Natural Gas | Oven | E2 | ENERGY STAR (3.0) | Baseline Forecast | 59% | 59.04% | 59.07% | 59.1% | 59.15% | 58.97% | 58.82% | 58.74% | 58.71% | 58.66% | 58.78% | 58.88% | 58.58% | 58.71% | 58.89% | 59.05% | 59.05% | 59.07% | 59.01% | 59.05% | 59.08% | 59.11% | 59.16% | 57.44% | 57.41% | 57.37% | 57.34% | 57.31% | 57.28% | 57.26% | 57.23% | 58.97%
Commercial_Lodging_Existing_Food Preparation_Natural Gas_Oven_E3_Baseline Forecast | Commercial | Lodging | Existing | Food Preparation | Natural Gas | Oven | E3 |  | Baseline Forecast | [30 empty] | 0% | 0% | bar: 2019 to 2048
Commercial_Lodging_Existing_Food Preparation_Natural Gas_Oven_E4_Baseline Forecast | Commercial | Lodging | Existing | Food Preparation | Natural Gas | Oven | E4 |  | Baseline Forecast | [30 empty] | 0% | 0% | bar: 2019 to 2048
Commercial_Lodging_Existing_Food Preparation_Natural Gas_Oven_E5_Baseline Forecast | Commercial | Lodging | Existing | Food Preparation | Natural Gas | Oven | E5 |  | Baseline Forecast | [30 empty] | 0% | 0% | bar: 2019 to 2048
Commercial_Lodging_Existing_Food Preparation_Natural Gas_Oven_E6_Baseline Forecast | Commercial | Lodging | Existing | Food Preparation | Natural Gas | Oven | E6 |  | Baseline Forecast | [30 empty] | 0% | 0% | bar: 2019 to 2048
Commercial_Lodging_Existing_Food Preparation_Natural Gas_Oven_E7_Baseline Forecast | Commercial | Lodging | Existing | Food Preparation | Natural Gas | Oven | E7 |  | Baseline Forecast | [30 empty] | 0% | 0% | bar: 2019 to 2048
Commercial_Lodging_Existing_Food Preparation_Natural Gas_Oven_E8_Baseline Forecast | Commercial | Lodging | Existing | Food Preparation | Natural Gas | Oven | E8 |  | Baseline Forecast | [30 empty] | 0% | 0% | bar: 2019 to 2048
Commercial_Lodging_Existing_Food Preparation_Natural Gas_Oven_E9_Baseline Forecast | Commercial | Lodging | Existing | Food Preparation | Natural Gas | Oven | E9 |  | Baseline Forecast | [30 empty] | 0% | 0% | bar: 2019 to 2048
Commercial_Lodging_Existing_Food Preparation_Natural Gas_Oven_E10_Baseline Forecast | Commercial | Lodging | Existing | Food Preparation | Natural Gas | Oven | E10 |  | Baseline Forecast | [30 empty] | 0% | 0% | bar: 2019 to 2048
Commercial_Lodging_Existing_Food Preparation_Natural Gas_Conveyor Oven_E1_Baseline Forecast | Commercial | Lodging | Existing | Food Preparation | Natural Gas | Conveyor Oven | E1 | Standard | Baseline Forecast | 41% | 41.01% | 41.02% | 41.04% | 40.98% | 41.02% | 41.04% | 41% | 40.91% | 40.93% | 40.94% | 40.96% | 41.26% | 41.28% | 41.28% | 41.3% | 41.3% | 41.3% | 41.35% | 41.33% | 41.32% | 41.29% | 41.27% | 42.98% | 43.04% | 43.09% | 43.15% | 43.2% | 43.25% | 43.3% | 43.37% | 41.02%
Commercial_Lodging_Existing_Food Preparation_Natural Gas_Conveyor Oven_E2_Baseline Forecast | Commercial | Lodging | Existing | Food Preparation | Natural Gas | Conveyor Oven | E2 | Efficient (>44% Baking Efficiency) | Baseline Forecast | 59% | 58.99% | 58.98% | 58.96% | 59.02% | 58.98% | 58.96% | 59% | 59.09% | 59.07% | 59.06% | 59.04% | 58.74% | 58.72% | 58.72% | 58.7% | 58.7% | 58.7% | 58.65% | 58.67% | 58.68% | 58.71% | 58.73% | 57.02% | 56.96% | 56.91% | 56.85% | 56.8% | 56.75% | 56.7% | 56.63% | 58.98%
Commercial_Lodging_Existing_Food Preparation_Natural Gas_Conveyor Oven_E3_Baseline Forecast | Commercial | Lodging | Existing | Food Preparation | Natural Gas | Conveyor Oven | E3 |  | Baseline Forecast | [30 empty] | 0% | 0% | bar: 2019 to 2048
Commercial_Lodging_Existing_Food Preparation_Natural Gas_Conveyor Oven_E4_Baseline Forecast | Commercial | Lodging | Existing | Food Preparation | Natural Gas | Conveyor Oven | E4 |  | Baseline Forecast | [30 empty] | 0% | 0% | bar: 2019 to 2048
Commercial_Lodging_Existing_Food Preparation_Natural Gas_Conveyor Oven_E5_Baseline Forecast | Commercial | Lodging | Existing | Food Preparation | Natural Gas | Conveyor Oven | E5 |  | Baseline Forecast | [30 empty] | 0% | 0% | bar: 2019 to 2048
Commercial_Lodging_Existing_Food Preparation_Natural Gas_Conveyor Oven_E6_Baseline Forecast | Commercial | Lodging | Existing | Food Preparation | Natural Gas | Conveyor Oven | E6 |  | Baseline Forecast | [30 empty] | 0% | 0% | bar: 2019 to 2048
Commercial_Lodging_Existing_Food Preparation_Natural Gas_Conveyor Oven_E7_Baseline Forecast | Commercial | Lodging | Existing | Food Preparation | Natural Gas | Conveyor Oven | E7 |  | Baseline Forecast | [30 empty] | 0% | 0% | bar: 2019 to 2048
Commercial_Lodging_Existing_Food Preparation_Natural Gas_Conveyor Oven_E8_Baseline Forecast | Commercial | Lodging | Existing | Food Preparation | Natural Gas | Conveyor Oven | E8 |  | Baseline Forecast | [30 empty] | 0% | 0% | bar: 2019 to 2048
Commercial_Lodging_Existing_Food Preparation_Natural Gas_Conveyor Oven_E9_Baseline Forecast | Commercial | Lodging | Existing | Food Preparation | Natural Gas | Conveyor Oven | E9 |  | Baseline Forecast | [30 empty] | 0% | 0% | bar: 2019 to 2048
Commercial_Lodging_Existing_Food Preparation_Natural Gas_Conveyor Oven_E10_Baseline Forecast | Commercial | Lodging | Existing | Food Preparation | Natural Gas | Conveyor Oven | E10 |  | Baseline Forecast | [30 empty] | 0% | 0% | bar: 2019 to 2048
Commercial_Lodging_Existing_Food Preparation_Natural Gas_Double Rack Oven_E1_Baseline Forecast | Commercial | Lodging | Existing | Food Preparation | Natural Gas | Double Rack Oven | E1 | Standard | Baseline Forecast | 41% | 40.9% | 40.83% | 40.87% | 40.86% | 41.24% | 41.57% | 41.77% | 41.85% | 41.61% | 41.32% | 41.02% | 41.57% | 41.2% | 41.18% | 41.21% | 41.2% | 41.18% | 41.31% | 41.23% | 41.18% | 41.11% | 41.03% | 45.56% | 45.69% | 45.81% | 45.93% | 46.04% | 46.15% | 46.26% | 46.36% | 41.24%
Commercial_Lodging_Existing_Food Preparation_Natural Gas_Double Rack Oven_E2_Baseline Forecast | Commercial | Lodging | Existing | Food Preparation | Natural Gas | Double Rack Oven | E2 | FTSC Qualified (>50% Cooking Efficiency) | Baseline Forecast | 59% | 59.1% | 59.17% | 59.13% | 59.14% | 58.76% | 58.43% | 58.23% | 58.15% | 58.39% | 58.68% | 58.98% | 58.43% | 58.8% | 58.82% | 58.79% | 58.8% | 58.82% | 58.69% | 58.77% | 58.82% | 58.89% | 58.97% | 54.44% | 54.31% | 54.19% | 54.07% | 53.96% | 53.85% | 53.74% | 53.64% | 58.76%
Commercial_Lodging_Existing_Food Preparation_Natural Gas_Double Rack Oven_E3_Baseline Forecast | Commercial | Lodging | Existing | Food Preparation | Natural Gas | Double Rack Oven | E3 |  | Baseline Forecast | [30 empty] | 0% | 0% | bar: 2019 to 2048
Commercial_Lodging_Existing_Food Preparation_Natural Gas_Double Rack Oven_E4_Baseline Forecast | Commercial | Lodging | Existing | Food Preparation | Natural Gas | Double Rack Oven | E4 |  | Baseline Forecast | [30 empty] | 0% | 0% | bar: 2019 to 2048
Commercial_Lodging_Existing_Food Preparation_Natural Gas_Double Rack Oven_E5_Baseline Forecast | Commercial | Lodging | Existing | Food Preparation | Natural Gas | Double Rack Oven | E5 |  | Baseline Forecast | [30 empty] | 0% | 0% | bar: 2019 to 2048
Commercial_Lodging_Existing_Food Preparation_Natural Gas_Double Rack Oven_E6_Baseline Forecast | Commercial | Lodging | Existing | Food Preparation | Natural Gas | Double Rack Oven | E6 |  | Baseline Forecast | [30 empty] | 0% | 0% | bar: 2019 to 2048
Commercial_Lodging_Existing_Food Preparation_Natural Gas_Double Rack Oven_E7_Baseline Forecast | Commercial | Lodging | Existing | Food Preparation | Natural Gas | Double Rack Oven | E7 |  | Baseline Forecast | [30 empty] | 0% | 0% | bar: 2019 to 2048
Commercial_Lodging_Existing_Food Preparation_Natural Gas_Double Rack Oven_E8_Baseline Forecast | Commercial | Lodging | Existing | Food Preparation | Natural Gas | Double Rack Oven | E8 |  | Baseline Forecast | [30 empty] | 0% | 0% | bar: 2019 to 2048
Commercial_Lodging_Existing_Food Preparation_Natural Gas_Double Rack Oven_E9_Baseline Forecast | Commercial | Lodging | Existing | Food Preparation | Natural Gas | Double Rack Oven | E9 |  | Baseline Forecast | [30 empty] | 0% | 0% | bar: 2019 to 2048
Commercial_Lodging_Existing_Food Preparation_Natural Gas_Double Rack Oven_E10_Baseline Forecast | Commercial | Lodging | Existing | Food Preparation | Natural Gas | Double Rack Oven | E10 |  | Baseline Forecast | [30 empty] | 0% | 0% | bar: 2019 to 2048
Commercial_Lodging_Existing_Food Preparation_Natural Gas_Fryer_E1_Baseline Forecast | Commercial | Lodging | Existing | Food Preparation | Natural Gas | Fryer | E1 | Standard | Baseline Forecast | 74% | 73.93% | 73.88% | 0% | 0% | 0% | 0% | 0% | 0% | 0% | 0% | 0% | 0% | 0% | 0% | 0% | 0% | 0% | 0% | 0% | 0% | 0% | 0% | 0% | 0% | 0% | 0% | 0% | 0% | 0% | 0% | 0%
Commercial_Lodging_Existing_Food Preparation_Natural Gas_Fryer_E2_Baseline Forecast | Commercial | Lodging | Existing | Food Preparation | Natural Gas | Fryer | E2 | ENERGY STAR (3.0) | Baseline Forecast | 26% | 26.07% | 26.12% | 100% | 100% | 100% | 100% | 100% | 100% | 100% | 100% | 100% | 100% | 100% | 100% | 100% | 100% | 100% | 100% | 100% | 100% | 100% | 100% | 100% | 100% | 100% | 100% | 100% | 100% | 100% | 100% | 100%
Commercial_Lodging_Existing_Food Preparation_Natural Gas_Fryer_E3_Baseline Forecast | Commercial | Lodging | Existing | Food Preparation | Natural Gas | Fryer | E3 |  | Baseline Forecast | [30 empty] | 0% | 0% | bar: 2019 to 2048
Commercial_Lodging_Existing_Food Preparation_Natural Gas_Fryer_E4_Baseline Forecast | Commercial | Lodging | Existing | Food Preparation | Natural Gas | Fryer | E4 |  | Baseline Forecast | [30 empty] | 0% | 0% | bar: 2019 to 2048
Commercial_Lodging_Existing_Food Preparation_Natural Gas_Fryer_E5_Baseline Forecast | Commercial | Lodging | Existing | Food Preparation | Natural Gas | Fryer | E5 |  | Baseline Forecast | [30 empty] | 0% | 0% | bar: 2019 to 2048
Commercial_Lodging_Existing_Food Preparation_Natural Gas_Fryer_E6_Baseline Forecast | Commercial | Lodging | Existing | Food Preparation | Natural Gas | Fryer | E6 |  | Baseline Forecast | [30 empty] | 0% | 0% | bar: 2019 to 2048
Commercial_Lodging_Existing_Food Preparation_Natural Gas_Fryer_E7_Baseline Forecast | Commercial | Lodging | Existing | Food Preparation | Natural Gas | Fryer | E7 |  | Baseline Forecast | [30 empty] | 0% | 0% | bar: 2019 to 2048
Commercial_Lodging_Existing_Food Preparation_Natural Gas_Fryer_E8_Baseline Forecast | Commercial | Lodging | Existing | Food Preparation | Natural Gas | Fryer | E8 |  | Baseline Forecast | [30 empty] | 0% | 0% | bar: 2019 to 2048
Commercial_Lodging_Existing_Food Preparation_Natural Gas_Fryer_E9_Baseline Forecast | Commercial | Lodging | Existing | Food Preparation | Natural Gas | Fryer | E9 |  | Baseline Forecast | [30 empty] | 0% | 0% | bar: 2019 to 2048
Commercial_Lodging_Existing_Food Preparation_Natural Gas_Fryer_E10_Baseline Forecast | Commercial | Lodging | Existing | Food Preparation | Natural Gas | Fryer | E10 |  | Baseline Forecast | [30 empty] | 0% | 0% | bar: 2019 to 2048
Commercial_Lodging_Existing_Food Preparation_Natural Gas_Broiler_E1_Baseline Forecast | Commercial | Lodging | Existing | Food Preparation | Natural Gas | Broiler | E1 | Standard | Baseline Forecast | 74% | 73.94% | 73.89% | 73.92% | 73.91% | 74.15% | 74.36% | 74.48% | 74.53% | 74.38% | 74.2% | 74.02% | 74.36% | 74.13% | 74.11% | 74.13% | 74.13% | 74.12% | 74.19% | 74.15% | 74.12% | 74.07% | 74.02% | 76.66% | 76.73% | 76.79% | 76.85% | 76.91% | 76.97% | 77.03% | 77.08% | 74.15%
Commercial_Lodging_Existing_Food Preparation_Natural Gas_Broiler_E2_Baseline Forecast | Commercial | Lodging | Existing | Food Preparation | Natural Gas | Broiler | E2 | Infrared Burners | Baseline Forecast | 26% | 26.06% | 26.11% | 26.08% | 26.09% | 25.85% | 25.64% | 25.52% | 25.47% | 25.62% | 25.8% | 25.98% | 25.64% | 25.87% | 25.89% | 25.87% | 25.87% | 25.88% | 25.81% | 25.85% | 25.88% | 25.93% | 25.98% | 23.34% | 23.27% | 23.21% | 23.15% | 23.09% | 23.03% | 22.97% | 22.92% | 25.85%
Commercial_Lodging_Existing_Food Preparation_Natural Gas_Broiler_E3_Baseline Forecast | Commercial | Lodging | Existing | Food Preparation | Natural Gas | Broiler | E3 |  | Baseline Forecast | [30 empty] | 0% | 0% | bar: 2019 to 2048
Commercial_Lodging_Existing_Food Preparation_Natural Gas_Broiler_E4_Baseline Forecast | Commercial | Lodging | Existing | Food Preparation | Natural Gas | Broiler | E4 |  | Baseline Forecast | [30 empty] | 0% | 0% | bar: 2019 to 2048
Commercial_Lodging_Existing_Food Preparation_Natural Gas_Broiler_E5_Baseline Forecast | Commercial | Lodging | Existing | Food Preparation | Natural Gas | Broiler | E5 |  | Baseline Forecast | [30 empty] | 0% | 0% | bar: 2019 to 2048
Commercial_Lodging_Existing_Food Preparation_Natural Gas_Broiler_E6_Baseline Forecast | Commercial | Lodging | Existing | Food Preparation | Natural Gas | Broiler | E6 |  | Baseline Forecast | [30 empty] | 0% | 0% | bar: 2019 to 2048
Commercial_Lodging_Existing_Food Preparation_Natural Gas_Broiler_E7_Baseline Forecast | Commercial | Lodging | Existing | Food Preparation | Natural Gas | Broiler | E7 |  | Baseline Forecast | [30 empty] | 0% | 0% | bar: 2019 to 2048
Commercial_Lodging_Existing_Food Preparation_Natural Gas_Broiler_E8_Baseline Forecast | Commercial | Lodging | Existing | Food Preparation | Natural Gas | Broiler | E8 |  | Baseline Forecast | [30 empty] | 0% | 0% | bar: 2019 to 2048
Commercial_Lodging_Existing_Food Preparation_Natural Gas_Broiler_E9_Baseline Forecast | Commercial | Lodging | Existing | Food Preparation | Natural Gas | Broiler | E9 |  | Baseline Forecast | [30 empty] | 0% | 0% | bar: 2019 to 2048
Commercial_Lodging_Existing_Food Preparation_Natural Gas_Broiler_E10_Baseline Forecast | Commercial | Lodging | Existing | Food Preparation | Natural Gas | Broiler | E10 |  | Baseline Forecast | [30 empty] | 0% | 0% | bar: 2019 to 2048
Commercial_Lodging_Existing_Food Preparation_Natural Gas_Griddle_E1_Baseline Forecast | Commercial | Lodging | Existing | Food Preparation | Natural Gas | Griddle | E1 | Standard | Baseline Forecast | 71% | 70.98% | 70.97% | 70.98% | 70.98% | 71.04% | 71.09% | 71.13% | 71.14% | 71.1% | 71.05% | 71% | 71.09% | 71.03% | 71.03% | 71.03% | 71.03% | 71.03% | 71.05% | 71.04% | 71.03% | 71.02% | 71% | 71.77% | 71.79% | 71.81% | 71.83% | 71.85% | 71.87% | 71.89% | 71.91% | 71.04%
Commercial_Lodging_Existing_Food Preparation_Natural Gas_Griddle_E2_Baseline Forecast | Commercial | Lodging | Existing | Food Preparation | Natural Gas | Griddle | E2 | ENERGY STAR | Baseline Forecast | 29% | 29.02% | 29.03% | 29.02% | 29.02% | 28.96% | 28.91% | 28.87% | 28.86% | 28.9% | 28.95% | 29% | 28.91% | 28.97% | 28.97% | 28.97% | 28.97% | 28.97% | 28.95% | 28.96% | 28.97% | 28.98% | 29% | 28.23% | 28.21% | 28.19% | 28.17% | 28.15% | 28.13% | 28.11% | 28.09% | 28.96%
Commercial_Lodging_Existing_Food Preparation_Natural Gas_Griddle_E3_Baseline Forecast | Commercial | Lodging | Existing | Food Preparation | Natural Gas | Griddle | E3 |  | Baseline Forecast | [30 empty] | 0% | 0% | bar: 2019 to 2048
Commercial_Lodging_Existing_Food Preparation_Natural Gas_Griddle_E4_Baseline Forecast | Commercial | Lodging | Existing | Food Preparation | Natural Gas | Griddle | E4 |  | Baseline Forecast | [30 empty] | 0% | 0% | bar: 2019 to 2048
Commercial_Lodging_Existing_Food Preparation_Natural Gas_Griddle_E5_Baseline Forecast | Commercial | Lodging | Existing | Food Preparation | Natural Gas | Griddle | E5 |  | Baseline Forecast | [30 empty] | 0% | 0% | bar: 2019 to 2048
Commercial_Lodging_Existing_Food Preparation_Natural Gas_Griddle_E6_Baseline Forecast | Commercial | Lodging | Existing | Food Preparation | Natural Gas | Griddle | E6 |  | Baseline Forecast | [30 empty] | 0% | 0% | bar: 2019 to 2048
Commercial_Lodging_Existing_Food Preparation_Natural Gas_Griddle_E7_Baseline Forecast | Commercial | Lodging | Existing | Food Preparation | Natural Gas | Griddle | E7 |  | Baseline Forecast | [30 empty] | 0% | 0% | bar: 2019 to 2048
Commercial_Lodging_Existing_Food Preparation_Natural Gas_Griddle_E8_Baseline Forecast | Commercial | Lodging | Existing | Food Preparation | Natural Gas | Griddle | E8 |  | Baseline Forecast | [30 empty] | 0% | 0% | bar: 2019 to 2048
Commercial_Lodging_Existing_Food Preparation_Natural Gas_Griddle_E9_Baseline Forecast | Commercial | Lodging | Existing | Food Preparation | Natural Gas | Griddle | E9 |  | Baseline Forecast | [30 empty] | 0% | 0% | bar: 2019 to 2048
Commercial_Lodging_Existing_Food Preparation_Natural Gas_Griddle_E10_Baseline Forecast | Commercial | Lodging | Existing | Food Preparation | Natural Gas | Griddle | E10 |  | Baseline Forecast | [30 empty] | 0% | 0% | bar: 2019 to 2048
Commercial_Lodging_Existing_Food Preparation_Natural Gas_Range_E1_Baseline Forecast | Commercial | Lodging | Existing | Food Preparation | Natural Gas | Range | E1 | Standard | Baseline Forecast | 41% | 40.96% | 40.93% | 40.9% | 40.86% | 40.99% | 41.1% | 41.16% | 41.18% | 41.22% | 41.24% | 41.14% | 41.36% | 41.23% | 41.07% | 40.92% | 40.92% | 40.91% | 40.95% | 40.92% | 40.9% | 40.87% | 40.84% | 42.33% | 42.37% | 42.4% | 42.44% | 42.47% | 42.5% | 42.53% | 42.56% | 40.99%
Commercial_Lodging_Existing_Food Preparation_Natural Gas_Range_E2_Baseline Forecast | Commercial | Lodging | Existing | Food Preparation | Natural Gas | Range | E2 | High Efficiency | Baseline Forecast | 59% | 59.04% | 59.07% | 59.1% | 59.14% | 59.01% | 58.9% | 58.84% | 58.82% | 58.78% | 58.76% | 58.86% | 58.64% | 58.77% | 58.93% | 59.08% | 59.08% | 59.09% | 59.05% | 59.08% | 59.1% | 59.13% | 59.16% | 57.67% | 57.63% | 57.6% | 57.56% | 57.53% | 57.5% | 57.47% | 57.44% | 59.01%
Commercial_Lodging_Existing_Food Preparation_Natural Gas_Range_E3_Baseline Forecast | Commercial | Lodging | Existing | Food Preparation | Natural Gas | Range | E3 |  | Baseline Forecast | [30 empty] | 0% | 0% | bar: 2019 to 2048
Commercial_Lodging_Existing_Food Preparation_Natural Gas_Range_E4_Baseline Forecast | Commercial | Lodging | Existing | Food Preparation | Natural Gas | Range | E4 |  | Baseline Forecast | [30 empty] | 0% | 0% | bar: 2019 to 2048
Commercial_Lodging_Existing_Food Preparation_Natural Gas_Range_E5_Baseline Forecast | Commercial | Lodging | Existing | Food Preparation | Natural Gas | Range | E5 |  | Baseline Forecast | [30 empty] | 0% | 0% | bar: 2019 to 2048
Commercial_Lodging_Existing_Food Preparation_Natural Gas_Range_E6_Baseline Forecast | Commercial | Lodging | Existing | Food Preparation | Natural Gas | Range | E6 |  | Baseline Forecast | [30 empty] | 0% | 0% | bar: 2019 to 2048
Commercial_Lodging_Existing_Food Preparation_Natural Gas_Range_E7_Baseline Forecast | Commercial | Lodging | Existing | Food Preparation | Natural Gas | Range | E7 |  | Baseline Forecast | [30 empty] | 0% | 0% | bar: 2019 to 2048
Commercial_Lodging_Existing_Food Preparation_Natural Gas_Range_E8_Baseline Forecast | Commercial | Lodging | Existing | Food Preparation | Natural Gas | Range | E8 |  | Baseline Forecast | [30 empty] | 0% | 0% | bar: 2019 to 2048
Commercial_Lodging_Existing_Food Preparation_Natural Gas_Range_E9_Baseline Forecast | Commercial | Lodging | Existing | Food Preparation | Natural Gas | Range | E9 |  | Baseline Forecast | [30 empty] | 0% | 0% | bar: 2019 to 2048
Commercial_Lodging_Existing_Food Preparation_Natural Gas_Range_E10_Baseline Forecast | Commercial | Lodging | Existing | Food Preparation | Natural Gas | Range | E10 |  | Baseline Forecast | [30 empty] | 0% | 0% | bar: 2019 to 2048
Commercial_Lodging_Existing_Food Preparation_Natural Gas_Steamer_E1_Baseline Forecast | Commercial | Lodging | Existing | Food Preparation | Natural Gas | Steamer | E1 | Standard | Baseline Forecast | 50% | 49.88% | 49.81% | 0% | 0% | 0% | 0% | 0% | 0% | 0% | 0% | 0% | 0% | 0% | 0% | 0% | 0% | 0% | 0% | 0% | 0% | 0% | 0% | 0% | 0% | 0% | 0% | 0% | 0% | 0% | 0% | 0%
Commercial_Lodging_Existing_Food Preparation_Natural Gas_Steamer_E2_Baseline Forecast | Commercial | Lodging | Existing | Food Preparation | Natural Gas | Steamer | E2 | ENERGY STAR | Baseline Forecast | 50% | 50.12% | 50.19% | 100% | 100% | 100% | 100% | 100% | 100% | 100% | 100% | 100% | 100% | 100% | 100% | 100% | 100% | 100% | 100% | 100% | 100% | 100% | 100% | 100% | 100% | 100% | 100% | 100% | 100% | 100% | 100% | 100%
Commercial_Lodging_Existing_Food Preparation_Natural Gas_Steamer_E3_Baseline Forecast | Commercial | Lodging | Existing | Food Preparation | Natural Gas | Steamer | E3 |  | Baseline Forecast | [30 empty] | 0% | 0% | bar: 2019 to 2048
Commercial_Lodging_Existing_Food Preparation_Natural Gas_Steamer_E4_Baseline Forecast | Commercial | Lodging | Existing | Food Preparation | Natural Gas | Steamer | E4 |  | Baseline Forecast | [30 empty] | 0% | 0% | bar: 2019 to 2048
Commercial_Lodging_Existing_Food Preparation_Natural Gas_Steamer_E5_Baseline Forecast | Commercial | Lodging | Existing | Food Preparation | Natural Gas | Steamer | E5 |  | Baseline Forecast | [30 empty] | 0% | 0% | bar: 2019 to 2048
Commercial_Lodging_Existing_Food Preparation_Natural Gas_Steamer_E6_Baseline Forecast | Commercial | Lodging | Existing | Food Preparation | Natural Gas | Steamer | E6 |  | Baseline Forecast | [30 empty] | 0% | 0% | bar: 2019 to 2048
Commercial_Lodging_Existing_Food Preparation_Natural Gas_Steamer_E7_Baseline Forecast | Commercial | Lodging | Existing | Food Preparation | Natural Gas | Steamer | E7 |  | Baseline Forecast | [30 empty] | 0% | 0% | bar: 2019 to 2048
Commercial_Lodging_Existing_Food Preparation_Natural Gas_Steamer_E8_Baseline Forecast | Commercial | Lodging | Existing | Food Preparation | Natural Gas | Steamer | E8 |  | Baseline Forecast | [30 empty] | 0% | 0% | bar: 2019 to 2048
Commercial_Lodging_Existing_Food Preparation_Natural Gas_Steamer_E9_Baseline Forecast | Commercial | Lodging | Existing | Food Preparation | Natural Gas | Steamer | E9 |  | Baseline Forecast | [30 empty] | 0% | 0% | bar: 2019 to 2048
Commercial_Lodging_Existing_Food Preparation_Natural Gas_Steamer_E10_Baseline Forecast | Commercial | Lodging | Existing | Food Preparation | Natural Gas | Steamer | E10 |  | Baseline Forecast | [30 empty] | 0% | 0% | bar: 2019 to 2048
Commercial_Lodging_Existing_Food Preparation_Natural Gas_Food Prep Other_E1_Baseline Forecast | Commercial | Lodging | Existing | Food Preparation | Natural Gas | Food Prep Other | E1 | Standard | Baseline Forecast | 74% | 74% | 74% | 74% | 74% | 74% | 74% | 74% | 74% | 74% | 74% | 74% | 74% | 74% | 74% | 74% | 74% | 74% | 74% | 74% | 74% | 74% | 74% | 74% | 74% | 74% | 74% | 74% | 74% | 74% | 74% | 74%
Commercial_Lodging_Existing_Food Preparation_Natural Gas_Food Prep Other_E2_Baseline Forecast | Commercial | Lodging | Existing | Food Preparation | Natural Gas | Food Prep Other | E2 | ENERGY STAR | Baseline Forecast | 26% | 26% | 26% | 26% | 26% | 26% | 26% | 26% | 26% | 26% | 26% | 26% | 26% | 26% | 26% | 26% | 26% | 26% | 26% | 26% | 26% | 26% | 26% | 26% | 26% | 26% | 26% | 26% | 26% | 26% | 26% | 26%
Commercial_Lodging_Existing_Food Preparation_Natural Gas_Food Prep Other_E3_Baseline Forecast | Commercial | Lodging | Existing | Food Preparation | Natural Gas | Food Prep Other | E3 |  | Baseline Forecast | [30 empty] | 0% | 0% | bar: 2019 to 2048
Commercial_Lodging_Existing_Food Preparation_Natural Gas_Food Prep Other_E4_Baseline Forecast | Commercial | Lodging | Existing | Food Preparation | Natural Gas | Food Prep Other | E4 |  | Baseline Forecast | [30 empty] | 0% | 0% | bar: 2019 to 2048
Commercial_Lodging_Existing_Food Preparation_Natural Gas_Food Prep Other_E5_Baseline Forecast | Commercial | Lodging | Existing | Food Preparation | Natural Gas | Food Prep Other | E5 |  | Baseline Forecast | [30 empty] | 0% | 0% | bar: 2019 to 2048
Commercial_Lodging_Existing_Food Preparation_Natural Gas_Food Prep Other_E6_Baseline Forecast | Commercial | Lodging | Existing | Food Preparation | Natural Gas | Food Prep Other | E6 |  | Baseline Forecast | [30 empty] | 0% | 0% | bar: 2019 to 2048
Commercial_Lodging_Existing_Food Preparation_Natural Gas_Food Prep Other_E7_Baseline Forecast | Commercial | Lodging | Existing | Food Preparation | Natural Gas | Food Prep Other | E7 |  | Baseline Forecast | [30 empty] | 0% | 0% | bar: 2019 to 2048
Commercial_Lodging_Existing_Food Preparation_Natural Gas_Food Prep Other_E8_Baseline Forecast | Commercial | Lodging | Existing | Food Preparation | Natural Gas | Food Prep Other | E8 |  | Baseline Forecast | [30 empty] | 0% | 0% | bar: 2019 to 2048
Commercial_Lodging_Existing_Food Preparation_Natural Gas_Food Prep Other_E9_Baseline Forecast | Commercial | Lodging | Existing | Food Preparation | Natural Gas | Food Prep Other | E9 |  | Baseline Forecast | [30 empty] | 0% | 0% | bar: 2019 to 2048
Commercial_Lodging_Existing_Food Preparation_Natural Gas_Food Prep Other_E10_Baseline Forecast | Commercial | Lodging | Existing | Food Preparation | Natural Gas | Food Prep Other | E10 |  | Baseline Forecast | [30 empty] | 0% | 0% | bar: 2019 to 2048
Commercial_Lodging_Existing_Miscellaneous_Natural Gas_Pool Heater_E1_Baseline Forecast | Commercial | Lodging | Existing | Miscellaneous | Natural Gas | Pool Heater | E1 | Standard (EF .78) | Baseline Forecast | 90% | 89.96% | 89.95% | 89.94% | 89.91% | 89.97% | 90.01% | 90.01% | 89.98% | 90% | 90.01% | 90.02% | 90.33% | 90.36% | 90.37% | 90.23% | 90.09% | 89.95% | 89.85% | 89.72% | 89.7% | 89.68% | 89.66% | 90.72% | 90.75% | 90.77% | 90.79% | 90.81% | 90.84% | 90.86% | 90.88% | 89.97%
Commercial_Lodging_Existing_Miscellaneous_Natural Gas_Pool Heater_E2_Baseline Forecast | Commercial | Lodging | Existing | Miscellaneous | Natural Gas | Pool Heater | E2 | Condensing (EF .90) | Baseline Forecast | 10% | 10.04% | 10.05% | 10.06% | 10.09% | 10.03% | 9.988% | 9.987% | 10.02% | 10% | 9.995% | 9.983% | 9.666% | 9.638% | 9.63% | 9.768% | 9.915% | 10.05% | 10.15% | 10.28% | 10.3% | 10.32% | 10.34% | 9.279% | 9.253% | 9.229% | 9.207% | 9.185% | 9.164% | 9.144% | 9.124% | 10.03%
Commercial_Lodging_Existing_Miscellaneous_Natural Gas_Pool Heater_E3_Baseline Forecast | Commercial | Lodging | Existing | Miscellaneous | Natural Gas | Pool Heater | E3 |  | Baseline Forecast | [30 empty] | 0% | 0% | bar: 2019 to 2048
Commercial_Lodging_Existing_Miscellaneous_Natural Gas_Pool Heater_E4_Baseline Forecast | Commercial | Lodging | Existing | Miscellaneous | Natural Gas | Pool Heater | E4 |  | Baseline Forecast | [30 empty] | 0% | 0% | bar: 2019 to 2048
Commercial_Lodging_Existing_Miscellaneous_Natural Gas_Pool Heater_E5_Baseline Forecast | Commercial | Lodging | Existing | Miscellaneous | Natural Gas | Pool Heater | E5 |  | Baseline Forecast | [30 empty] | 0% | 0% | bar: 2019 to 2048
Commercial_Lodging_Existing_Miscellaneous_Natural Gas_Pool Heater_E6_Baseline Forecast | Commercial | Lodging | Existing | Miscellaneous | Natural Gas | Pool Heater | E6 |  | Baseline Forecast | [30 empty] | 0% | 0% | bar: 2019 to 2048
Commercial_Lodging_Existing_Miscellaneous_Natural Gas_Pool Heater_E7_Baseline Forecast | Commercial | Lodging | Existing | Miscellaneous | Natural Gas | Pool Heater | E7 |  | Baseline Forecast | [30 empty] | 0% | 0% | bar: 2019 to 2048
Commercial_Lodging_Existing_Miscellaneous_Natural Gas_Pool Heater_E8_Baseline Forecast | Commercial | Lodging | Existing | Miscellaneous | Natural Gas | Pool Heater | E8 |  | Baseline Forecast | [30 empty] | 0% | 0% | bar: 2019 to 2048
Commercial_Lodging_Existing_Miscellaneous_Natural Gas_Pool Heater_E9_Baseline Forecast | Commercial | Lodging | Existing | Miscellaneous | Natural Gas | Pool Heater | E9 |  | Baseline Forecast | [30 empty] | 0% | 0% | bar: 2019 to 2048
Commercial_Lodging_Existing_Miscellaneous_Natural Gas_Pool Heater_E10_Baseline Forecast | Commercial | Lodging | Existing | Miscellaneous | Natural Gas | Pool Heater | E10 |  | Baseline Forecast | [30 empty] | 0% | 0% | bar: 2019 to 2048
Commercial_Lodging_Existing_Miscellaneous_Natural Gas_Miscellaneous_E1_Baseline Forecast | Commercial | Lodging | Existing | Miscellaneous | Natural Gas | Miscellaneous | E1 | Miscellaneous | Baseline Forecast | 100% | 100% | 100% | 100% | 100% | 100% | 100% | 100% | 100% | 100% | 100% | 100% | 100% | 100% | 100% | 100% | 100% | 100% | 100% | 100% | 100% | 100% | 100% | 100% | 100% | 100% | 100% | 100% | 100% | 100% | 100% | 100%
Commercial_Lodging_Existing_Miscellaneous_Natural Gas_Miscellaneous_E2_Baseline Forecast | Commercial | Lodging | Existing | Miscellaneous | Natural Gas | Miscellaneous | E2 |  | Baseline Forecast | [30 empty] | 0% | 0% | bar: 2019 to 2048
Commercial_Lodging_Existing_Miscellaneous_Natural Gas_Miscellaneous_E3_Baseline Forecast | Commercial | Lodging | Existing | Miscellaneous | Natural Gas | Miscellaneous | E3 |  | Baseline Forecast | [30 empty] | 0% | 0% | bar: 2019 to 2048
Commercial_Lodging_Existing_Miscellaneous_Natural Gas_Miscellaneous_E4_Baseline Forecast | Commercial | Lodging | Existing | Miscellaneous | Natural Gas | Miscellaneous | E4 |  | Baseline Forecast | [30 empty] | 0% | 0% | bar: 2019 to 2048
Commercial_Lodging_Existing_Miscellaneous_Natural Gas_Miscellaneous_E5_Baseline Forecast | Commercial | Lodging | Existing | Miscellaneous | Natural Gas | Miscellaneous | E5 |  | Baseline Forecast | [30 empty] | 0% | 0% | bar: 2019 to 2048
Commercial_Lodging_Existing_Miscellaneous_Natural Gas_Miscellaneous_E6_Baseline Forecast | Commercial | Lodging | Existing | Miscellaneous | Natural Gas | Miscellaneous | E6 |  | Baseline Forecast | [30 empty] | 0% | 0% | bar: 2019 to 2048
Commercial_Lodging_Existing_Miscellaneous_Natural Gas_Miscellaneous_E7_Baseline Forecast | Commercial | Lodging | Existing | Miscellaneous | Natural Gas | Miscellaneous | E7 |  | Baseline Forecast | [30 empty] | 0% | 0% | bar: 2019 to 2048
Commercial_Lodging_Existing_Miscellaneous_Natural Gas_Miscellaneous_E8_Baseline Forecast | Commercial | Lodging | Existing | Miscellaneous | Natural Gas | Miscellaneous | E8 |  | Baseline Forecast | [30 empty] | 0% | 0% | bar: 2019 to 2048
Commercial_Lodging_Existing_Miscellaneous_Natural Gas_Miscellaneous_E9_Baseline Forecast | Commercial | Lodging | Existing | Miscellaneous | Natural Gas | Miscellaneous | E9 |  | Baseline Forecast | [30 empty] | 0% | 0% | bar: 2019 to 2048
Commercial_Lodging_Existing_Miscellaneous_Natural Gas_Miscellaneous_E10_Baseline Forecast | Commercial | Lodging | Existing | Miscellaneous | Natural Gas | Miscellaneous | E10 |  | Baseline Forecast | [30 empty] | 0% | 0% | bar: 2019 to 2048
Commercial_Lodging_New_Space Heating_Natural Gas_Furnace_E1_Baseline Forecast | Commercial | Lodging | New | Space Heating | Natural Gas | Furnace | E1 | AFUE 80% (Standard) | Baseline Forecast | 100% | 100% | 100% | 100% | 100% | 0% | 0% | 0% | 0% | 0% | 0% | 0% | 0% | 0% | 0% | 0% | 0% | 0% | 0% | 0% | 0% | 0% | 0% | 0% | 0% | 0% | 0% | 0% | 0% | 0% | 0% | 0%
Commercial_Lodging_New_Space Heating_Natural Gas_Furnace_E2_Baseline Forecast | Commercial | Lodging | New | Space Heating | Natural Gas | Furnace | E2 | AFUE 81% (2023 Fed Standard) | Baseline Forecast | [30 empty] | 0% | 0% | bar: 2019 to 2048
Commercial_Lodging_New_Space Heating_Natural Gas_Furnace_E3_Baseline Forecast | Commercial | Lodging | New | Space Heating | Natural Gas | Furnace | E3 | AFUE 91% (WA State Min 2023) | Baseline Forecast | 0% | 0% | 0% | 0% | 0% | 100% | 100% | 67.47% | 67.49% | 67.51% | 67.52% | 67.54% | 67.79% | 67.8% | 67.81% | 67.82% | 67.83% | 67.83% | 67.87% | 67.86% | 67.85% | 67.84% | 67.83% | 68.76% | 68.8% | 68.83% | 68.87% | 68.9% | 68.94% | 68.99% | 69.03% | 100%
Commercial_Lodging_New_Space Heating_Natural Gas_Furnace_E4_Baseline Forecast | Commercial | Lodging | New | Space Heating | Natural Gas | Furnace | E4 | AFUE 96% | Baseline Forecast | [30 empty] | 0% | 0% | bar: 2019 to 2048
Commercial_Lodging_New_Space Heating_Natural Gas_Furnace_E5_Baseline Forecast | Commercial | Lodging | New | Space Heating | Natural Gas | Furnace | E5 | Convert to Gas-Fired ASHP | Baseline Forecast | 0% | 0% | 0% | 0% | 0% | 0% | 0% | 32.53% | 32.51% | 32.49% | 32.48% | 32.46% | 32.21% | 32.2% | 32.19% | 32.18% | 32.17% | 32.17% | 32.13% | 32.14% | 32.15% | 32.16% | 32.17% | 31.24% | 31.2% | 31.17% | 31.13% | 31.1% | 31.06% | 31.01% | 30.97% | 0%
Commercial_Lodging_New_Space Heating_Natural Gas_Furnace_E6_Baseline Forecast | Commercial | Lodging | New | Space Heating | Natural Gas | Furnace | E6 |  | Baseline Forecast | [30 empty] | 0% | 0% | bar: 2019 to 2048
Commercial_Lodging_New_Space Heating_Natural Gas_Furnace_E7_Baseline Forecast | Commercial | Lodging | New | Space Heating | Natural Gas | Furnace | E7 |  | Baseline Forecast | [30 empty] | 0% | 0% | bar: 2019 to 2048
Commercial_Lodging_New_Space Heating_Natural Gas_Furnace_E8_Baseline Forecast | Commercial | Lodging | New | Space Heating | Natural Gas | Furnace | E8 |  | Baseline Forecast | [30 empty] | 0% | 0% | bar: 2019 to 2048
Commercial_Lodging_New_Space Heating_Natural Gas_Furnace_E9_Baseline Forecast | Commercial | Lodging | New | Space Heating | Natural Gas | Furnace | E9 |  | Baseline Forecast | [30 empty] | 0% | 0% | bar: 2019 to 2048
Commercial_Lodging_New_Space Heating_Natural Gas_Furnace_E10_Baseline Forecast | Commercial | Lodging | New | Space Heating | Natural Gas | Furnace | E10 |  | Baseline Forecast | [30 empty] | 0% | 0% | bar: 2019 to 2048
Commercial_Lodging_New_Space Heating_Natural Gas_Boiler_E1_Baseline Forecast | Commercial | Lodging | New | Space Heating | Natural Gas | Boiler | E1 | TE 80% | Baseline Forecast | 61.11% | 61.09% | 61.08% | 61.06% | 61.03% | 0% | 0% | 0% | 0% | 0% | 0% | 0% | 0% | 0% | 0% | 0% | 0% | 0% | 0% | 0% | 0% | 0% | 0% | 0% | 0% | 0% | 0% | 0% | 0% | 0% | 0% | 0%
Commercial_Lodging_New_Space Heating_Natural Gas_Boiler_E2_Baseline Forecast | Commercial | Lodging | New | Space Heating | Natural Gas | Boiler | E2 | TE 84% (2023 Standard) | Baseline Forecast | [30 empty] | 0% | 0% | bar: 2019 to 2048
Commercial_Lodging_New_Space Heating_Natural Gas_Boiler_E3_Baseline Forecast | Commercial | Lodging | New | Space Heating | Natural Gas | Boiler | E3 | TE 94% (ENERGY STAR 1.0) | Baseline Forecast | 38.89% | 38.91% | 38.92% | 38.94% | 38.97% | 100% | 100% | 100% | 100% | 100% | 100% | 100% | 100% | 100% | 100% | 100% | 100% | 100% | 100% | 100% | 100% | 100% | 100% | 100% | 100% | 100% | 100% | 100% | 100% | 100% | 100% | 100%
Commercial_Lodging_New_Space Heating_Natural Gas_Boiler_E4_Baseline Forecast | Commercial | Lodging | New | Space Heating | Natural Gas | Boiler | E4 | TE 98% | Baseline Forecast | [30 empty] | 0% | 0% | bar: 2019 to 2048
Commercial_Lodging_New_Space Heating_Natural Gas_Boiler_E5_Baseline Forecast | Commercial | Lodging | New | Space Heating | Natural Gas | Boiler | E5 | Convert to Gas-Fired ASHP | Baseline Forecast | [30 empty] | 0% | 0% | bar: 2019 to 2048
Commercial_Lodging_New_Space Heating_Natural Gas_Boiler_E6_Baseline Forecast | Commercial | Lodging | New | Space Heating | Natural Gas | Boiler | E6 |  | Baseline Forecast | [30 empty] | 0% | 0% | bar: 2019 to 2048
Commercial_Lodging_New_Space Heating_Natural Gas_Boiler_E7_Baseline Forecast | Commercial | Lodging | New | Space Heating | Natural Gas | Boiler | E7 |  | Baseline Forecast | [30 empty] | 0% | 0% | bar: 2019 to 2048
Commercial_Lodging_New_Space Heating_Natural Gas_Boiler_E8_Baseline Forecast | Commercial | Lodging | New | Space Heating | Natural Gas | Boiler | E8 |  | Baseline Forecast | [30 empty] | 0% | 0% | bar: 2019 to 2048
Commercial_Lodging_New_Space Heating_Natural Gas_Boiler_E9_Baseline Forecast | Commercial | Lodging | New | Space Heating | Natural Gas | Boiler | E9 |  | Baseline Forecast | [30 empty] | 0% | 0% | bar: 2019 to 2048
Commercial_Lodging_New_Space Heating_Natural Gas_Boiler_E10_Baseline Forecast | Commercial | Lodging | New | Space Heating | Natural Gas | Boiler | E10 |  | Baseline Forecast | [30 empty] | 0% | 0% | bar: 2019 to 2048
Commercial_Lodging_New_Space Heating_Natural Gas_Unit Heater_E1_Baseline Forecast | Commercial | Lodging | New | Space Heating | Natural Gas | Unit Heater | E1 | Standard | Baseline Forecast | 100% | 100% | 100% | 100% | 100% | 0% | 0% | 0% | 0% | 0% | 0% | 0% | 0% | 0% | 0% | 0% | 0% | 0% | 0% | 0% | 0% | 0% | 0% | 0% | 0% | 0% | 0% | 0% | 0% | 0% | 0% | 0%
Commercial_Lodging_New_Space Heating_Natural Gas_Unit Heater_E2_Baseline Forecast | Commercial | Lodging | New | Space Heating | Natural Gas | Unit Heater | E2 | Condensing | Baseline Forecast | 0% | 0% | 0% | 0% | 0% | 100% | 100% | 100% | 100% | 100% | 100% | 100% | 100% | 100% | 100% | 100% | 100% | 100% | 100% | 100% | 100% | 100% | 100% | 100% | 100% | 100% | 100% | 100% | 100% | 100% | 100% | 100%
Commercial_Lodging_New_Space Heating_Natural Gas_Unit Heater_E3_Baseline Forecast | Commercial | Lodging | New | Space Heating | Natural Gas | Unit Heater | E3 | Infrared Radiant | Baseline Forecast | [30 empty] | 0% | 0% | bar: 2019 to 2048
Commercial_Lodging_New_Space Heating_Natural Gas_Unit Heater_E4_Baseline Forecast | Commercial | Lodging | New | Space Heating | Natural Gas | Unit Heater | E4 |  | Baseline Forecast | [30 empty] | 0% | 0% | bar: 2019 to 2048
Commercial_Lodging_New_Space Heating_Natural Gas_Unit Heater_E5_Baseline Forecast | Commercial | Lodging | New | Space Heating | Natural Gas | Unit Heater | E5 |  | Baseline Forecast | [30 empty] | 0% | 0% | bar: 2019 to 2048
Commercial_Lodging_New_Space Heating_Natural Gas_Unit Heater_E6_Baseline Forecast | Commercial | Lodging | New | Space Heating | Natural Gas | Unit Heater | E6 |  | Baseline Forecast | [30 empty] | 0% | 0% | bar: 2019 to 2048
Commercial_Lodging_New_Space Heating_Natural Gas_Unit Heater_E7_Baseline Forecast | Commercial | Lodging | New | Space Heating | Natural Gas | Unit Heater | E7 |  | Baseline Forecast | [30 empty] | 0% | 0% | bar: 2019 to 2048
Commercial_Lodging_New_Space Heating_Natural Gas_Unit Heater_E8_Baseline Forecast | Commercial | Lodging | New | Space Heating | Natural Gas | Unit Heater | E8 |  | Baseline Forecast | [30 empty] | 0% | 0% | bar: 2019 to 2048
Commercial_Lodging_New_Space Heating_Natural Gas_Unit Heater_E9_Baseline Forecast | Commercial | Lodging | New | Space Heating | Natural Gas | Unit Heater | E9 |  | Baseline Forecast | [30 empty] | 0% | 0% | bar: 2019 to 2048
Commercial_Lodging_New_Space Heating_Natural Gas_Unit Heater_E10_Baseline Forecast | Commercial | Lodging | New | Space Heating | Natural Gas | Unit Heater | E10 |  | Baseline Forecast | [30 empty] | 0% | 0% | bar: 2019 to 2048
Commercial_Lodging_New_Water Heating_Natural Gas_Water Heater_E1_Baseline Forecast | Commercial | Lodging | New | Water Heating | Natural Gas | Water Heater | E1 | TE 80% | Baseline Forecast | 21.93% | 21.92% | 21.91% | 21.91% | 21.9% | 21.93% | 21.95% | 0.2843% | 0.2936% | 0.305% | 0.3167% | 0.3025% | 0.3146% | 0.2856% | 0.255% | 0.2261% | 0.225% | 0.2237% | 0.2249% | 0.2228% | 0.2211% | 0.2192% | 0.217% | 0.3127% | 0.3149% | 0.3169% | 0.3188% | 0.3207% | 0.3225% | 0.3242% | 0.325% | 21.93%
Commercial_Lodging_New_Water Heating_Natural Gas_Water Heater_E2_Baseline Forecast | Commercial | Lodging | New | Water Heating | Natural Gas | Water Heater | E2 | TE 94% (ENERGY STAR 2.0) | Baseline Forecast | 78.07% | 78.08% | 78.09% | 78.09% | 78.1% | 78.07% | 78.05% | 1.01% | 1.043% | 1.082% | 1.124% | 1.075% | 1.114% | 1.014% | 0.907% | 0.8058% | 0.8018% | 0.7973% | 0.8013% | 0.794% | 0.7883% | 0.7817% | 0.7742% | 1.087% | 1.094% | 1.1% | 1.106% | 1.111% | 1.117% | 1.122% | 1.124% | 78.07%
Commercial_Lodging_New_Water Heating_Natural Gas_Water Heater_E3_Baseline Forecast | Commercial | Lodging | New | Water Heating | Natural Gas | Water Heater | E3 | TE 96% (Instantaneous) | Baseline Forecast | [30 empty] | 0% | 0% | bar: 2019 to 2048
Commercial_Lodging_New_Water Heating_Natural Gas_Water Heater_E4_Baseline Forecast | Commercial | Lodging | New | Water Heating | Natural Gas | Water Heater | E4 | UEF 1.0+ (Gas-Fired HPWH) | Baseline Forecast | 0% | 0% | 0% | 0% | 0% | 0% | 0% | 98.71% | 98.66% | 98.61% | 98.56% | 98.62% | 98.57% | 98.7% | 98.84% | 98.97% | 98.97% | 98.98% | 98.97% | 98.98% | 98.99% | 99% | 99.01% | 98.6% | 98.59% | 98.58% | 98.58% | 98.57% | 98.56% | 98.55% | 98.55% | 0%
Commercial_Lodging_New_Water Heating_Natural Gas_Water Heater_E5_Baseline Forecast | Commercial | Lodging | New | Water Heating | Natural Gas | Water Heater | E5 |  | Baseline Forecast | [30 empty] | 0% | 0% | bar: 2019 to 2048
Commercial_Lodging_New_Water Heating_Natural Gas_Water Heater_E6_Baseline Forecast | Commercial | Lodging | New | Water Heating | Natural Gas | Water Heater | E6 |  | Baseline Forecast | [30 empty] | 0% | 0% | bar: 2019 to 2048
Commercial_Lodging_New_Water Heating_Natural Gas_Water Heater_E7_Baseline Forecast | Commercial | Lodging | New | Water Heating | Natural Gas | Water Heater | E7 |  | Baseline Forecast | [30 empty] | 0% | 0% | bar: 2019 to 2048
Commercial_Lodging_New_Water Heating_Natural Gas_Water Heater_E8_Baseline Forecast | Commercial | Lodging | New | Water Heating | Natural Gas | Water Heater | E8 |  | Baseline Forecast | [30 empty] | 0% | 0% | bar: 2019 to 2048
Commercial_Lodging_New_Water Heating_Natural Gas_Water Heater_E9_Baseline Forecast | Commercial | Lodging | New | Water Heating | Natural Gas | Water Heater | E9 |  | Baseline Forecast | [30 empty] | 0% | 0% | bar: 2019 to 2048
Commercial_Lodging_New_Water Heating_Natural Gas_Water Heater_E10_Baseline Forecast | Commercial | Lodging | New | Water Heating | Natural Gas | Water Heater | E10 |  | Baseline Forecast | [30 empty] | 0% | 0% | bar: 2019 to 2048
Commercial_Lodging_New_Food Preparation_Natural Gas_Oven_E1_Baseline Forecast | Commercial | Lodging | New | Food Preparation | Natural Gas | Oven | E1 | Standard | Baseline Forecast | 41% | 40.96% | 40.93% | 40.9% | 40.85% | 41.03% | 41.18% | 41.26% | 41.29% | 41.34% | 41.22% | 41.12% | 41.42% | 41.29% | 41.11% | 40.95% | 40.95% | 40.93% | 40.99% | 40.95% | 40.92% | 40.89% | 40.84% | 42.56% | 42.59% | 42.63% | 42.66% | 42.69% | 42.72% | 42.74% | 42.77% | 41.03%
Commercial_Lodging_New_Food Preparation_Natural Gas_Oven_E2_Baseline Forecast | Commercial | Lodging | New | Food Preparation | Natural Gas | Oven | E2 | ENERGY STAR (3.0) | Baseline Forecast | 59% | 59.04% | 59.07% | 59.1% | 59.15% | 58.97% | 58.82% | 58.74% | 58.71% | 58.66% | 58.78% | 58.88% | 58.58% | 58.71% | 58.89% | 59.05% | 59.05% | 59.07% | 59.01% | 59.05% | 59.08% | 59.11% | 59.16% | 57.44% | 57.41% | 57.37% | 57.34% | 57.31% | 57.28% | 57.26% | 57.23% | 58.97%
Commercial_Lodging_New_Food Preparation_Natural Gas_Oven_E3_Baseline Forecast | Commercial | Lodging | New | Food Preparation | Natural Gas | Oven | E3 |  | Baseline Forecast | [30 empty] | 0% | 0% | bar: 2019 to 2048
Commercial_Lodging_New_Food Preparation_Natural Gas_Oven_E4_Baseline Forecast | Commercial | Lodging | New | Food Preparation | Natural Gas | Oven | E4 |  | Baseline Forecast | [30 empty] | 0% | 0% | bar: 2019 to 2048
Commercial_Lodging_New_Food Preparation_Natural Gas_Oven_E5_Baseline Forecast | Commercial | Lodging | New | Food Preparation | Natural Gas | Oven | E5 |  | Baseline Forecast | [30 empty] | 0% | 0% | bar: 2019 to 2048
Commercial_Lodging_New_Food Preparation_Natural Gas_Oven_E6_Baseline Forecast | Commercial | Lodging | New | Food Preparation | Natural Gas | Oven | E6 |  | Baseline Forecast | [30 empty] | 0% | 0% | bar: 2019 to 2048
Commercial_Lodging_New_Food Preparation_Natural Gas_Oven_E7_Baseline Forecast | Commercial | Lodging | New | Food Preparation | Natural Gas | Oven | E7 |  | Baseline Forecast | [30 empty] | 0% | 0% | bar: 2019 to 2048
Commercial_Lodging_New_Food Preparation_Natural Gas_Oven_E8_Baseline Forecast | Commercial | Lodging | New | Food Preparation | Natural Gas | Oven | E8 |  | Baseline Forecast | [30 empty] | 0% | 0% | bar: 2019 to 2048
Commercial_Lodging_New_Food Preparation_Natural Gas_Oven_E9_Baseline Forecast | Commercial | Lodging | New | Food Preparation | Natural Gas | Oven | E9 |  | Baseline Forecast | [30 empty] | 0% | 0% | bar: 2019 to 2048
Commercial_Lodging_New_Food Preparation_Natural Gas_Oven_E10_Baseline Forecast | Commercial | Lodging | New | Food Preparation | Natural Gas | Oven | E10 |  | Baseline Forecast | [30 empty] | 0% | 0% | bar: 2019 to 2048
Commercial_Lodging_New_Food Preparation_Natural Gas_Conveyor Oven_E1_Baseline Forecast | Commercial | Lodging | New | Food Preparation | Natural Gas | Conveyor Oven | E1 | Standard | Baseline Forecast | 41% | 41.01% | 41.02% | 41.04% | 40.98% | 41.02% | 41.04% | 41% | 40.91% | 40.93% | 40.94% | 40.96% | 41.26% | 41.28% | 41.28% | 41.3% | 41.3% | 41.3% | 41.35% | 41.33% | 41.32% | 41.29% | 41.27% | 42.98% | 43.04% | 43.09% | 43.15% | 43.2% | 43.25% | 43.3% | 43.37% | 41.02%
Commercial_Lodging_New_Food Preparation_Natural Gas_Conveyor Oven_E2_Baseline Forecast | Commercial | Lodging | New | Food Preparation | Natural Gas | Conveyor Oven | E2 | Efficient (>44% Baking Efficiency) | Baseline Forecast | 59% | 58.99% | 58.98% | 58.96% | 59.02% | 58.98% | 58.96% | 59% | 59.09% | 59.07% | 59.06% | 59.04% | 58.74% | 58.72% | 58.72% | 58.7% | 58.7% | 58.7% | 58.65% | 58.67% | 58.68% | 58.71% | 58.73% | 57.02% | 56.96% | 56.91% | 56.85% | 56.8% | 56.75% | 56.7% | 56.63% | 58.98%
Commercial_Lodging_New_Food Preparation_Natural Gas_Conveyor Oven_E3_Baseline Forecast | Commercial | Lodging | New | Food Preparation | Natural Gas | Conveyor Oven | E3 |  | Baseline Forecast | [30 empty] | 0% | 0% | bar: 2019 to 2048
Commercial_Lodging_New_Food Preparation_Natural Gas_Conveyor Oven_E4_Baseline Forecast | Commercial | Lodging | New | Food Preparation | Natural Gas | Conveyor Oven | E4 |  | Baseline Forecast | [30 empty] | 0% | 0% | bar: 2019 to 2048
Commercial_Lodging_New_Food Preparation_Natural Gas_Conveyor Oven_E5_Baseline Forecast | Commercial | Lodging | New | Food Preparation | Natural Gas | Conveyor Oven | E5 |  | Baseline Forecast | [30 empty] | 0% | 0% | bar: 2019 to 2048
Commercial_Lodging_New_Food Preparation_Natural Gas_Conveyor Oven_E6_Baseline Forecast | Commercial | Lodging | New | Food Preparation | Natural Gas | Conveyor Oven | E6 |  | Baseline Forecast | [30 empty] | 0% | 0% | bar: 2019 to 2048
Commercial_Lodging_New_Food Preparation_Natural Gas_Conveyor Oven_E7_Baseline Forecast | Commercial | Lodging | New | Food Preparation | Natural Gas | Conveyor Oven | E7 |  | Baseline Forecast | [30 empty] | 0% | 0% | bar: 2019 to 2048
Commercial_Lodging_New_Food Preparation_Natural Gas_Conveyor Oven_E8_Baseline Forecast | Commercial | Lodging | New | Food Preparation | Natural Gas | Conveyor Oven | E8 |  | Baseline Forecast | [30 empty] | 0% | 0% | bar: 2019 to 2048
Commercial_Lodging_New_Food Preparation_Natural Gas_Conveyor Oven_E9_Baseline Forecast | Commercial | Lodging | New | Food Preparation | Natural Gas | Conveyor Oven | E9 |  | Baseline Forecast | [30 empty] | 0% | 0% | bar: 2019 to 2048
Commercial_Lodging_New_Food Preparation_Natural Gas_Conveyor Oven_E10_Baseline Forecast | Commercial | Lodging | New | Food Preparation | Natural Gas | Conveyor Oven | E10 |  | Baseline Forecast | [30 empty] | 0% | 0% | bar: 2019 to 2048
Commercial_Lodging_New_Food Preparation_Natural Gas_Double Rack Oven_E1_Baseline Forecast | Commercial | Lodging | New | Food Preparation | Natural Gas | Double Rack Oven | E1 | Standard | Baseline Forecast | 41% | 40.9% | 40.83% | 40.87% | 40.86% | 41.24% | 41.57% | 41.77% | 41.85% | 41.61% | 41.32% | 41.02% | 41.57% | 41.2% | 41.18% | 41.21% | 41.2% | 41.18% | 41.31% | 41.23% | 41.18% | 41.11% | 41.03% | 45.56% | 45.69% | 45.81% | 45.93% | 46.04% | 46.15% | 46.26% | 46.36% | 41.24%
Commercial_Lodging_New_Food Preparation_Natural Gas_Double Rack Oven_E2_Baseline Forecast | Commercial | Lodging | New | Food Preparation | Natural Gas | Double Rack Oven | E2 | FTSC Qualified (>50% Cooking Efficiency) | Baseline Forecast | 59% | 59.1% | 59.17% | 59.13% | 59.14% | 58.76% | 58.43% | 58.23% | 58.15% | 58.39% | 58.68% | 58.98% | 58.43% | 58.8% | 58.82% | 58.79% | 58.8% | 58.82% | 58.69% | 58.77% | 58.82% | 58.89% | 58.97% | 54.44% | 54.31% | 54.19% | 54.07% | 53.96% | 53.85% | 53.74% | 53.64% | 58.76%
Commercial_Lodging_New_Food Preparation_Natural Gas_Double Rack Oven_E3_Baseline Forecast | Commercial | Lodging | New | Food Preparation | Natural Gas | Double Rack Oven | E3 |  | Baseline Forecast | [30 empty] | 0% | 0% | bar: 2019 to 2048
Commercial_Lodging_New_Food Preparation_Natural Gas_Double Rack Oven_E4_Baseline Forecast | Commercial | Lodging | New | Food Preparation | Natural Gas | Double Rack Oven | E4 |  | Baseline Forecast | [30 empty] | 0% | 0% | bar: 2019 to 2048
Commercial_Lodging_New_Food Preparation_Natural Gas_Double Rack Oven_E5_Baseline Forecast | Commercial | Lodging | New | Food Preparation | Natural Gas | Double Rack Oven | E5 |  | Baseline Forecast | [30 empty] | 0% | 0% | bar: 2019 to 2048
Commercial_Lodging_New_Food Preparation_Natural Gas_Double Rack Oven_E6_Baseline Forecast | Commercial | Lodging | New | Food Preparation | Natural Gas | Double Rack Oven | E6 |  | Baseline Forecast | [30 empty] | 0% | 0% | bar: 2019 to 2048
Commercial_Lodging_New_Food Preparation_Natural Gas_Double Rack Oven_E7_Baseline Forecast | Commercial | Lodging | New | Food Preparation | Natural Gas | Double Rack Oven | E7 |  | Baseline Forecast | [30 empty] | 0% | 0% | bar: 2019 to 2048
Commercial_Lodging_New_Food Preparation_Natural Gas_Double Rack Oven_E8_Baseline Forecast | Commercial | Lodging | New | Food Preparation | Natural Gas | Double Rack Oven | E8 |  | Baseline Forecast | [30 empty] | 0% | 0% | bar: 2019 to 2048
Commercial_Lodging_New_Food Preparation_Natural Gas_Double Rack Oven_E9_Baseline Forecast | Commercial | Lodging | New | Food Preparation | Natural Gas | Double Rack Oven | E9 |  | Baseline Forecast | [30 empty] | 0% | 0% | bar: 2019 to 2048
Commercial_Lodging_New_Food Preparation_Natural Gas_Double Rack Oven_E10_Baseline Forecast | Commercial | Lodging | New | Food Preparation | Natural Gas | Double Rack Oven | E10 |  | Baseline Forecast | [30 empty] | 0% | 0% | bar: 2019 to 2048
Commercial_Lodging_New_Food Preparation_Natural Gas_Fryer_E1_Baseline Forecast | Commercial | Lodging | New | Food Preparation | Natural Gas | Fryer | E1 | Standard | Baseline Forecast | 74% | 73.93% | 73.88% | 0% | 0% | 0% | 0% | 0% | 0% | 0% | 0% | 0% | 0% | 0% | 0% | 0% | 0% | 0% | 0% | 0% | 0% | 0% | 0% | 0% | 0% | 0% | 0% | 0% | 0% | 0% | 0% | 0%
Commercial_Lodging_New_Food Preparation_Natural Gas_Fryer_E2_Baseline Forecast | Commercial | Lodging | New | Food Preparation | Natural Gas | Fryer | E2 | ENERGY STAR (3.0) | Baseline Forecast | 26% | 26.07% | 26.12% | 100% | 100% | 100% | 100% | 100% | 100% | 100% | 100% | 100% | 100% | 100% | 100% | 100% | 100% | 100% | 100% | 100% | 100% | 100% | 100% | 100% | 100% | 100% | 100% | 100% | 100% | 100% | 100% | 100%
Commercial_Lodging_New_Food Preparation_Natural Gas_Fryer_E3_Baseline Forecast | Commercial | Lodging | New | Food Preparation | Natural Gas | Fryer | E3 |  | Baseline Forecast | [30 empty] | 0% | 0% | bar: 2019 to 2048
Commercial_Lodging_New_Food Preparation_Natural Gas_Fryer_E4_Baseline Forecast | Commercial | Lodging | New | Food Preparation | Natural Gas | Fryer | E4 |  | Baseline Forecast | [30 empty] | 0% | 0% | bar: 2019 to 2048
Commercial_Lodging_New_Food Preparation_Natural Gas_Fryer_E5_Baseline Forecast | Commercial | Lodging | New | Food Preparation | Natural Gas | Fryer | E5 |  | Baseline Forecast | [30 empty] | 0% | 0% | bar: 2019 to 2048
Commercial_Lodging_New_Food Preparation_Natural Gas_Fryer_E6_Baseline Forecast | Commercial | Lodging | New | Food Preparation | Natural Gas | Fryer | E6 |  | Baseline Forecast | [30 empty] | 0% | 0% | bar: 2019 to 2048
Commercial_Lodging_New_Food Preparation_Natural Gas_Fryer_E7_Baseline Forecast | Commercial | Lodging | New | Food Preparation | Natural Gas | Fryer | E7 |  | Baseline Forecast | [30 empty] | 0% | 0% | bar: 2019 to 2048
Commercial_Lodging_New_Food Preparation_Natural Gas_Fryer_E8_Baseline Forecast | Commercial | Lodging | New | Food Preparation | Natural Gas | Fryer | E8 |  | Baseline Forecast | [30 empty] | 0% | 0% | bar: 2019 to 2048
Commercial_Lodging_New_Food Preparation_Natural Gas_Fryer_E9_Baseline Forecast | Commercial | Lodging | New | Food Preparation | Natural Gas | Fryer | E9 |  | Baseline Forecast | [30 empty] | 0% | 0% | bar: 2019 to 2048
Commercial_Lodging_New_Food Preparation_Natural Gas_Fryer_E10_Baseline Forecast | Commercial | Lodging | New | Food Preparation | Natural Gas | Fryer | E10 |  | Baseline Forecast | [30 empty] | 0% | 0% | bar: 2019 to 2048
Commercial_Lodging_New_Food Preparation_Natural Gas_Broiler_E1_Baseline Forecast | Commercial | Lodging | New | Food Preparation | Natural Gas | Broiler | E1 | Standard | Baseline Forecast | 74% | 73.94% | 73.89% | 73.92% | 73.91% | 74.15% | 74.36% | 74.48% | 74.53% | 74.38% | 74.2% | 74.02% | 74.36% | 74.13% | 74.11% | 74.13% | 74.13% | 74.12% | 74.19% | 74.15% | 74.12% | 74.07% | 74.02% | 76.66% | 76.73% | 76.79% | 76.85% | 76.91% | 76.97% | 77.03% | 77.08% | 74.15%
Commercial_Lodging_New_Food Preparation_Natural Gas_Broiler_E2_Baseline Forecast | Commercial | Lodging | New | Food Preparation | Natural Gas | Broiler | E2 | Infrared Burners | Baseline Forecast | 26% | 26.06% | 26.11% | 26.08% | 26.09% | 25.85% | 25.64% | 25.52% | 25.47% | 25.62% | 25.8% | 25.98% | 25.64% | 25.87% | 25.89% | 25.87% | 25.87% | 25.88% | 25.81% | 25.85% | 25.88% | 25.93% | 25.98% | 23.34% | 23.27% | 23.21% | 23.15% | 23.09% | 23.03% | 22.97% | 22.92% | 25.85%
Commercial_Lodging_New_Food Preparation_Natural Gas_Broiler_E3_Baseline Forecast | Commercial | Lodging | New | Food Preparation | Natural Gas | Broiler | E3 |  | Baseline Forecast | [30 empty] | 0% | 0% | bar: 2019 to 2048
Commercial_Lodging_New_Food Preparation_Natural Gas_Broiler_E4_Baseline Forecast | Commercial | Lodging | New | Food Preparation | Natural Gas | Broiler | E4 |  | Baseline Forecast | [30 empty] | 0% | 0% | bar: 2019 to 2048
Commercial_Lodging_New_Food Preparation_Natural Gas_Broiler_E5_Baseline Forecast | Commercial | Lodging | New | Food Preparation | Natural Gas | Broiler | E5 |  | Baseline Forecast | [30 empty] | 0% | 0% | bar: 2019 to 2048
Commercial_Lodging_New_Food Preparation_Natural Gas_Broiler_E6_Baseline Forecast | Commercial | Lodging | New | Food Preparation | Natural Gas | Broiler | E6 |  | Baseline Forecast | [30 empty] | 0% | 0% | bar: 2019 to 2048
Commercial_Lodging_New_Food Preparation_Natural Gas_Broiler_E7_Baseline Forecast | Commercial | Lodging | New | Food Preparation | Natural Gas | Broiler | E7 |  | Baseline Forecast | [30 empty] | 0% | 0% | bar: 2019 to 2048
Commercial_Lodging_New_Food Preparation_Natural Gas_Broiler_E8_Baseline Forecast | Commercial | Lodging | New | Food Preparation | Natural Gas | Broiler | E8 |  | Baseline Forecast | [30 empty] | 0% | 0% | bar: 2019 to 2048
Commercial_Lodging_New_Food Preparation_Natural Gas_Broiler_E9_Baseline Forecast | Commercial | Lodging | New | Food Preparation | Natural Gas | Broiler | E9 |  | Baseline Forecast | [30 empty] | 0% | 0% | bar: 2019 to 2048
Commercial_Lodging_New_Food Preparation_Natural Gas_Broiler_E10_Baseline Forecast | Commercial | Lodging | New | Food Preparation | Natural Gas | Broiler | E10 |  | Baseline Forecast | [30 empty] | 0% | 0% | bar: 2019 to 2048
Commercial_Lodging_New_Food Preparation_Natural Gas_Griddle_E1_Baseline Forecast | Commercial | Lodging | New | Food Preparation | Natural Gas | Griddle | E1 | Standard | Baseline Forecast | 71% | 70.98% | 70.97% | 70.98% | 70.98% | 71.04% | 71.09% | 71.13% | 71.14% | 71.1% | 71.05% | 71% | 71.09% | 71.03% | 71.03% | 71.03% | 71.03% | 71.03% | 71.05% | 71.04% | 71.03% | 71.02% | 71% | 71.77% | 71.79% | 71.81% | 71.83% | 71.85% | 71.87% | 71.89% | 71.91% | 71.04%
Commercial_Lodging_New_Food Preparation_Natural Gas_Griddle_E2_Baseline Forecast | Commercial | Lodging | New | Food Preparation | Natural Gas | Griddle | E2 | ENERGY STAR | Baseline Forecast | 29% | 29.02% | 29.03% | 29.02% | 29.02% | 28.96% | 28.91% | 28.87% | 28.86% | 28.9% | 28.95% | 29% | 28.91% | 28.97% | 28.97% | 28.97% | 28.97% | 28.97% | 28.95% | 28.96% | 28.97% | 28.98% | 29% | 28.23% | 28.21% | 28.19% | 28.17% | 28.15% | 28.13% | 28.11% | 28.09% | 28.96%
Commercial_Lodging_New_Food Preparation_Natural Gas_Griddle_E3_Baseline Forecast | Commercial | Lodging | New | Food Preparation | Natural Gas | Griddle | E3 |  | Baseline Forecast | [30 empty] | 0% | 0% | bar: 2019 to 2048
Commercial_Lodging_New_Food Preparation_Natural Gas_Griddle_E4_Baseline Forecast | Commercial | Lodging | New | Food Preparation | Natural Gas | Griddle | E4 |  | Baseline Forecast | [30 empty] | 0% | 0% | bar: 2019 to 2048
Commercial_Lodging_New_Food Preparation_Natural Gas_Griddle_E5_Baseline Forecast | Commercial | Lodging | New | Food Preparation | Natural Gas | Griddle | E5 |  | Baseline Forecast | [30 empty] | 0% | 0% | bar: 2019 to 2048
Commercial_Lodging_New_Food Preparation_Natural Gas_Griddle_E6_Baseline Forecast | Commercial | Lodging | New | Food Preparation | Natural Gas | Griddle | E6 |  | Baseline Forecast | [30 empty] | 0% | 0% | bar: 2019 to 2048
Commercial_Lodging_New_Food Preparation_Natural Gas_Griddle_E7_Baseline Forecast | Commercial | Lodging | New | Food Preparation | Natural Gas | Griddle | E7 |  | Baseline Forecast | [30 empty] | 0% | 0% | bar: 2019 to 2048
Commercial_Lodging_New_Food Preparation_Natural Gas_Griddle_E8_Baseline Forecast | Commercial | Lodging | New | Food Preparation | Natural Gas | Griddle | E8 |  | Baseline Forecast | [30 empty] | 0% | 0% | bar: 2019 to 2048
Commercial_Lodging_New_Food Preparation_Natural Gas_Griddle_E9_Baseline Forecast | Commercial | Lodging | New | Food Preparation | Natural Gas | Griddle | E9 |  | Baseline Forecast | [30 empty] | 0% | 0% | bar: 2019 to 2048
Commercial_Lodging_New_Food Preparation_Natural Gas_Griddle_E10_Baseline Forecast | Commercial | Lodging | New | Food Preparation | Natural Gas | Griddle | E10 |  | Baseline Forecast | [30 empty] | 0% | 0% | bar: 2019 to 2048
Commercial_Lodging_New_Food Preparation_Natural Gas_Range_E1_Baseline Forecast | Commercial | Lodging | New | Food Preparation | Natural Gas | Range | E1 | Standard | Baseline Forecast | 41% | 40.96% | 40.93% | 40.9% | 40.86% | 40.99% | 41.1% | 41.16% | 41.18% | 41.22% | 41.24% | 41.14% | 41.36% | 41.23% | 41.07% | 40.92% | 40.92% | 40.91% | 40.95% | 40.92% | 40.9% | 40.87% | 40.84% | 42.33% | 42.37% | 42.4% | 42.44% | 42.47% | 42.5% | 42.53% | 42.56% | 40.99%
Commercial_Lodging_New_Food Preparation_Natural Gas_Range_E2_Baseline Forecast | Commercial | Lodging | New | Food Preparation | Natural Gas | Range | E2 | High Efficiency | Baseline Forecast | 59% | 59.04% | 59.07% | 59.1% | 59.14% | 59.01% | 58.9% | 58.84% | 58.82% | 58.78% | 58.76% | 58.86% | 58.64% | 58.77% | 58.93% | 59.08% | 59.08% | 59.09% | 59.05% | 59.08% | 59.1% | 59.13% | 59.16% | 57.67% | 57.63% | 57.6% | 57.56% | 57.53% | 57.5% | 57.47% | 57.44% | 59.01%
Commercial_Lodging_New_Food Preparation_Natural Gas_Range_E3_Baseline Forecast | Commercial | Lodging | New | Food Preparation | Natural Gas | Range | E3 |  | Baseline Forecast | [30 empty] | 0% | 0% | bar: 2019 to 2048
Commercial_Lodging_New_Food Preparation_Natural Gas_Range_E4_Baseline Forecast | Commercial | Lodging | New | Food Preparation | Natural Gas | Range | E4 |  | Baseline Forecast | [30 empty] | 0% | 0% | bar: 2019 to 2048
Commercial_Lodging_New_Food Preparation_Natural Gas_Range_E5_Baseline Forecast | Commercial | Lodging | New | Food Preparation | Natural Gas | Range | E5 |  | Baseline Forecast | [30 empty] | 0% | 0% | bar: 2019 to 2048
Commercial_Lodging_New_Food Preparation_Natural Gas_Range_E6_Baseline Forecast | Commercial | Lodging | New | Food Preparation | Natural Gas | Range | E6 |  | Baseline Forecast | [30 empty] | 0% | 0% | bar: 2019 to 2048
Commercial_Lodging_New_Food Preparation_Natural Gas_Range_E7_Baseline Forecast | Commercial | Lodging | New | Food Preparation | Natural Gas | Range | E7 |  | Baseline Forecast | [30 empty] | 0% | 0% | bar: 2019 to 2048
Commercial_Lodging_New_Food Preparation_Natural Gas_Range_E8_Baseline Forecast | Commercial | Lodging | New | Food Preparation | Natural Gas | Range | E8 |  | Baseline Forecast | [30 empty] | 0% | 0% | bar: 2019 to 2048
Commercial_Lodging_New_Food Preparation_Natural Gas_Range_E9_Baseline Forecast | Commercial | Lodging | New | Food Preparation | Natural Gas | Range | E9 |  | Baseline Forecast | [30 empty] | 0% | 0% | bar: 2019 to 2048
Commercial_Lodging_New_Food Preparation_Natural Gas_Range_E10_Baseline Forecast | Commercial | Lodging | New | Food Preparation | Natural Gas | Range | E10 |  | Baseline Forecast | [30 empty] | 0% | 0% | bar: 2019 to 2048
Commercial_Lodging_New_Food Preparation_Natural Gas_Steamer_E1_Baseline Forecast | Commercial | Lodging | New | Food Preparation | Natural Gas | Steamer | E1 | Standard | Baseline Forecast | 50% | 49.88% | 49.81% | 0% | 0% | 0% | 0% | 0% | 0% | 0% | 0% | 0% | 0% | 0% | 0% | 0% | 0% | 0% | 0% | 0% | 0% | 0% | 0% | 0% | 0% | 0% | 0% | 0% | 0% | 0% | 0% | 0%
Commercial_Lodging_New_Food Preparation_Natural Gas_Steamer_E2_Baseline Forecast | Commercial | Lodging | New | Food Preparation | Natural Gas | Steamer | E2 | ENERGY STAR | Baseline Forecast | 50% | 50.12% | 50.19% | 100% | 100% | 100% | 100% | 100% | 100% | 100% | 100% | 100% | 100% | 100% | 100% | 100% | 100% | 100% | 100% | 100% | 100% | 100% | 100% | 100% | 100% | 100% | 100% | 100% | 100% | 100% | 100% | 100%
Commercial_Lodging_New_Food Preparation_Natural Gas_Steamer_E3_Baseline Forecast | Commercial | Lodging | New | Food Preparation | Natural Gas | Steamer | E3 |  | Baseline Forecast | [30 empty] | 0% | 0% | bar: 2019 to 2048
Commercial_Lodging_New_Food Preparation_Natural Gas_Steamer_E4_Baseline Forecast | Commercial | Lodging | New | Food Preparation | Natural Gas | Steamer | E4 |  | Baseline Forecast | [30 empty] | 0% | 0% | bar: 2019 to 2048
Commercial_Lodging_New_Food Preparation_Natural Gas_Steamer_E5_Baseline Forecast | Commercial | Lodging | New | Food Preparation | Natural Gas | Steamer | E5 |  | Baseline Forecast | [30 empty] | 0% | 0% | bar: 2019 to 2048
Commercial_Lodging_New_Food Preparation_Natural Gas_Steamer_E6_Baseline Forecast | Commercial | Lodging | New | Food Preparation | Natural Gas | Steamer | E6 |  | Baseline Forecast | [30 empty] | 0% | 0% | bar: 2019 to 2048
Commercial_Lodging_New_Food Preparation_Natural Gas_Steamer_E7_Baseline Forecast | Commercial | Lodging | New | Food Preparation | Natural Gas | Steamer | E7 |  | Baseline Forecast | [30 empty] | 0% | 0% | bar: 2019 to 2048
Commercial_Lodging_New_Food Preparation_Natural Gas_Steamer_E8_Baseline Forecast | Commercial | Lodging | New | Food Preparation | Natural Gas | Steamer | E8 |  | Baseline Forecast | [30 empty] | 0% | 0% | bar: 2019 to 2048
Commercial_Lodging_New_Food Preparation_Natural Gas_Steamer_E9_Baseline Forecast | Commercial | Lodging | New | Food Preparation | Natural Gas | Steamer | E9 |  | Baseline Forecast | [30 empty] | 0% | 0% | bar: 2019 to 2048
Commercial_Lodging_New_Food Preparation_Natural Gas_Steamer_E10_Baseline Forecast | Commercial | Lodging | New | Food Preparation | Natural Gas | Steamer | E10 |  | Baseline Forecast | [30 empty] | 0% | 0% | bar: 2019 to 2048
Commercial_Lodging_New_Food Preparation_Natural Gas_Food Prep Other_E1_Baseline Forecast | Commercial | Lodging | New | Food Preparation | Natural Gas | Food Prep Other | E1 | Standard | Baseline Forecast | 74% | 74% | 74% | 74% | 74% | 74% | 74% | 74% | 74% | 74% | 74% | 74% | 74% | 74% | 74% | 74% | 74% | 74% | 74% | 74% | 74% | 74% | 74% | 74% | 74% | 74% | 74% | 74% | 74% | 74% | 74% | 74%
Commercial_Lodging_New_Food Preparation_Natural Gas_Food Prep Other_E2_Baseline Forecast | Commercial | Lodging | New | Food Preparation | Natural Gas | Food Prep Other | E2 | ENERGY STAR | Baseline Forecast | 26% | 26% | 26% | 26% | 26% | 26% | 26% | 26% | 26% | 26% | 26% | 26% | 26% | 26% | 26% | 26% | 26% | 26% | 26% | 26% | 26% | 26% | 26% | 26% | 26% | 26% | 26% | 26% | 26% | 26% | 26% | 26%
Commercial_Lodging_New_Food Preparation_Natural Gas_Food Prep Other_E3_Baseline Forecast | Commercial | Lodging | New | Food Preparation | Natural Gas | Food Prep Other | E3 |  | Baseline Forecast | [30 empty] | 0% | 0% | bar: 2019 to 2048
Commercial_Lodging_New_Food Preparation_Natural Gas_Food Prep Other_E4_Baseline Forecast | Commercial | Lodging | New | Food Preparation | Natural Gas | Food Prep Other | E4 |  | Baseline Forecast | [30 empty] | 0% | 0% | bar: 2019 to 2048
Commercial_Lodging_New_Food Preparation_Natural Gas_Food Prep Other_E5_Baseline Forecast | Commercial | Lodging | New | Food Preparation | Natural Gas | Food Prep Other | E5 |  | Baseline Forecast | [30 empty] | 0% | 0% | bar: 2019 to 2048
Commercial_Lodging_New_Food Preparation_Natural Gas_Food Prep Other_E6_Baseline Forecast | Commercial | Lodging | New | Food Preparation | Natural Gas | Food Prep Other | E6 |  | Baseline Forecast | [30 empty] | 0% | 0% | bar: 2019 to 2048
Commercial_Lodging_New_Food Preparation_Natural Gas_Food Prep Other_E7_Baseline Forecast | Commercial | Lodging | New | Food Preparation | Natural Gas | Food Prep Other | E7 |  | Baseline Forecast | [30 empty] | 0% | 0% | bar: 2019 to 2048
Commercial_Lodging_New_Food Preparation_Natural Gas_Food Prep Other_E8_Baseline Forecast | Commercial | Lodging | New | Food Preparation | Natural Gas | Food Prep Other | E8 |  | Baseline Forecast | [30 empty] | 0% | 0% | bar: 2019 to 2048
Commercial_Lodging_New_Food Preparation_Natural Gas_Food Prep Other_E9_Baseline Forecast | Commercial | Lodging | New | Food Preparation | Natural Gas | Food Prep Other | E9 |  | Baseline Forecast | [30 empty] | 0% | 0% | bar: 2019 to 2048
Commercial_Lodging_New_Food Preparation_Natural Gas_Food Prep Other_E10_Baseline Forecast | Commercial | Lodging | New | Food Preparation | Natural Gas | Food Prep Other | E10 |  | Baseline Forecast | [30 empty] | 0% | 0% | bar: 2019 to 2048
Commercial_Lodging_New_Miscellaneous_Natural Gas_Pool Heater_E1_Baseline Forecast | Commercial | Lodging | New | Miscellaneous | Natural Gas | Pool Heater | E1 | Standard (EF .78) | Baseline Forecast | 90% | 89.96% | 89.95% | 89.94% | 89.91% | 89.97% | 90.01% | 90.01% | 89.98% | 90% | 90.01% | 90.02% | 90.33% | 90.36% | 90.37% | 90.23% | 90.09% | 89.95% | 89.85% | 89.72% | 89.7% | 89.68% | 89.66% | 90.72% | 90.75% | 90.77% | 90.79% | 90.81% | 90.84% | 90.86% | 90.88% | 89.97%
Commercial_Lodging_New_Miscellaneous_Natural Gas_Pool Heater_E2_Baseline Forecast | Commercial | Lodging | New | Miscellaneous | Natural Gas | Pool Heater | E2 | Condensing (EF .90) | Baseline Forecast | 10% | 10.04% | 10.05% | 10.06% | 10.09% | 10.03% | 9.988% | 9.987% | 10.02% | 10% | 9.995% | 9.983% | 9.666% | 9.638% | 9.63% | 9.768% | 9.915% | 10.05% | 10.15% | 10.28% | 10.3% | 10.32% | 10.34% | 9.279% | 9.253% | 9.229% | 9.207% | 9.185% | 9.164% | 9.144% | 9.124% | 10.03%
Commercial_Lodging_New_Miscellaneous_Natural Gas_Pool Heater_E3_Baseline Forecast | Commercial | Lodging | New | Miscellaneous | Natural Gas | Pool Heater | E3 |  | Baseline Forecast | [30 empty] | 0% | 0% | bar: 2019 to 2048
Commercial_Lodging_New_Miscellaneous_Natural Gas_Pool Heater_E4_Baseline Forecast | Commercial | Lodging | New | Miscellaneous | Natural Gas | Pool Heater | E4 |  | Baseline Forecast | [30 empty] | 0% | 0% | bar: 2019 to 2048
Commercial_Lodging_New_Miscellaneous_Natural Gas_Pool Heater_E5_Baseline Forecast | Commercial | Lodging | New | Miscellaneous | Natural Gas | Pool Heater | E5 |  | Baseline Forecast | [30 empty] | 0% | 0% | bar: 2019 to 2048
Commercial_Lodging_New_Miscellaneous_Natural Gas_Pool Heater_E6_Baseline Forecast | Commercial | Lodging | New | Miscellaneous | Natural Gas | Pool Heater | E6 |  | Baseline Forecast | [30 empty] | 0% | 0% | bar: 2019 to 2048
Commercial_Lodging_New_Miscellaneous_Natural Gas_Pool Heater_E7_Baseline Forecast | Commercial | Lodging | New | Miscellaneous | Natural Gas | Pool Heater | E7 |  | Baseline Forecast | [30 empty] | 0% | 0% | bar: 2019 to 2048
Commercial_Lodging_New_Miscellaneous_Natural Gas_Pool Heater_E8_Baseline Forecast | Commercial | Lodging | New | Miscellaneous | Natural Gas | Pool Heater | E8 |  | Baseline Forecast | [30 empty] | 0% | 0% | bar: 2019 to 2048
Commercial_Lodging_New_Miscellaneous_Natural Gas_Pool Heater_E9_Baseline Forecast | Commercial | Lodging | New | Miscellaneous | Natural Gas | Pool Heater | E9 |  | Baseline Forecast | [30 empty] | 0% | 0% | bar: 2019 to 2048
Commercial_Lodging_New_Miscellaneous_Natural Gas_Pool Heater_E10_Baseline Forecast | Commercial | Lodging | New | Miscellaneous | Natural Gas | Pool Heater | E10 |  | Baseline Forecast | [30 empty] | 0% | 0% | bar: 2019 to 2048
Commercial_Lodging_New_Miscellaneous_Natural Gas_Miscellaneous_E1_Baseline Forecast | Commercial | Lodging | New | Miscellaneous | Natural Gas | Miscellaneous | E1 | Miscellaneous | Baseline Forecast | 100% | 100% | 100% | 100% | 100% | 100% | 100% | 100% | 100% | 100% | 100% | 100% | 100% | 100% | 100% | 100% | 100% | 100% | 100% | 100% | 100% | 100% | 100% | 100% | 100% | 100% | 100% | 100% | 100% | 100% | 100% | 100%
Commercial_Lodging_New_Miscellaneous_Natural Gas_Miscellaneous_E2_Baseline Forecast | Commercial | Lodging | New | Miscellaneous | Natural Gas | Miscellaneous | E2 |  | Baseline Forecast | [30 empty] | 0% | 0% | bar: 2019 to 2048
Commercial_Lodging_New_Miscellaneous_Natural Gas_Miscellaneous_E3_Baseline Forecast | Commercial | Lodging | New | Miscellaneous | Natural Gas | Miscellaneous | E3 |  | Baseline Forecast | [30 empty] | 0% | 0% | bar: 2019 to 2048
Commercial_Lodging_New_Miscellaneous_Natural Gas_Miscellaneous_E4_Baseline Forecast | Commercial | Lodging | New | Miscellaneous | Natural Gas | Miscellaneous | E4 |  | Baseline Forecast | [30 empty] | 0% | 0% | bar: 2019 to 2048
Commercial_Lodging_New_Miscellaneous_Natural Gas_Miscellaneous_E5_Baseline Forecast | Commercial | Lodging | New | Miscellaneous | Natural Gas | Miscellaneous | E5 |  | Baseline Forecast | [30 empty] | 0% | 0% | bar: 2019 to 2048
Commercial_Lodging_New_Miscellaneous_Natural Gas_Miscellaneous_E6_Baseline Forecast | Commercial | Lodging | New | Miscellaneous | Natural Gas | Miscellaneous | E6 |  | Baseline Forecast | [30 empty] | 0% | 0% | bar: 2019 to 2048
Commercial_Lodging_New_Miscellaneous_Natural Gas_Miscellaneous_E7_Baseline Forecast | Commercial | Lodging | New | Miscellaneous | Natural Gas | Miscellaneous | E7 |  | Baseline Forecast | [30 empty] | 0% | 0% | bar: 2019 to 2048
Commercial_Lodging_New_Miscellaneous_Natural Gas_Miscellaneous_E8_Baseline Forecast | Commercial | Lodging | New | Miscellaneous | Natural Gas | Miscellaneous | E8 |  | Baseline Forecast | [30 empty] | 0% | 0% | bar: 2019 to 2048
Commercial_Lodging_New_Miscellaneous_Natural Gas_Miscellaneous_E9_Baseline Forecast | Commercial | Lodging | New | Miscellaneous | Natural Gas | Miscellaneous | E9 |  | Baseline Forecast | [30 empty] | 0% | 0% | bar: 2019 to 2048
Commercial_Lodging_New_Miscellaneous_Natural Gas_Miscellaneous_E10_Baseline Forecast | Commercial | Lodging | New | Miscellaneous | Natural Gas | Miscellaneous | E10 |  | Baseline Forecast | [30 empty] | 0% | 0% | bar: 2019 to 2048
Commercial_Warehouse_Existing_Space Heating_Natural Gas_Furnace_E1_Baseline Forecast | Commercial | Warehouse | Existing | Space Heating | Natural Gas | Furnace | E1 | AFUE 80% (Standard) | Baseline Forecast | 100% | 100% | 100% | 100% | 100% | 0% | 0% | 0% | 0% | 0% | 0% | 0% | 0% | 0% | 0% | 0% | 0% | 0% | 0% | 0% | 0% | 0% | 0% | 0% | 0% | 0% | 0% | 0% | 0% | 0% | 0% | 0%
Commercial_Warehouse_Existing_Space Heating_Natural Gas_Furnace_E2_Baseline Forecast | Commercial | Warehouse | Existing | Space Heating | Natural Gas | Furnace | E2 | AFUE 81% (2023 Fed Standard) | Baseline Forecast | [30 empty] | 0% | 0% | bar: 2019 to 2048
Commercial_Warehouse_Existing_Space Heating_Natural Gas_Furnace_E3_Baseline Forecast | Commercial | Warehouse | Existing | Space Heating | Natural Gas | Furnace | E3 | AFUE 91% (WA State Min 2023) | Baseline Forecast | 0% | 0% | 0% | 0% | 0% | 100% | 100% | 64.91% | 64.94% | 64.98% | 65% | 65.03% | 65.48% | 65.51% | 65.52% | 65.55% | 65.56% | 65.56% | 65.64% | 65.61% | 65.6% | 65.58% | 65.56% | 67.32% | 67.39% | 67.45% | 67.52% | 67.6% | 67.68% | 67.76% | 67.85% | 100%
Commercial_Warehouse_Existing_Space Heating_Natural Gas_Furnace_E4_Baseline Forecast | Commercial | Warehouse | Existing | Space Heating | Natural Gas | Furnace | E4 | AFUE 96% | Baseline Forecast | [30 empty] | 0% | 0% | bar: 2019 to 2048
Commercial_Warehouse_Existing_Space Heating_Natural Gas_Furnace_E5_Baseline Forecast | Commercial | Warehouse | Existing | Space Heating | Natural Gas | Furnace | E5 | Convert to Gas-Fired ASHP | Baseline Forecast | 0% | 0% | 0% | 0% | 0% | 0% | 0% | 35.09% | 35.06% | 35.02% | 35% | 34.97% | 34.52% | 34.49% | 34.48% | 34.45% | 34.44% | 34.44% | 34.36% | 34.39% | 34.4% | 34.42% | 34.44% | 32.68% | 32.61% | 32.55% | 32.48% | 32.4% | 32.32% | 32.24% | 32.15% | 0%
Commercial_Warehouse_Existing_Space Heating_Natural Gas_Furnace_E6_Baseline Forecast | Commercial | Warehouse | Existing | Space Heating | Natural Gas | Furnace | E6 |  | Baseline Forecast | [30 empty] | 0% | 0% | bar: 2019 to 2048
Commercial_Warehouse_Existing_Space Heating_Natural Gas_Furnace_E7_Baseline Forecast | Commercial | Warehouse | Existing | Space Heating | Natural Gas | Furnace | E7 |  | Baseline Forecast | [30 empty] | 0% | 0% | bar: 2019 to 2048
Commercial_Warehouse_Existing_Space Heating_Natural Gas_Furnace_E8_Baseline Forecast | Commercial | Warehouse | Existing | Space Heating | Natural Gas | Furnace | E8 |  | Baseline Forecast | [30 empty] | 0% | 0% | bar: 2019 to 2048
Commercial_Warehouse_Existing_Space Heating_Natural Gas_Furnace_E9_Baseline Forecast | Commercial | Warehouse | Existing | Space Heating | Natural Gas | Furnace | E9 |  | Baseline Forecast | [30 empty] | 0% | 0% | bar: 2019 to 2048
Commercial_Warehouse_Existing_Space Heating_Natural Gas_Furnace_E10_Baseline Forecast | Commercial | Warehouse | Existing | Space Heating | Natural Gas | Furnace | E10 |  | Baseline Forecast | [30 empty] | 0% | 0% | bar: 2019 to 2048
Commercial_Warehouse_Existing_Space Heating_Natural Gas_Boiler_E1_Baseline Forecast | Commercial | Warehouse | Existing | Space Heating | Natural Gas | Boiler | E1 | TE 80% | Baseline Forecast | 100% | 100% | 100% | 100% | 100% | 0% | 0% | 0% | 0% | 0% | 0% | 0% | 0% | 0% | 0% | 0% | 0% | 0% | 0% | 0% | 0% | 0% | 0% | 0% | 0% | 0% | 0% | 0% | 0% | 0% | 0% | 0%
Commercial_Warehouse_Existing_Space Heating_Natural Gas_Boiler_E2_Baseline Forecast | Commercial | Warehouse | Existing | Space Heating | Natural Gas | Boiler | E2 | TE 84% (2023 Standard) | Baseline Forecast | [30 empty] | 0% | 0% | bar: 2019 to 2048
Commercial_Warehouse_Existing_Space Heating_Natural Gas_Boiler_E3_Baseline Forecast | Commercial | Warehouse | Existing | Space Heating | Natural Gas | Boiler | E3 | TE 94% (ENERGY STAR 1.0) | Baseline Forecast | 0% | 0% | 0% | 0% | 0% | 100% | 100% | 100% | 100% | 100% | 100% | 100% | 100% | 100% | 100% | 100% | 100% | 100% | 100% | 100% | 100% | 100% | 100% | 100% | 100% | 100% | 100% | 100% | 100% | 100% | 100% | 100%
Commercial_Warehouse_Existing_Space Heating_Natural Gas_Boiler_E4_Baseline Forecast | Commercial | Warehouse | Existing | Space Heating | Natural Gas | Boiler | E4 | TE 98% | Baseline Forecast | [30 empty] | 0% | 0% | bar: 2019 to 2048
Commercial_Warehouse_Existing_Space Heating_Natural Gas_Boiler_E5_Baseline Forecast | Commercial | Warehouse | Existing | Space Heating | Natural Gas | Boiler | E5 | Convert to Gas-Fired ASHP | Baseline Forecast | [30 empty] | 0% | 0% | bar: 2019 to 2048
Commercial_Warehouse_Existing_Space Heating_Natural Gas_Boiler_E6_Baseline Forecast | Commercial | Warehouse | Existing | Space Heating | Natural Gas | Boiler | E6 |  | Baseline Forecast | [30 empty] | 0% | 0% | bar: 2019 to 2048
Commercial_Warehouse_Existing_Space Heating_Natural Gas_Boiler_E7_Baseline Forecast | Commercial | Warehouse | Existing | Space Heating | Natural Gas | Boiler | E7 |  | Baseline Forecast | [30 empty] | 0% | 0% | bar: 2019 to 2048
Commercial_Warehouse_Existing_Space Heating_Natural Gas_Boiler_E8_Baseline Forecast | Commercial | Warehouse | Existing | Space Heating | Natural Gas | Boiler | E8 |  | Baseline Forecast | [30 empty] | 0% | 0% | bar: 2019 to 2048
Commercial_Warehouse_Existing_Space Heating_Natural Gas_Boiler_E9_Baseline Forecast | Commercial | Warehouse | Existing | Space Heating | Natural Gas | Boiler | E9 |  | Baseline Forecast | [30 empty] | 0% | 0% | bar: 2019 to 2048
Commercial_Warehouse_Existing_Space Heating_Natural Gas_Boiler_E10_Baseline Forecast | Commercial | Warehouse | Existing | Space Heating | Natural Gas | Boiler | E10 |  | Baseline Forecast | [30 empty] | 0% | 0% | bar: 2019 to 2048
Commercial_Warehouse_Existing_Space Heating_Natural Gas_Unit Heater_E1_Baseline Forecast | Commercial | Warehouse | Existing | Space Heating | Natural Gas | Unit Heater | E1 | Standard | Baseline Forecast | 100% | 100% | 100% | 100% | 100% | 0% | 0% | 0% | 0% | 0% | 0% | 0% | 0% | 0% | 0% | 0% | 0% | 0% | 0% | 0% | 0% | 0% | 0% | 0% | 0% | 0% | 0% | 0% | 0% | 0% | 0% | 0%
Commercial_Warehouse_Existing_Space Heating_Natural Gas_Unit Heater_E2_Baseline Forecast | Commercial | Warehouse | Existing | Space Heating | Natural Gas | Unit Heater | E2 | Condensing | Baseline Forecast | 0% | 0% | 0% | 0% | 0% | 100% | 100% | 100% | 100% | 100% | 100% | 100% | 100% | 100% | 100% | 100% | 100% | 100% | 100% | 100% | 100% | 100% | 100% | 100% | 100% | 100% | 100% | 100% | 100% | 100% | 100% | 100%
Commercial_Warehouse_Existing_Space Heating_Natural Gas_Unit Heater_E3_Baseline Forecast | Commercial | Warehouse | Existing | Space Heating | Natural Gas | Unit Heater | E3 | Infrared Radiant | Baseline Forecast | [30 empty] | 0% | 0% | bar: 2019 to 2048
Commercial_Warehouse_Existing_Space Heating_Natural Gas_Unit Heater_E4_Baseline Forecast | Commercial | Warehouse | Existing | Space Heating | Natural Gas | Unit Heater | E4 |  | Baseline Forecast | [30 empty] | 0% | 0% | bar: 2019 to 2048
Commercial_Warehouse_Existing_Space Heating_Natural Gas_Unit Heater_E5_Baseline Forecast | Commercial | Warehouse | Existing | Space Heating | Natural Gas | Unit Heater | E5 |  | Baseline Forecast | [30 empty] | 0% | 0% | bar: 2019 to 2048
Commercial_Warehouse_Existing_Space Heating_Natural Gas_Unit Heater_E6_Baseline Forecast | Commercial | Warehouse | Existing | Space Heating | Natural Gas | Unit Heater | E6 |  | Baseline Forecast | [30 empty] | 0% | 0% | bar: 2019 to 2048
Commercial_Warehouse_Existing_Space Heating_Natural Gas_Unit Heater_E7_Baseline Forecast | Commercial | Warehouse | Existing | Space Heating | Natural Gas | Unit Heater | E7 |  | Baseline Forecast | [30 empty] | 0% | 0% | bar: 2019 to 2048
Commercial_Warehouse_Existing_Space Heating_Natural Gas_Unit Heater_E8_Baseline Forecast | Commercial | Warehouse | Existing | Space Heating | Natural Gas | Unit Heater | E8 |  | Baseline Forecast | [30 empty] | 0% | 0% | bar: 2019 to 2048
Commercial_Warehouse_Existing_Space Heating_Natural Gas_Unit Heater_E9_Baseline Forecast | Commercial | Warehouse | Existing | Space Heating | Natural Gas | Unit Heater | E9 |  | Baseline Forecast | [30 empty] | 0% | 0% | bar: 2019 to 2048
Commercial_Warehouse_Existing_Space Heating_Natural Gas_Unit Heater_E10_Baseline Forecast | Commercial | Warehouse | Existing | Space Heating | Natural Gas | Unit Heater | E10 |  | Baseline Forecast | [30 empty] | 0% | 0% | bar: 2019 to 2048
Commercial_Warehouse_Existing_Water Heating_Natural Gas_Water Heater_E1_Baseline Forecast | Commercial | Warehouse | Existing | Water Heating | Natural Gas | Water Heater | E1 | TE 80% | Baseline Forecast | 21.82% | 21.81% | 21.81% | 21.8% | 21.79% | 21.82% | 21.84% | 0.229% | 0.237% | 0.2467% | 0.2568% | 0.2449% | 0.2545% | 0.2299% | 0.2041% | 0.1799% | 0.179% | 0.1779% | 0.1788% | 0.1771% | 0.1757% | 0.1742% | 0.1725% | 0.2472% | 0.2489% | 0.2504% | 0.2519% | 0.2533% | 0.2546% | 0.2559% | 0.2564% | 21.82%
Commercial_Warehouse_Existing_Water Heating_Natural Gas_Water Heater_E2_Baseline Forecast | Commercial | Warehouse | Existing | Water Heating | Natural Gas | Water Heater | E2 | TE 94% (ENERGY STAR 2.0) | Baseline Forecast | 78.18% | 78.19% | 78.19% | 78.2% | 78.21% | 78.18% | 78.16% | 0.8191% | 0.8472% | 0.8817% | 0.9174% | 0.876% | 0.9077% | 0.8213% | 0.7308% | 0.6451% | 0.6418% | 0.638% | 0.6409% | 0.635% | 0.6303% | 0.625% | 0.619% | 0.868% | 0.8731% | 0.8778% | 0.8823% | 0.8866% | 0.8907% | 0.8947% | 0.8955% | 78.18%
Commercial_Warehouse_Existing_Water Heating_Natural Gas_Water Heater_E3_Baseline Forecast | Commercial | Warehouse | Existing | Water Heating | Natural Gas | Water Heater | E3 | TE 96% (Instantaneous) | Baseline Forecast | [30 empty] | 0% | 0% | bar: 2019 to 2048
Commercial_Warehouse_Existing_Water Heating_Natural Gas_Water Heater_E4_Baseline Forecast | Commercial | Warehouse | Existing | Water Heating | Natural Gas | Water Heater | E4 | UEF 1.0+ (Gas-Fired HPWH) | Baseline Forecast | 0% | 0% | 0% | 0% | 0% | 0% | 0% | 98.95% | 98.92% | 98.87% | 98.83% | 98.88% | 98.84% | 98.95% | 99.07% | 99.18% | 99.18% | 99.18% | 99.18% | 99.19% | 99.19% | 99.2% | 99.21% | 98.88% | 98.88% | 98.87% | 98.87% | 98.86% | 98.85% | 98.85% | 98.85% | 0%
Commercial_Warehouse_Existing_Water Heating_Natural Gas_Water Heater_E5_Baseline Forecast | Commercial | Warehouse | Existing | Water Heating | Natural Gas | Water Heater | E5 |  | Baseline Forecast | [30 empty] | 0% | 0% | bar: 2019 to 2048
Commercial_Warehouse_Existing_Water Heating_Natural Gas_Water Heater_E6_Baseline Forecast | Commercial | Warehouse | Existing | Water Heating | Natural Gas | Water Heater | E6 |  | Baseline Forecast | [30 empty] | 0% | 0% | bar: 2019 to 2048
Commercial_Warehouse_Existing_Water Heating_Natural Gas_Water Heater_E7_Baseline Forecast | Commercial | Warehouse | Existing | Water Heating | Natural Gas | Water Heater | E7 |  | Baseline Forecast | [30 empty] | 0% | 0% | bar: 2019 to 2048
Commercial_Warehouse_Existing_Water Heating_Natural Gas_Water Heater_E8_Baseline Forecast | Commercial | Warehouse | Existing | Water Heating | Natural Gas | Water Heater | E8 |  | Baseline Forecast | [30 empty] | 0% | 0% | bar: 2019 to 2048
Commercial_Warehouse_Existing_Water Heating_Natural Gas_Water Heater_E9_Baseline Forecast | Commercial | Warehouse | Existing | Water Heating | Natural Gas | Water Heater | E9 |  | Baseline Forecast | [30 empty] | 0% | 0% | bar: 2019 to 2048
Commercial_Warehouse_Existing_Water Heating_Natural Gas_Water Heater_E10_Baseline Forecast | Commercial | Warehouse | Existing | Water Heating | Natural Gas | Water Heater | E10 |  | Baseline Forecast | [30 empty] | 0% | 0% | bar: 2019 to 2048
Commercial_Warehouse_Existing_Food Preparation_Natural Gas_Oven_E1_Baseline Forecast | Commercial | Warehouse | Existing | Food Preparation | Natural Gas | Oven | E1 | Standard | Baseline Forecast | 41% | 40.96% | 40.93% | 40.9% | 40.85% | 41.03% | 41.18% | 41.26% | 41.29% | 41.34% | 41.22% | 41.12% | 41.42% | 41.29% | 41.11% | 40.95% | 40.95% | 40.93% | 40.99% | 40.95% | 40.92% | 40.89% | 40.84% | 42.56% | 42.59% | 42.63% | 42.66% | 42.69% | 42.72% | 42.74% | 42.77% | 41.03%
Commercial_Warehouse_Existing_Food Preparation_Natural Gas_Oven_E2_Baseline Forecast | Commercial | Warehouse | Existing | Food Preparation | Natural Gas | Oven | E2 | ENERGY STAR (3.0) | Baseline Forecast | 59% | 59.04% | 59.07% | 59.1% | 59.15% | 58.97% | 58.82% | 58.74% | 58.71% | 58.66% | 58.78% | 58.88% | 58.58% | 58.71% | 58.89% | 59.05% | 59.05% | 59.07% | 59.01% | 59.05% | 59.08% | 59.11% | 59.16% | 57.44% | 57.41% | 57.37% | 57.34% | 57.31% | 57.28% | 57.26% | 57.23% | 58.97%
Commercial_Warehouse_Existing_Food Preparation_Natural Gas_Oven_E3_Baseline Forecast | Commercial | Warehouse | Existing | Food Preparation | Natural Gas | Oven | E3 |  | Baseline Forecast | [30 empty] | 0% | 0% | bar: 2019 to 2048
Commercial_Warehouse_Existing_Food Preparation_Natural Gas_Oven_E4_Baseline Forecast | Commercial | Warehouse | Existing | Food Preparation | Natural Gas | Oven | E4 |  | Baseline Forecast | [30 empty] | 0% | 0% | bar: 2019 to 2048
Commercial_Warehouse_Existing_Food Preparation_Natural Gas_Oven_E5_Baseline Forecast | Commercial | Warehouse | Existing | Food Preparation | Natural Gas | Oven | E5 |  | Baseline Forecast | [30 empty] | 0% | 0% | bar: 2019 to 2048
Commercial_Warehouse_Existing_Food Preparation_Natural Gas_Oven_E6_Baseline Forecast | Commercial | Warehouse | Existing | Food Preparation | Natural Gas | Oven | E6 |  | Baseline Forecast | [30 empty] | 0% | 0% | bar: 2019 to 2048
Commercial_Warehouse_Existing_Food Preparation_Natural Gas_Oven_E7_Baseline Forecast | Commercial | Warehouse | Existing | Food Preparation | Natural Gas | Oven | E7 |  | Baseline Forecast | [30 empty] | 0% | 0% | bar: 2019 to 2048
Commercial_Warehouse_Existing_Food Preparation_Natural Gas_Oven_E8_Baseline Forecast | Commercial | Warehouse | Existing | Food Preparation | Natural Gas | Oven | E8 |  | Baseline Forecast | [30 empty] | 0% | 0% | bar: 2019 to 2048
Commercial_Warehouse_Existing_Food Preparation_Natural Gas_Oven_E9_Baseline Forecast | Commercial | Warehouse | Existing | Food Preparation | Natural Gas | Oven | E9 |  | Baseline Forecast | [30 empty] | 0% | 0% | bar: 2019 to 2048
Commercial_Warehouse_Existing_Food Preparation_Natural Gas_Oven_E10_Baseline Forecast | Commercial | Warehouse | Existing | Food Preparation | Natural Gas | Oven | E10 |  | Baseline Forecast | [30 empty] | 0% | 0% | bar: 2019 to 2048
Commercial_Warehouse_Existing_Food Preparation_Natural Gas_Conveyor Oven_E1_Baseline Forecast | Commercial | Warehouse | Existing | Food Preparation | Natural Gas | Conveyor Oven | E1 | Standard | Baseline Forecast | 41% | 41.01% | 41.02% | 41.04% | 40.98% | 41.02% | 41.04% | 41% | 40.91% | 40.93% | 40.94% | 40.96% | 41.26% | 41.28% | 41.28% | 41.3% | 41.3% | 41.3% | 41.35% | 41.33% | 41.32% | 41.29% | 41.27% | 42.98% | 43.04% | 43.09% | 43.15% | 43.2% | 43.25% | 43.3% | 43.37% | 41.02%
Commercial_Warehouse_Existing_Food Preparation_Natural Gas_Conveyor Oven_E2_Baseline Forecast | Commercial | Warehouse | Existing | Food Preparation | Natural Gas | Conveyor Oven | E2 | Efficient (>44% Baking Efficiency) | Baseline Forecast | 59% | 58.99% | 58.98% | 58.96% | 59.02% | 58.98% | 58.96% | 59% | 59.09% | 59.07% | 59.06% | 59.04% | 58.74% | 58.72% | 58.72% | 58.7% | 58.7% | 58.7% | 58.65% | 58.67% | 58.68% | 58.71% | 58.73% | 57.02% | 56.96% | 56.91% | 56.85% | 56.8% | 56.75% | 56.7% | 56.63% | 58.98%
Commercial_Warehouse_Existing_Food Preparation_Natural Gas_Conveyor Oven_E3_Baseline Forecast | Commercial | Warehouse | Existing | Food Preparation | Natural Gas | Conveyor Oven | E3 |  | Baseline Forecast | [30 empty] | 0% | 0% | bar: 2019 to 2048
Commercial_Warehouse_Existing_Food Preparation_Natural Gas_Conveyor Oven_E4_Baseline Forecast | Commercial | Warehouse | Existing | Food Preparation | Natural Gas | Conveyor Oven | E4 |  | Baseline Forecast | [30 empty] | 0% | 0% | bar: 2019 to 2048
Commercial_Warehouse_Existing_Food Preparation_Natural Gas_Conveyor Oven_E5_Baseline Forecast | Commercial | Warehouse | Existing | Food Preparation | Natural Gas | Conveyor Oven | E5 |  | Baseline Forecast | [30 empty] | 0% | 0% | bar: 2019 to 2048
Commercial_Warehouse_Existing_Food Preparation_Natural Gas_Conveyor Oven_E6_Baseline Forecast | Commercial | Warehouse | Existing | Food Preparation | Natural Gas | Conveyor Oven | E6 |  | Baseline Forecast | [30 empty] | 0% | 0% | bar: 2019 to 2048
Commercial_Warehouse_Existing_Food Preparation_Natural Gas_Conveyor Oven_E7_Baseline Forecast | Commercial | Warehouse | Existing | Food Preparation | Natural Gas | Conveyor Oven | E7 |  | Baseline Forecast | [30 empty] | 0% | 0% | bar: 2019 to 2048
Commercial_Warehouse_Existing_Food Preparation_Natural Gas_Conveyor Oven_E8_Baseline Forecast | Commercial | Warehouse | Existing | Food Preparation | Natural Gas | Conveyor Oven | E8 |  | Baseline Forecast | [30 empty] | 0% | 0% | bar: 2019 to 2048
Commercial_Warehouse_Existing_Food Preparation_Natural Gas_Conveyor Oven_E9_Baseline Forecast | Commercial | Warehouse | Existing | Food Preparation | Natural Gas | Conveyor Oven | E9 |  | Baseline Forecast | [30 empty] | 0% | 0% | bar: 2019 to 2048
Commercial_Warehouse_Existing_Food Preparation_Natural Gas_Conveyor Oven_E10_Baseline Forecast | Commercial | Warehouse | Existing | Food Preparation | Natural Gas | Conveyor Oven | E10 |  | Baseline Forecast | [30 empty] | 0% | 0% | bar: 2019 to 2048
Commercial_Warehouse_Existing_Food Preparation_Natural Gas_Double Rack Oven_E1_Baseline Forecast | Commercial | Warehouse | Existing | Food Preparation | Natural Gas | Double Rack Oven | E1 | Standard | Baseline Forecast | 41% | 40.9% | 40.83% | 40.87% | 40.86% | 41.24% | 41.57% | 41.77% | 41.85% | 41.61% | 41.32% | 41.02% | 41.57% | 41.2% | 41.18% | 41.21% | 41.2% | 41.18% | 41.31% | 41.23% | 41.18% | 41.11% | 41.03% | 45.56% | 45.69% | 45.81% | 45.93% | 46.04% | 46.15% | 46.26% | 46.36% | 41.24%
Commercial_Warehouse_Existing_Food Preparation_Natural Gas_Double Rack Oven_E2_Baseline Forecast | Commercial | Warehouse | Existing | Food Preparation | Natural Gas | Double Rack Oven | E2 | FTSC Qualified (>50% Cooking Efficiency) | Baseline Forecast | 59% | 59.1% | 59.17% | 59.13% | 59.14% | 58.76% | 58.43% | 58.23% | 58.15% | 58.39% | 58.68% | 58.98% | 58.43% | 58.8% | 58.82% | 58.79% | 58.8% | 58.82% | 58.69% | 58.77% | 58.82% | 58.89% | 58.97% | 54.44% | 54.31% | 54.19% | 54.07% | 53.96% | 53.85% | 53.74% | 53.64% | 58.76%
Commercial_Warehouse_Existing_Food Preparation_Natural Gas_Double Rack Oven_E3_Baseline Forecast | Commercial | Warehouse | Existing | Food Preparation | Natural Gas | Double Rack Oven | E3 |  | Baseline Forecast | [30 empty] | 0% | 0% | bar: 2019 to 2048
Commercial_Warehouse_Existing_Food Preparation_Natural Gas_Double Rack Oven_E4_Baseline Forecast | Commercial | Warehouse | Existing | Food Preparation | Natural Gas | Double Rack Oven | E4 |  | Baseline Forecast | [30 empty] | 0% | 0% | bar: 2019 to 2048
Commercial_Warehouse_Existing_Food Preparation_Natural Gas_Double Rack Oven_E5_Baseline Forecast | Commercial | Warehouse | Existing | Food Preparation | Natural Gas | Double Rack Oven | E5 |  | Baseline Forecast | [30 empty] | 0% | 0% | bar: 2019 to 2048
Commercial_Warehouse_Existing_Food Preparation_Natural Gas_Double Rack Oven_E6_Baseline Forecast | Commercial | Warehouse | Existing | Food Preparation | Natural Gas | Double Rack Oven | E6 |  | Baseline Forecast | [30 empty] | 0% | 0% | bar: 2019 to 2048
Commercial_Warehouse_Existing_Food Preparation_Natural Gas_Double Rack Oven_E7_Baseline Forecast | Commercial | Warehouse | Existing | Food Preparation | Natural Gas | Double Rack Oven | E7 |  | Baseline Forecast | [30 empty] | 0% | 0% | bar: 2019 to 2048
Commercial_Warehouse_Existing_Food Preparation_Natural Gas_Double Rack Oven_E8_Baseline Forecast | Commercial | Warehouse | Existing | Food Preparation | Natural Gas | Double Rack Oven | E8 |  | Baseline Forecast | [30 empty] | 0% | 0% | bar: 2019 to 2048
Commercial_Warehouse_Existing_Food Preparation_Natural Gas_Double Rack Oven_E9_Baseline Forecast | Commercial | Warehouse | Existing | Food Preparation | Natural Gas | Double Rack Oven | E9 |  | Baseline Forecast | [30 empty] | 0% | 0% | bar: 2019 to 2048
Commercial_Warehouse_Existing_Food Preparation_Natural Gas_Double Rack Oven_E10_Baseline Forecast | Commercial | Warehouse | Existing | Food Preparation | Natural Gas | Double Rack Oven | E10 |  | Baseline Forecast | [30 empty] | 0% | 0% | bar: 2019 to 2048
Commercial_Warehouse_Existing_Food Preparation_Natural Gas_Fryer_E1_Baseline Forecast | Commercial | Warehouse | Existing | Food Preparation | Natural Gas | Fryer | E1 | Standard | Baseline Forecast | 74% | 73.93% | 73.88% | 0% | 0% | 0% | 0% | 0% | 0% | 0% | 0% | 0% | 0% | 0% | 0% | 0% | 0% | 0% | 0% | 0% | 0% | 0% | 0% | 0% | 0% | 0% | 0% | 0% | 0% | 0% | 0% | 0%
Commercial_Warehouse_Existing_Food Preparation_Natural Gas_Fryer_E2_Baseline Forecast | Commercial | Warehouse | Existing | Food Preparation | Natural Gas | Fryer | E2 | ENERGY STAR (3.0) | Baseline Forecast | 26% | 26.07% | 26.12% | 100% | 100% | 100% | 100% | 100% | 100% | 100% | 100% | 100% | 100% | 100% | 100% | 100% | 100% | 100% | 100% | 100% | 100% | 100% | 100% | 100% | 100% | 100% | 100% | 100% | 100% | 100% | 100% | 100%
Commercial_Warehouse_Existing_Food Preparation_Natural Gas_Fryer_E3_Baseline Forecast | Commercial | Warehouse | Existing | Food Preparation | Natural Gas | Fryer | E3 |  | Baseline Forecast | [30 empty] | 0% | 0% | bar: 2019 to 2048
Commercial_Warehouse_Existing_Food Preparation_Natural Gas_Fryer_E4_Baseline Forecast | Commercial | Warehouse | Existing | Food Preparation | Natural Gas | Fryer | E4 |  | Baseline Forecast | [30 empty] | 0% | 0% | bar: 2019 to 2048
Commercial_Warehouse_Existing_Food Preparation_Natural Gas_Fryer_E5_Baseline Forecast | Commercial | Warehouse | Existing | Food Preparation | Natural Gas | Fryer | E5 |  | Baseline Forecast | [30 empty] | 0% | 0% | bar: 2019 to 2048
Commercial_Warehouse_Existing_Food Preparation_Natural Gas_Fryer_E6_Baseline Forecast | Commercial | Warehouse | Existing | Food Preparation | Natural Gas | Fryer | E6 |  | Baseline Forecast | [30 empty] | 0% | 0% | bar: 2019 to 2048
Commercial_Warehouse_Existing_Food Preparation_Natural Gas_Fryer_E7_Baseline Forecast | Commercial | Warehouse | Existing | Food Preparation | Natural Gas | Fryer | E7 |  | Baseline Forecast | [30 empty] | 0% | 0% | bar: 2019 to 2048
Commercial_Warehouse_Existing_Food Preparation_Natural Gas_Fryer_E8_Baseline Forecast | Commercial | Warehouse | Existing | Food Preparation | Natural Gas | Fryer | E8 |  | Baseline Forecast | [30 empty] | 0% | 0% | bar: 2019 to 2048
Commercial_Warehouse_Existing_Food Preparation_Natural Gas_Fryer_E9_Baseline Forecast | Commercial | Warehouse | Existing | Food Preparation | Natural Gas | Fryer | E9 |  | Baseline Forecast | [30 empty] | 0% | 0% | bar: 2019 to 2048
Commercial_Warehouse_Existing_Food Preparation_Natural Gas_Fryer_E10_Baseline Forecast | Commercial | Warehouse | Existing | Food Preparation | Natural Gas | Fryer | E10 |  | Baseline Forecast | [30 empty] | 0% | 0% | bar: 2019 to 2048
Commercial_Warehouse_Existing_Food Preparation_Natural Gas_Broiler_E1_Baseline Forecast | Commercial | Warehouse | Existing | Food Preparation | Natural Gas | Broiler | E1 | Standard | Baseline Forecast | 74% | 73.94% | 73.89% | 73.92% | 73.91% | 74.15% | 74.36% | 74.48% | 74.53% | 74.38% | 74.2% | 74.02% | 74.36% | 74.13% | 74.11% | 74.13% | 74.13% | 74.12% | 74.19% | 74.15% | 74.12% | 74.07% | 74.02% | 76.66% | 76.73% | 76.79% | 76.85% | 76.91% | 76.97% | 77.03% | 77.08% | 74.15%
Commercial_Warehouse_Existing_Food Preparation_Natural Gas_Broiler_E2_Baseline Forecast | Commercial | Warehouse | Existing | Food Preparation | Natural Gas | Broiler | E2 | Infrared Burners | Baseline Forecast | 26% | 26.06% | 26.11% | 26.08% | 26.09% | 25.85% | 25.64% | 25.52% | 25.47% | 25.62% | 25.8% | 25.98% | 25.64% | 25.87% | 25.89% | 25.87% | 25.87% | 25.88% | 25.81% | 25.85% | 25.88% | 25.93% | 25.98% | 23.34% | 23.27% | 23.21% | 23.15% | 23.09% | 23.03% | 22.97% | 22.92% | 25.85%
Commercial_Warehouse_Existing_Food Preparation_Natural Gas_Broiler_E3_Baseline Forecast | Commercial | Warehouse | Existing | Food Preparation | Natural Gas | Broiler | E3 |  | Baseline Forecast | [30 empty] | 0% | 0% | bar: 2019 to 2048
Commercial_Warehouse_Existing_Food Preparation_Natural Gas_Broiler_E4_Baseline Forecast | Commercial | Warehouse | Existing | Food Preparation | Natural Gas | Broiler | E4 |  | Baseline Forecast | [30 empty] | 0% | 0% | bar: 2019 to 2048
Commercial_Warehouse_Existing_Food Preparation_Natural Gas_Broiler_E5_Baseline Forecast | Commercial | Warehouse | Existing | Food Preparation | Natural Gas | Broiler | E5 |  | Baseline Forecast | [30 empty] | 0% | 0% | bar: 2019 to 2048
Commercial_Warehouse_Existing_Food Preparation_Natural Gas_Broiler_E6_Baseline Forecast | Commercial | Warehouse | Existing | Food Preparation | Natural Gas | Broiler | E6 |  | Baseline Forecast | [30 empty] | 0% | 0% | bar: 2019 to 2048
Commercial_Warehouse_Existing_Food Preparation_Natural Gas_Broiler_E7_Baseline Forecast | Commercial | Warehouse | Existing | Food Preparation | Natural Gas | Broiler | E7 |  | Baseline Forecast | [30 empty] | 0% | 0% | bar: 2019 to 2048
Commercial_Warehouse_Existing_Food Preparation_Natural Gas_Broiler_E8_Baseline Forecast | Commercial | Warehouse | Existing | Food Preparation | Natural Gas | Broiler | E8 |  | Baseline Forecast | [30 empty] | 0% | 0% | bar: 2019 to 2048
Commercial_Warehouse_Existing_Food Preparation_Natural Gas_Broiler_E9_Baseline Forecast | Commercial | Warehouse | Existing | Food Preparation | Natural Gas | Broiler | E9 |  | Baseline Forecast | [30 empty] | 0% | 0% | bar: 2019 to 2048
Commercial_Warehouse_Existing_Food Preparation_Natural Gas_Broiler_E10_Baseline Forecast | Commercial | Warehouse | Existing | Food Preparation | Natural Gas | Broiler | E10 |  | Baseline Forecast | [30 empty] | 0% | 0% | bar: 2019 to 2048
Commercial_Warehouse_Existing_Food Preparation_Natural Gas_Griddle_E1_Baseline Forecast | Commercial | Warehouse | Existing | Food Preparation | Natural Gas | Griddle | E1 | Standard | Baseline Forecast | 71% | 70.98% | 70.97% | 70.98% | 70.98% | 71.04% | 71.09% | 71.13% | 71.14% | 71.1% | 71.05% | 71% | 71.09% | 71.03% | 71.03% | 71.03% | 71.03% | 71.03% | 71.05% | 71.04% | 71.03% | 71.02% | 71% | 71.77% | 71.79% | 71.81% | 71.83% | 71.85% | 71.87% | 71.89% | 71.91% | 71.04%
Commercial_Warehouse_Existing_Food Preparation_Natural Gas_Griddle_E2_Baseline Forecast | Commercial | Warehouse | Existing | Food Preparation | Natural Gas | Griddle | E2 | ENERGY STAR | Baseline Forecast | 29% | 29.02% | 29.03% | 29.02% | 29.02% | 28.96% | 28.91% | 28.87% | 28.86% | 28.9% | 28.95% | 29% | 28.91% | 28.97% | 28.97% | 28.97% | 28.97% | 28.97% | 28.95% | 28.96% | 28.97% | 28.98% | 29% | 28.23% | 28.21% | 28.19% | 28.17% | 28.15% | 28.13% | 28.11% | 28.09% | 28.96%
Commercial_Warehouse_Existing_Food Preparation_Natural Gas_Griddle_E3_Baseline Forecast | Commercial | Warehouse | Existing | Food Preparation | Natural Gas | Griddle | E3 |  | Baseline Forecast | [30 empty] | 0% | 0% | bar: 2019 to 2048
Commercial_Warehouse_Existing_Food Preparation_Natural Gas_Griddle_E4_Baseline Forecast | Commercial | Warehouse | Existing | Food Preparation | Natural Gas | Griddle | E4 |  | Baseline Forecast | [30 empty] | 0% | 0% | bar: 2019 to 2048
Commercial_Warehouse_Existing_Food Preparation_Natural Gas_Griddle_E5_Baseline Forecast | Commercial | Warehouse | Existing | Food Preparation | Natural Gas | Griddle | E5 |  | Baseline Forecast | [30 empty] | 0% | 0% | bar: 2019 to 2048
Commercial_Warehouse_Existing_Food Preparation_Natural Gas_Griddle_E6_Baseline Forecast | Commercial | Warehouse | Existing | Food Preparation | Natural Gas | Griddle | E6 |  | Baseline Forecast | [30 empty] | 0% | 0% | bar: 2019 to 2048
Commercial_Warehouse_Existing_Food Preparation_Natural Gas_Griddle_E7_Baseline Forecast | Commercial | Warehouse | Existing | Food Preparation | Natural Gas | Griddle | E7 |  | Baseline Forecast | [30 empty] | 0% | 0% | bar: 2019 to 2048
Commercial_Warehouse_Existing_Food Preparation_Natural Gas_Griddle_E8_Baseline Forecast | Commercial | Warehouse | Existing | Food Preparation | Natural Gas | Griddle | E8 |  | Baseline Forecast | [30 empty] | 0% | 0% | bar: 2019 to 2048
Commercial_Warehouse_Existing_Food Preparation_Natural Gas_Griddle_E9_Baseline Forecast | Commercial | Warehouse | Existing | Food Preparation | Natural Gas | Griddle | E9 |  | Baseline Forecast | [30 empty] | 0% | 0% | bar: 2019 to 2048
Commercial_Warehouse_Existing_Food Preparation_Natural Gas_Griddle_E10_Baseline Forecast | Commercial | Warehouse | Existing | Food Preparation | Natural Gas | Griddle | E10 |  | Baseline Forecast | [30 empty] | 0% | 0% | bar: 2019 to 2048
Commercial_Warehouse_Existing_Food Preparation_Natural Gas_Range_E1_Baseline Forecast | Commercial | Warehouse | Existing | Food Preparation | Natural Gas | Range | E1 | Standard | Baseline Forecast | 41% | 40.96% | 40.93% | 40.9% | 40.86% | 40.99% | 41.1% | 41.16% | 41.18% | 41.22% | 41.24% | 41.14% | 41.36% | 41.23% | 41.07% | 40.92% | 40.92% | 40.91% | 40.95% | 40.92% | 40.9% | 40.87% | 40.84% | 42.33% | 42.37% | 42.4% | 42.44% | 42.47% | 42.5% | 42.53% | 42.56% | 40.99%
Commercial_Warehouse_Existing_Food Preparation_Natural Gas_Range_E2_Baseline Forecast | Commercial | Warehouse | Existing | Food Preparation | Natural Gas | Range | E2 | High Efficiency | Baseline Forecast | 59% | 59.04% | 59.07% | 59.1% | 59.14% | 59.01% | 58.9% | 58.84% | 58.82% | 58.78% | 58.76% | 58.86% | 58.64% | 58.77% | 58.93% | 59.08% | 59.08% | 59.09% | 59.05% | 59.08% | 59.1% | 59.13% | 59.16% | 57.67% | 57.63% | 57.6% | 57.56% | 57.53% | 57.5% | 57.47% | 57.44% | 59.01%
Commercial_Warehouse_Existing_Food Preparation_Natural Gas_Range_E3_Baseline Forecast | Commercial | Warehouse | Existing | Food Preparation | Natural Gas | Range | E3 |  | Baseline Forecast | [30 empty] | 0% | 0% | bar: 2019 to 2048
Commercial_Warehouse_Existing_Food Preparation_Natural Gas_Range_E4_Baseline Forecast | Commercial | Warehouse | Existing | Food Preparation | Natural Gas | Range | E4 |  | Baseline Forecast | [30 empty] | 0% | 0% | bar: 2019 to 2048
Commercial_Warehouse_Existing_Food Preparation_Natural Gas_Range_E5_Baseline Forecast | Commercial | Warehouse | Existing | Food Preparation | Natural Gas | Range | E5 |  | Baseline Forecast | [30 empty] | 0% | 0% | bar: 2019 to 2048
Commercial_Warehouse_Existing_Food Preparation_Natural Gas_Range_E6_Baseline Forecast | Commercial | Warehouse | Existing | Food Preparation | Natural Gas | Range | E6 |  | Baseline Forecast | [30 empty] | 0% | 0% | bar: 2019 to 2048
Commercial_Warehouse_Existing_Food Preparation_Natural Gas_Range_E7_Baseline Forecast | Commercial | Warehouse | Existing | Food Preparation | Natural Gas | Range | E7 |  | Baseline Forecast | [30 empty] | 0% | 0% | bar: 2019 to 2048
Commercial_Warehouse_Existing_Food Preparation_Natural Gas_Range_E8_Baseline Forecast | Commercial | Warehouse | Existing | Food Preparation | Natural Gas | Range | E8 |  | Baseline Forecast | [30 empty] | 0% | 0% | bar: 2019 to 2048
Commercial_Warehouse_Existing_Food Preparation_Natural Gas_Range_E9_Baseline Forecast | Commercial | Warehouse | Existing | Food Preparation | Natural Gas | Range | E9 |  | Baseline Forecast | [30 empty] | 0% | 0% | bar: 2019 to 2048
Commercial_Warehouse_Existing_Food Preparation_Natural Gas_Range_E10_Baseline Forecast | Commercial | Warehouse | Existing | Food Preparation | Natural Gas | Range | E10 |  | Baseline Forecast | [30 empty] | 0% | 0% | bar: 2019 to 2048
Commercial_Warehouse_Existing_Food Preparation_Natural Gas_Steamer_E1_Baseline Forecast | Commercial | Warehouse | Existing | Food Preparation | Natural Gas | Steamer | E1 | Standard | Baseline Forecast | 50% | 49.88% | 49.81% | 0% | 0% | 0% | 0% | 0% | 0% | 0% | 0% | 0% | 0% | 0% | 0% | 0% | 0% | 0% | 0% | 0% | 0% | 0% | 0% | 0% | 0% | 0% | 0% | 0% | 0% | 0% | 0% | 0%
Commercial_Warehouse_Existing_Food Preparation_Natural Gas_Steamer_E2_Baseline Forecast | Commercial | Warehouse | Existing | Food Preparation | Natural Gas | Steamer | E2 | ENERGY STAR | Baseline Forecast | 50% | 50.12% | 50.19% | 100% | 100% | 100% | 100% | 100% | 100% | 100% | 100% | 100% | 100% | 100% | 100% | 100% | 100% | 100% | 100% | 100% | 100% | 100% | 100% | 100% | 100% | 100% | 100% | 100% | 100% | 100% | 100% | 100%
Commercial_Warehouse_Existing_Food Preparation_Natural Gas_Steamer_E3_Baseline Forecast | Commercial | Warehouse | Existing | Food Preparation | Natural Gas | Steamer | E3 |  | Baseline Forecast | [30 empty] | 0% | 0% | bar: 2019 to 2048
Commercial_Warehouse_Existing_Food Preparation_Natural Gas_Steamer_E4_Baseline Forecast | Commercial | Warehouse | Existing | Food Preparation | Natural Gas | Steamer | E4 |  | Baseline Forecast | [30 empty] | 0% | 0% | bar: 2019 to 2048
Commercial_Warehouse_Existing_Food Preparation_Natural Gas_Steamer_E5_Baseline Forecast | Commercial | Warehouse | Existing | Food Preparation | Natural Gas | Steamer | E5 |  | Baseline Forecast | [30 empty] | 0% | 0% | bar: 2019 to 2048
Commercial_Warehouse_Existing_Food Preparation_Natural Gas_Steamer_E6_Baseline Forecast | Commercial | Warehouse | Existing | Food Preparation | Natural Gas | Steamer | E6 |  | Baseline Forecast | [30 empty] | 0% | 0% | bar: 2019 to 2048
Commercial_Warehouse_Existing_Food Preparation_Natural Gas_Steamer_E7_Baseline Forecast | Commercial | Warehouse | Existing | Food Preparation | Natural Gas | Steamer | E7 |  | Baseline Forecast | [30 empty] | 0% | 0% | bar: 2019 to 2048
Commercial_Warehouse_Existing_Food Preparation_Natural Gas_Steamer_E8_Baseline Forecast | Commercial | Warehouse | Existing | Food Preparation | Natural Gas | Steamer | E8 |  | Baseline Forecast | [30 empty] | 0% | 0% | bar: 2019 to 2048
Commercial_Warehouse_Existing_Food Preparation_Natural Gas_Steamer_E9_Baseline Forecast | Commercial | Warehouse | Existing | Food Preparation | Natural Gas | Steamer | E9 |  | Baseline Forecast | [30 empty] | 0% | 0% | bar: 2019 to 2048
Commercial_Warehouse_Existing_Food Preparation_Natural Gas_Steamer_E10_Baseline Forecast | Commercial | Warehouse | Existing | Food Preparation | Natural Gas | Steamer | E10 |  | Baseline Forecast | [30 empty] | 0% | 0% | bar: 2019 to 2048
Commercial_Warehouse_Existing_Food Preparation_Natural Gas_Food Prep Other_E1_Baseline Forecast | Commercial | Warehouse | Existing | Food Preparation | Natural Gas | Food Prep Other | E1 | Standard | Baseline Forecast | 74% | 74% | 74% | 74% | 74% | 74% | 74% | 74% | 74% | 74% | 74% | 74% | 74% | 74% | 74% | 74% | 74% | 74% | 74% | 74% | 74% | 74% | 74% | 74% | 74% | 74% | 74% | 74% | 74% | 74% | 74% | 74%
Commercial_Warehouse_Existing_Food Preparation_Natural Gas_Food Prep Other_E2_Baseline Forecast | Commercial | Warehouse | Existing | Food Preparation | Natural Gas | Food Prep Other | E2 | ENERGY STAR | Baseline Forecast | 26% | 26% | 26% | 26% | 26% | 26% | 26% | 26% | 26% | 26% | 26% | 26% | 26% | 26% | 26% | 26% | 26% | 26% | 26% | 26% | 26% | 26% | 26% | 26% | 26% | 26% | 26% | 26% | 26% | 26% | 26% | 26%
Commercial_Warehouse_Existing_Food Preparation_Natural Gas_Food Prep Other_E3_Baseline Forecast | Commercial | Warehouse | Existing | Food Preparation | Natural Gas | Food Prep Other | E3 |  | Baseline Forecast | [30 empty] | 0% | 0% | bar: 2019 to 2048
Commercial_Warehouse_Existing_Food Preparation_Natural Gas_Food Prep Other_E4_Baseline Forecast | Commercial | Warehouse | Existing | Food Preparation | Natural Gas | Food Prep Other | E4 |  | Baseline Forecast | [30 empty] | 0% | 0% | bar: 2019 to 2048
Commercial_Warehouse_Existing_Food Preparation_Natural Gas_Food Prep Other_E5_Baseline Forecast | Commercial | Warehouse | Existing | Food Preparation | Natural Gas | Food Prep Other | E5 |  | Baseline Forecast | [30 empty] | 0% | 0% | bar: 2019 to 2048
Commercial_Warehouse_Existing_Food Preparation_Natural Gas_Food Prep Other_E6_Baseline Forecast | Commercial | Warehouse | Existing | Food Preparation | Natural Gas | Food Prep Other | E6 |  | Baseline Forecast | [30 empty] | 0% | 0% | bar: 2019 to 2048
Commercial_Warehouse_Existing_Food Preparation_Natural Gas_Food Prep Other_E7_Baseline Forecast | Commercial | Warehouse | Existing | Food Preparation | Natural Gas | Food Prep Other | E7 |  | Baseline Forecast | [30 empty] | 0% | 0% | bar: 2019 to 2048
Commercial_Warehouse_Existing_Food Preparation_Natural Gas_Food Prep Other_E8_Baseline Forecast | Commercial | Warehouse | Existing | Food Preparation | Natural Gas | Food Prep Other | E8 |  | Baseline Forecast | [30 empty] | 0% | 0% | bar: 2019 to 2048
Commercial_Warehouse_Existing_Food Preparation_Natural Gas_Food Prep Other_E9_Baseline Forecast | Commercial | Warehouse | Existing | Food Preparation | Natural Gas | Food Prep Other | E9 |  | Baseline Forecast | [30 empty] | 0% | 0% | bar: 2019 to 2048
Commercial_Warehouse_Existing_Food Preparation_Natural Gas_Food Prep Other_E10_Baseline Forecast | Commercial | Warehouse | Existing | Food Preparation | Natural Gas | Food Prep Other | E10 |  | Baseline Forecast | [30 empty] | 0% | 0% | bar: 2019 to 2048
Commercial_Warehouse_Existing_Miscellaneous_Natural Gas_Pool Heater_E1_Baseline Forecast | Commercial | Warehouse | Existing | Miscellaneous | Natural Gas | Pool Heater | E1 | Standard (EF .78) | Baseline Forecast | 90% | 89.96% | 89.95% | 89.94% | 89.91% | 89.97% | 90.01% | 90.01% | 89.98% | 90% | 90.01% | 90.02% | 90.33% | 90.36% | 90.37% | 90.23% | 90.09% | 89.95% | 89.85% | 89.72% | 89.7% | 89.68% | 89.66% | 90.72% | 90.75% | 90.77% | 90.79% | 90.81% | 90.84% | 90.86% | 90.88% | 89.97%
Commercial_Warehouse_Existing_Miscellaneous_Natural Gas_Pool Heater_E2_Baseline Forecast | Commercial | Warehouse | Existing | Miscellaneous | Natural Gas | Pool Heater | E2 | Condensing (EF .90) | Baseline Forecast | 10% | 10.04% | 10.05% | 10.06% | 10.09% | 10.03% | 9.988% | 9.987% | 10.02% | 10% | 9.995% | 9.983% | 9.666% | 9.638% | 9.63% | 9.768% | 9.915% | 10.05% | 10.15% | 10.28% | 10.3% | 10.32% | 10.34% | 9.279% | 9.253% | 9.229% | 9.207% | 9.185% | 9.164% | 9.144% | 9.124% | 10.03%
Commercial_Warehouse_Existing_Miscellaneous_Natural Gas_Pool Heater_E3_Baseline Forecast | Commercial | Warehouse | Existing | Miscellaneous | Natural Gas | Pool Heater | E3 |  | Baseline Forecast | [30 empty] | 0% | 0% | bar: 2019 to 2048
Commercial_Warehouse_Existing_Miscellaneous_Natural Gas_Pool Heater_E4_Baseline Forecast | Commercial | Warehouse | Existing | Miscellaneous | Natural Gas | Pool Heater | E4 |  | Baseline Forecast | [30 empty] | 0% | 0% | bar: 2019 to 2048
Commercial_Warehouse_Existing_Miscellaneous_Natural Gas_Pool Heater_E5_Baseline Forecast | Commercial | Warehouse | Existing | Miscellaneous | Natural Gas | Pool Heater | E5 |  | Baseline Forecast | [30 empty] | 0% | 0% | bar: 2019 to 2048
Commercial_Warehouse_Existing_Miscellaneous_Natural Gas_Pool Heater_E6_Baseline Forecast | Commercial | Warehouse | Existing | Miscellaneous | Natural Gas | Pool Heater | E6 |  | Baseline Forecast | [30 empty] | 0% | 0% | bar: 2019 to 2048
Commercial_Warehouse_Existing_Miscellaneous_Natural Gas_Pool Heater_E7_Baseline Forecast | Commercial | Warehouse | Existing | Miscellaneous | Natural Gas | Pool Heater | E7 |  | Baseline Forecast | [30 empty] | 0% | 0% | bar: 2019 to 2048
Commercial_Warehouse_Existing_Miscellaneous_Natural Gas_Pool Heater_E8_Baseline Forecast | Commercial | Warehouse | Existing | Miscellaneous | Natural Gas | Pool Heater | E8 |  | Baseline Forecast | [30 empty] | 0% | 0% | bar: 2019 to 2048
Commercial_Warehouse_Existing_Miscellaneous_Natural Gas_Pool Heater_E9_Baseline Forecast | Commercial | Warehouse | Existing | Miscellaneous | Natural Gas | Pool Heater | E9 |  | Baseline Forecast | [30 empty] | 0% | 0% | bar: 2019 to 2048
Commercial_Warehouse_Existing_Miscellaneous_Natural Gas_Pool Heater_E10_Baseline Forecast | Commercial | Warehouse | Existing | Miscellaneous | Natural Gas | Pool Heater | E10 |  | Baseline Forecast | [30 empty] | 0% | 0% | bar: 2019 to 2048
Commercial_Warehouse_Existing_Miscellaneous_Natural Gas_Miscellaneous_E1_Baseline Forecast | Commercial | Warehouse | Existing | Miscellaneous | Natural Gas | Miscellaneous | E1 | Miscellaneous | Baseline Forecast | 100% | 100% | 100% | 100% | 100% | 100% | 100% | 100% | 100% | 100% | 100% | 100% | 100% | 100% | 100% | 100% | 100% | 100% | 100% | 100% | 100% | 100% | 100% | 100% | 100% | 100% | 100% | 100% | 100% | 100% | 100% | 100%
Commercial_Warehouse_Existing_Miscellaneous_Natural Gas_Miscellaneous_E2_Baseline Forecast | Commercial | Warehouse | Existing | Miscellaneous | Natural Gas | Miscellaneous | E2 |  | Baseline Forecast | [30 empty] | 0% | 0% | bar: 2019 to 2048
Commercial_Warehouse_Existing_Miscellaneous_Natural Gas_Miscellaneous_E3_Baseline Forecast | Commercial | Warehouse | Existing | Miscellaneous | Natural Gas | Miscellaneous | E3 |  | Baseline Forecast | [30 empty] | 0% | 0% | bar: 2019 to 2048
Commercial_Warehouse_Existing_Miscellaneous_Natural Gas_Miscellaneous_E4_Baseline Forecast | Commercial | Warehouse | Existing | Miscellaneous | Natural Gas | Miscellaneous | E4 |  | Baseline Forecast | [30 empty] | 0% | 0% | bar: 2019 to 2048
Commercial_Warehouse_Existing_Miscellaneous_Natural Gas_Miscellaneous_E5_Baseline Forecast | Commercial | Warehouse | Existing | Miscellaneous | Natural Gas | Miscellaneous | E5 |  | Baseline Forecast | [30 empty] | 0% | 0% | bar: 2019 to 2048
Commercial_Warehouse_Existing_Miscellaneous_Natural Gas_Miscellaneous_E6_Baseline Forecast | Commercial | Warehouse | Existing | Miscellaneous | Natural Gas | Miscellaneous | E6 |  | Baseline Forecast | [30 empty] | 0% | 0% | bar: 2019 to 2048
Commercial_Warehouse_Existing_Miscellaneous_Natural Gas_Miscellaneous_E7_Baseline Forecast | Commercial | Warehouse | Existing | Miscellaneous | Natural Gas | Miscellaneous | E7 |  | Baseline Forecast | [30 empty] | 0% | 0% | bar: 2019 to 2048
Commercial_Warehouse_Existing_Miscellaneous_Natural Gas_Miscellaneous_E8_Baseline Forecast | Commercial | Warehouse | Existing | Miscellaneous | Natural Gas | Miscellaneous | E8 |  | Baseline Forecast | [30 empty] | 0% | 0% | bar: 2019 to 2048
Commercial_Warehouse_Existing_Miscellaneous_Natural Gas_Miscellaneous_E9_Baseline Forecast | Commercial | Warehouse | Existing | Miscellaneous | Natural Gas | Miscellaneous | E9 |  | Baseline Forecast | [30 empty] | 0% | 0% | bar: 2019 to 2048
Commercial_Warehouse_Existing_Miscellaneous_Natural Gas_Miscellaneous_E10_Baseline Forecast | Commercial | Warehouse | Existing | Miscellaneous | Natural Gas | Miscellaneous | E10 |  | Baseline Forecast | [30 empty] | 0% | 0% | bar: 2019 to 2048
Commercial_Warehouse_New_Space Heating_Natural Gas_Furnace_E1_Baseline Forecast | Commercial | Warehouse | New | Space Heating | Natural Gas | Furnace | E1 | AFUE 80% (Standard) | Baseline Forecast | 100% | 100% | 100% | 100% | 100% | 0% | 0% | 0% | 0% | 0% | 0% | 0% | 0% | 0% | 0% | 0% | 0% | 0% | 0% | 0% | 0% | 0% | 0% | 0% | 0% | 0% | 0% | 0% | 0% | 0% | 0% | 0%
Commercial_Warehouse_New_Space Heating_Natural Gas_Furnace_E2_Baseline Forecast | Commercial | Warehouse | New | Space Heating | Natural Gas | Furnace | E2 | AFUE 81% (2023 Fed Standard) | Baseline Forecast | [30 empty] | 0% | 0% | bar: 2019 to 2048
Commercial_Warehouse_New_Space Heating_Natural Gas_Furnace_E3_Baseline Forecast | Commercial | Warehouse | New | Space Heating | Natural Gas | Furnace | E3 | AFUE 91% (WA State Min 2023) | Baseline Forecast | 0% | 0% | 0% | 0% | 0% | 100% | 100% | 64.91% | 64.94% | 64.98% | 65% | 65.03% | 65.48% | 65.51% | 65.52% | 65.55% | 65.56% | 65.56% | 65.63% | 65.61% | 65.6% | 65.58% | 65.56% | 67.32% | 67.39% | 67.45% | 67.52% | 67.6% | 67.68% | 67.76% | 67.85% | 100%
Commercial_Warehouse_New_Space Heating_Natural Gas_Furnace_E4_Baseline Forecast | Commercial | Warehouse | New | Space Heating | Natural Gas | Furnace | E4 | AFUE 96% | Baseline Forecast | [30 empty] | 0% | 0% | bar: 2019 to 2048
Commercial_Warehouse_New_Space Heating_Natural Gas_Furnace_E5_Baseline Forecast | Commercial | Warehouse | New | Space Heating | Natural Gas | Furnace | E5 | Convert to Gas-Fired ASHP | Baseline Forecast | 0% | 0% | 0% | 0% | 0% | 0% | 0% | 35.09% | 35.06% | 35.02% | 35% | 34.97% | 34.52% | 34.49% | 34.48% | 34.45% | 34.44% | 34.44% | 34.37% | 34.39% | 34.4% | 34.42% | 34.44% | 32.68% | 32.61% | 32.55% | 32.48% | 32.4% | 32.32% | 32.24% | 32.15% | 0%
Commercial_Warehouse_New_Space Heating_Natural Gas_Furnace_E6_Baseline Forecast | Commercial | Warehouse | New | Space Heating | Natural Gas | Furnace | E6 |  | Baseline Forecast | [30 empty] | 0% | 0% | bar: 2019 to 2048
Commercial_Warehouse_New_Space Heating_Natural Gas_Furnace_E7_Baseline Forecast | Commercial | Warehouse | New | Space Heating | Natural Gas | Furnace | E7 |  | Baseline Forecast | [30 empty] | 0% | 0% | bar: 2019 to 2048
Commercial_Warehouse_New_Space Heating_Natural Gas_Furnace_E8_Baseline Forecast | Commercial | Warehouse | New | Space Heating | Natural Gas | Furnace | E8 |  | Baseline Forecast | [30 empty] | 0% | 0% | bar: 2019 to 2048
Commercial_Warehouse_New_Space Heating_Natural Gas_Furnace_E9_Baseline Forecast | Commercial | Warehouse | New | Space Heating | Natural Gas | Furnace | E9 |  | Baseline Forecast | [30 empty] | 0% | 0% | bar: 2019 to 2048
Commercial_Warehouse_New_Space Heating_Natural Gas_Furnace_E10_Baseline Forecast | Commercial | Warehouse | New | Space Heating | Natural Gas | Furnace | E10 |  | Baseline Forecast | [30 empty] | 0% | 0% | bar: 2019 to 2048
Commercial_Warehouse_New_Space Heating_Natural Gas_Boiler_E1_Baseline Forecast | Commercial | Warehouse | New | Space Heating | Natural Gas | Boiler | E1 | TE 80% | Baseline Forecast | 100% | 100% | 100% | 100% | 100% | 0% | 0% | 0% | 0% | 0% | 0% | 0% | 0% | 0% | 0% | 0% | 0% | 0% | 0% | 0% | 0% | 0% | 0% | 0% | 0% | 0% | 0% | 0% | 0% | 0% | 0% | 0%
Commercial_Warehouse_New_Space Heating_Natural Gas_Boiler_E2_Baseline Forecast | Commercial | Warehouse | New | Space Heating | Natural Gas | Boiler | E2 | TE 84% (2023 Standard) | Baseline Forecast | [30 empty] | 0% | 0% | bar: 2019 to 2048
Commercial_Warehouse_New_Space Heating_Natural Gas_Boiler_E3_Baseline Forecast | Commercial | Warehouse | New | Space Heating | Natural Gas | Boiler | E3 | TE 94% (ENERGY STAR 1.0) | Baseline Forecast | 0% | 0% | 0% | 0% | 0% | 100% | 100% | 100% | 100% | 100% | 100% | 100% | 100% | 100% | 100% | 100% | 100% | 100% | 100% | 100% | 100% | 100% | 100% | 100% | 100% | 100% | 100% | 100% | 100% | 100% | 100% | 100%
Commercial_Warehouse_New_Space Heating_Natural Gas_Boiler_E4_Baseline Forecast | Commercial | Warehouse | New | Space Heating | Natural Gas | Boiler | E4 | TE 98% | Baseline Forecast | [30 empty] | 0% | 0% | bar: 2019 to 2048
Commercial_Warehouse_New_Space Heating_Natural Gas_Boiler_E5_Baseline Forecast | Commercial | Warehouse | New | Space Heating | Natural Gas | Boiler | E5 | Convert to Gas-Fired ASHP | Baseline Forecast | [30 empty] | 0% | 0% | bar: 2019 to 2048
Commercial_Warehouse_New_Space Heating_Natural Gas_Boiler_E6_Baseline Forecast | Commercial | Warehouse | New | Space Heating | Natural Gas | Boiler | E6 |  | Baseline Forecast | [30 empty] | 0% | 0% | bar: 2019 to 2048
Commercial_Warehouse_New_Space Heating_Natural Gas_Boiler_E7_Baseline Forecast | Commercial | Warehouse | New | Space Heating | Natural Gas | Boiler | E7 |  | Baseline Forecast | [30 empty] | 0% | 0% | bar: 2019 to 2048
Commercial_Warehouse_New_Space Heating_Natural Gas_Boiler_E8_Baseline Forecast | Commercial | Warehouse | New | Space Heating | Natural Gas | Boiler | E8 |  | Baseline Forecast | [30 empty] | 0% | 0% | bar: 2019 to 2048
Commercial_Warehouse_New_Space Heating_Natural Gas_Boiler_E9_Baseline Forecast | Commercial | Warehouse | New | Space Heating | Natural Gas | Boiler | E9 |  | Baseline Forecast | [30 empty] | 0% | 0% | bar: 2019 to 2048
Commercial_Warehouse_New_Space Heating_Natural Gas_Boiler_E10_Baseline Forecast | Commercial | Warehouse | New | Space Heating | Natural Gas | Boiler | E10 |  | Baseline Forecast | [30 empty] | 0% | 0% | bar: 2019 to 2048
Commercial_Warehouse_New_Space Heating_Natural Gas_Unit Heater_E1_Baseline Forecast | Commercial | Warehouse | New | Space Heating | Natural Gas | Unit Heater | E1 | Standard | Baseline Forecast | 100% | 100% | 100% | 100% | 100% | 0% | 0% | 0% | 0% | 0% | 0% | 0% | 0% | 0% | 0% | 0% | 0% | 0% | 0% | 0% | 0% | 0% | 0% | 0% | 0% | 0% | 0% | 0% | 0% | 0% | 0% | 0%
Commercial_Warehouse_New_Space Heating_Natural Gas_Unit Heater_E2_Baseline Forecast | Commercial | Warehouse | New | Space Heating | Natural Gas | Unit Heater | E2 | Condensing | Baseline Forecast | 0% | 0% | 0% | 0% | 0% | 100% | 100% | 100% | 100% | 100% | 100% | 100% | 100% | 100% | 100% | 100% | 100% | 100% | 100% | 100% | 100% | 100% | 100% | 100% | 100% | 100% | 100% | 100% | 100% | 100% | 100% | 100%
Commercial_Warehouse_New_Space Heating_Natural Gas_Unit Heater_E3_Baseline Forecast | Commercial | Warehouse | New | Space Heating | Natural Gas | Unit Heater | E3 | Infrared Radiant | Baseline Forecast | [30 empty] | 0% | 0% | bar: 2019 to 2048
Commercial_Warehouse_New_Space Heating_Natural Gas_Unit Heater_E4_Baseline Forecast | Commercial | Warehouse | New | Space Heating | Natural Gas | Unit Heater | E4 |  | Baseline Forecast | [30 empty] | 0% | 0% | bar: 2019 to 2048
Commercial_Warehouse_New_Space Heating_Natural Gas_Unit Heater_E5_Baseline Forecast | Commercial | Warehouse | New | Space Heating | Natural Gas | Unit Heater | E5 |  | Baseline Forecast | [30 empty] | 0% | 0% | bar: 2019 to 2048
Commercial_Warehouse_New_Space Heating_Natural Gas_Unit Heater_E6_Baseline Forecast | Commercial | Warehouse | New | Space Heating | Natural Gas | Unit Heater | E6 |  | Baseline Forecast | [30 empty] | 0% | 0% | bar: 2019 to 2048
Commercial_Warehouse_New_Space Heating_Natural Gas_Unit Heater_E7_Baseline Forecast | Commercial | Warehouse | New | Space Heating | Natural Gas | Unit Heater | E7 |  | Baseline Forecast | [30 empty] | 0% | 0% | bar: 2019 to 2048
Commercial_Warehouse_New_Space Heating_Natural Gas_Unit Heater_E8_Baseline Forecast | Commercial | Warehouse | New | Space Heating | Natural Gas | Unit Heater | E8 |  | Baseline Forecast | [30 empty] | 0% | 0% | bar: 2019 to 2048
Commercial_Warehouse_New_Space Heating_Natural Gas_Unit Heater_E9_Baseline Forecast | Commercial | Warehouse | New | Space Heating | Natural Gas | Unit Heater | E9 |  | Baseline Forecast | [30 empty] | 0% | 0% | bar: 2019 to 2048
Commercial_Warehouse_New_Space Heating_Natural Gas_Unit Heater_E10_Baseline Forecast | Commercial | Warehouse | New | Space Heating | Natural Gas | Unit Heater | E10 |  | Baseline Forecast | [30 empty] | 0% | 0% | bar: 2019 to 2048
Commercial_Warehouse_New_Water Heating_Natural Gas_Water Heater_E1_Baseline Forecast | Commercial | Warehouse | New | Water Heating | Natural Gas | Water Heater | E1 | TE 80% | Baseline Forecast | 21.68% | 21.67% | 21.67% | 21.66% | 21.66% | 21.68% | 21.69% | 0.1706% | 0.177% | 0.1848% | 0.193% | 0.1837% | 0.1905% | 0.1709% | 0.1507% | 0.1317% | 0.1309% | 0.1301% | 0.1307% | 0.1294% | 0.1284% | 0.1273% | 0.1261% | 0.1784% | 0.1795% | 0.1805% | 0.1814% | 0.1823% | 0.1832% | 0.184% | 0.1841% | 21.68%
Commercial_Warehouse_New_Water Heating_Natural Gas_Water Heater_E2_Baseline Forecast | Commercial | Warehouse | New | Water Heating | Natural Gas | Water Heater | E2 | TE 94% (ENERGY STAR 2.0) | Baseline Forecast | 78.32% | 78.33% | 78.33% | 78.34% | 78.34% | 78.32% | 78.31% | 0.6154% | 0.6384% | 0.6664% | 0.6957% | 0.6628% | 0.6861% | 0.6163% | 0.5441% | 0.4761% | 0.4734% | 0.4705% | 0.4723% | 0.4679% | 0.4644% | 0.4604% | 0.456% | 0.6346% | 0.638% | 0.6412% | 0.6442% | 0.647% | 0.6498% | 0.6524% | 0.6523% | 78.32%
Commercial_Warehouse_New_Water Heating_Natural Gas_Water Heater_E3_Baseline Forecast | Commercial | Warehouse | New | Water Heating | Natural Gas | Water Heater | E3 | TE 96% (Instantaneous) | Baseline Forecast | [30 empty] | 0% | 0% | bar: 2019 to 2048
Commercial_Warehouse_New_Water Heating_Natural Gas_Water Heater_E4_Baseline Forecast | Commercial | Warehouse | New | Water Heating | Natural Gas | Water Heater | E4 | UEF 1.0+ (Gas-Fired HPWH) | Baseline Forecast | 0% | 0% | 0% | 0% | 0% | 0% | 0% | 99.21% | 99.18% | 99.15% | 99.11% | 99.15% | 99.12% | 99.21% | 99.31% | 99.39% | 99.4% | 99.4% | 99.4% | 99.4% | 99.41% | 99.41% | 99.42% | 99.19% | 99.18% | 99.18% | 99.17% | 99.17% | 99.17% | 99.16% | 99.16% | 0%
Commercial_Warehouse_New_Water Heating_Natural Gas_Water Heater_E5_Baseline Forecast | Commercial | Warehouse | New | Water Heating | Natural Gas | Water Heater | E5 |  | Baseline Forecast | [30 empty] | 0% | 0% | bar: 2019 to 2048
Commercial_Warehouse_New_Water Heating_Natural Gas_Water Heater_E6_Baseline Forecast | Commercial | Warehouse | New | Water Heating | Natural Gas | Water Heater | E6 |  | Baseline Forecast | [30 empty] | 0% | 0% | bar: 2019 to 2048
Commercial_Warehouse_New_Water Heating_Natural Gas_Water Heater_E7_Baseline Forecast | Commercial | Warehouse | New | Water Heating | Natural Gas | Water Heater | E7 |  | Baseline Forecast | [30 empty] | 0% | 0% | bar: 2019 to 2048
Commercial_Warehouse_New_Water Heating_Natural Gas_Water Heater_E8_Baseline Forecast | Commercial | Warehouse | New | Water Heating | Natural Gas | Water Heater | E8 |  | Baseline Forecast | [30 empty] | 0% | 0% | bar: 2019 to 2048
Commercial_Warehouse_New_Water Heating_Natural Gas_Water Heater_E9_Baseline Forecast | Commercial | Warehouse | New | Water Heating | Natural Gas | Water Heater | E9 |  | Baseline Forecast | [30 empty] | 0% | 0% | bar: 2019 to 2048
Commercial_Warehouse_New_Water Heating_Natural Gas_Water Heater_E10_Baseline Forecast | Commercial | Warehouse | New | Water Heating | Natural Gas | Water Heater | E10 |  | Baseline Forecast | [30 empty] | 0% | 0% | bar: 2019 to 2048
Commercial_Warehouse_New_Food Preparation_Natural Gas_Oven_E1_Baseline Forecast | Commercial | Warehouse | New | Food Preparation | Natural Gas | Oven | E1 | Standard | Baseline Forecast | 41% | 40.96% | 40.93% | 40.9% | 40.85% | 41.03% | 41.18% | 41.26% | 41.29% | 41.34% | 41.22% | 41.12% | 41.42% | 41.29% | 41.11% | 40.95% | 40.95% | 40.93% | 40.99% | 40.95% | 40.92% | 40.89% | 40.84% | 42.56% | 42.59% | 42.63% | 42.66% | 42.69% | 42.72% | 42.74% | 42.77% | 41.03%
Commercial_Warehouse_New_Food Preparation_Natural Gas_Oven_E2_Baseline Forecast | Commercial | Warehouse | New | Food Preparation | Natural Gas | Oven | E2 | ENERGY STAR (3.0) | Baseline Forecast | 59% | 59.04% | 59.07% | 59.1% | 59.15% | 58.97% | 58.82% | 58.74% | 58.71% | 58.66% | 58.78% | 58.88% | 58.58% | 58.71% | 58.89% | 59.05% | 59.05% | 59.07% | 59.01% | 59.05% | 59.08% | 59.11% | 59.16% | 57.44% | 57.41% | 57.37% | 57.34% | 57.31% | 57.28% | 57.26% | 57.23% | 58.97%
Commercial_Warehouse_New_Food Preparation_Natural Gas_Oven_E3_Baseline Forecast | Commercial | Warehouse | New | Food Preparation | Natural Gas | Oven | E3 |  | Baseline Forecast | [30 empty] | 0% | 0% | bar: 2019 to 2048
Commercial_Warehouse_New_Food Preparation_Natural Gas_Oven_E4_Baseline Forecast | Commercial | Warehouse | New | Food Preparation | Natural Gas | Oven | E4 |  | Baseline Forecast | [30 empty] | 0% | 0% | bar: 2019 to 2048
Commercial_Warehouse_New_Food Preparation_Natural Gas_Oven_E5_Baseline Forecast | Commercial | Warehouse | New | Food Preparation | Natural Gas | Oven | E5 |  | Baseline Forecast | [30 empty] | 0% | 0% | bar: 2019 to 2048
Commercial_Warehouse_New_Food Preparation_Natural Gas_Oven_E6_Baseline Forecast | Commercial | Warehouse | New | Food Preparation | Natural Gas | Oven | E6 |  | Baseline Forecast | [30 empty] | 0% | 0% | bar: 2019 to 2048
Commercial_Warehouse_New_Food Preparation_Natural Gas_Oven_E7_Baseline Forecast | Commercial | Warehouse | New | Food Preparation | Natural Gas | Oven | E7 |  | Baseline Forecast | [30 empty] | 0% | 0% | bar: 2019 to 2048
Commercial_Warehouse_New_Food Preparation_Natural Gas_Oven_E8_Baseline Forecast | Commercial | Warehouse | New | Food Preparation | Natural Gas | Oven | E8 |  | Baseline Forecast | [30 empty] | 0% | 0% | bar: 2019 to 2048
Commercial_Warehouse_New_Food Preparation_Natural Gas_Oven_E9_Baseline Forecast | Commercial | Warehouse | New | Food Preparation | Natural Gas | Oven | E9 |  | Baseline Forecast | [30 empty] | 0% | 0% | bar: 2019 to 2048
Commercial_Warehouse_New_Food Preparation_Natural Gas_Oven_E10_Baseline Forecast | Commercial | Warehouse | New | Food Preparation | Natural Gas | Oven | E10 |  | Baseline Forecast | [30 empty] | 0% | 0% | bar: 2019 to 2048
Commercial_Warehouse_New_Food Preparation_Natural Gas_Conveyor Oven_E1_Baseline Forecast | Commercial | Warehouse | New | Food Preparation | Natural Gas | Conveyor Oven | E1 | Standard | Baseline Forecast | 41% | 41.01% | 41.02% | 41.04% | 40.98% | 41.02% | 41.04% | 41% | 40.91% | 40.93% | 40.94% | 40.96% | 41.26% | 41.28% | 41.28% | 41.3% | 41.3% | 41.3% | 41.35% | 41.33% | 41.32% | 41.29% | 41.27% | 42.98% | 43.04% | 43.09% | 43.15% | 43.2% | 43.25% | 43.3% | 43.37% | 41.02%
Commercial_Warehouse_New_Food Preparation_Natural Gas_Conveyor Oven_E2_Baseline Forecast | Commercial | Warehouse | New | Food Preparation | Natural Gas | Conveyor Oven | E2 | Efficient (>44% Baking Efficiency) | Baseline Forecast | 59% | 58.99% | 58.98% | 58.96% | 59.02% | 58.98% | 58.96% | 59% | 59.09% | 59.07% | 59.06% | 59.04% | 58.74% | 58.72% | 58.72% | 58.7% | 58.7% | 58.7% | 58.65% | 58.67% | 58.68% | 58.71% | 58.73% | 57.02% | 56.96% | 56.91% | 56.85% | 56.8% | 56.75% | 56.7% | 56.63% | 58.98%
Commercial_Warehouse_New_Food Preparation_Natural Gas_Conveyor Oven_E3_Baseline Forecast | Commercial | Warehouse | New | Food Preparation | Natural Gas | Conveyor Oven | E3 |  | Baseline Forecast | [30 empty] | 0% | 0% | bar: 2019 to 2048
Commercial_Warehouse_New_Food Preparation_Natural Gas_Conveyor Oven_E4_Baseline Forecast | Commercial | Warehouse | New | Food Preparation | Natural Gas | Conveyor Oven | E4 |  | Baseline Forecast | [30 empty] | 0% | 0% | bar: 2019 to 2048
Commercial_Warehouse_New_Food Preparation_Natural Gas_Conveyor Oven_E5_Baseline Forecast | Commercial | Warehouse | New | Food Preparation | Natural Gas | Conveyor Oven | E5 |  | Baseline Forecast | [30 empty] | 0% | 0% | bar: 2019 to 2048
Commercial_Warehouse_New_Food Preparation_Natural Gas_Conveyor Oven_E6_Baseline Forecast | Commercial | Warehouse | New | Food Preparation | Natural Gas | Conveyor Oven | E6 |  | Baseline Forecast | [30 empty] | 0% | 0% | bar: 2019 to 2048
Commercial_Warehouse_New_Food Preparation_Natural Gas_Conveyor Oven_E7_Baseline Forecast | Commercial | Warehouse | New | Food Preparation | Natural Gas | Conveyor Oven | E7 |  | Baseline Forecast | [30 empty] | 0% | 0% | bar: 2019 to 2048
Commercial_Warehouse_New_Food Preparation_Natural Gas_Conveyor Oven_E8_Baseline Forecast | Commercial | Warehouse | New | Food Preparation | Natural Gas | Conveyor Oven | E8 |  | Baseline Forecast | [30 empty] | 0% | 0% | bar: 2019 to 2048
Commercial_Warehouse_New_Food Preparation_Natural Gas_Conveyor Oven_E9_Baseline Forecast | Commercial | Warehouse | New | Food Preparation | Natural Gas | Conveyor Oven | E9 |  | Baseline Forecast | [30 empty] | 0% | 0% | bar: 2019 to 2048
Commercial_Warehouse_New_Food Preparation_Natural Gas_Conveyor Oven_E10_Baseline Forecast | Commercial | Warehouse | New | Food Preparation | Natural Gas | Conveyor Oven | E10 |  | Baseline Forecast | [30 empty] | 0% | 0% | bar: 2019 to 2048
Commercial_Warehouse_New_Food Preparation_Natural Gas_Double Rack Oven_E1_Baseline Forecast | Commercial | Warehouse | New | Food Preparation | Natural Gas | Double Rack Oven | E1 | Standard | Baseline Forecast | 41% | 40.9% | 40.83% | 40.87% | 40.86% | 41.24% | 41.57% | 41.77% | 41.85% | 41.61% | 41.32% | 41.02% | 41.57% | 41.2% | 41.18% | 41.21% | 41.2% | 41.18% | 41.31% | 41.23% | 41.18% | 41.11% | 41.03% | 45.56% | 45.69% | 45.81% | 45.93% | 46.04% | 46.15% | 46.26% | 46.36% | 41.24%
Commercial_Warehouse_New_Food Preparation_Natural Gas_Double Rack Oven_E2_Baseline Forecast | Commercial | Warehouse | New | Food Preparation | Natural Gas | Double Rack Oven | E2 | FTSC Qualified (>50% Cooking Efficiency) | Baseline Forecast | 59% | 59.1% | 59.17% | 59.13% | 59.14% | 58.76% | 58.43% | 58.23% | 58.15% | 58.39% | 58.68% | 58.98% | 58.43% | 58.8% | 58.82% | 58.79% | 58.8% | 58.82% | 58.69% | 58.77% | 58.82% | 58.89% | 58.97% | 54.44% | 54.31% | 54.19% | 54.07% | 53.96% | 53.85% | 53.74% | 53.64% | 58.76%
Commercial_Warehouse_New_Food Preparation_Natural Gas_Double Rack Oven_E3_Baseline Forecast | Commercial | Warehouse | New | Food Preparation | Natural Gas | Double Rack Oven | E3 |  | Baseline Forecast | [30 empty] | 0% | 0% | bar: 2019 to 2048
Commercial_Warehouse_New_Food Preparation_Natural Gas_Double Rack Oven_E4_Baseline Forecast | Commercial | Warehouse | New | Food Preparation | Natural Gas | Double Rack Oven | E4 |  | Baseline Forecast | [30 empty] | 0% | 0% | bar: 2019 to 2048
Commercial_Warehouse_New_Food Preparation_Natural Gas_Double Rack Oven_E5_Baseline Forecast | Commercial | Warehouse | New | Food Preparation | Natural Gas | Double Rack Oven | E5 |  | Baseline Forecast | [30 empty] | 0% | 0% | bar: 2019 to 2048
Commercial_Warehouse_New_Food Preparation_Natural Gas_Double Rack Oven_E6_Baseline Forecast | Commercial | Warehouse | New | Food Preparation | Natural Gas | Double Rack Oven | E6 |  | Baseline Forecast | [30 empty] | 0% | 0% | bar: 2019 to 2048
Commercial_Warehouse_New_Food Preparation_Natural Gas_Double Rack Oven_E7_Baseline Forecast | Commercial | Warehouse | New | Food Preparation | Natural Gas | Double Rack Oven | E7 |  | Baseline Forecast | [30 empty] | 0% | 0% | bar: 2019 to 2048
Commercial_Warehouse_New_Food Preparation_Natural Gas_Double Rack Oven_E8_Baseline Forecast | Commercial | Warehouse | New | Food Preparation | Natural Gas | Double Rack Oven | E8 |  | Baseline Forecast | [30 empty] | 0% | 0% | bar: 2019 to 2048
Commercial_Warehouse_New_Food Preparation_Natural Gas_Double Rack Oven_E9_Baseline Forecast | Commercial | Warehouse | New | Food Preparation | Natural Gas | Double Rack Oven | E9 |  | Baseline Forecast | [30 empty] | 0% | 0% | bar: 2019 to 2048
Commercial_Warehouse_New_Food Preparation_Natural Gas_Double Rack Oven_E10_Baseline Forecast | Commercial | Warehouse | New | Food Preparation | Natural Gas | Double Rack Oven | E10 |  | Baseline Forecast | [30 empty] | 0% | 0% | bar: 2019 to 2048
Commercial_Warehouse_New_Food Preparation_Natural Gas_Fryer_E1_Baseline Forecast | Commercial | Warehouse | New | Food Preparation | Natural Gas | Fryer | E1 | Standard | Baseline Forecast | 74% | 73.93% | 73.88% | 0% | 0% | 0% | 0% | 0% | 0% | 0% | 0% | 0% | 0% | 0% | 0% | 0% | 0% | 0% | 0% | 0% | 0% | 0% | 0% | 0% | 0% | 0% | 0% | 0% | 0% | 0% | 0% | 0%
Commercial_Warehouse_New_Food Preparation_Natural Gas_Fryer_E2_Baseline Forecast | Commercial | Warehouse | New | Food Preparation | Natural Gas | Fryer | E2 | ENERGY STAR (3.0) | Baseline Forecast | 26% | 26.07% | 26.12% | 100% | 100% | 100% | 100% | 100% | 100% | 100% | 100% | 100% | 100% | 100% | 100% | 100% | 100% | 100% | 100% | 100% | 100% | 100% | 100% | 100% | 100% | 100% | 100% | 100% | 100% | 100% | 100% | 100%
Commercial_Warehouse_New_Food Preparation_Natural Gas_Fryer_E3_Baseline Forecast | Commercial | Warehouse | New | Food Preparation | Natural Gas | Fryer | E3 |  | Baseline Forecast | [30 empty] | 0% | 0% | bar: 2019 to 2048
Commercial_Warehouse_New_Food Preparation_Natural Gas_Fryer_E4_Baseline Forecast | Commercial | Warehouse | New | Food Preparation | Natural Gas | Fryer | E4 |  | Baseline Forecast | [30 empty] | 0% | 0% | bar: 2019 to 2048
Commercial_Warehouse_New_Food Preparation_Natural Gas_Fryer_E5_Baseline Forecast | Commercial | Warehouse | New | Food Preparation | Natural Gas | Fryer | E5 |  | Baseline Forecast | [30 empty] | 0% | 0% | bar: 2019 to 2048
Commercial_Warehouse_New_Food Preparation_Natural Gas_Fryer_E6_Baseline Forecast | Commercial | Warehouse | New | Food Preparation | Natural Gas | Fryer | E6 |  | Baseline Forecast | [30 empty] | 0% | 0% | bar: 2019 to 2048
Commercial_Warehouse_New_Food Preparation_Natural Gas_Fryer_E7_Baseline Forecast | Commercial | Warehouse | New | Food Preparation | Natural Gas | Fryer | E7 |  | Baseline Forecast | [30 empty] | 0% | 0% | bar: 2019 to 2048
Commercial_Warehouse_New_Food Preparation_Natural Gas_Fryer_E8_Baseline Forecast | Commercial | Warehouse | New | Food Preparation | Natural Gas | Fryer | E8 |  | Baseline Forecast | [30 empty] | 0% | 0% | bar: 2019 to 2048
Commercial_Warehouse_New_Food Preparation_Natural Gas_Fryer_E9_Baseline Forecast | Commercial | Warehouse | New | Food Preparation | Natural Gas | Fryer | E9 |  | Baseline Forecast | [30 empty] | 0% | 0% | bar: 2019 to 2048
Commercial_Warehouse_New_Food Preparation_Natural Gas_Fryer_E10_Baseline Forecast | Commercial | Warehouse | New | Food Preparation | Natural Gas | Fryer | E10 |  | Baseline Forecast | [30 empty] | 0% | 0% | bar: 2019 to 2048
Commercial_Warehouse_New_Food Preparation_Natural Gas_Broiler_E1_Baseline Forecast | Commercial | Warehouse | New | Food Preparation | Natural Gas | Broiler | E1 | Standard | Baseline Forecast | 74% | 73.94% | 73.89% | 73.92% | 73.91% | 74.15% | 74.36% | 74.48% | 74.53% | 74.38% | 74.2% | 74.02% | 74.36% | 74.13% | 74.11% | 74.13% | 74.13% | 74.12% | 74.19% | 74.15% | 74.12% | 74.07% | 74.02% | 76.66% | 76.73% | 76.79% | 76.85% | 76.91% | 76.97% | 77.03% | 77.08% | 74.15%
Commercial_Warehouse_New_Food Preparation_Natural Gas_Broiler_E2_Baseline Forecast | Commercial | Warehouse | New | Food Preparation | Natural Gas | Broiler | E2 | Infrared Burners | Baseline Forecast | 26% | 26.06% | 26.11% | 26.08% | 26.09% | 25.85% | 25.64% | 25.52% | 25.47% | 25.62% | 25.8% | 25.98% | 25.64% | 25.87% | 25.89% | 25.87% | 25.87% | 25.88% | 25.81% | 25.85% | 25.88% | 25.93% | 25.98% | 23.34% | 23.27% | 23.21% | 23.15% | 23.09% | 23.03% | 22.97% | 22.92% | 25.85%
Commercial_Warehouse_New_Food Preparation_Natural Gas_Broiler_E3_Baseline Forecast | Commercial | Warehouse | New | Food Preparation | Natural Gas | Broiler | E3 |  | Baseline Forecast | [30 empty] | 0% | 0% | bar: 2019 to 2048
Commercial_Warehouse_New_Food Preparation_Natural Gas_Broiler_E4_Baseline Forecast | Commercial | Warehouse | New | Food Preparation | Natural Gas | Broiler | E4 |  | Baseline Forecast | [30 empty] | 0% | 0% | bar: 2019 to 2048
Commercial_Warehouse_New_Food Preparation_Natural Gas_Broiler_E5_Baseline Forecast | Commercial | Warehouse | New | Food Preparation | Natural Gas | Broiler | E5 |  | Baseline Forecast | [30 empty] | 0% | 0% | bar: 2019 to 2048
Commercial_Warehouse_New_Food Preparation_Natural Gas_Broiler_E6_Baseline Forecast | Commercial | Warehouse | New | Food Preparation | Natural Gas | Broiler | E6 |  | Baseline Forecast | [30 empty] | 0% | 0% | bar: 2019 to 2048
Commercial_Warehouse_New_Food Preparation_Natural Gas_Broiler_E7_Baseline Forecast | Commercial | Warehouse | New | Food Preparation | Natural Gas | Broiler | E7 |  | Baseline Forecast | [30 empty] | 0% | 0% | bar: 2019 to 2048
Commercial_Warehouse_New_Food Preparation_Natural Gas_Broiler_E8_Baseline Forecast | Commercial | Warehouse | New | Food Preparation | Natural Gas | Broiler | E8 |  | Baseline Forecast | [30 empty] | 0% | 0% | bar: 2019 to 2048
Commercial_Warehouse_New_Food Preparation_Natural Gas_Broiler_E9_Baseline Forecast | Commercial | Warehouse | New | Food Preparation | Natural Gas | Broiler | E9 |  | Baseline Forecast | [30 empty] | 0% | 0% | bar: 2019 to 2048
Commercial_Warehouse_New_Food Preparation_Natural Gas_Broiler_E10_Baseline Forecast | Commercial | Warehouse | New | Food Preparation | Natural Gas | Broiler | E10 |  | Baseline Forecast | [30 empty] | 0% | 0% | bar: 2019 to 2048
Commercial_Warehouse_New_Food Preparation_Natural Gas_Griddle_E1_Baseline Forecast | Commercial | Warehouse | New | Food Preparation | Natural Gas | Griddle | E1 | Standard | Baseline Forecast | 71% | 70.98% | 70.97% | 70.98% | 70.98% | 71.04% | 71.09% | 71.13% | 71.14% | 71.1% | 71.05% | 71% | 71.09% | 71.03% | 71.03% | 71.03% | 71.03% | 71.03% | 71.05% | 71.04% | 71.03% | 71.02% | 71% | 71.77% | 71.79% | 71.81% | 71.83% | 71.85% | 71.87% | 71.89% | 71.91% | 71.04%
Commercial_Warehouse_New_Food Preparation_Natural Gas_Griddle_E2_Baseline Forecast | Commercial | Warehouse | New | Food Preparation | Natural Gas | Griddle | E2 | ENERGY STAR | Baseline Forecast | 29% | 29.02% | 29.03% | 29.02% | 29.02% | 28.96% | 28.91% | 28.87% | 28.86% | 28.9% | 28.95% | 29% | 28.91% | 28.97% | 28.97% | 28.97% | 28.97% | 28.97% | 28.95% | 28.96% | 28.97% | 28.98% | 29% | 28.23% | 28.21% | 28.19% | 28.17% | 28.15% | 28.13% | 28.11% | 28.09% | 28.96%
Commercial_Warehouse_New_Food Preparation_Natural Gas_Griddle_E3_Baseline Forecast | Commercial | Warehouse | New | Food Preparation | Natural Gas | Griddle | E3 |  | Baseline Forecast | [30 empty] | 0% | 0% | bar: 2019 to 2048
Commercial_Warehouse_New_Food Preparation_Natural Gas_Griddle_E4_Baseline Forecast | Commercial | Warehouse | New | Food Preparation | Natural Gas | Griddle | E4 |  | Baseline Forecast | [30 empty] | 0% | 0% | bar: 2019 to 2048
Commercial_Warehouse_New_Food Preparation_Natural Gas_Griddle_E5_Baseline Forecast | Commercial | Warehouse | New | Food Preparation | Natural Gas | Griddle | E5 |  | Baseline Forecast | [30 empty] | 0% | 0% | bar: 2019 to 2048
Commercial_Warehouse_New_Food Preparation_Natural Gas_Griddle_E6_Baseline Forecast | Commercial | Warehouse | New | Food Preparation | Natural Gas | Griddle | E6 |  | Baseline Forecast | [30 empty] | 0% | 0% | bar: 2019 to 2048
Commercial_Warehouse_New_Food Preparation_Natural Gas_Griddle_E7_Baseline Forecast | Commercial | Warehouse | New | Food Preparation | Natural Gas | Griddle | E7 |  | Baseline Forecast | [30 empty] | 0% | 0% | bar: 2019 to 2048
Commercial_Warehouse_New_Food Preparation_Natural Gas_Griddle_E8_Baseline Forecast | Commercial | Warehouse | New | Food Preparation | Natural Gas | Griddle | E8 |  | Baseline Forecast | [30 empty] | 0% | 0% | bar: 2019 to 2048
Commercial_Warehouse_New_Food Preparation_Natural Gas_Griddle_E9_Baseline Forecast | Commercial | Warehouse | New | Food Preparation | Natural Gas | Griddle | E9 |  | Baseline Forecast | [30 empty] | 0% | 0% | bar: 2019 to 2048
Commercial_Warehouse_New_Food Preparation_Natural Gas_Griddle_E10_Baseline Forecast | Commercial | Warehouse | New | Food Preparation | Natural Gas | Griddle | E10 |  | Baseline Forecast | [30 empty] | 0% | 0% | bar: 2019 to 2048
Commercial_Warehouse_New_Food Preparation_Natural Gas_Range_E1_Baseline Forecast | Commercial | Warehouse | New | Food Preparation | Natural Gas | Range | E1 | Standard | Baseline Forecast | 41% | 40.96% | 40.93% | 40.9% | 40.86% | 40.99% | 41.1% | 41.16% | 41.18% | 41.22% | 41.24% | 41.14% | 41.36% | 41.23% | 41.07% | 40.92% | 40.92% | 40.91% | 40.95% | 40.92% | 40.9% | 40.87% | 40.84% | 42.33% | 42.37% | 42.4% | 42.44% | 42.47% | 42.5% | 42.53% | 42.56% | 40.99%
Commercial_Warehouse_New_Food Preparation_Natural Gas_Range_E2_Baseline Forecast | Commercial | Warehouse | New | Food Preparation | Natural Gas | Range | E2 | High Efficiency | Baseline Forecast | 59% | 59.04% | 59.07% | 59.1% | 59.14% | 59.01% | 58.9% | 58.84% | 58.82% | 58.78% | 58.76% | 58.86% | 58.64% | 58.77% | 58.93% | 59.08% | 59.08% | 59.09% | 59.05% | 59.08% | 59.1% | 59.13% | 59.16% | 57.67% | 57.63% | 57.6% | 57.56% | 57.53% | 57.5% | 57.47% | 57.44% | 59.01%
Commercial_Warehouse_New_Food Preparation_Natural Gas_Range_E3_Baseline Forecast | Commercial | Warehouse | New | Food Preparation | Natural Gas | Range | E3 |  | Baseline Forecast | [30 empty] | 0% | 0% | bar: 2019 to 2048
Commercial_Warehouse_New_Food Preparation_Natural Gas_Range_E4_Baseline Forecast | Commercial | Warehouse | New | Food Preparation | Natural Gas | Range | E4 |  | Baseline Forecast | [30 empty] | 0% | 0% | bar: 2019 to 2048
Commercial_Warehouse_New_Food Preparation_Natural Gas_Range_E5_Baseline Forecast | Commercial | Warehouse | New | Food Preparation | Natural Gas | Range | E5 |  | Baseline Forecast | [30 empty] | 0% | 0% | bar: 2019 to 2048
Commercial_Warehouse_New_Food Preparation_Natural Gas_Range_E6_Baseline Forecast | Commercial | Warehouse | New | Food Preparation | Natural Gas | Range | E6 |  | Baseline Forecast | [30 empty] | 0% | 0% | bar: 2019 to 2048
Commercial_Warehouse_New_Food Preparation_Natural Gas_Range_E7_Baseline Forecast | Commercial | Warehouse | New | Food Preparation | Natural Gas | Range | E7 |  | Baseline Forecast | [30 empty] | 0% | 0% | bar: 2019 to 2048
Commercial_Warehouse_New_Food Preparation_Natural Gas_Range_E8_Baseline Forecast | Commercial | Warehouse | New | Food Preparation | Natural Gas | Range | E8 |  | Baseline Forecast | [30 empty] | 0% | 0% | bar: 2019 to 2048
Commercial_Warehouse_New_Food Preparation_Natural Gas_Range_E9_Baseline Forecast | Commercial | Warehouse | New | Food Preparation | Natural Gas | Range | E9 |  | Baseline Forecast | [30 empty] | 0% | 0% | bar: 2019 to 2048
Commercial_Warehouse_New_Food Preparation_Natural Gas_Range_E10_Baseline Forecast | Commercial | Warehouse | New | Food Preparation | Natural Gas | Range | E10 |  | Baseline Forecast | [30 empty] | 0% | 0% | bar: 2019 to 2048
Commercial_Warehouse_New_Food Preparation_Natural Gas_Steamer_E1_Baseline Forecast | Commercial | Warehouse | New | Food Preparation | Natural Gas | Steamer | E1 | Standard | Baseline Forecast | 50% | 49.88% | 49.81% | 0% | 0% | 0% | 0% | 0% | 0% | 0% | 0% | 0% | 0% | 0% | 0% | 0% | 0% | 0% | 0% | 0% | 0% | 0% | 0% | 0% | 0% | 0% | 0% | 0% | 0% | 0% | 0% | 0%
Commercial_Warehouse_New_Food Preparation_Natural Gas_Steamer_E2_Baseline Forecast | Commercial | Warehouse | New | Food Preparation | Natural Gas | Steamer | E2 | ENERGY STAR | Baseline Forecast | 50% | 50.12% | 50.19% | 100% | 100% | 100% | 100% | 100% | 100% | 100% | 100% | 100% | 100% | 100% | 100% | 100% | 100% | 100% | 100% | 100% | 100% | 100% | 100% | 100% | 100% | 100% | 100% | 100% | 100% | 100% | 100% | 100%
Commercial_Warehouse_New_Food Preparation_Natural Gas_Steamer_E3_Baseline Forecast | Commercial | Warehouse | New | Food Preparation | Natural Gas | Steamer | E3 |  | Baseline Forecast | [30 empty] | 0% | 0% | bar: 2019 to 2048
Commercial_Warehouse_New_Food Preparation_Natural Gas_Steamer_E4_Baseline Forecast | Commercial | Warehouse | New | Food Preparation | Natural Gas | Steamer | E4 |  | Baseline Forecast | [30 empty] | 0% | 0% | bar: 2019 to 2048
Commercial_Warehouse_New_Food Preparation_Natural Gas_Steamer_E5_Baseline Forecast | Commercial | Warehouse | New | Food Preparation | Natural Gas | Steamer | E5 |  | Baseline Forecast | [30 empty] | 0% | 0% | bar: 2019 to 2048
Commercial_Warehouse_New_Food Preparation_Natural Gas_Steamer_E6_Baseline Forecast | Commercial | Warehouse | New | Food Preparation | Natural Gas | Steamer | E6 |  | Baseline Forecast | [30 empty] | 0% | 0% | bar: 2019 to 2048
Commercial_Warehouse_New_Food Preparation_Natural Gas_Steamer_E7_Baseline Forecast | Commercial | Warehouse | New | Food Preparation | Natural Gas | Steamer | E7 |  | Baseline Forecast | [30 empty] | 0% | 0% | bar: 2019 to 2048
Commercial_Warehouse_New_Food Preparation_Natural Gas_Steamer_E8_Baseline Forecast | Commercial | Warehouse | New | Food Preparation | Natural Gas | Steamer | E8 |  | Baseline Forecast | [30 empty] | 0% | 0% | bar: 2019 to 2048
Commercial_Warehouse_New_Food Preparation_Natural Gas_Steamer_E9_Baseline Forecast | Commercial | Warehouse | New | Food Preparation | Natural Gas | Steamer | E9 |  | Baseline Forecast | [30 empty] | 0% | 0% | bar: 2019 to 2048
Commercial_Warehouse_New_Food Preparation_Natural Gas_Steamer_E10_Baseline Forecast | Commercial | Warehouse | New | Food Preparation | Natural Gas | Steamer | E10 |  | Baseline Forecast | [30 empty] | 0% | 0% | bar: 2019 to 2048
Commercial_Warehouse_New_Food Preparation_Natural Gas_Food Prep Other_E1_Baseline Forecast | Commercial | Warehouse | New | Food Preparation | Natural Gas | Food Prep Other | E1 | Standard | Baseline Forecast | 74% | 74% | 74% | 74% | 74% | 74% | 74% | 74% | 74% | 74% | 74% | 74% | 74% | 74% | 74% | 74% | 74% | 74% | 74% | 74% | 74% | 74% | 74% | 74% | 74% | 74% | 74% | 74% | 74% | 74% | 74% | 74%
Commercial_Warehouse_New_Food Preparation_Natural Gas_Food Prep Other_E2_Baseline Forecast | Commercial | Warehouse | New | Food Preparation | Natural Gas | Food Prep Other | E2 | ENERGY STAR | Baseline Forecast | 26% | 26% | 26% | 26% | 26% | 26% | 26% | 26% | 26% | 26% | 26% | 26% | 26% | 26% | 26% | 26% | 26% | 26% | 26% | 26% | 26% | 26% | 26% | 26% | 26% | 26% | 26% | 26% | 26% | 26% | 26% | 26%
Commercial_Warehouse_New_Food Preparation_Natural Gas_Food Prep Other_E3_Baseline Forecast | Commercial | Warehouse | New | Food Preparation | Natural Gas | Food Prep Other | E3 |  | Baseline Forecast | [30 empty] | 0% | 0% | bar: 2019 to 2048
Commercial_Warehouse_New_Food Preparation_Natural Gas_Food Prep Other_E4_Baseline Forecast | Commercial | Warehouse | New | Food Preparation | Natural Gas | Food Prep Other | E4 |  | Baseline Forecast | [30 empty] | 0% | 0% | bar: 2019 to 2048
Commercial_Warehouse_New_Food Preparation_Natural Gas_Food Prep Other_E5_Baseline Forecast | Commercial | Warehouse | New | Food Preparation | Natural Gas | Food Prep Other | E5 |  | Baseline Forecast | [30 empty] | 0% | 0% | bar: 2019 to 2048
Commercial_Warehouse_New_Food Preparation_Natural Gas_Food Prep Other_E6_Baseline Forecast | Commercial | Warehouse | New | Food Preparation | Natural Gas | Food Prep Other | E6 |  | Baseline Forecast | [30 empty] | 0% | 0% | bar: 2019 to 2048
Commercial_Warehouse_New_Food Preparation_Natural Gas_Food Prep Other_E7_Baseline Forecast | Commercial | Warehouse | New | Food Preparation | Natural Gas | Food Prep Other | E7 |  | Baseline Forecast | [30 empty] | 0% | 0% | bar: 2019 to 2048
Commercial_Warehouse_New_Food Preparation_Natural Gas_Food Prep Other_E8_Baseline Forecast | Commercial | Warehouse | New | Food Preparation | Natural Gas | Food Prep Other | E8 |  | Baseline Forecast | [30 empty] | 0% | 0% | bar: 2019 to 2048
Commercial_Warehouse_New_Food Preparation_Natural Gas_Food Prep Other_E9_Baseline Forecast | Commercial | Warehouse | New | Food Preparation | Natural Gas | Food Prep Other | E9 |  | Baseline Forecast | [30 empty] | 0% | 0% | bar: 2019 to 2048
Commercial_Warehouse_New_Food Preparation_Natural Gas_Food Prep Other_E10_Baseline Forecast | Commercial | Warehouse | New | Food Preparation | Natural Gas | Food Prep Other | E10 |  | Baseline Forecast | [30 empty] | 0% | 0% | bar: 2019 to 2048
Commercial_Warehouse_New_Miscellaneous_Natural Gas_Pool Heater_E1_Baseline Forecast | Commercial | Warehouse | New | Miscellaneous | Natural Gas | Pool Heater | E1 | Standard (EF .78) | Baseline Forecast | 90% | 89.96% | 89.95% | 89.94% | 89.91% | 89.97% | 90.01% | 90.01% | 89.98% | 90% | 90.01% | 90.02% | 90.33% | 90.36% | 90.37% | 90.23% | 90.09% | 89.95% | 89.85% | 89.72% | 89.7% | 89.68% | 89.66% | 90.72% | 90.75% | 90.77% | 90.79% | 90.81% | 90.84% | 90.86% | 90.88% | 89.97%
Commercial_Warehouse_New_Miscellaneous_Natural Gas_Pool Heater_E2_Baseline Forecast | Commercial | Warehouse | New | Miscellaneous | Natural Gas | Pool Heater | E2 | Condensing (EF .90) | Baseline Forecast | 10% | 10.04% | 10.05% | 10.06% | 10.09% | 10.03% | 9.988% | 9.987% | 10.02% | 10% | 9.995% | 9.983% | 9.666% | 9.638% | 9.63% | 9.768% | 9.915% | 10.05% | 10.15% | 10.28% | 10.3% | 10.32% | 10.34% | 9.279% | 9.253% | 9.229% | 9.207% | 9.185% | 9.164% | 9.144% | 9.124% | 10.03%
Commercial_Warehouse_New_Miscellaneous_Natural Gas_Pool Heater_E3_Baseline Forecast | Commercial | Warehouse | New | Miscellaneous | Natural Gas | Pool Heater | E3 |  | Baseline Forecast | [30 empty] | 0% | 0% | bar: 2019 to 2048
Commercial_Warehouse_New_Miscellaneous_Natural Gas_Pool Heater_E4_Baseline Forecast | Commercial | Warehouse | New | Miscellaneous | Natural Gas | Pool Heater | E4 |  | Baseline Forecast | [30 empty] | 0% | 0% | bar: 2019 to 2048
Commercial_Warehouse_New_Miscellaneous_Natural Gas_Pool Heater_E5_Baseline Forecast | Commercial | Warehouse | New | Miscellaneous | Natural Gas | Pool Heater | E5 |  | Baseline Forecast | [30 empty] | 0% | 0% | bar: 2019 to 2048
Commercial_Warehouse_New_Miscellaneous_Natural Gas_Pool Heater_E6_Baseline Forecast | Commercial | Warehouse | New | Miscellaneous | Natural Gas | Pool Heater | E6 |  | Baseline Forecast | [30 empty] | 0% | 0% | bar: 2019 to 2048
Commercial_Warehouse_New_Miscellaneous_Natural Gas_Pool Heater_E7_Baseline Forecast | Commercial | Warehouse | New | Miscellaneous | Natural Gas | Pool Heater | E7 |  | Baseline Forecast | [30 empty] | 0% | 0% | bar: 2019 to 2048
Commercial_Warehouse_New_Miscellaneous_Natural Gas_Pool Heater_E8_Baseline Forecast | Commercial | Warehouse | New | Miscellaneous | Natural Gas | Pool Heater | E8 |  | Baseline Forecast | [30 empty] | 0% | 0% | bar: 2019 to 2048
Commercial_Warehouse_New_Miscellaneous_Natural Gas_Pool Heater_E9_Baseline Forecast | Commercial | Warehouse | New | Miscellaneous | Natural Gas | Pool Heater | E9 |  | Baseline Forecast | [30 empty] | 0% | 0% | bar: 2019 to 2048
Commercial_Warehouse_New_Miscellaneous_Natural Gas_Pool Heater_E10_Baseline Forecast | Commercial | Warehouse | New | Miscellaneous | Natural Gas | Pool Heater | E10 |  | Baseline Forecast | [30 empty] | 0% | 0% | bar: 2019 to 2048
Commercial_Warehouse_New_Miscellaneous_Natural Gas_Miscellaneous_E1_Baseline Forecast | Commercial | Warehouse | New | Miscellaneous | Natural Gas | Miscellaneous | E1 | Miscellaneous | Baseline Forecast | 100% | 100% | 100% | 100% | 100% | 100% | 100% | 100% | 100% | 100% | 100% | 100% | 100% | 100% | 100% | 100% | 100% | 100% | 100% | 100% | 100% | 100% | 100% | 100% | 100% | 100% | 100% | 100% | 100% | 100% | 100% | 100%
Commercial_Warehouse_New_Miscellaneous_Natural Gas_Miscellaneous_E2_Baseline Forecast | Commercial | Warehouse | New | Miscellaneous | Natural Gas | Miscellaneous | E2 |  | Baseline Forecast | [30 empty] | 0% | 0% | bar: 2019 to 2048
Commercial_Warehouse_New_Miscellaneous_Natural Gas_Miscellaneous_E3_Baseline Forecast | Commercial | Warehouse | New | Miscellaneous | Natural Gas | Miscellaneous | E3 |  | Baseline Forecast | [30 empty] | 0% | 0% | bar: 2019 to 2048
Commercial_Warehouse_New_Miscellaneous_Natural Gas_Miscellaneous_E4_Baseline Forecast | Commercial | Warehouse | New | Miscellaneous | Natural Gas | Miscellaneous | E4 |  | Baseline Forecast | [30 empty] | 0% | 0% | bar: 2019 to 2048
Commercial_Warehouse_New_Miscellaneous_Natural Gas_Miscellaneous_E5_Baseline Forecast | Commercial | Warehouse | New | Miscellaneous | Natural Gas | Miscellaneous | E5 |  | Baseline Forecast | [30 empty] | 0% | 0% | bar: 2019 to 2048
Commercial_Warehouse_New_Miscellaneous_Natural Gas_Miscellaneous_E6_Baseline Forecast | Commercial | Warehouse | New | Miscellaneous | Natural Gas | Miscellaneous | E6 |  | Baseline Forecast | [30 empty] | 0% | 0% | bar: 2019 to 2048
Commercial_Warehouse_New_Miscellaneous_Natural Gas_Miscellaneous_E7_Baseline Forecast | Commercial | Warehouse | New | Miscellaneous | Natural Gas | Miscellaneous | E7 |  | Baseline Forecast | [30 empty] | 0% | 0% | bar: 2019 to 2048
Commercial_Warehouse_New_Miscellaneous_Natural Gas_Miscellaneous_E8_Baseline Forecast | Commercial | Warehouse | New | Miscellaneous | Natural Gas | Miscellaneous | E8 |  | Baseline Forecast | [30 empty] | 0% | 0% | bar: 2019 to 2048
Commercial_Warehouse_New_Miscellaneous_Natural Gas_Miscellaneous_E9_Baseline Forecast | Commercial | Warehouse | New | Miscellaneous | Natural Gas | Miscellaneous | E9 |  | Baseline Forecast | [30 empty] | 0% | 0% | bar: 2019 to 2048
Commercial_Warehouse_New_Miscellaneous_Natural Gas_Miscellaneous_E10_Baseline Forecast | Commercial | Warehouse | New | Miscellaneous | Natural Gas | Miscellaneous | E10 |  | Baseline Forecast | [30 empty] | 0% | 0% | bar: 2019 to 2048
Commercial_Miscellaneous_Existing_Space Heating_Natural Gas_Furnace_E1_Baseline Forecast | Commercial | Miscellaneous | Existing | Space Heating | Natural Gas | Furnace | E1 | AFUE 80% (Standard) | Baseline Forecast | 100% | 100% | 100% | 100% | 100% | 0% | 0% | 0% | 0% | 0% | 0% | 0% | 0% | 0% | 0% | 0% | 0% | 0% | 0% | 0% | 0% | 0% | 0% | 0% | 0% | 0% | 0% | 0% | 0% | 0% | 0% | 0%
Commercial_Miscellaneous_Existing_Space Heating_Natural Gas_Furnace_E2_Baseline Forecast | Commercial | Miscellaneous | Existing | Space Heating | Natural Gas | Furnace | E2 | AFUE 81% (2023 Fed Standard) | Baseline Forecast | [30 empty] | 0% | 0% | bar: 2019 to 2048
Commercial_Miscellaneous_Existing_Space Heating_Natural Gas_Furnace_E3_Baseline Forecast | Commercial | Miscellaneous | Existing | Space Heating | Natural Gas | Furnace | E3 | AFUE 91% (WA State Min 2023) | Baseline Forecast | 0% | 0% | 0% | 0% | 0% | 100% | 100% | 67.18% | 67.2% | 67.22% | 67.23% | 67.25% | 67.53% | 67.55% | 67.55% | 67.57% | 67.57% | 67.57% | 67.62% | 67.6% | 67.6% | 67.59% | 67.57% | 68.61% | 68.64% | 68.68% | 68.72% | 68.76% | 68.81% | 68.85% | 68.9% | 100%
Commercial_Miscellaneous_Existing_Space Heating_Natural Gas_Furnace_E4_Baseline Forecast | Commercial | Miscellaneous | Existing | Space Heating | Natural Gas | Furnace | E4 | AFUE 96% | Baseline Forecast | [30 empty] | 0% | 0% | bar: 2019 to 2048
Commercial_Miscellaneous_Existing_Space Heating_Natural Gas_Furnace_E5_Baseline Forecast | Commercial | Miscellaneous | Existing | Space Heating | Natural Gas | Furnace | E5 | Convert to Gas-Fired ASHP | Baseline Forecast | 0% | 0% | 0% | 0% | 0% | 0% | 0% | 32.82% | 32.8% | 32.78% | 32.77% | 32.75% | 32.47% | 32.45% | 32.45% | 32.43% | 32.43% | 32.43% | 32.38% | 32.4% | 32.4% | 32.41% | 32.43% | 31.39% | 31.36% | 31.32% | 31.28% | 31.24% | 31.19% | 31.15% | 31.1% | 0%
Commercial_Miscellaneous_Existing_Space Heating_Natural Gas_Furnace_E6_Baseline Forecast | Commercial | Miscellaneous | Existing | Space Heating | Natural Gas | Furnace | E6 |  | Baseline Forecast | [30 empty] | 0% | 0% | bar: 2019 to 2048
Commercial_Miscellaneous_Existing_Space Heating_Natural Gas_Furnace_E7_Baseline Forecast | Commercial | Miscellaneous | Existing | Space Heating | Natural Gas | Furnace | E7 |  | Baseline Forecast | [30 empty] | 0% | 0% | bar: 2019 to 2048
Commercial_Miscellaneous_Existing_Space Heating_Natural Gas_Furnace_E8_Baseline Forecast | Commercial | Miscellaneous | Existing | Space Heating | Natural Gas | Furnace | E8 |  | Baseline Forecast | [30 empty] | 0% | 0% | bar: 2019 to 2048
Commercial_Miscellaneous_Existing_Space Heating_Natural Gas_Furnace_E9_Baseline Forecast | Commercial | Miscellaneous | Existing | Space Heating | Natural Gas | Furnace | E9 |  | Baseline Forecast | [30 empty] | 0% | 0% | bar: 2019 to 2048
Commercial_Miscellaneous_Existing_Space Heating_Natural Gas_Furnace_E10_Baseline Forecast | Commercial | Miscellaneous | Existing | Space Heating | Natural Gas | Furnace | E10 |  | Baseline Forecast | [30 empty] | 0% | 0% | bar: 2019 to 2048
Commercial_Miscellaneous_Existing_Space Heating_Natural Gas_Boiler_E1_Baseline Forecast | Commercial | Miscellaneous | Existing | Space Heating | Natural Gas | Boiler | E1 | TE 80% | Baseline Forecast | 75.68% | 75.66% | 75.66% | 75.65% | 75.63% | 0% | 0% | 0% | 0% | 0% | 0% | 0% | 0% | 0% | 0% | 0% | 0% | 0% | 0% | 0% | 0% | 0% | 0% | 0% | 0% | 0% | 0% | 0% | 0% | 0% | 0% | 0%
Commercial_Miscellaneous_Existing_Space Heating_Natural Gas_Boiler_E2_Baseline Forecast | Commercial | Miscellaneous | Existing | Space Heating | Natural Gas | Boiler | E2 | TE 84% (2023 Standard) | Baseline Forecast | [30 empty] | 0% | 0% | bar: 2019 to 2048
Commercial_Miscellaneous_Existing_Space Heating_Natural Gas_Boiler_E3_Baseline Forecast | Commercial | Miscellaneous | Existing | Space Heating | Natural Gas | Boiler | E3 | TE 94% (ENERGY STAR 1.0) | Baseline Forecast | 24.32% | 24.34% | 24.34% | 24.35% | 24.37% | 100% | 100% | 100% | 100% | 100% | 100% | 100% | 100% | 100% | 100% | 100% | 100% | 100% | 100% | 100% | 100% | 100% | 100% | 100% | 100% | 100% | 100% | 100% | 100% | 100% | 100% | 100%
Commercial_Miscellaneous_Existing_Space Heating_Natural Gas_Boiler_E4_Baseline Forecast | Commercial | Miscellaneous | Existing | Space Heating | Natural Gas | Boiler | E4 | TE 98% | Baseline Forecast | [30 empty] | 0% | 0% | bar: 2019 to 2048
Commercial_Miscellaneous_Existing_Space Heating_Natural Gas_Boiler_E5_Baseline Forecast | Commercial | Miscellaneous | Existing | Space Heating | Natural Gas | Boiler | E5 | Convert to Gas-Fired ASHP | Baseline Forecast | [30 empty] | 0% | 0% | bar: 2019 to 2048
Commercial_Miscellaneous_Existing_Space Heating_Natural Gas_Boiler_E6_Baseline Forecast | Commercial | Miscellaneous | Existing | Space Heating | Natural Gas | Boiler | E6 |  | Baseline Forecast | [30 empty] | 0% | 0% | bar: 2019 to 2048
Commercial_Miscellaneous_Existing_Space Heating_Natural Gas_Boiler_E7_Baseline Forecast | Commercial | Miscellaneous | Existing | Space Heating | Natural Gas | Boiler | E7 |  | Baseline Forecast | [30 empty] | 0% | 0% | bar: 2019 to 2048
Commercial_Miscellaneous_Existing_Space Heating_Natural Gas_Boiler_E8_Baseline Forecast | Commercial | Miscellaneous | Existing | Space Heating | Natural Gas | Boiler | E8 |  | Baseline Forecast | [30 empty] | 0% | 0% | bar: 2019 to 2048
Commercial_Miscellaneous_Existing_Space Heating_Natural Gas_Boiler_E9_Baseline Forecast | Commercial | Miscellaneous | Existing | Space Heating | Natural Gas | Boiler | E9 |  | Baseline Forecast | [30 empty] | 0% | 0% | bar: 2019 to 2048
Commercial_Miscellaneous_Existing_Space Heating_Natural Gas_Boiler_E10_Baseline Forecast | Commercial | Miscellaneous | Existing | Space Heating | Natural Gas | Boiler | E10 |  | Baseline Forecast | [30 empty] | 0% | 0% | bar: 2019 to 2048
Commercial_Miscellaneous_Existing_Space Heating_Natural Gas_Unit Heater_E1_Baseline Forecast | Commercial | Miscellaneous | Existing | Space Heating | Natural Gas | Unit Heater | E1 | Standard | Baseline Forecast | 100% | 100% | 100% | 100% | 100% | 0% | 0% | 0% | 0% | 0% | 0% | 0% | 0% | 0% | 0% | 0% | 0% | 0% | 0% | 0% | 0% | 0% | 0% | 0% | 0% | 0% | 0% | 0% | 0% | 0% | 0% | 0%
Commercial_Miscellaneous_Existing_Space Heating_Natural Gas_Unit Heater_E2_Baseline Forecast | Commercial | Miscellaneous | Existing | Space Heating | Natural Gas | Unit Heater | E2 | Condensing | Baseline Forecast | 0% | 0% | 0% | 0% | 0% | 100% | 100% | 100% | 100% | 100% | 100% | 100% | 100% | 100% | 100% | 100% | 100% | 100% | 100% | 100% | 100% | 100% | 100% | 100% | 100% | 100% | 100% | 100% | 100% | 100% | 100% | 100%
Commercial_Miscellaneous_Existing_Space Heating_Natural Gas_Unit Heater_E3_Baseline Forecast | Commercial | Miscellaneous | Existing | Space Heating | Natural Gas | Unit Heater | E3 | Infrared Radiant | Baseline Forecast | [30 empty] | 0% | 0% | bar: 2019 to 2048
Commercial_Miscellaneous_Existing_Space Heating_Natural Gas_Unit Heater_E4_Baseline Forecast | Commercial | Miscellaneous | Existing | Space Heating | Natural Gas | Unit Heater | E4 |  | Baseline Forecast | [30 empty] | 0% | 0% | bar: 2019 to 2048
Commercial_Miscellaneous_Existing_Space Heating_Natural Gas_Unit Heater_E5_Baseline Forecast | Commercial | Miscellaneous | Existing | Space Heating | Natural Gas | Unit Heater | E5 |  | Baseline Forecast | [30 empty] | 0% | 0% | bar: 2019 to 2048
Commercial_Miscellaneous_Existing_Space Heating_Natural Gas_Unit Heater_E6_Baseline Forecast | Commercial | Miscellaneous | Existing | Space Heating | Natural Gas | Unit Heater | E6 |  | Baseline Forecast | [30 empty] | 0% | 0% | bar: 2019 to 2048
Commercial_Miscellaneous_Existing_Space Heating_Natural Gas_Unit Heater_E7_Baseline Forecast | Commercial | Miscellaneous | Existing | Space Heating | Natural Gas | Unit Heater | E7 |  | Baseline Forecast | [30 empty] | 0% | 0% | bar: 2019 to 2048
Commercial_Miscellaneous_Existing_Space Heating_Natural Gas_Unit Heater_E8_Baseline Forecast | Commercial | Miscellaneous | Existing | Space Heating | Natural Gas | Unit Heater | E8 |  | Baseline Forecast | [30 empty] | 0% | 0% | bar: 2019 to 2048
Commercial_Miscellaneous_Existing_Space Heating_Natural Gas_Unit Heater_E9_Baseline Forecast | Commercial | Miscellaneous | Existing | Space Heating | Natural Gas | Unit Heater | E9 |  | Baseline Forecast | [30 empty] | 0% | 0% | bar: 2019 to 2048
Commercial_Miscellaneous_Existing_Space Heating_Natural Gas_Unit Heater_E10_Baseline Forecast | Commercial | Miscellaneous | Existing | Space Heating | Natural Gas | Unit Heater | E10 |  | Baseline Forecast | [30 empty] | 0% | 0% | bar: 2019 to 2048
Commercial_Miscellaneous_Existing_Water Heating_Natural Gas_Water Heater_E1_Baseline Forecast | Commercial | Miscellaneous | Existing | Water Heating | Natural Gas | Water Heater | E1 | TE 80% | Baseline Forecast | 21.87% | 21.86% | 21.86% | 21.85% | 21.84% | 21.87% | 21.89% | 0.2528% | 0.2613% | 0.2718% | 0.2825% | 0.2696% | 0.2803% | 0.2538% | 0.2259% | 0.1997% | 0.1986% | 0.1975% | 0.1985% | 0.1966% | 0.1951% | 0.1934% | 0.1915% | 0.2753% | 0.2772% | 0.2789% | 0.2806% | 0.2822% | 0.2837% | 0.2852% | 0.2858% | 21.87%
Commercial_Miscellaneous_Existing_Water Heating_Natural Gas_Water Heater_E2_Baseline Forecast | Commercial | Miscellaneous | Existing | Water Heating | Natural Gas | Water Heater | E2 | TE 94% (ENERGY STAR 2.0) | Baseline Forecast | 78.13% | 78.14% | 78.14% | 78.15% | 78.16% | 78.13% | 78.11% | 0.9012% | 0.9313% | 0.9682% | 1.006% | 0.9616% | 0.9968% | 0.904% | 0.8065% | 0.714% | 0.7104% | 0.7063% | 0.7097% | 0.7031% | 0.698% | 0.6921% | 0.6855% | 0.9624% | 0.9681% | 0.9735% | 0.9785% | 0.9833% | 0.9879% | 0.9924% | 0.9937% | 78.13%
Commercial_Miscellaneous_Existing_Water Heating_Natural Gas_Water Heater_E3_Baseline Forecast | Commercial | Miscellaneous | Existing | Water Heating | Natural Gas | Water Heater | E3 | TE 96% (Instantaneous) | Baseline Forecast | [30 empty] | 0% | 0% | bar: 2019 to 2048
Commercial_Miscellaneous_Existing_Water Heating_Natural Gas_Water Heater_E4_Baseline Forecast | Commercial | Miscellaneous | Existing | Water Heating | Natural Gas | Water Heater | E4 | UEF 1.0+ (Gas-Fired HPWH) | Baseline Forecast | 0% | 0% | 0% | 0% | 0% | 0% | 0% | 98.85% | 98.81% | 98.76% | 98.71% | 98.77% | 98.72% | 98.84% | 98.97% | 99.09% | 99.09% | 99.1% | 99.09% | 99.1% | 99.11% | 99.11% | 99.12% | 98.76% | 98.75% | 98.75% | 98.74% | 98.73% | 98.73% | 98.72% | 98.72% | 0%
Commercial_Miscellaneous_Existing_Water Heating_Natural Gas_Water Heater_E5_Baseline Forecast | Commercial | Miscellaneous | Existing | Water Heating | Natural Gas | Water Heater | E5 |  | Baseline Forecast | [30 empty] | 0% | 0% | bar: 2019 to 2048
Commercial_Miscellaneous_Existing_Water Heating_Natural Gas_Water Heater_E6_Baseline Forecast | Commercial | Miscellaneous | Existing | Water Heating | Natural Gas | Water Heater | E6 |  | Baseline Forecast | [30 empty] | 0% | 0% | bar: 2019 to 2048
Commercial_Miscellaneous_Existing_Water Heating_Natural Gas_Water Heater_E7_Baseline Forecast | Commercial | Miscellaneous | Existing | Water Heating | Natural Gas | Water Heater | E7 |  | Baseline Forecast | [30 empty] | 0% | 0% | bar: 2019 to 2048
Commercial_Miscellaneous_Existing_Water Heating_Natural Gas_Water Heater_E8_Baseline Forecast | Commercial | Miscellaneous | Existing | Water Heating | Natural Gas | Water Heater | E8 |  | Baseline Forecast | [30 empty] | 0% | 0% | bar: 2019 to 2048
Commercial_Miscellaneous_Existing_Water Heating_Natural Gas_Water Heater_E9_Baseline Forecast | Commercial | Miscellaneous | Existing | Water Heating | Natural Gas | Water Heater | E9 |  | Baseline Forecast | [30 empty] | 0% | 0% | bar: 2019 to 2048
Commercial_Miscellaneous_Existing_Water Heating_Natural Gas_Water Heater_E10_Baseline Forecast | Commercial | Miscellaneous | Existing | Water Heating | Natural Gas | Water Heater | E10 |  | Baseline Forecast | [30 empty] | 0% | 0% | bar: 2019 to 2048
Commercial_Miscellaneous_Existing_Food Preparation_Natural Gas_Oven_E1_Baseline Forecast | Commercial | Miscellaneous | Existing | Food Preparation | Natural Gas | Oven | E1 | Standard | Baseline Forecast | 41% | 40.96% | 40.93% | 40.9% | 40.85% | 41.03% | 41.18% | 41.26% | 41.29% | 41.34% | 41.22% | 41.12% | 41.42% | 41.29% | 41.11% | 40.95% | 40.95% | 40.93% | 40.99% | 40.95% | 40.92% | 40.89% | 40.84% | 42.56% | 42.59% | 42.63% | 42.66% | 42.69% | 42.72% | 42.74% | 42.77% | 41.03%
Commercial_Miscellaneous_Existing_Food Preparation_Natural Gas_Oven_E2_Baseline Forecast | Commercial | Miscellaneous | Existing | Food Preparation | Natural Gas | Oven | E2 | ENERGY STAR (3.0) | Baseline Forecast | 59% | 59.04% | 59.07% | 59.1% | 59.15% | 58.97% | 58.82% | 58.74% | 58.71% | 58.66% | 58.78% | 58.88% | 58.58% | 58.71% | 58.89% | 59.05% | 59.05% | 59.07% | 59.01% | 59.05% | 59.08% | 59.11% | 59.16% | 57.44% | 57.41% | 57.37% | 57.34% | 57.31% | 57.28% | 57.26% | 57.23% | 58.97%
Commercial_Miscellaneous_Existing_Food Preparation_Natural Gas_Oven_E3_Baseline Forecast | Commercial | Miscellaneous | Existing | Food Preparation | Natural Gas | Oven | E3 |  | Baseline Forecast | [30 empty] | 0% | 0% | bar: 2019 to 2048
Commercial_Miscellaneous_Existing_Food Preparation_Natural Gas_Oven_E4_Baseline Forecast | Commercial | Miscellaneous | Existing | Food Preparation | Natural Gas | Oven | E4 |  | Baseline Forecast | [30 empty] | 0% | 0% | bar: 2019 to 2048
Commercial_Miscellaneous_Existing_Food Preparation_Natural Gas_Oven_E5_Baseline Forecast | Commercial | Miscellaneous | Existing | Food Preparation | Natural Gas | Oven | E5 |  | Baseline Forecast | [30 empty] | 0% | 0% | bar: 2019 to 2048
Commercial_Miscellaneous_Existing_Food Preparation_Natural Gas_Oven_E6_Baseline Forecast | Commercial | Miscellaneous | Existing | Food Preparation | Natural Gas | Oven | E6 |  | Baseline Forecast | [30 empty] | 0% | 0% | bar: 2019 to 2048
Commercial_Miscellaneous_Existing_Food Preparation_Natural Gas_Oven_E7_Baseline Forecast | Commercial | Miscellaneous | Existing | Food Preparation | Natural Gas | Oven | E7 |  | Baseline Forecast | [30 empty] | 0% | 0% | bar: 2019 to 2048
Commercial_Miscellaneous_Existing_Food Preparation_Natural Gas_Oven_E8_Baseline Forecast | Commercial | Miscellaneous | Existing | Food Preparation | Natural Gas | Oven | E8 |  | Baseline Forecast | [30 empty] | 0% | 0% | bar: 2019 to 2048
Commercial_Miscellaneous_Existing_Food Preparation_Natural Gas_Oven_E9_Baseline Forecast | Commercial | Miscellaneous | Existing | Food Preparation | Natural Gas | Oven | E9 |  | Baseline Forecast | [30 empty] | 0% | 0% | bar: 2019 to 2048
Commercial_Miscellaneous_Existing_Food Preparation_Natural Gas_Oven_E10_Baseline Forecast | Commercial | Miscellaneous | Existing | Food Preparation | Natural Gas | Oven | E10 |  | Baseline Forecast | [30 empty] | 0% | 0% | bar: 2019 to 2048
Commercial_Miscellaneous_Existing_Food Preparation_Natural Gas_Conveyor Oven_E1_Baseline Forecast | Commercial | Miscellaneous | Existing | Food Preparation | Natural Gas | Conveyor Oven | E1 | Standard | Baseline Forecast | 41% | 41.01% | 41.02% | 41.04% | 40.98% | 41.02% | 41.04% | 41% | 40.91% | 40.93% | 40.94% | 40.96% | 41.26% | 41.28% | 41.28% | 41.3% | 41.3% | 41.3% | 41.35% | 41.33% | 41.32% | 41.29% | 41.27% | 42.98% | 43.04% | 43.09% | 43.15% | 43.2% | 43.25% | 43.3% | 43.37% | 41.02%
Commercial_Miscellaneous_Existing_Food Preparation_Natural Gas_Conveyor Oven_E2_Baseline Forecast | Commercial | Miscellaneous | Existing | Food Preparation | Natural Gas | Conveyor Oven | E2 | Efficient (>44% Baking Efficiency) | Baseline Forecast | 59% | 58.99% | 58.98% | 58.96% | 59.02% | 58.98% | 58.96% | 59% | 59.09% | 59.07% | 59.06% | 59.04% | 58.74% | 58.72% | 58.72% | 58.7% | 58.7% | 58.7% | 58.65% | 58.67% | 58.68% | 58.71% | 58.73% | 57.02% | 56.96% | 56.91% | 56.85% | 56.8% | 56.75% | 56.7% | 56.63% | 58.98%
Commercial_Miscellaneous_Existing_Food Preparation_Natural Gas_Conveyor Oven_E3_Baseline Forecast | Commercial | Miscellaneous | Existing | Food Preparation | Natural Gas | Conveyor Oven | E3 |  | Baseline Forecast | [30 empty] | 0% | 0% | bar: 2019 to 2048
Commercial_Miscellaneous_Existing_Food Preparation_Natural Gas_Conveyor Oven_E4_Baseline Forecast | Commercial | Miscellaneous | Existing | Food Preparation | Natural Gas | Conveyor Oven | E4 |  | Baseline Forecast | [30 empty] | 0% | 0% | bar: 2019 to 2048
Commercial_Miscellaneous_Existing_Food Preparation_Natural Gas_Conveyor Oven_E5_Baseline Forecast | Commercial | Miscellaneous | Existing | Food Preparation | Natural Gas | Conveyor Oven | E5 |  | Baseline Forecast | [30 empty] | 0% | 0% | bar: 2019 to 2048
Commercial_Miscellaneous_Existing_Food Preparation_Natural Gas_Conveyor Oven_E6_Baseline Forecast | Commercial | Miscellaneous | Existing | Food Preparation | Natural Gas | Conveyor Oven | E6 |  | Baseline Forecast | [30 empty] | 0% | 0% | bar: 2019 to 2048
Commercial_Miscellaneous_Existing_Food Preparation_Natural Gas_Conveyor Oven_E7_Baseline Forecast | Commercial | Miscellaneous | Existing | Food Preparation | Natural Gas | Conveyor Oven | E7 |  | Baseline Forecast | [30 empty] | 0% | 0% | bar: 2019 to 2048
Commercial_Miscellaneous_Existing_Food Preparation_Natural Gas_Conveyor Oven_E8_Baseline Forecast | Commercial | Miscellaneous | Existing | Food Preparation | Natural Gas | Conveyor Oven | E8 |  | Baseline Forecast | [30 empty] | 0% | 0% | bar: 2019 to 2048
Commercial_Miscellaneous_Existing_Food Preparation_Natural Gas_Conveyor Oven_E9_Baseline Forecast | Commercial | Miscellaneous | Existing | Food Preparation | Natural Gas | Conveyor Oven | E9 |  | Baseline Forecast | [30 empty] | 0% | 0% | bar: 2019 to 2048
Commercial_Miscellaneous_Existing_Food Preparation_Natural Gas_Conveyor Oven_E10_Baseline Forecast | Commercial | Miscellaneous | Existing | Food Preparation | Natural Gas | Conveyor Oven | E10 |  | Baseline Forecast | [30 empty] | 0% | 0% | bar: 2019 to 2048
Commercial_Miscellaneous_Existing_Food Preparation_Natural Gas_Double Rack Oven_E1_Baseline Forecast | Commercial | Miscellaneous | Existing | Food Preparation | Natural Gas | Double Rack Oven | E1 | Standard | Baseline Forecast | 41% | 40.9% | 40.83% | 40.87% | 40.86% | 41.24% | 41.57% | 41.77% | 41.85% | 41.61% | 41.32% | 41.02% | 41.57% | 41.2% | 41.18% | 41.21% | 41.2% | 41.18% | 41.31% | 41.23% | 41.18% | 41.11% | 41.03% | 45.56% | 45.69% | 45.81% | 45.93% | 46.04% | 46.15% | 46.26% | 46.36% | 41.24%
Commercial_Miscellaneous_Existing_Food Preparation_Natural Gas_Double Rack Oven_E2_Baseline Forecast | Commercial | Miscellaneous | Existing | Food Preparation | Natural Gas | Double Rack Oven | E2 | FTSC Qualified (>50% Cooking Efficiency) | Baseline Forecast | 59% | 59.1% | 59.17% | 59.13% | 59.14% | 58.76% | 58.43% | 58.23% | 58.15% | 58.39% | 58.68% | 58.98% | 58.43% | 58.8% | 58.82% | 58.79% | 58.8% | 58.82% | 58.69% | 58.77% | 58.82% | 58.89% | 58.97% | 54.44% | 54.31% | 54.19% | 54.07% | 53.96% | 53.85% | 53.74% | 53.64% | 58.76%
Commercial_Miscellaneous_Existing_Food Preparation_Natural Gas_Double Rack Oven_E3_Baseline Forecast | Commercial | Miscellaneous | Existing | Food Preparation | Natural Gas | Double Rack Oven | E3 |  | Baseline Forecast | [30 empty] | 0% | 0% | bar: 2019 to 2048
Commercial_Miscellaneous_Existing_Food Preparation_Natural Gas_Double Rack Oven_E4_Baseline Forecast | Commercial | Miscellaneous | Existing | Food Preparation | Natural Gas | Double Rack Oven | E4 |  | Baseline Forecast | [30 empty] | 0% | 0% | bar: 2019 to 2048
Commercial_Miscellaneous_Existing_Food Preparation_Natural Gas_Double Rack Oven_E5_Baseline Forecast | Commercial | Miscellaneous | Existing | Food Preparation | Natural Gas | Double Rack Oven | E5 |  | Baseline Forecast | [30 empty] | 0% | 0% | bar: 2019 to 2048
Commercial_Miscellaneous_Existing_Food Preparation_Natural Gas_Double Rack Oven_E6_Baseline Forecast | Commercial | Miscellaneous | Existing | Food Preparation | Natural Gas | Double Rack Oven | E6 |  | Baseline Forecast | [30 empty] | 0% | 0% | bar: 2019 to 2048
Commercial_Miscellaneous_Existing_Food Preparation_Natural Gas_Double Rack Oven_E7_Baseline Forecast | Commercial | Miscellaneous | Existing | Food Preparation | Natural Gas | Double Rack Oven | E7 |  | Baseline Forecast | [30 empty] | 0% | 0% | bar: 2019 to 2048
Commercial_Miscellaneous_Existing_Food Preparation_Natural Gas_Double Rack Oven_E8_Baseline Forecast | Commercial | Miscellaneous | Existing | Food Preparation | Natural Gas | Double Rack Oven | E8 |  | Baseline Forecast | [30 empty] | 0% | 0% | bar: 2019 to 2048
Commercial_Miscellaneous_Existing_Food Preparation_Natural Gas_Double Rack Oven_E9_Baseline Forecast | Commercial | Miscellaneous | Existing | Food Preparation | Natural Gas | Double Rack Oven | E9 |  | Baseline Forecast | [30 empty] | 0% | 0% | bar: 2019 to 2048
Commercial_Miscellaneous_Existing_Food Preparation_Natural Gas_Double Rack Oven_E10_Baseline Forecast | Commercial | Miscellaneous | Existing | Food Preparation | Natural Gas | Double Rack Oven | E10 |  | Baseline Forecast | [30 empty] | 0% | 0% | bar: 2019 to 2048
Commercial_Miscellaneous_Existing_Food Preparation_Natural Gas_Fryer_E1_Baseline Forecast | Commercial | Miscellaneous | Existing | Food Preparation | Natural Gas | Fryer | E1 | Standard | Baseline Forecast | 74% | 73.93% | 73.88% | 0% | 0% | 0% | 0% | 0% | 0% | 0% | 0% | 0% | 0% | 0% | 0% | 0% | 0% | 0% | 0% | 0% | 0% | 0% | 0% | 0% | 0% | 0% | 0% | 0% | 0% | 0% | 0% | 0%
Commercial_Miscellaneous_Existing_Food Preparation_Natural Gas_Fryer_E2_Baseline Forecast | Commercial | Miscellaneous | Existing | Food Preparation | Natural Gas | Fryer | E2 | ENERGY STAR (3.0) | Baseline Forecast | 26% | 26.07% | 26.12% | 100% | 100% | 100% | 100% | 100% | 100% | 100% | 100% | 100% | 100% | 100% | 100% | 100% | 100% | 100% | 100% | 100% | 100% | 100% | 100% | 100% | 100% | 100% | 100% | 100% | 100% | 100% | 100% | 100%
Commercial_Miscellaneous_Existing_Food Preparation_Natural Gas_Fryer_E3_Baseline Forecast | Commercial | Miscellaneous | Existing | Food Preparation | Natural Gas | Fryer | E3 |  | Baseline Forecast | [30 empty] | 0% | 0% | bar: 2019 to 2048
Commercial_Miscellaneous_Existing_Food Preparation_Natural Gas_Fryer_E4_Baseline Forecast | Commercial | Miscellaneous | Existing | Food Preparation | Natural Gas | Fryer | E4 |  | Baseline Forecast | [30 empty] | 0% | 0% | bar: 2019 to 2048
Commercial_Miscellaneous_Existing_Food Preparation_Natural Gas_Fryer_E5_Baseline Forecast | Commercial | Miscellaneous | Existing | Food Preparation | Natural Gas | Fryer | E5 |  | Baseline Forecast | [30 empty] | 0% | 0% | bar: 2019 to 2048
Commercial_Miscellaneous_Existing_Food Preparation_Natural Gas_Fryer_E6_Baseline Forecast | Commercial | Miscellaneous | Existing | Food Preparation | Natural Gas | Fryer | E6 |  | Baseline Forecast | [30 empty] | 0% | 0% | bar: 2019 to 2048
Commercial_Miscellaneous_Existing_Food Preparation_Natural Gas_Fryer_E7_Baseline Forecast | Commercial | Miscellaneous | Existing | Food Preparation | Natural Gas | Fryer | E7 |  | Baseline Forecast | [30 empty] | 0% | 0% | bar: 2019 to 2048
Commercial_Miscellaneous_Existing_Food Preparation_Natural Gas_Fryer_E8_Baseline Forecast | Commercial | Miscellaneous | Existing | Food Preparation | Natural Gas | Fryer | E8 |  | Baseline Forecast | [30 empty] | 0% | 0% | bar: 2019 to 2048
Commercial_Miscellaneous_Existing_Food Preparation_Natural Gas_Fryer_E9_Baseline Forecast | Commercial | Miscellaneous | Existing | Food Preparation | Natural Gas | Fryer | E9 |  | Baseline Forecast | [30 empty] | 0% | 0% | bar: 2019 to 2048
Commercial_Miscellaneous_Existing_Food Preparation_Natural Gas_Fryer_E10_Baseline Forecast | Commercial | Miscellaneous | Existing | Food Preparation | Natural Gas | Fryer | E10 |  | Baseline Forecast | [30 empty] | 0% | 0% | bar: 2019 to 2048
Commercial_Miscellaneous_Existing_Food Preparation_Natural Gas_Broiler_E1_Baseline Forecast | Commercial | Miscellaneous | Existing | Food Preparation | Natural Gas | Broiler | E1 | Standard | Baseline Forecast | 74% | 73.94% | 73.89% | 73.92% | 73.91% | 74.15% | 74.36% | 74.48% | 74.53% | 74.38% | 74.2% | 74.02% | 74.36% | 74.13% | 74.11% | 74.13% | 74.13% | 74.12% | 74.19% | 74.15% | 74.12% | 74.07% | 74.02% | 76.66% | 76.73% | 76.79% | 76.85% | 76.91% | 76.97% | 77.03% | 77.08% | 74.15%
Commercial_Miscellaneous_Existing_Food Preparation_Natural Gas_Broiler_E2_Baseline Forecast | Commercial | Miscellaneous | Existing | Food Preparation | Natural Gas | Broiler | E2 | Infrared Burners | Baseline Forecast | 26% | 26.06% | 26.11% | 26.08% | 26.09% | 25.85% | 25.64% | 25.52% | 25.47% | 25.62% | 25.8% | 25.98% | 25.64% | 25.87% | 25.89% | 25.87% | 25.87% | 25.88% | 25.81% | 25.85% | 25.88% | 25.93% | 25.98% | 23.34% | 23.27% | 23.21% | 23.15% | 23.09% | 23.03% | 22.97% | 22.92% | 25.85%
Commercial_Miscellaneous_Existing_Food Preparation_Natural Gas_Broiler_E3_Baseline Forecast | Commercial | Miscellaneous | Existing | Food Preparation | Natural Gas | Broiler | E3 |  | Baseline Forecast | [30 empty] | 0% | 0% | bar: 2019 to 2048
Commercial_Miscellaneous_Existing_Food Preparation_Natural Gas_Broiler_E4_Baseline Forecast | Commercial | Miscellaneous | Existing | Food Preparation | Natural Gas | Broiler | E4 |  | Baseline Forecast | [30 empty] | 0% | 0% | bar: 2019 to 2048
Commercial_Miscellaneous_Existing_Food Preparation_Natural Gas_Broiler_E5_Baseline Forecast | Commercial | Miscellaneous | Existing | Food Preparation | Natural Gas | Broiler | E5 |  | Baseline Forecast | [30 empty] | 0% | 0% | bar: 2019 to 2048
Commercial_Miscellaneous_Existing_Food Preparation_Natural Gas_Broiler_E6_Baseline Forecast | Commercial | Miscellaneous | Existing | Food Preparation | Natural Gas | Broiler | E6 |  | Baseline Forecast | [30 empty] | 0% | 0% | bar: 2019 to 2048
Commercial_Miscellaneous_Existing_Food Preparation_Natural Gas_Broiler_E7_Baseline Forecast | Commercial | Miscellaneous | Existing | Food Preparation | Natural Gas | Broiler | E7 |  | Baseline Forecast | [30 empty] | 0% | 0% | bar: 2019 to 2048
Commercial_Miscellaneous_Existing_Food Preparation_Natural Gas_Broiler_E8_Baseline Forecast | Commercial | Miscellaneous | Existing | Food Preparation | Natural Gas | Broiler | E8 |  | Baseline Forecast | [30 empty] | 0% | 0% | bar: 2019 to 2048
Commercial_Miscellaneous_Existing_Food Preparation_Natural Gas_Broiler_E9_Baseline Forecast | Commercial | Miscellaneous | Existing | Food Preparation | Natural Gas | Broiler | E9 |  | Baseline Forecast | [30 empty] | 0% | 0% | bar: 2019 to 2048
Commercial_Miscellaneous_Existing_Food Preparation_Natural Gas_Broiler_E10_Baseline Forecast | Commercial | Miscellaneous | Existing | Food Preparation | Natural Gas | Broiler | E10 |  | Baseline Forecast | [30 empty] | 0% | 0% | bar: 2019 to 2048
Commercial_Miscellaneous_Existing_Food Preparation_Natural Gas_Griddle_E1_Baseline Forecast | Commercial | Miscellaneous | Existing | Food Preparation | Natural Gas | Griddle | E1 | Standard | Baseline Forecast | 71% | 70.98% | 70.97% | 70.98% | 70.98% | 71.04% | 71.09% | 71.13% | 71.14% | 71.1% | 71.05% | 71% | 71.09% | 71.03% | 71.03% | 71.03% | 71.03% | 71.03% | 71.05% | 71.04% | 71.03% | 71.02% | 71% | 71.77% | 71.79% | 71.81% | 71.83% | 71.85% | 71.87% | 71.89% | 71.91% | 71.04%
Commercial_Miscellaneous_Existing_Food Preparation_Natural Gas_Griddle_E2_Baseline Forecast | Commercial | Miscellaneous | Existing | Food Preparation | Natural Gas | Griddle | E2 | ENERGY STAR | Baseline Forecast | 29% | 29.02% | 29.03% | 29.02% | 29.02% | 28.96% | 28.91% | 28.87% | 28.86% | 28.9% | 28.95% | 29% | 28.91% | 28.97% | 28.97% | 28.97% | 28.97% | 28.97% | 28.95% | 28.96% | 28.97% | 28.98% | 29% | 28.23% | 28.21% | 28.19% | 28.17% | 28.15% | 28.13% | 28.11% | 28.09% | 28.96%
Commercial_Miscellaneous_Existing_Food Preparation_Natural Gas_Griddle_E3_Baseline Forecast | Commercial | Miscellaneous | Existing | Food Preparation | Natural Gas | Griddle | E3 |  | Baseline Forecast | [30 empty] | 0% | 0% | bar: 2019 to 2048
Commercial_Miscellaneous_Existing_Food Preparation_Natural Gas_Griddle_E4_Baseline Forecast | Commercial | Miscellaneous | Existing | Food Preparation | Natural Gas | Griddle | E4 |  | Baseline Forecast | [30 empty] | 0% | 0% | bar: 2019 to 2048
Commercial_Miscellaneous_Existing_Food Preparation_Natural Gas_Griddle_E5_Baseline Forecast | Commercial | Miscellaneous | Existing | Food Preparation | Natural Gas | Griddle | E5 |  | Baseline Forecast | [30 empty] | 0% | 0% | bar: 2019 to 2048
Commercial_Miscellaneous_Existing_Food Preparation_Natural Gas_Griddle_E6_Baseline Forecast | Commercial | Miscellaneous | Existing | Food Preparation | Natural Gas | Griddle | E6 |  | Baseline Forecast | [30 empty] | 0% | 0% | bar: 2019 to 2048
Commercial_Miscellaneous_Existing_Food Preparation_Natural Gas_Griddle_E7_Baseline Forecast | Commercial | Miscellaneous | Existing | Food Preparation | Natural Gas | Griddle | E7 |  | Baseline Forecast | [30 empty] | 0% | 0% | bar: 2019 to 2048
Commercial_Miscellaneous_Existing_Food Preparation_Natural Gas_Griddle_E8_Baseline Forecast | Commercial | Miscellaneous | Existing | Food Preparation | Natural Gas | Griddle | E8 |  | Baseline Forecast | [30 empty] | 0% | 0% | bar: 2019 to 2048
Commercial_Miscellaneous_Existing_Food Preparation_Natural Gas_Griddle_E9_Baseline Forecast | Commercial | Miscellaneous | Existing | Food Preparation | Natural Gas | Griddle | E9 |  | Baseline Forecast | [30 empty] | 0% | 0% | bar: 2019 to 2048
Commercial_Miscellaneous_Existing_Food Preparation_Natural Gas_Griddle_E10_Baseline Forecast | Commercial | Miscellaneous | Existing | Food Preparation | Natural Gas | Griddle | E10 |  | Baseline Forecast | [30 empty] | 0% | 0% | bar: 2019 to 2048
Commercial_Miscellaneous_Existing_Food Preparation_Natural Gas_Range_E1_Baseline Forecast | Commercial | Miscellaneous | Existing | Food Preparation | Natural Gas | Range | E1 | Standard | Baseline Forecast | 41% | 40.96% | 40.93% | 40.9% | 40.86% | 40.99% | 41.1% | 41.16% | 41.18% | 41.22% | 41.24% | 41.14% | 41.36% | 41.23% | 41.07% | 40.92% | 40.92% | 40.91% | 40.95% | 40.92% | 40.9% | 40.87% | 40.84% | 42.33% | 42.37% | 42.4% | 42.44% | 42.47% | 42.5% | 42.53% | 42.56% | 40.99%
Commercial_Miscellaneous_Existing_Food Preparation_Natural Gas_Range_E2_Baseline Forecast | Commercial | Miscellaneous | Existing | Food Preparation | Natural Gas | Range | E2 | High Efficiency | Baseline Forecast | 59% | 59.04% | 59.07% | 59.1% | 59.14% | 59.01% | 58.9% | 58.84% | 58.82% | 58.78% | 58.76% | 58.86% | 58.64% | 58.77% | 58.93% | 59.08% | 59.08% | 59.09% | 59.05% | 59.08% | 59.1% | 59.13% | 59.16% | 57.67% | 57.63% | 57.6% | 57.56% | 57.53% | 57.5% | 57.47% | 57.44% | 59.01%
Commercial_Miscellaneous_Existing_Food Preparation_Natural Gas_Range_E3_Baseline Forecast | Commercial | Miscellaneous | Existing | Food Preparation | Natural Gas | Range | E3 |  | Baseline Forecast | [30 empty] | 0% | 0% | bar: 2019 to 2048
Commercial_Miscellaneous_Existing_Food Preparation_Natural Gas_Range_E4_Baseline Forecast | Commercial | Miscellaneous | Existing | Food Preparation | Natural Gas | Range | E4 |  | Baseline Forecast | [30 empty] | 0% | 0% | bar: 2019 to 2048
Commercial_Miscellaneous_Existing_Food Preparation_Natural Gas_Range_E5_Baseline Forecast | Commercial | Miscellaneous | Existing | Food Preparation | Natural Gas | Range | E5 |  | Baseline Forecast | [30 empty] | 0% | 0% | bar: 2019 to 2048
Commercial_Miscellaneous_Existing_Food Preparation_Natural Gas_Range_E6_Baseline Forecast | Commercial | Miscellaneous | Existing | Food Preparation | Natural Gas | Range | E6 |  | Baseline Forecast | [30 empty] | 0% | 0% | bar: 2019 to 2048
Commercial_Miscellaneous_Existing_Food Preparation_Natural Gas_Range_E7_Baseline Forecast | Commercial | Miscellaneous | Existing | Food Preparation | Natural Gas | Range | E7 |  | Baseline Forecast | [30 empty] | 0% | 0% | bar: 2019 to 2048
Commercial_Miscellaneous_Existing_Food Preparation_Natural Gas_Range_E8_Baseline Forecast | Commercial | Miscellaneous | Existing | Food Preparation | Natural Gas | Range | E8 |  | Baseline Forecast | [30 empty] | 0% | 0% | bar: 2019 to 2048
Commercial_Miscellaneous_Existing_Food Preparation_Natural Gas_Range_E9_Baseline Forecast | Commercial | Miscellaneous | Existing | Food Preparation | Natural Gas | Range | E9 |  | Baseline Forecast | [30 empty] | 0% | 0% | bar: 2019 to 2048
Commercial_Miscellaneous_Existing_Food Preparation_Natural Gas_Range_E10_Baseline Forecast | Commercial | Miscellaneous | Existing | Food Preparation | Natural Gas | Range | E10 |  | Baseline Forecast | [30 empty] | 0% | 0% | bar: 2019 to 2048
Commercial_Miscellaneous_Existing_Food Preparation_Natural Gas_Steamer_E1_Baseline Forecast | Commercial | Miscellaneous | Existing | Food Preparation | Natural Gas | Steamer | E1 | Standard | Baseline Forecast | 50% | 49.88% | 49.81% | 0% | 0% | 0% | 0% | 0% | 0% | 0% | 0% | 0% | 0% | 0% | 0% | 0% | 0% | 0% | 0% | 0% | 0% | 0% | 0% | 0% | 0% | 0% | 0% | 0% | 0% | 0% | 0% | 0%
Commercial_Miscellaneous_Existing_Food Preparation_Natural Gas_Steamer_E2_Baseline Forecast | Commercial | Miscellaneous | Existing | Food Preparation | Natural Gas | Steamer | E2 | ENERGY STAR | Baseline Forecast | 50% | 50.12% | 50.19% | 100% | 100% | 100% | 100% | 100% | 100% | 100% | 100% | 100% | 100% | 100% | 100% | 100% | 100% | 100% | 100% | 100% | 100% | 100% | 100% | 100% | 100% | 100% | 100% | 100% | 100% | 100% | 100% | 100%
Commercial_Miscellaneous_Existing_Food Preparation_Natural Gas_Steamer_E3_Baseline Forecast | Commercial | Miscellaneous | Existing | Food Preparation | Natural Gas | Steamer | E3 |  | Baseline Forecast | [30 empty] | 0% | 0% | bar: 2019 to 2048
Commercial_Miscellaneous_Existing_Food Preparation_Natural Gas_Steamer_E4_Baseline Forecast | Commercial | Miscellaneous | Existing | Food Preparation | Natural Gas | Steamer | E4 |  | Baseline Forecast | [30 empty] | 0% | 0% | bar: 2019 to 2048
Commercial_Miscellaneous_Existing_Food Preparation_Natural Gas_Steamer_E5_Baseline Forecast | Commercial | Miscellaneous | Existing | Food Preparation | Natural Gas | Steamer | E5 |  | Baseline Forecast | [30 empty] | 0% | 0% | bar: 2019 to 2048
Commercial_Miscellaneous_Existing_Food Preparation_Natural Gas_Steamer_E6_Baseline Forecast | Commercial | Miscellaneous | Existing | Food Preparation | Natural Gas | Steamer | E6 |  | Baseline Forecast | [30 empty] | 0% | 0% | bar: 2019 to 2048
Commercial_Miscellaneous_Existing_Food Preparation_Natural Gas_Steamer_E7_Baseline Forecast | Commercial | Miscellaneous | Existing | Food Preparation | Natural Gas | Steamer | E7 |  | Baseline Forecast | [30 empty] | 0% | 0% | bar: 2019 to 2048
Commercial_Miscellaneous_Existing_Food Preparation_Natural Gas_Steamer_E8_Baseline Forecast | Commercial | Miscellaneous | Existing | Food Preparation | Natural Gas | Steamer | E8 |  | Baseline Forecast | [30 empty] | 0% | 0% | bar: 2019 to 2048
Commercial_Miscellaneous_Existing_Food Preparation_Natural Gas_Steamer_E9_Baseline Forecast | Commercial | Miscellaneous | Existing | Food Preparation | Natural Gas | Steamer | E9 |  | Baseline Forecast | [30 empty] | 0% | 0% | bar: 2019 to 2048
Commercial_Miscellaneous_Existing_Food Preparation_Natural Gas_Steamer_E10_Baseline Forecast | Commercial | Miscellaneous | Existing | Food Preparation | Natural Gas | Steamer | E10 |  | Baseline Forecast | [30 empty] | 0% | 0% | bar: 2019 to 2048
Commercial_Miscellaneous_Existing_Food Preparation_Natural Gas_Food Prep Other_E1_Baseline Forecast | Commercial | Miscellaneous | Existing | Food Preparation | Natural Gas | Food Prep Other | E1 | Standard | Baseline Forecast | 74% | 74% | 74% | 74% | 74% | 74% | 74% | 74% | 74% | 74% | 74% | 74% | 74% | 74% | 74% | 74% | 74% | 74% | 74% | 74% | 74% | 74% | 74% | 74% | 74% | 74% | 74% | 74% | 74% | 74% | 74% | 74%
Commercial_Miscellaneous_Existing_Food Preparation_Natural Gas_Food Prep Other_E2_Baseline Forecast | Commercial | Miscellaneous | Existing | Food Preparation | Natural Gas | Food Prep Other | E2 | ENERGY STAR | Baseline Forecast | 26% | 26% | 26% | 26% | 26% | 26% | 26% | 26% | 26% | 26% | 26% | 26% | 26% | 26% | 26% | 26% | 26% | 26% | 26% | 26% | 26% | 26% | 26% | 26% | 26% | 26% | 26% | 26% | 26% | 26% | 26% | 26%
Commercial_Miscellaneous_Existing_Food Preparation_Natural Gas_Food Prep Other_E3_Baseline Forecast | Commercial | Miscellaneous | Existing | Food Preparation | Natural Gas | Food Prep Other | E3 |  | Baseline Forecast | [30 empty] | 0% | 0% | bar: 2019 to 2048
Commercial_Miscellaneous_Existing_Food Preparation_Natural Gas_Food Prep Other_E4_Baseline Forecast | Commercial | Miscellaneous | Existing | Food Preparation | Natural Gas | Food Prep Other | E4 |  | Baseline Forecast | [30 empty] | 0% | 0% | bar: 2019 to 2048
Commercial_Miscellaneous_Existing_Food Preparation_Natural Gas_Food Prep Other_E5_Baseline Forecast | Commercial | Miscellaneous | Existing | Food Preparation | Natural Gas | Food Prep Other | E5 |  | Baseline Forecast | [30 empty] | 0% | 0% | bar: 2019 to 2048
Commercial_Miscellaneous_Existing_Food Preparation_Natural Gas_Food Prep Other_E6_Baseline Forecast | Commercial | Miscellaneous | Existing | Food Preparation | Natural Gas | Food Prep Other | E6 |  | Baseline Forecast | [30 empty] | 0% | 0% | bar: 2019 to 2048
Commercial_Miscellaneous_Existing_Food Preparation_Natural Gas_Food Prep Other_E7_Baseline Forecast | Commercial | Miscellaneous | Existing | Food Preparation | Natural Gas | Food Prep Other | E7 |  | Baseline Forecast | [30 empty] | 0% | 0% | bar: 2019 to 2048
Commercial_Miscellaneous_Existing_Food Preparation_Natural Gas_Food Prep Other_E8_Baseline Forecast | Commercial | Miscellaneous | Existing | Food Preparation | Natural Gas | Food Prep Other | E8 |  | Baseline Forecast | [30 empty] | 0% | 0% | bar: 2019 to 2048
Commercial_Miscellaneous_Existing_Food Preparation_Natural Gas_Food Prep Other_E9_Baseline Forecast | Commercial | Miscellaneous | Existing | Food Preparation | Natural Gas | Food Prep Other | E9 |  | Baseline Forecast | [30 empty] | 0% | 0% | bar: 2019 to 2048
Commercial_Miscellaneous_Existing_Food Preparation_Natural Gas_Food Prep Other_E10_Baseline Forecast | Commercial | Miscellaneous | Existing | Food Preparation | Natural Gas | Food Prep Other | E10 |  | Baseline Forecast | [30 empty] | 0% | 0% | bar: 2019 to 2048
Commercial_Miscellaneous_Existing_Miscellaneous_Natural Gas_Pool Heater_E1_Baseline Forecast | Commercial | Miscellaneous | Existing | Miscellaneous | Natural Gas | Pool Heater | E1 | Standard (EF .78) | Baseline Forecast | 90% | 89.96% | 89.95% | 89.94% | 89.91% | 89.97% | 90.01% | 90.01% | 89.98% | 90% | 90.01% | 90.02% | 90.33% | 90.36% | 90.37% | 90.23% | 90.09% | 89.95% | 89.85% | 89.72% | 89.7% | 89.68% | 89.66% | 90.72% | 90.75% | 90.77% | 90.79% | 90.81% | 90.84% | 90.86% | 90.88% | 89.97%
Commercial_Miscellaneous_Existing_Miscellaneous_Natural Gas_Pool Heater_E2_Baseline Forecast | Commercial | Miscellaneous | Existing | Miscellaneous | Natural Gas | Pool Heater | E2 | Condensing (EF .90) | Baseline Forecast | 10% | 10.04% | 10.05% | 10.06% | 10.09% | 10.03% | 9.988% | 9.987% | 10.02% | 10% | 9.995% | 9.983% | 9.666% | 9.638% | 9.63% | 9.768% | 9.915% | 10.05% | 10.15% | 10.28% | 10.3% | 10.32% | 10.34% | 9.279% | 9.253% | 9.229% | 9.207% | 9.185% | 9.164% | 9.144% | 9.124% | 10.03%
Commercial_Miscellaneous_Existing_Miscellaneous_Natural Gas_Pool Heater_E3_Baseline Forecast | Commercial | Miscellaneous | Existing | Miscellaneous | Natural Gas | Pool Heater | E3 |  | Baseline Forecast | [30 empty] | 0% | 0% | bar: 2019 to 2048
Commercial_Miscellaneous_Existing_Miscellaneous_Natural Gas_Pool Heater_E4_Baseline Forecast | Commercial | Miscellaneous | Existing | Miscellaneous | Natural Gas | Pool Heater | E4 |  | Baseline Forecast | [30 empty] | 0% | 0% | bar: 2019 to 2048
Commercial_Miscellaneous_Existing_Miscellaneous_Natural Gas_Pool Heater_E5_Baseline Forecast | Commercial | Miscellaneous | Existing | Miscellaneous | Natural Gas | Pool Heater | E5 |  | Baseline Forecast | [30 empty] | 0% | 0% | bar: 2019 to 2048
Commercial_Miscellaneous_Existing_Miscellaneous_Natural Gas_Pool Heater_E6_Baseline Forecast | Commercial | Miscellaneous | Existing | Miscellaneous | Natural Gas | Pool Heater | E6 |  | Baseline Forecast | [30 empty] | 0% | 0% | bar: 2019 to 2048
Commercial_Miscellaneous_Existing_Miscellaneous_Natural Gas_Pool Heater_E7_Baseline Forecast | Commercial | Miscellaneous | Existing | Miscellaneous | Natural Gas | Pool Heater | E7 |  | Baseline Forecast | [30 empty] | 0% | 0% | bar: 2019 to 2048
Commercial_Miscellaneous_Existing_Miscellaneous_Natural Gas_Pool Heater_E8_Baseline Forecast | Commercial | Miscellaneous | Existing | Miscellaneous | Natural Gas | Pool Heater | E8 |  | Baseline Forecast | [30 empty] | 0% | 0% | bar: 2019 to 2048
Commercial_Miscellaneous_Existing_Miscellaneous_Natural Gas_Pool Heater_E9_Baseline Forecast | Commercial | Miscellaneous | Existing | Miscellaneous | Natural Gas | Pool Heater | E9 |  | Baseline Forecast | [30 empty] | 0% | 0% | bar: 2019 to 2048
Commercial_Miscellaneous_Existing_Miscellaneous_Natural Gas_Pool Heater_E10_Baseline Forecast | Commercial | Miscellaneous | Existing | Miscellaneous | Natural Gas | Pool Heater | E10 |  | Baseline Forecast | [30 empty] | 0% | 0% | bar: 2019 to 2048
Commercial_Miscellaneous_Existing_Miscellaneous_Natural Gas_Miscellaneous_E1_Baseline Forecast | Commercial | Miscellaneous | Existing | Miscellaneous | Natural Gas | Miscellaneous | E1 | Miscellaneous | Baseline Forecast | 100% | 100% | 100% | 100% | 100% | 100% | 100% | 100% | 100% | 100% | 100% | 100% | 100% | 100% | 100% | 100% | 100% | 100% | 100% | 100% | 100% | 100% | 100% | 100% | 100% | 100% | 100% | 100% | 100% | 100% | 100% | 100%
Commercial_Miscellaneous_Existing_Miscellaneous_Natural Gas_Miscellaneous_E2_Baseline Forecast | Commercial | Miscellaneous | Existing | Miscellaneous | Natural Gas | Miscellaneous | E2 |  | Baseline Forecast | [30 empty] | 0% | 0% | bar: 2019 to 2048
Commercial_Miscellaneous_Existing_Miscellaneous_Natural Gas_Miscellaneous_E3_Baseline Forecast | Commercial | Miscellaneous | Existing | Miscellaneous | Natural Gas | Miscellaneous | E3 |  | Baseline Forecast | [30 empty] | 0% | 0% | bar: 2019 to 2048
Commercial_Miscellaneous_Existing_Miscellaneous_Natural Gas_Miscellaneous_E4_Baseline Forecast | Commercial | Miscellaneous | Existing | Miscellaneous | Natural Gas | Miscellaneous | E4 |  | Baseline Forecast | [30 empty] | 0% | 0% | bar: 2019 to 2048
Commercial_Miscellaneous_Existing_Miscellaneous_Natural Gas_Miscellaneous_E5_Baseline Forecast | Commercial | Miscellaneous | Existing | Miscellaneous | Natural Gas | Miscellaneous | E5 |  | Baseline Forecast | [30 empty] | 0% | 0% | bar: 2019 to 2048
Commercial_Miscellaneous_Existing_Miscellaneous_Natural Gas_Miscellaneous_E6_Baseline Forecast | Commercial | Miscellaneous | Existing | Miscellaneous | Natural Gas | Miscellaneous | E6 |  | Baseline Forecast | [30 empty] | 0% | 0% | bar: 2019 to 2048
Commercial_Miscellaneous_Existing_Miscellaneous_Natural Gas_Miscellaneous_E7_Baseline Forecast | Commercial | Miscellaneous | Existing | Miscellaneous | Natural Gas | Miscellaneous | E7 |  | Baseline Forecast | [30 empty] | 0% | 0% | bar: 2019 to 2048
Commercial_Miscellaneous_Existing_Miscellaneous_Natural Gas_Miscellaneous_E8_Baseline Forecast | Commercial | Miscellaneous | Existing | Miscellaneous | Natural Gas | Miscellaneous | E8 |  | Baseline Forecast | [30 empty] | 0% | 0% | bar: 2019 to 2048
Commercial_Miscellaneous_Existing_Miscellaneous_Natural Gas_Miscellaneous_E9_Baseline Forecast | Commercial | Miscellaneous | Existing | Miscellaneous | Natural Gas | Miscellaneous | E9 |  | Baseline Forecast | [30 empty] | 0% | 0% | bar: 2019 to 2048
Commercial_Miscellaneous_Existing_Miscellaneous_Natural Gas_Miscellaneous_E10_Baseline Forecast | Commercial | Miscellaneous | Existing | Miscellaneous | Natural Gas | Miscellaneous | E10 |  | Baseline Forecast | [30 empty] | 0% | 0% | bar: 2019 to 2048
Commercial_Miscellaneous_New_Space Heating_Natural Gas_Furnace_E1_Baseline Forecast | Commercial | Miscellaneous | New | Space Heating | Natural Gas | Furnace | E1 | AFUE 80% (Standard) | Baseline Forecast | 100% | 100% | 100% | 100% | 100% | 0% | 0% | 0% | 0% | 0% | 0% | 0% | 0% | 0% | 0% | 0% | 0% | 0% | 0% | 0% | 0% | 0% | 0% | 0% | 0% | 0% | 0% | 0% | 0% | 0% | 0% | 0%
Commercial_Miscellaneous_New_Space Heating_Natural Gas_Furnace_E2_Baseline Forecast | Commercial | Miscellaneous | New | Space Heating | Natural Gas | Furnace | E2 | AFUE 81% (2023 Fed Standard) | Baseline Forecast | [30 empty] | 0% | 0% | bar: 2019 to 2048
Commercial_Miscellaneous_New_Space Heating_Natural Gas_Furnace_E3_Baseline Forecast | Commercial | Miscellaneous | New | Space Heating | Natural Gas | Furnace | E3 | AFUE 91% (WA State Min 2023) | Baseline Forecast | 0% | 0% | 0% | 0% | 0% | 100% | 100% | 67.18% | 67.2% | 67.22% | 67.23% | 67.25% | 67.53% | 67.55% | 67.55% | 67.57% | 67.57% | 67.57% | 67.62% | 67.6% | 67.6% | 67.59% | 67.57% | 68.61% | 68.64% | 68.68% | 68.72% | 68.76% | 68.81% | 68.85% | 68.9% | 100%
Commercial_Miscellaneous_New_Space Heating_Natural Gas_Furnace_E4_Baseline Forecast | Commercial | Miscellaneous | New | Space Heating | Natural Gas | Furnace | E4 | AFUE 96% | Baseline Forecast | [30 empty] | 0% | 0% | bar: 2019 to 2048
Commercial_Miscellaneous_New_Space Heating_Natural Gas_Furnace_E5_Baseline Forecast | Commercial | Miscellaneous | New | Space Heating | Natural Gas | Furnace | E5 | Convert to Gas-Fired ASHP | Baseline Forecast | 0% | 0% | 0% | 0% | 0% | 0% | 0% | 32.82% | 32.8% | 32.78% | 32.77% | 32.75% | 32.47% | 32.45% | 32.45% | 32.43% | 32.43% | 32.43% | 32.38% | 32.4% | 32.4% | 32.41% | 32.43% | 31.39% | 31.36% | 31.32% | 31.28% | 31.24% | 31.19% | 31.15% | 31.1% | 0%
Commercial_Miscellaneous_New_Space Heating_Natural Gas_Furnace_E6_Baseline Forecast | Commercial | Miscellaneous | New | Space Heating | Natural Gas | Furnace | E6 |  | Baseline Forecast | [30 empty] | 0% | 0% | bar: 2019 to 2048
Commercial_Miscellaneous_New_Space Heating_Natural Gas_Furnace_E7_Baseline Forecast | Commercial | Miscellaneous | New | Space Heating | Natural Gas | Furnace | E7 |  | Baseline Forecast | [30 empty] | 0% | 0% | bar: 2019 to 2048
Commercial_Miscellaneous_New_Space Heating_Natural Gas_Furnace_E8_Baseline Forecast | Commercial | Miscellaneous | New | Space Heating | Natural Gas | Furnace | E8 |  | Baseline Forecast | [30 empty] | 0% | 0% | bar: 2019 to 2048
Commercial_Miscellaneous_New_Space Heating_Natural Gas_Furnace_E9_Baseline Forecast | Commercial | Miscellaneous | New | Space Heating | Natural Gas | Furnace | E9 |  | Baseline Forecast | [30 empty] | 0% | 0% | bar: 2019 to 2048
Commercial_Miscellaneous_New_Space Heating_Natural Gas_Furnace_E10_Baseline Forecast | Commercial | Miscellaneous | New | Space Heating | Natural Gas | Furnace | E10 |  | Baseline Forecast | [30 empty] | 0% | 0% | bar: 2019 to 2048
Commercial_Miscellaneous_New_Space Heating_Natural Gas_Boiler_E1_Baseline Forecast | Commercial | Miscellaneous | New | Space Heating | Natural Gas | Boiler | E1 | TE 80% | Baseline Forecast | 88.19% | 88.18% | 88.17% | 88.17% | 88.16% | 0% | 0% | 0% | 0% | 0% | 0% | 0% | 0% | 0% | 0% | 0% | 0% | 0% | 0% | 0% | 0% | 0% | 0% | 0% | 0% | 0% | 0% | 0% | 0% | 0% | 0% | 0%
Commercial_Miscellaneous_New_Space Heating_Natural Gas_Boiler_E2_Baseline Forecast | Commercial | Miscellaneous | New | Space Heating | Natural Gas | Boiler | E2 | TE 84% (2023 Standard) | Baseline Forecast | [30 empty] | 0% | 0% | bar: 2019 to 2048
Commercial_Miscellaneous_New_Space Heating_Natural Gas_Boiler_E3_Baseline Forecast | Commercial | Miscellaneous | New | Space Heating | Natural Gas | Boiler | E3 | TE 94% (ENERGY STAR 1.0) | Baseline Forecast | 11.81% | 11.82% | 11.83% | 11.83% | 11.84% | 100% | 100% | 100% | 100% | 100% | 100% | 100% | 100% | 100% | 100% | 100% | 100% | 100% | 100% | 100% | 100% | 100% | 100% | 100% | 100% | 100% | 100% | 100% | 100% | 100% | 100% | 100%
Commercial_Miscellaneous_New_Space Heating_Natural Gas_Boiler_E4_Baseline Forecast | Commercial | Miscellaneous | New | Space Heating | Natural Gas | Boiler | E4 | TE 98% | Baseline Forecast | [30 empty] | 0% | 0% | bar: 2019 to 2048
Commercial_Miscellaneous_New_Space Heating_Natural Gas_Boiler_E5_Baseline Forecast | Commercial | Miscellaneous | New | Space Heating | Natural Gas | Boiler | E5 | Convert to Gas-Fired ASHP | Baseline Forecast | [30 empty] | 0% | 0% | bar: 2019 to 2048
Commercial_Miscellaneous_New_Space Heating_Natural Gas_Boiler_E6_Baseline Forecast | Commercial | Miscellaneous | New | Space Heating | Natural Gas | Boiler | E6 |  | Baseline Forecast | [30 empty] | 0% | 0% | bar: 2019 to 2048
Commercial_Miscellaneous_New_Space Heating_Natural Gas_Boiler_E7_Baseline Forecast | Commercial | Miscellaneous | New | Space Heating | Natural Gas | Boiler | E7 |  | Baseline Forecast | [30 empty] | 0% | 0% | bar: 2019 to 2048
Commercial_Miscellaneous_New_Space Heating_Natural Gas_Boiler_E8_Baseline Forecast | Commercial | Miscellaneous | New | Space Heating | Natural Gas | Boiler | E8 |  | Baseline Forecast | [30 empty] | 0% | 0% | bar: 2019 to 2048
Commercial_Miscellaneous_New_Space Heating_Natural Gas_Boiler_E9_Baseline Forecast | Commercial | Miscellaneous | New | Space Heating | Natural Gas | Boiler | E9 |  | Baseline Forecast | [30 empty] | 0% | 0% | bar: 2019 to 2048
Commercial_Miscellaneous_New_Space Heating_Natural Gas_Boiler_E10_Baseline Forecast | Commercial | Miscellaneous | New | Space Heating | Natural Gas | Boiler | E10 |  | Baseline Forecast | [30 empty] | 0% | 0% | bar: 2019 to 2048
Commercial_Miscellaneous_New_Space Heating_Natural Gas_Unit Heater_E1_Baseline Forecast | Commercial | Miscellaneous | New | Space Heating | Natural Gas | Unit Heater | E1 | Standard | Baseline Forecast | 100% | 100% | 100% | 100% | 100% | 0% | 0% | 0% | 0% | 0% | 0% | 0% | 0% | 0% | 0% | 0% | 0% | 0% | 0% | 0% | 0% | 0% | 0% | 0% | 0% | 0% | 0% | 0% | 0% | 0% | 0% | 0%
Commercial_Miscellaneous_New_Space Heating_Natural Gas_Unit Heater_E2_Baseline Forecast | Commercial | Miscellaneous | New | Space Heating | Natural Gas | Unit Heater | E2 | Condensing | Baseline Forecast | 0% | 0% | 0% | 0% | 0% | 100% | 100% | 100% | 100% | 100% | 100% | 100% | 100% | 100% | 100% | 100% | 100% | 100% | 100% | 100% | 100% | 100% | 100% | 100% | 100% | 100% | 100% | 100% | 100% | 100% | 100% | 100%
Commercial_Miscellaneous_New_Space Heating_Natural Gas_Unit Heater_E3_Baseline Forecast | Commercial | Miscellaneous | New | Space Heating | Natural Gas | Unit Heater | E3 | Infrared Radiant | Baseline Forecast | [30 empty] | 0% | 0% | bar: 2019 to 2048
Commercial_Miscellaneous_New_Space Heating_Natural Gas_Unit Heater_E4_Baseline Forecast | Commercial | Miscellaneous | New | Space Heating | Natural Gas | Unit Heater | E4 |  | Baseline Forecast | [30 empty] | 0% | 0% | bar: 2019 to 2048
Commercial_Miscellaneous_New_Space Heating_Natural Gas_Unit Heater_E5_Baseline Forecast | Commercial | Miscellaneous | New | Space Heating | Natural Gas | Unit Heater | E5 |  | Baseline Forecast | [30 empty] | 0% | 0% | bar: 2019 to 2048
Commercial_Miscellaneous_New_Space Heating_Natural Gas_Unit Heater_E6_Baseline Forecast | Commercial | Miscellaneous | New | Space Heating | Natural Gas | Unit Heater | E6 |  | Baseline Forecast | [30 empty] | 0% | 0% | bar: 2019 to 2048
Commercial_Miscellaneous_New_Space Heating_Natural Gas_Unit Heater_E7_Baseline Forecast | Commercial | Miscellaneous | New | Space Heating | Natural Gas | Unit Heater | E7 |  | Baseline Forecast | [30 empty] | 0% | 0% | bar: 2019 to 2048
Commercial_Miscellaneous_New_Space Heating_Natural Gas_Unit Heater_E8_Baseline Forecast | Commercial | Miscellaneous | New | Space Heating | Natural Gas | Unit Heater | E8 |  | Baseline Forecast | [30 empty] | 0% | 0% | bar: 2019 to 2048
Commercial_Miscellaneous_New_Space Heating_Natural Gas_Unit Heater_E9_Baseline Forecast | Commercial | Miscellaneous | New | Space Heating | Natural Gas | Unit Heater | E9 |  | Baseline Forecast | [30 empty] | 0% | 0% | bar: 2019 to 2048
Commercial_Miscellaneous_New_Space Heating_Natural Gas_Unit Heater_E10_Baseline Forecast | Commercial | Miscellaneous | New | Space Heating | Natural Gas | Unit Heater | E10 |  | Baseline Forecast | [30 empty] | 0% | 0% | bar: 2019 to 2048
Commercial_Miscellaneous_New_Water Heating_Natural Gas_Water Heater_E1_Baseline Forecast | Commercial | Miscellaneous | New | Water Heating | Natural Gas | Water Heater | E1 | TE 80% | Baseline Forecast | 21.72% | 21.71% | 21.71% | 21.7% | 21.69% | 21.71% | 21.73% | 0.1845% | 0.1913% | 0.1996% | 0.2082% | 0.1983% | 0.2058% | 0.1849% | 0.1633% | 0.1431% | 0.1423% | 0.1414% | 0.142% | 0.1407% | 0.1396% | 0.1384% | 0.137% | 0.1947% | 0.1959% | 0.1971% | 0.1981% | 0.1991% | 0.2001% | 0.2011% | 0.2012% | 21.71%
Commercial_Miscellaneous_New_Water Heating_Natural Gas_Water Heater_E2_Baseline Forecast | Commercial | Miscellaneous | New | Water Heating | Natural Gas | Water Heater | E2 | TE 94% (ENERGY STAR 2.0) | Baseline Forecast | 78.28% | 78.29% | 78.29% | 78.3% | 78.31% | 78.29% | 78.27% | 0.664% | 0.6883% | 0.7179% | 0.7488% | 0.7138% | 0.7391% | 0.6652% | 0.5885% | 0.5162% | 0.5133% | 0.5102% | 0.5123% | 0.5075% | 0.5037% | 0.4994% | 0.4947% | 0.6902% | 0.694% | 0.6976% | 0.701% | 0.7041% | 0.7072% | 0.7102% | 0.7103% | 78.29%
Commercial_Miscellaneous_New_Water Heating_Natural Gas_Water Heater_E3_Baseline Forecast | Commercial | Miscellaneous | New | Water Heating | Natural Gas | Water Heater | E3 | TE 96% (Instantaneous) | Baseline Forecast | [30 empty] | 0% | 0% | bar: 2019 to 2048
Commercial_Miscellaneous_New_Water Heating_Natural Gas_Water Heater_E4_Baseline Forecast | Commercial | Miscellaneous | New | Water Heating | Natural Gas | Water Heater | E4 | UEF 1.0+ (Gas-Fired HPWH) | Baseline Forecast | 0% | 0% | 0% | 0% | 0% | 0% | 0% | 99.15% | 99.12% | 99.08% | 99.04% | 99.09% | 99.06% | 99.15% | 99.25% | 99.34% | 99.34% | 99.35% | 99.35% | 99.35% | 99.36% | 99.36% | 99.37% | 99.12% | 99.11% | 99.11% | 99.1% | 99.1% | 99.09% | 99.09% | 99.09% | 0%
Commercial_Miscellaneous_New_Water Heating_Natural Gas_Water Heater_E5_Baseline Forecast | Commercial | Miscellaneous | New | Water Heating | Natural Gas | Water Heater | E5 |  | Baseline Forecast | [30 empty] | 0% | 0% | bar: 2019 to 2048
Commercial_Miscellaneous_New_Water Heating_Natural Gas_Water Heater_E6_Baseline Forecast | Commercial | Miscellaneous | New | Water Heating | Natural Gas | Water Heater | E6 |  | Baseline Forecast | [30 empty] | 0% | 0% | bar: 2019 to 2048
Commercial_Miscellaneous_New_Water Heating_Natural Gas_Water Heater_E7_Baseline Forecast | Commercial | Miscellaneous | New | Water Heating | Natural Gas | Water Heater | E7 |  | Baseline Forecast | [30 empty] | 0% | 0% | bar: 2019 to 2048
Commercial_Miscellaneous_New_Water Heating_Natural Gas_Water Heater_E8_Baseline Forecast | Commercial | Miscellaneous | New | Water Heating | Natural Gas | Water Heater | E8 |  | Baseline Forecast | [30 empty] | 0% | 0% | bar: 2019 to 2048
Commercial_Miscellaneous_New_Water Heating_Natural Gas_Water Heater_E9_Baseline Forecast | Commercial | Miscellaneous | New | Water Heating | Natural Gas | Water Heater | E9 |  | Baseline Forecast | [30 empty] | 0% | 0% | bar: 2019 to 2048
Commercial_Miscellaneous_New_Water Heating_Natural Gas_Water Heater_E10_Baseline Forecast | Commercial | Miscellaneous | New | Water Heating | Natural Gas | Water Heater | E10 |  | Baseline Forecast | [30 empty] | 0% | 0% | bar: 2019 to 2048
Commercial_Miscellaneous_New_Food Preparation_Natural Gas_Oven_E1_Baseline Forecast | Commercial | Miscellaneous | New | Food Preparation | Natural Gas | Oven | E1 | Standard | Baseline Forecast | 41% | 40.96% | 40.93% | 40.9% | 40.85% | 41.03% | 41.18% | 41.26% | 41.29% | 41.34% | 41.22% | 41.12% | 41.42% | 41.29% | 41.11% | 40.95% | 40.95% | 40.93% | 40.99% | 40.95% | 40.92% | 40.89% | 40.84% | 42.56% | 42.59% | 42.63% | 42.66% | 42.69% | 42.72% | 42.74% | 42.77% | 41.03%
Commercial_Miscellaneous_New_Food Preparation_Natural Gas_Oven_E2_Baseline Forecast | Commercial | Miscellaneous | New | Food Preparation | Natural Gas | Oven | E2 | ENERGY STAR (3.0) | Baseline Forecast | 59% | 59.04% | 59.07% | 59.1% | 59.15% | 58.97% | 58.82% | 58.74% | 58.71% | 58.66% | 58.78% | 58.88% | 58.58% | 58.71% | 58.89% | 59.05% | 59.05% | 59.07% | 59.01% | 59.05% | 59.08% | 59.11% | 59.16% | 57.44% | 57.41% | 57.37% | 57.34% | 57.31% | 57.28% | 57.26% | 57.23% | 58.97%
Commercial_Miscellaneous_New_Food Preparation_Natural Gas_Oven_E3_Baseline Forecast | Commercial | Miscellaneous | New | Food Preparation | Natural Gas | Oven | E3 |  | Baseline Forecast | [30 empty] | 0% | 0% | bar: 2019 to 2048
Commercial_Miscellaneous_New_Food Preparation_Natural Gas_Oven_E4_Baseline Forecast | Commercial | Miscellaneous | New | Food Preparation | Natural Gas | Oven | E4 |  | Baseline Forecast | [30 empty] | 0% | 0% | bar: 2019 to 2048
Commercial_Miscellaneous_New_Food Preparation_Natural Gas_Oven_E5_Baseline Forecast | Commercial | Miscellaneous | New | Food Preparation | Natural Gas | Oven | E5 |  | Baseline Forecast | [30 empty] | 0% | 0% | bar: 2019 to 2048
Commercial_Miscellaneous_New_Food Preparation_Natural Gas_Oven_E6_Baseline Forecast | Commercial | Miscellaneous | New | Food Preparation | Natural Gas | Oven | E6 |  | Baseline Forecast | [30 empty] | 0% | 0% | bar: 2019 to 2048
Commercial_Miscellaneous_New_Food Preparation_Natural Gas_Oven_E7_Baseline Forecast | Commercial | Miscellaneous | New | Food Preparation | Natural Gas | Oven | E7 |  | Baseline Forecast | [30 empty] | 0% | 0% | bar: 2019 to 2048
Commercial_Miscellaneous_New_Food Preparation_Natural Gas_Oven_E8_Baseline Forecast | Commercial | Miscellaneous | New | Food Preparation | Natural Gas | Oven | E8 |  | Baseline Forecast | [30 empty] | 0% | 0% | bar: 2019 to 2048
Commercial_Miscellaneous_New_Food Preparation_Natural Gas_Oven_E9_Baseline Forecast | Commercial | Miscellaneous | New | Food Preparation | Natural Gas | Oven | E9 |  | Baseline Forecast | [30 empty] | 0% | 0% | bar: 2019 to 2048
Commercial_Miscellaneous_New_Food Preparation_Natural Gas_Oven_E10_Baseline Forecast | Commercial | Miscellaneous | New | Food Preparation | Natural Gas | Oven | E10 |  | Baseline Forecast | [30 empty] | 0% | 0% | bar: 2019 to 2048
Commercial_Miscellaneous_New_Food Preparation_Natural Gas_Conveyor Oven_E1_Baseline Forecast | Commercial | Miscellaneous | New | Food Preparation | Natural Gas | Conveyor Oven | E1 | Standard | Baseline Forecast | 41% | 41.01% | 41.02% | 41.04% | 40.98% | 41.02% | 41.04% | 41% | 40.91% | 40.93% | 40.94% | 40.96% | 41.26% | 41.28% | 41.28% | 41.3% | 41.3% | 41.3% | 41.35% | 41.33% | 41.32% | 41.29% | 41.27% | 42.98% | 43.04% | 43.09% | 43.15% | 43.2% | 43.25% | 43.3% | 43.37% | 41.02%
Commercial_Miscellaneous_New_Food Preparation_Natural Gas_Conveyor Oven_E2_Baseline Forecast | Commercial | Miscellaneous | New | Food Preparation | Natural Gas | Conveyor Oven | E2 | Efficient (>44% Baking Efficiency) | Baseline Forecast | 59% | 58.99% | 58.98% | 58.96% | 59.02% | 58.98% | 58.96% | 59% | 59.09% | 59.07% | 59.06% | 59.04% | 58.74% | 58.72% | 58.72% | 58.7% | 58.7% | 58.7% | 58.65% | 58.67% | 58.68% | 58.71% | 58.73% | 57.02% | 56.96% | 56.91% | 56.85% | 56.8% | 56.75% | 56.7% | 56.63% | 58.98%
Commercial_Miscellaneous_New_Food Preparation_Natural Gas_Conveyor Oven_E3_Baseline Forecast | Commercial | Miscellaneous | New | Food Preparation | Natural Gas | Conveyor Oven | E3 |  | Baseline Forecast | [30 empty] | 0% | 0% | bar: 2019 to 2048
Commercial_Miscellaneous_New_Food Preparation_Natural Gas_Conveyor Oven_E4_Baseline Forecast | Commercial | Miscellaneous | New | Food Preparation | Natural Gas | Conveyor Oven | E4 |  | Baseline Forecast | [30 empty] | 0% | 0% | bar: 2019 to 2048
Commercial_Miscellaneous_New_Food Preparation_Natural Gas_Conveyor Oven_E5_Baseline Forecast | Commercial | Miscellaneous | New | Food Preparation | Natural Gas | Conveyor Oven | E5 |  | Baseline Forecast | [30 empty] | 0% | 0% | bar: 2019 to 2048
Commercial_Miscellaneous_New_Food Preparation_Natural Gas_Conveyor Oven_E6_Baseline Forecast | Commercial | Miscellaneous | New | Food Preparation | Natural Gas | Conveyor Oven | E6 |  | Baseline Forecast | [30 empty] | 0% | 0% | bar: 2019 to 2048
Commercial_Miscellaneous_New_Food Preparation_Natural Gas_Conveyor Oven_E7_Baseline Forecast | Commercial | Miscellaneous | New | Food Preparation | Natural Gas | Conveyor Oven | E7 |  | Baseline Forecast | [30 empty] | 0% | 0% | bar: 2019 to 2048
Commercial_Miscellaneous_New_Food Preparation_Natural Gas_Conveyor Oven_E8_Baseline Forecast | Commercial | Miscellaneous | New | Food Preparation | Natural Gas | Conveyor Oven | E8 |  | Baseline Forecast | [30 empty] | 0% | 0% | bar: 2019 to 2048
Commercial_Miscellaneous_New_Food Preparation_Natural Gas_Conveyor Oven_E9_Baseline Forecast | Commercial | Miscellaneous | New | Food Preparation | Natural Gas | Conveyor Oven | E9 |  | Baseline Forecast | [30 empty] | 0% | 0% | bar: 2019 to 2048
Commercial_Miscellaneous_New_Food Preparation_Natural Gas_Conveyor Oven_E10_Baseline Forecast | Commercial | Miscellaneous | New | Food Preparation | Natural Gas | Conveyor Oven | E10 |  | Baseline Forecast | [30 empty] | 0% | 0% | bar: 2019 to 2048
Commercial_Miscellaneous_New_Food Preparation_Natural Gas_Double Rack Oven_E1_Baseline Forecast | Commercial | Miscellaneous | New | Food Preparation | Natural Gas | Double Rack Oven | E1 | Standard | Baseline Forecast | 41% | 40.9% | 40.83% | 40.87% | 40.86% | 41.24% | 41.57% | 41.77% | 41.85% | 41.61% | 41.32% | 41.02% | 41.57% | 41.2% | 41.18% | 41.21% | 41.2% | 41.18% | 41.31% | 41.23% | 41.18% | 41.11% | 41.03% | 45.56% | 45.69% | 45.81% | 45.93% | 46.04% | 46.15% | 46.26% | 46.36% | 41.24%
Commercial_Miscellaneous_New_Food Preparation_Natural Gas_Double Rack Oven_E2_Baseline Forecast | Commercial | Miscellaneous | New | Food Preparation | Natural Gas | Double Rack Oven | E2 | FTSC Qualified (>50% Cooking Efficiency) | Baseline Forecast | 59% | 59.1% | 59.17% | 59.13% | 59.14% | 58.76% | 58.43% | 58.23% | 58.15% | 58.39% | 58.68% | 58.98% | 58.43% | 58.8% | 58.82% | 58.79% | 58.8% | 58.82% | 58.69% | 58.77% | 58.82% | 58.89% | 58.97% | 54.44% | 54.31% | 54.19% | 54.07% | 53.96% | 53.85% | 53.74% | 53.64% | 58.76%
Commercial_Miscellaneous_New_Food Preparation_Natural Gas_Double Rack Oven_E3_Baseline Forecast | Commercial | Miscellaneous | New | Food Preparation | Natural Gas | Double Rack Oven | E3 |  | Baseline Forecast | [30 empty] | 0% | 0% | bar: 2019 to 2048
Commercial_Miscellaneous_New_Food Preparation_Natural Gas_Double Rack Oven_E4_Baseline Forecast | Commercial | Miscellaneous | New | Food Preparation | Natural Gas | Double Rack Oven | E4 |  | Baseline Forecast | [30 empty] | 0% | 0% | bar: 2019 to 2048
Commercial_Miscellaneous_New_Food Preparation_Natural Gas_Double Rack Oven_E5_Baseline Forecast | Commercial | Miscellaneous | New | Food Preparation | Natural Gas | Double Rack Oven | E5 |  | Baseline Forecast | [30 empty] | 0% | 0% | bar: 2019 to 2048
Commercial_Miscellaneous_New_Food Preparation_Natural Gas_Double Rack Oven_E6_Baseline Forecast | Commercial | Miscellaneous | New | Food Preparation | Natural Gas | Double Rack Oven | E6 |  | Baseline Forecast | [30 empty] | 0% | 0% | bar: 2019 to 2048
Commercial_Miscellaneous_New_Food Preparation_Natural Gas_Double Rack Oven_E7_Baseline Forecast | Commercial | Miscellaneous | New | Food Preparation | Natural Gas | Double Rack Oven | E7 |  | Baseline Forecast | [30 empty] | 0% | 0% | bar: 2019 to 2048
Commercial_Miscellaneous_New_Food Preparation_Natural Gas_Double Rack Oven_E8_Baseline Forecast | Commercial | Miscellaneous | New | Food Preparation | Natural Gas | Double Rack Oven | E8 |  | Baseline Forecast | [30 empty] | 0% | 0% | bar: 2019 to 2048
Commercial_Miscellaneous_New_Food Preparation_Natural Gas_Double Rack Oven_E9_Baseline Forecast | Commercial | Miscellaneous | New | Food Preparation | Natural Gas | Double Rack Oven | E9 |  | Baseline Forecast | [30 empty] | 0% | 0% | bar: 2019 to 2048
Commercial_Miscellaneous_New_Food Preparation_Natural Gas_Double Rack Oven_E10_Baseline Forecast | Commercial | Miscellaneous | New | Food Preparation | Natural Gas | Double Rack Oven | E10 |  | Baseline Forecast | [30 empty] | 0% | 0% | bar: 2019 to 2048
Commercial_Miscellaneous_New_Food Preparation_Natural Gas_Fryer_E1_Baseline Forecast | Commercial | Miscellaneous | New | Food Preparation | Natural Gas | Fryer | E1 | Standard | Baseline Forecast | 74% | 73.93% | 73.88% | 0% | 0% | 0% | 0% | 0% | 0% | 0% | 0% | 0% | 0% | 0% | 0% | 0% | 0% | 0% | 0% | 0% | 0% | 0% | 0% | 0% | 0% | 0% | 0% | 0% | 0% | 0% | 0% | 0%
Commercial_Miscellaneous_New_Food Preparation_Natural Gas_Fryer_E2_Baseline Forecast | Commercial | Miscellaneous | New | Food Preparation | Natural Gas | Fryer | E2 | ENERGY STAR (3.0) | Baseline Forecast | 26% | 26.07% | 26.12% | 100% | 100% | 100% | 100% | 100% | 100% | 100% | 100% | 100% | 100% | 100% | 100% | 100% | 100% | 100% | 100% | 100% | 100% | 100% | 100% | 100% | 100% | 100% | 100% | 100% | 100% | 100% | 100% | 100%
Commercial_Miscellaneous_New_Food Preparation_Natural Gas_Fryer_E3_Baseline Forecast | Commercial | Miscellaneous | New | Food Preparation | Natural Gas | Fryer | E3 |  | Baseline Forecast | [30 empty] | 0% | 0% | bar: 2019 to 2048
Commercial_Miscellaneous_New_Food Preparation_Natural Gas_Fryer_E4_Baseline Forecast | Commercial | Miscellaneous | New | Food Preparation | Natural Gas | Fryer | E4 |  | Baseline Forecast | [30 empty] | 0% | 0% | bar: 2019 to 2048
Commercial_Miscellaneous_New_Food Preparation_Natural Gas_Fryer_E5_Baseline Forecast | Commercial | Miscellaneous | New | Food Preparation | Natural Gas | Fryer | E5 |  | Baseline Forecast | [30 empty] | 0% | 0% | bar: 2019 to 2048
Commercial_Miscellaneous_New_Food Preparation_Natural Gas_Fryer_E6_Baseline Forecast | Commercial | Miscellaneous | New | Food Preparation | Natural Gas | Fryer | E6 |  | Baseline Forecast | [30 empty] | 0% | 0% | bar: 2019 to 2048
Commercial_Miscellaneous_New_Food Preparation_Natural Gas_Fryer_E7_Baseline Forecast | Commercial | Miscellaneous | New | Food Preparation | Natural Gas | Fryer | E7 |  | Baseline Forecast | [30 empty] | 0% | 0% | bar: 2019 to 2048
Commercial_Miscellaneous_New_Food Preparation_Natural Gas_Fryer_E8_Baseline Forecast | Commercial | Miscellaneous | New | Food Preparation | Natural Gas | Fryer | E8 |  | Baseline Forecast | [30 empty] | 0% | 0% | bar: 2019 to 2048
Commercial_Miscellaneous_New_Food Preparation_Natural Gas_Fryer_E9_Baseline Forecast | Commercial | Miscellaneous | New | Food Preparation | Natural Gas | Fryer | E9 |  | Baseline Forecast | [30 empty] | 0% | 0% | bar: 2019 to 2048
Commercial_Miscellaneous_New_Food Preparation_Natural Gas_Fryer_E10_Baseline Forecast | Commercial | Miscellaneous | New | Food Preparation | Natural Gas | Fryer | E10 |  | Baseline Forecast | [30 empty] | 0% | 0% | bar: 2019 to 2048
Commercial_Miscellaneous_New_Food Preparation_Natural Gas_Broiler_E1_Baseline Forecast | Commercial | Miscellaneous | New | Food Preparation | Natural Gas | Broiler | E1 | Standard | Baseline Forecast | 74% | 73.94% | 73.89% | 73.92% | 73.91% | 74.15% | 74.36% | 74.48% | 74.53% | 74.38% | 74.2% | 74.02% | 74.36% | 74.13% | 74.11% | 74.13% | 74.13% | 74.12% | 74.19% | 74.15% | 74.12% | 74.07% | 74.02% | 76.66% | 76.73% | 76.79% | 76.85% | 76.91% | 76.97% | 77.03% | 77.08% | 74.15%
Commercial_Miscellaneous_New_Food Preparation_Natural Gas_Broiler_E2_Baseline Forecast | Commercial | Miscellaneous | New | Food Preparation | Natural Gas | Broiler | E2 | Infrared Burners | Baseline Forecast | 26% | 26.06% | 26.11% | 26.08% | 26.09% | 25.85% | 25.64% | 25.52% | 25.47% | 25.62% | 25.8% | 25.98% | 25.64% | 25.87% | 25.89% | 25.87% | 25.87% | 25.88% | 25.81% | 25.85% | 25.88% | 25.93% | 25.98% | 23.34% | 23.27% | 23.21% | 23.15% | 23.09% | 23.03% | 22.97% | 22.92% | 25.85%
Commercial_Miscellaneous_New_Food Preparation_Natural Gas_Broiler_E3_Baseline Forecast | Commercial | Miscellaneous | New | Food Preparation | Natural Gas | Broiler | E3 |  | Baseline Forecast | [30 empty] | 0% | 0% | bar: 2019 to 2048
Commercial_Miscellaneous_New_Food Preparation_Natural Gas_Broiler_E4_Baseline Forecast | Commercial | Miscellaneous | New | Food Preparation | Natural Gas | Broiler | E4 |  | Baseline Forecast | [30 empty] | 0% | 0% | bar: 2019 to 2048
Commercial_Miscellaneous_New_Food Preparation_Natural Gas_Broiler_E5_Baseline Forecast | Commercial | Miscellaneous | New | Food Preparation | Natural Gas | Broiler | E5 |  | Baseline Forecast | [30 empty] | 0% | 0% | bar: 2019 to 2048
Commercial_Miscellaneous_New_Food Preparation_Natural Gas_Broiler_E6_Baseline Forecast | Commercial | Miscellaneous | New | Food Preparation | Natural Gas | Broiler | E6 |  | Baseline Forecast | [30 empty] | 0% | 0% | bar: 2019 to 2048
Commercial_Miscellaneous_New_Food Preparation_Natural Gas_Broiler_E7_Baseline Forecast | Commercial | Miscellaneous | New | Food Preparation | Natural Gas | Broiler | E7 |  | Baseline Forecast | [30 empty] | 0% | 0% | bar: 2019 to 2048
Commercial_Miscellaneous_New_Food Preparation_Natural Gas_Broiler_E8_Baseline Forecast | Commercial | Miscellaneous | New | Food Preparation | Natural Gas | Broiler | E8 |  | Baseline Forecast | [30 empty] | 0% | 0% | bar: 2019 to 2048
Commercial_Miscellaneous_New_Food Preparation_Natural Gas_Broiler_E9_Baseline Forecast | Commercial | Miscellaneous | New | Food Preparation | Natural Gas | Broiler | E9 |  | Baseline Forecast | [30 empty] | 0% | 0% | bar: 2019 to 2048
Commercial_Miscellaneous_New_Food Preparation_Natural Gas_Broiler_E10_Baseline Forecast | Commercial | Miscellaneous | New | Food Preparation | Natural Gas | Broiler | E10 |  | Baseline Forecast | [30 empty] | 0% | 0% | bar: 2019 to 2048
Commercial_Miscellaneous_New_Food Preparation_Natural Gas_Griddle_E1_Baseline Forecast | Commercial | Miscellaneous | New | Food Preparation | Natural Gas | Griddle | E1 | Standard | Baseline Forecast | 71% | 70.98% | 70.97% | 70.98% | 70.98% | 71.04% | 71.09% | 71.13% | 71.14% | 71.1% | 71.05% | 71% | 71.09% | 71.03% | 71.03% | 71.03% | 71.03% | 71.03% | 71.05% | 71.04% | 71.03% | 71.02% | 71% | 71.77% | 71.79% | 71.81% | 71.83% | 71.85% | 71.87% | 71.89% | 71.91% | 71.04%
Commercial_Miscellaneous_New_Food Preparation_Natural Gas_Griddle_E2_Baseline Forecast | Commercial | Miscellaneous | New | Food Preparation | Natural Gas | Griddle | E2 | ENERGY STAR | Baseline Forecast | 29% | 29.02% | 29.03% | 29.02% | 29.02% | 28.96% | 28.91% | 28.87% | 28.86% | 28.9% | 28.95% | 29% | 28.91% | 28.97% | 28.97% | 28.97% | 28.97% | 28.97% | 28.95% | 28.96% | 28.97% | 28.98% | 29% | 28.23% | 28.21% | 28.19% | 28.17% | 28.15% | 28.13% | 28.11% | 28.09% | 28.96%
Commercial_Miscellaneous_New_Food Preparation_Natural Gas_Griddle_E3_Baseline Forecast | Commercial | Miscellaneous | New | Food Preparation | Natural Gas | Griddle | E3 |  | Baseline Forecast | [30 empty] | 0% | 0% | bar: 2019 to 2048
Commercial_Miscellaneous_New_Food Preparation_Natural Gas_Griddle_E4_Baseline Forecast | Commercial | Miscellaneous | New | Food Preparation | Natural Gas | Griddle | E4 |  | Baseline Forecast | [30 empty] | 0% | 0% | bar: 2019 to 2048
Commercial_Miscellaneous_New_Food Preparation_Natural Gas_Griddle_E5_Baseline Forecast | Commercial | Miscellaneous | New | Food Preparation | Natural Gas | Griddle | E5 |  | Baseline Forecast | [30 empty] | 0% | 0% | bar: 2019 to 2048
Commercial_Miscellaneous_New_Food Preparation_Natural Gas_Griddle_E6_Baseline Forecast | Commercial | Miscellaneous | New | Food Preparation | Natural Gas | Griddle | E6 |  | Baseline Forecast | [30 empty] | 0% | 0% | bar: 2019 to 2048
Commercial_Miscellaneous_New_Food Preparation_Natural Gas_Griddle_E7_Baseline Forecast | Commercial | Miscellaneous | New | Food Preparation | Natural Gas | Griddle | E7 |  | Baseline Forecast | [30 empty] | 0% | 0% | bar: 2019 to 2048
Commercial_Miscellaneous_New_Food Preparation_Natural Gas_Griddle_E8_Baseline Forecast | Commercial | Miscellaneous | New | Food Preparation | Natural Gas | Griddle | E8 |  | Baseline Forecast | [30 empty] | 0% | 0% | bar: 2019 to 2048
Commercial_Miscellaneous_New_Food Preparation_Natural Gas_Griddle_E9_Baseline Forecast | Commercial | Miscellaneous | New | Food Preparation | Natural Gas | Griddle | E9 |  | Baseline Forecast | [30 empty] | 0% | 0% | bar: 2019 to 2048
Commercial_Miscellaneous_New_Food Preparation_Natural Gas_Griddle_E10_Baseline Forecast | Commercial | Miscellaneous | New | Food Preparation | Natural Gas | Griddle | E10 |  | Baseline Forecast | [30 empty] | 0% | 0% | bar: 2019 to 2048
Commercial_Miscellaneous_New_Food Preparation_Natural Gas_Range_E1_Baseline Forecast | Commercial | Miscellaneous | New | Food Preparation | Natural Gas | Range | E1 | Standard | Baseline Forecast | 41% | 40.96% | 40.93% | 40.9% | 40.86% | 40.99% | 41.1% | 41.16% | 41.18% | 41.22% | 41.24% | 41.14% | 41.36% | 41.23% | 41.07% | 40.92% | 40.92% | 40.91% | 40.95% | 40.92% | 40.9% | 40.87% | 40.84% | 42.33% | 42.37% | 42.4% | 42.44% | 42.47% | 42.5% | 42.53% | 42.56% | 40.99%
Commercial_Miscellaneous_New_Food Preparation_Natural Gas_Range_E2_Baseline Forecast | Commercial | Miscellaneous | New | Food Preparation | Natural Gas | Range | E2 | High Efficiency | Baseline Forecast | 59% | 59.04% | 59.07% | 59.1% | 59.14% | 59.01% | 58.9% | 58.84% | 58.82% | 58.78% | 58.76% | 58.86% | 58.64% | 58.77% | 58.93% | 59.08% | 59.08% | 59.09% | 59.05% | 59.08% | 59.1% | 59.13% | 59.16% | 57.67% | 57.63% | 57.6% | 57.56% | 57.53% | 57.5% | 57.47% | 57.44% | 59.01%
Commercial_Miscellaneous_New_Food Preparation_Natural Gas_Range_E3_Baseline Forecast | Commercial | Miscellaneous | New | Food Preparation | Natural Gas | Range | E3 |  | Baseline Forecast | [30 empty] | 0% | 0% | bar: 2019 to 2048
Commercial_Miscellaneous_New_Food Preparation_Natural Gas_Range_E4_Baseline Forecast | Commercial | Miscellaneous | New | Food Preparation | Natural Gas | Range | E4 |  | Baseline Forecast | [30 empty] | 0% | 0% | bar: 2019 to 2048
Commercial_Miscellaneous_New_Food Preparation_Natural Gas_Range_E5_Baseline Forecast | Commercial | Miscellaneous | New | Food Preparation | Natural Gas | Range | E5 |  | Baseline Forecast | [30 empty] | 0% | 0% | bar: 2019 to 2048
Commercial_Miscellaneous_New_Food Preparation_Natural Gas_Range_E6_Baseline Forecast | Commercial | Miscellaneous | New | Food Preparation | Natural Gas | Range | E6 |  | Baseline Forecast | [30 empty] | 0% | 0% | bar: 2019 to 2048
Commercial_Miscellaneous_New_Food Preparation_Natural Gas_Range_E7_Baseline Forecast | Commercial | Miscellaneous | New | Food Preparation | Natural Gas | Range | E7 |  | Baseline Forecast | [30 empty] | 0% | 0% | bar: 2019 to 2048
Commercial_Miscellaneous_New_Food Preparation_Natural Gas_Range_E8_Baseline Forecast | Commercial | Miscellaneous | New | Food Preparation | Natural Gas | Range | E8 |  | Baseline Forecast | [30 empty] | 0% | 0% | bar: 2019 to 2048
Commercial_Miscellaneous_New_Food Preparation_Natural Gas_Range_E9_Baseline Forecast | Commercial | Miscellaneous | New | Food Preparation | Natural Gas | Range | E9 |  | Baseline Forecast | [30 empty] | 0% | 0% | bar: 2019 to 2048
Commercial_Miscellaneous_New_Food Preparation_Natural Gas_Range_E10_Baseline Forecast | Commercial | Miscellaneous | New | Food Preparation | Natural Gas | Range | E10 |  | Baseline Forecast | [30 empty] | 0% | 0% | bar: 2019 to 2048
Commercial_Miscellaneous_New_Food Preparation_Natural Gas_Steamer_E1_Baseline Forecast | Commercial | Miscellaneous | New | Food Preparation | Natural Gas | Steamer | E1 | Standard | Baseline Forecast | 50% | 49.88% | 49.81% | 0% | 0% | 0% | 0% | 0% | 0% | 0% | 0% | 0% | 0% | 0% | 0% | 0% | 0% | 0% | 0% | 0% | 0% | 0% | 0% | 0% | 0% | 0% | 0% | 0% | 0% | 0% | 0% | 0%
Commercial_Miscellaneous_New_Food Preparation_Natural Gas_Steamer_E2_Baseline Forecast | Commercial | Miscellaneous | New | Food Preparation | Natural Gas | Steamer | E2 | ENERGY STAR | Baseline Forecast | 50% | 50.12% | 50.19% | 100% | 100% | 100% | 100% | 100% | 100% | 100% | 100% | 100% | 100% | 100% | 100% | 100% | 100% | 100% | 100% | 100% | 100% | 100% | 100% | 100% | 100% | 100% | 100% | 100% | 100% | 100% | 100% | 100%
Commercial_Miscellaneous_New_Food Preparation_Natural Gas_Steamer_E3_Baseline Forecast | Commercial | Miscellaneous | New | Food Preparation | Natural Gas | Steamer | E3 |  | Baseline Forecast | [30 empty] | 0% | 0% | bar: 2019 to 2048
Commercial_Miscellaneous_New_Food Preparation_Natural Gas_Steamer_E4_Baseline Forecast | Commercial | Miscellaneous | New | Food Preparation | Natural Gas | Steamer | E4 |  | Baseline Forecast | [30 empty] | 0% | 0% | bar: 2019 to 2048
Commercial_Miscellaneous_New_Food Preparation_Natural Gas_Steamer_E5_Baseline Forecast | Commercial | Miscellaneous | New | Food Preparation | Natural Gas | Steamer | E5 |  | Baseline Forecast | [30 empty] | 0% | 0% | bar: 2019 to 2048
Commercial_Miscellaneous_New_Food Preparation_Natural Gas_Steamer_E6_Baseline Forecast | Commercial | Miscellaneous | New | Food Preparation | Natural Gas | Steamer | E6 |  | Baseline Forecast | [30 empty] | 0% | 0% | bar: 2019 to 2048
Commercial_Miscellaneous_New_Food Preparation_Natural Gas_Steamer_E7_Baseline Forecast | Commercial | Miscellaneous | New | Food Preparation | Natural Gas | Steamer | E7 |  | Baseline Forecast | [30 empty] | 0% | 0% | bar: 2019 to 2048
Commercial_Miscellaneous_New_Food Preparation_Natural Gas_Steamer_E8_Baseline Forecast | Commercial | Miscellaneous | New | Food Preparation | Natural Gas | Steamer | E8 |  | Baseline Forecast | [30 empty] | 0% | 0% | bar: 2019 to 2048
Commercial_Miscellaneous_New_Food Preparation_Natural Gas_Steamer_E9_Baseline Forecast | Commercial | Miscellaneous | New | Food Preparation | Natural Gas | Steamer | E9 |  | Baseline Forecast | [30 empty] | 0% | 0% | bar: 2019 to 2048
Commercial_Miscellaneous_New_Food Preparation_Natural Gas_Steamer_E10_Baseline Forecast | Commercial | Miscellaneous | New | Food Preparation | Natural Gas | Steamer | E10 |  | Baseline Forecast | [30 empty] | 0% | 0% | bar: 2019 to 2048
Commercial_Miscellaneous_New_Food Preparation_Natural Gas_Food Prep Other_E1_Baseline Forecast | Commercial | Miscellaneous | New | Food Preparation | Natural Gas | Food Prep Other | E1 | Standard | Baseline Forecast | 74% | 74% | 74% | 74% | 74% | 74% | 74% | 74% | 74% | 74% | 74% | 74% | 74% | 74% | 74% | 74% | 74% | 74% | 74% | 74% | 74% | 74% | 74% | 74% | 74% | 74% | 74% | 74% | 74% | 74% | 74% | 74%
Commercial_Miscellaneous_New_Food Preparation_Natural Gas_Food Prep Other_E2_Baseline Forecast | Commercial | Miscellaneous | New | Food Preparation | Natural Gas | Food Prep Other | E2 | ENERGY STAR | Baseline Forecast | 26% | 26% | 26% | 26% | 26% | 26% | 26% | 26% | 26% | 26% | 26% | 26% | 26% | 26% | 26% | 26% | 26% | 26% | 26% | 26% | 26% | 26% | 26% | 26% | 26% | 26% | 26% | 26% | 26% | 26% | 26% | 26%
Commercial_Miscellaneous_New_Food Preparation_Natural Gas_Food Prep Other_E3_Baseline Forecast | Commercial | Miscellaneous | New | Food Preparation | Natural Gas | Food Prep Other | E3 |  | Baseline Forecast | [30 empty] | 0% | 0% | bar: 2019 to 2048
Commercial_Miscellaneous_New_Food Preparation_Natural Gas_Food Prep Other_E4_Baseline Forecast | Commercial | Miscellaneous | New | Food Preparation | Natural Gas | Food Prep Other | E4 |  | Baseline Forecast | [30 empty] | 0% | 0% | bar: 2019 to 2048
Commercial_Miscellaneous_New_Food Preparation_Natural Gas_Food Prep Other_E5_Baseline Forecast | Commercial | Miscellaneous | New | Food Preparation | Natural Gas | Food Prep Other | E5 |  | Baseline Forecast | [30 empty] | 0% | 0% | bar: 2019 to 2048
Commercial_Miscellaneous_New_Food Preparation_Natural Gas_Food Prep Other_E6_Baseline Forecast | Commercial | Miscellaneous | New | Food Preparation | Natural Gas | Food Prep Other | E6 |  | Baseline Forecast | [30 empty] | 0% | 0% | bar: 2019 to 2048
Commercial_Miscellaneous_New_Food Preparation_Natural Gas_Food Prep Other_E7_Baseline Forecast | Commercial | Miscellaneous | New | Food Preparation | Natural Gas | Food Prep Other | E7 |  | Baseline Forecast | [30 empty] | 0% | 0% | bar: 2019 to 2048
Commercial_Miscellaneous_New_Food Preparation_Natural Gas_Food Prep Other_E8_Baseline Forecast | Commercial | Miscellaneous | New | Food Preparation | Natural Gas | Food Prep Other | E8 |  | Baseline Forecast | [30 empty] | 0% | 0% | bar: 2019 to 2048
Commercial_Miscellaneous_New_Food Preparation_Natural Gas_Food Prep Other_E9_Baseline Forecast | Commercial | Miscellaneous | New | Food Preparation | Natural Gas | Food Prep Other | E9 |  | Baseline Forecast | [30 empty] | 0% | 0% | bar: 2019 to 2048
Commercial_Miscellaneous_New_Food Preparation_Natural Gas_Food Prep Other_E10_Baseline Forecast | Commercial | Miscellaneous | New | Food Preparation | Natural Gas | Food Prep Other | E10 |  | Baseline Forecast | [30 empty] | 0% | 0% | bar: 2019 to 2048
Commercial_Miscellaneous_New_Miscellaneous_Natural Gas_Pool Heater_E1_Baseline Forecast | Commercial | Miscellaneous | New | Miscellaneous | Natural Gas | Pool Heater | E1 | Standard (EF .78) | Baseline Forecast | 90% | 89.96% | 89.95% | 89.94% | 89.91% | 89.97% | 90.01% | 90.01% | 89.98% | 90% | 90.01% | 90.02% | 90.33% | 90.36% | 90.37% | 90.23% | 90.09% | 89.95% | 89.85% | 89.72% | 89.7% | 89.68% | 89.66% | 90.72% | 90.75% | 90.77% | 90.79% | 90.81% | 90.84% | 90.86% | 90.88% | 89.97%
Commercial_Miscellaneous_New_Miscellaneous_Natural Gas_Pool Heater_E2_Baseline Forecast | Commercial | Miscellaneous | New | Miscellaneous | Natural Gas | Pool Heater | E2 | Condensing (EF .90) | Baseline Forecast | 10% | 10.04% | 10.05% | 10.06% | 10.09% | 10.03% | 9.988% | 9.987% | 10.02% | 10% | 9.995% | 9.983% | 9.666% | 9.638% | 9.63% | 9.768% | 9.915% | 10.05% | 10.15% | 10.28% | 10.3% | 10.32% | 10.34% | 9.279% | 9.253% | 9.229% | 9.207% | 9.185% | 9.164% | 9.144% | 9.124% | 10.03%
Commercial_Miscellaneous_New_Miscellaneous_Natural Gas_Pool Heater_E3_Baseline Forecast | Commercial | Miscellaneous | New | Miscellaneous | Natural Gas | Pool Heater | E3 |  | Baseline Forecast | [30 empty] | 0% | 0% | bar: 2019 to 2048
Commercial_Miscellaneous_New_Miscellaneous_Natural Gas_Pool Heater_E4_Baseline Forecast | Commercial | Miscellaneous | New | Miscellaneous | Natural Gas | Pool Heater | E4 |  | Baseline Forecast | [30 empty] | 0% | 0% | bar: 2019 to 2048
Commercial_Miscellaneous_New_Miscellaneous_Natural Gas_Pool Heater_E5_Baseline Forecast | Commercial | Miscellaneous | New | Miscellaneous | Natural Gas | Pool Heater | E5 |  | Baseline Forecast | [30 empty] | 0% | 0% | bar: 2019 to 2048
Commercial_Miscellaneous_New_Miscellaneous_Natural Gas_Pool Heater_E6_Baseline Forecast | Commercial | Miscellaneous | New | Miscellaneous | Natural Gas | Pool Heater | E6 |  | Baseline Forecast | [30 empty] | 0% | 0% | bar: 2019 to 2048
Commercial_Miscellaneous_New_Miscellaneous_Natural Gas_Pool Heater_E7_Baseline Forecast | Commercial | Miscellaneous | New | Miscellaneous | Natural Gas | Pool Heater | E7 |  | Baseline Forecast | [30 empty] | 0% | 0% | bar: 2019 to 2048
Commercial_Miscellaneous_New_Miscellaneous_Natural Gas_Pool Heater_E8_Baseline Forecast | Commercial | Miscellaneous | New | Miscellaneous | Natural Gas | Pool Heater | E8 |  | Baseline Forecast | [30 empty] | 0% | 0% | bar: 2019 to 2048
Commercial_Miscellaneous_New_Miscellaneous_Natural Gas_Pool Heater_E9_Baseline Forecast | Commercial | Miscellaneous | New | Miscellaneous | Natural Gas | Pool Heater | E9 |  | Baseline Forecast | [30 empty] | 0% | 0% | bar: 2019 to 2048
Commercial_Miscellaneous_New_Miscellaneous_Natural Gas_Pool Heater_E10_Baseline Forecast | Commercial | Miscellaneous | New | Miscellaneous | Natural Gas | Pool Heater | E10 |  | Baseline Forecast | [30 empty] | 0% | 0% | bar: 2019 to 2048
Commercial_Miscellaneous_New_Miscellaneous_Natural Gas_Miscellaneous_E1_Baseline Forecast | Commercial | Miscellaneous | New | Miscellaneous | Natural Gas | Miscellaneous | E1 | Miscellaneous | Baseline Forecast | 100% | 100% | 100% | 100% | 100% | 100% | 100% | 100% | 100% | 100% | 100% | 100% | 100% | 100% | 100% | 100% | 100% | 100% | 100% | 100% | 100% | 100% | 100% | 100% | 100% | 100% | 100% | 100% | 100% | 100% | 100% | 100%
Commercial_Miscellaneous_New_Miscellaneous_Natural Gas_Miscellaneous_E2_Baseline Forecast | Commercial | Miscellaneous | New | Miscellaneous | Natural Gas | Miscellaneous | E2 |  | Baseline Forecast | [30 empty] | 0% | 0% | bar: 2019 to 2048
Commercial_Miscellaneous_New_Miscellaneous_Natural Gas_Miscellaneous_E3_Baseline Forecast | Commercial | Miscellaneous | New | Miscellaneous | Natural Gas | Miscellaneous | E3 |  | Baseline Forecast | [30 empty] | 0% | 0% | bar: 2019 to 2048
Commercial_Miscellaneous_New_Miscellaneous_Natural Gas_Miscellaneous_E4_Baseline Forecast | Commercial | Miscellaneous | New | Miscellaneous | Natural Gas | Miscellaneous | E4 |  | Baseline Forecast | [30 empty] | 0% | 0% | bar: 2019 to 2048
Commercial_Miscellaneous_New_Miscellaneous_Natural Gas_Miscellaneous_E5_Baseline Forecast | Commercial | Miscellaneous | New | Miscellaneous | Natural Gas | Miscellaneous | E5 |  | Baseline Forecast | [30 empty] | 0% | 0% | bar: 2019 to 2048
Commercial_Miscellaneous_New_Miscellaneous_Natural Gas_Miscellaneous_E6_Baseline Forecast | Commercial | Miscellaneous | New | Miscellaneous | Natural Gas | Miscellaneous | E6 |  | Baseline Forecast | [30 empty] | 0% | 0% | bar: 2019 to 2048
Commercial_Miscellaneous_New_Miscellaneous_Natural Gas_Miscellaneous_E7_Baseline Forecast | Commercial | Miscellaneous | New | Miscellaneous | Natural Gas | Miscellaneous | E7 |  | Baseline Forecast | [30 empty] | 0% | 0% | bar: 2019 to 2048
Commercial_Miscellaneous_New_Miscellaneous_Natural Gas_Miscellaneous_E8_Baseline Forecast | Commercial | Miscellaneous | New | Miscellaneous | Natural Gas | Miscellaneous | E8 |  | Baseline Forecast | [30 empty] | 0% | 0% | bar: 2019 to 2048
Commercial_Miscellaneous_New_Miscellaneous_Natural Gas_Miscellaneous_E9_Baseline Forecast | Commercial | Miscellaneous | New | Miscellaneous | Natural Gas | Miscellaneous | E9 |  | Baseline Forecast | [30 empty] | 0% | 0% | bar: 2019 to 2048
Commercial_Miscellaneous_New_Miscellaneous_Natural Gas_Miscellaneous_E10_Baseline Forecast | Commercial | Miscellaneous | New | Miscellaneous | Natural Gas | Miscellaneous | E10 |  | Baseline Forecast | [30 empty] | 0% | 0% | bar: 2019 to 2048
Commercial_Office_Existing_Space Heating_Natural Gas_Furnace_E1_Codes & Standards Forecast | Commercial | Office | Existing | Space Heating | Natural Gas | Furnace | E1 | AFUE 80% (Standard) | Codes & Standards Forecast | 100% | 100% | 100% | 100% | 100% | 0% | 0% | 0% | 0% | 0% | 0% | 0% | 0% | 0% | 0% | 0% | 0% | 0% | 0% | 0% | 0% | 0% | 0% | 0% | 0% | 0% | 0% | 0% | 0% | 0% | 0% | 0%
Commercial_Office_Existing_Space Heating_Natural Gas_Furnace_E2_Codes & Standards Forecast | Commercial | Office | Existing | Space Heating | Natural Gas | Furnace | E2 | AFUE 90% | Codes & Standards Forecast | [30 empty] | 0% | 0% | bar: 2019 to 2048
Commercial_Office_Existing_Space Heating_Natural Gas_Furnace_E3_Codes & Standards Forecast | Commercial | Office | Existing | Space Heating | Natural Gas | Furnace | E3 | AFUE 96% | Codes & Standards Forecast | 0% | 0% | 0% | 0% | 0% | 100% | 100% | 100% | 100% | 100% | 100% | 100% | 100% | 100% | 100% | 100% | 100% | 100% | 100% | 100% | 100% | 100% | 100% | 100% | 100% | 100% | 100% | 100% | 100% | 100% | 100% | 100%
Commercial_Office_Existing_Space Heating_Natural Gas_Furnace_E4_Codes & Standards Forecast | Commercial | Office | Existing | Space Heating | Natural Gas | Furnace | E4 |  | Codes & Standards Forecast | [30 empty] | 0% | 0% | bar: 2019 to 2048
Commercial_Office_Existing_Space Heating_Natural Gas_Furnace_E5_Codes & Standards Forecast | Commercial | Office | Existing | Space Heating | Natural Gas | Furnace | E5 |  | Codes & Standards Forecast | [30 empty] | 0% | 0% | bar: 2019 to 2048
Commercial_Office_Existing_Space Heating_Natural Gas_Furnace_E6_Codes & Standards Forecast | Commercial | Office | Existing | Space Heating | Natural Gas | Furnace | E6 |  | Codes & Standards Forecast | [30 empty] | 0% | 0% | bar: 2019 to 2048
Commercial_Office_Existing_Space Heating_Natural Gas_Furnace_E7_Codes & Standards Forecast | Commercial | Office | Existing | Space Heating | Natural Gas | Furnace | E7 |  | Codes & Standards Forecast | [30 empty] | 0% | 0% | bar: 2019 to 2048
Commercial_Office_Existing_Space Heating_Natural Gas_Furnace_E8_Codes & Standards Forecast | Commercial | Office | Existing | Space Heating | Natural Gas | Furnace | E8 |  | Codes & Standards Forecast | [30 empty] | 0% | 0% | bar: 2019 to 2048
Commercial_Office_Existing_Space Heating_Natural Gas_Furnace_E9_Codes & Standards Forecast | Commercial | Office | Existing | Space Heating | Natural Gas | Furnace | E9 |  | Codes & Standards Forecast | [30 empty] | 0% | 0% | bar: 2019 to 2048
Commercial_Office_Existing_Space Heating_Natural Gas_Furnace_E10_Codes & Standards Forecast | Commercial | Office | Existing | Space Heating | Natural Gas | Furnace | E10 |  | Codes & Standards Forecast | [30 empty] | 0% | 0% | bar: 2019 to 2048
Commercial_Office_Existing_Space Heating_Natural Gas_Boiler_E1_Codes & Standards Forecast | Commercial | Office | Existing | Space Heating | Natural Gas | Boiler | E1 | AFUE 80% (Standard) | Codes & Standards Forecast | 100% | 100% | 100% | 100% | 100% | 0% | 0% | 0% | 0% | 0% | 0% | 0% | 0% | 0% | 0% | 0% | 0% | 0% | 0% | 0% | 0% | 0% | 0% | 0% | 0% | 0% | 0% | 0% | 0% | 0% | 0% | 0%
Commercial_Office_Existing_Space Heating_Natural Gas_Boiler_E2_Codes & Standards Forecast | Commercial | Office | Existing | Space Heating | Natural Gas | Boiler | E2 | AFUE 85% | Codes & Standards Forecast | [30 empty] | 0% | 0% | bar: 2019 to 2048
Commercial_Office_Existing_Space Heating_Natural Gas_Boiler_E3_Codes & Standards Forecast | Commercial | Office | Existing | Space Heating | Natural Gas | Boiler | E3 | AFUE 97% | Codes & Standards Forecast | 0% | 0% | 0% | 0% | 0% | 100% | 100% | 100% | 100% | 100% | 100% | 100% | 100% | 100% | 100% | 100% | 100% | 100% | 100% | 100% | 100% | 100% | 100% | 100% | 100% | 100% | 100% | 100% | 100% | 100% | 100% | 100%
Commercial_Office_Existing_Space Heating_Natural Gas_Boiler_E4_Codes & Standards Forecast | Commercial | Office | Existing | Space Heating | Natural Gas | Boiler | E4 | Convert to NG Air Source Heat Pump | Codes & Standards Forecast | [30 empty] | 0% | 0% | bar: 2019 to 2048
Commercial_Office_Existing_Space Heating_Natural Gas_Boiler_E5_Codes & Standards Forecast | Commercial | Office | Existing | Space Heating | Natural Gas | Boiler | E5 |  | Codes & Standards Forecast | [30 empty] | 0% | 0% | bar: 2019 to 2048
Commercial_Office_Existing_Space Heating_Natural Gas_Boiler_E6_Codes & Standards Forecast | Commercial | Office | Existing | Space Heating | Natural Gas | Boiler | E6 |  | Codes & Standards Forecast | [30 empty] | 0% | 0% | bar: 2019 to 2048
Commercial_Office_Existing_Space Heating_Natural Gas_Boiler_E7_Codes & Standards Forecast | Commercial | Office | Existing | Space Heating | Natural Gas | Boiler | E7 |  | Codes & Standards Forecast | [30 empty] | 0% | 0% | bar: 2019 to 2048
Commercial_Office_Existing_Space Heating_Natural Gas_Boiler_E8_Codes & Standards Forecast | Commercial | Office | Existing | Space Heating | Natural Gas | Boiler | E8 |  | Codes & Standards Forecast | [30 empty] | 0% | 0% | bar: 2019 to 2048
Commercial_Office_Existing_Space Heating_Natural Gas_Boiler_E9_Codes & Standards Forecast | Commercial | Office | Existing | Space Heating | Natural Gas | Boiler | E9 |  | Codes & Standards Forecast | [30 empty] | 0% | 0% | bar: 2019 to 2048
Commercial_Office_Existing_Space Heating_Natural Gas_Boiler_E10_Codes & Standards Forecast | Commercial | Office | Existing | Space Heating | Natural Gas | Boiler | E10 |  | Codes & Standards Forecast | [30 empty] | 0% | 0% | bar: 2019 to 2048
Commercial_Office_Existing_Space Heating_Natural Gas_Unit Heater_E1_Codes & Standards Forecast | Commercial | Office | Existing | Space Heating | Natural Gas | Unit Heater | E1 | Standard | Codes & Standards Forecast | 100% | 100% | 100% | 100% | 100% | 0% | 0% | 0% | 0% | 0% | 0% | 0% | 0% | 0% | 0% | 0% | 0% | 0% | 0% | 0% | 0% | 0% | 0% | 0% | 0% | 0% | 0% | 0% | 0% | 0% | 0% | 0%
Commercial_Office_Existing_Space Heating_Natural Gas_Unit Heater_E2_Codes & Standards Forecast | Commercial | Office | Existing | Space Heating | Natural Gas | Unit Heater | E2 | Condensing | Codes & Standards Forecast | 0% | 0% | 0% | 0% | 0% | 100% | 100% | 100% | 100% | 100% | 100% | 100% | 100% | 100% | 100% | 100% | 100% | 100% | 100% | 100% | 100% | 100% | 100% | 100% | 100% | 100% | 100% | 100% | 100% | 100% | 100% | 100%
Commercial_Office_Existing_Space Heating_Natural Gas_Unit Heater_E3_Codes & Standards Forecast | Commercial | Office | Existing | Space Heating | Natural Gas | Unit Heater | E3 | Infrared Radiant | Codes & Standards Forecast | [30 empty] | 0% | 0% | bar: 2019 to 2048
Commercial_Office_Existing_Space Heating_Natural Gas_Unit Heater_E4_Codes & Standards Forecast | Commercial | Office | Existing | Space Heating | Natural Gas | Unit Heater | E4 |  | Codes & Standards Forecast | [30 empty] | 0% | 0% | bar: 2019 to 2048
Commercial_Office_Existing_Space Heating_Natural Gas_Unit Heater_E5_Codes & Standards Forecast | Commercial | Office | Existing | Space Heating | Natural Gas | Unit Heater | E5 |  | Codes & Standards Forecast | [30 empty] | 0% | 0% | bar: 2019 to 2048
Commercial_Office_Existing_Space Heating_Natural Gas_Unit Heater_E6_Codes & Standards Forecast | Commercial | Office | Existing | Space Heating | Natural Gas | Unit Heater | E6 |  | Codes & Standards Forecast | [30 empty] | 0% | 0% | bar: 2019 to 2048
Commercial_Office_Existing_Space Heating_Natural Gas_Unit Heater_E7_Codes & Standards Forecast | Commercial | Office | Existing | Space Heating | Natural Gas | Unit Heater | E7 |  | Codes & Standards Forecast | [30 empty] | 0% | 0% | bar: 2019 to 2048
Commercial_Office_Existing_Space Heating_Natural Gas_Unit Heater_E8_Codes & Standards Forecast | Commercial | Office | Existing | Space Heating | Natural Gas | Unit Heater | E8 |  | Codes & Standards Forecast | [30 empty] | 0% | 0% | bar: 2019 to 2048
Commercial_Office_Existing_Space Heating_Natural Gas_Unit Heater_E9_Codes & Standards Forecast | Commercial | Office | Existing | Space Heating | Natural Gas | Unit Heater | E9 |  | Codes & Standards Forecast | [30 empty] | 0% | 0% | bar: 2019 to 2048
Commercial_Office_Existing_Space Heating_Natural Gas_Unit Heater_E10_Codes & Standards Forecast | Commercial | Office | Existing | Space Heating | Natural Gas | Unit Heater | E10 |  | Codes & Standards Forecast | [30 empty] | 0% | 0% | bar: 2019 to 2048
Commercial_Office_Existing_Water Heating_Natural Gas_Water Heater_E1_Codes & Standards Forecast | Commercial | Office | Existing | Water Heating | Natural Gas | Water Heater | E1 | TE 80% | Codes & Standards Forecast | 100% | 100% | 100% | 100% | 100% | 100% | 100% | 100% | 100% | 100% | 100% | 100% | 100% | 100% | 100% | 100% | 100% | 100% | 100% | 100% | 100% | 100% | 100% | 100% | 100% | 100% | 100% | 100% | 100% | 100% | 100% | 100%
Commercial_Office_Existing_Water Heating_Natural Gas_Water Heater_E2_Codes & Standards Forecast | Commercial | Office | Existing | Water Heating | Natural Gas | Water Heater | E2 | TE 81% | Codes & Standards Forecast | [30 empty] | 0% | 0% | bar: 2019 to 2048
Commercial_Office_Existing_Water Heating_Natural Gas_Water Heater_E3_Codes & Standards Forecast | Commercial | Office | Existing | Water Heating | Natural Gas | Water Heater | E3 | TE 88% | Codes & Standards Forecast | [30 empty] | 0% | 0% | bar: 2019 to 2048
Commercial_Office_Existing_Water Heating_Natural Gas_Water Heater_E4_Codes & Standards Forecast | Commercial | Office | Existing | Water Heating | Natural Gas | Water Heater | E4 | TE 94% | Codes & Standards Forecast | [30 empty] | 0% | 0% | bar: 2019 to 2048
Commercial_Office_Existing_Water Heating_Natural Gas_Water Heater_E5_Codes & Standards Forecast | Commercial | Office | Existing | Water Heating | Natural Gas | Water Heater | E5 | TE 96% | Codes & Standards Forecast | [30 empty] | 0% | 0% | bar: 2019 to 2048
Commercial_Office_Existing_Water Heating_Natural Gas_Water Heater_E6_Codes & Standards Forecast | Commercial | Office | Existing | Water Heating | Natural Gas | Water Heater | E6 | Tankless | Codes & Standards Forecast | [30 empty] | 0% | 0% | bar: 2019 to 2048
Commercial_Office_Existing_Water Heating_Natural Gas_Water Heater_E7_Codes & Standards Forecast | Commercial | Office | Existing | Water Heating | Natural Gas | Water Heater | E7 | Gas-Fired Absorption HPWH | Codes & Standards Forecast | [30 empty] | 0% | 0% | bar: 2019 to 2048
Commercial_Office_Existing_Water Heating_Natural Gas_Water Heater_E8_Codes & Standards Forecast | Commercial | Office | Existing | Water Heating | Natural Gas | Water Heater | E8 |  | Codes & Standards Forecast | [30 empty] | 0% | 0% | bar: 2019 to 2048
Commercial_Office_Existing_Water Heating_Natural Gas_Water Heater_E9_Codes & Standards Forecast | Commercial | Office | Existing | Water Heating | Natural Gas | Water Heater | E9 |  | Codes & Standards Forecast | [30 empty] | 0% | 0% | bar: 2019 to 2048
Commercial_Office_Existing_Water Heating_Natural Gas_Water Heater_E10_Codes & Standards Forecast | Commercial | Office | Existing | Water Heating | Natural Gas | Water Heater | E10 |  | Codes & Standards Forecast | [30 empty] | 0% | 0% | bar: 2019 to 2048
Commercial_Office_Existing_Food Preparation_Natural Gas_Oven_E1_Codes & Standards Forecast | Commercial | Office | Existing | Food Preparation | Natural Gas | Oven | E1 | Standard | Codes & Standards Forecast | 100% | 100% | 100% | 100% | 100% | 100% | 100% | 100% | 100% | 100% | 100% | 100% | 100% | 100% | 100% | 100% | 100% | 100% | 100% | 100% | 100% | 100% | 100% | 100% | 100% | 100% | 100% | 100% | 100% | 100% | 100% | 100%
Commercial_Office_Existing_Food Preparation_Natural Gas_Oven_E2_Codes & Standards Forecast | Commercial | Office | Existing | Food Preparation | Natural Gas | Oven | E2 | ENERGY STAR (>44% Baking Efficiency) | Codes & Standards Forecast | [30 empty] | 0% | 0% | bar: 2019 to 2048
Commercial_Office_Existing_Food Preparation_Natural Gas_Oven_E3_Codes & Standards Forecast | Commercial | Office | Existing | Food Preparation | Natural Gas | Oven | E3 |  | Codes & Standards Forecast | [30 empty] | 0% | 0% | bar: 2019 to 2048
Commercial_Office_Existing_Food Preparation_Natural Gas_Oven_E4_Codes & Standards Forecast | Commercial | Office | Existing | Food Preparation | Natural Gas | Oven | E4 |  | Codes & Standards Forecast | [30 empty] | 0% | 0% | bar: 2019 to 2048
Commercial_Office_Existing_Food Preparation_Natural Gas_Oven_E5_Codes & Standards Forecast | Commercial | Office | Existing | Food Preparation | Natural Gas | Oven | E5 |  | Codes & Standards Forecast | [30 empty] | 0% | 0% | bar: 2019 to 2048
Commercial_Office_Existing_Food Preparation_Natural Gas_Oven_E6_Codes & Standards Forecast | Commercial | Office | Existing | Food Preparation | Natural Gas | Oven | E6 |  | Codes & Standards Forecast | [30 empty] | 0% | 0% | bar: 2019 to 2048
Commercial_Office_Existing_Food Preparation_Natural Gas_Oven_E7_Codes & Standards Forecast | Commercial | Office | Existing | Food Preparation | Natural Gas | Oven | E7 |  | Codes & Standards Forecast | [30 empty] | 0% | 0% | bar: 2019 to 2048
Commercial_Office_Existing_Food Preparation_Natural Gas_Oven_E8_Codes & Standards Forecast | Commercial | Office | Existing | Food Preparation | Natural Gas | Oven | E8 |  | Codes & Standards Forecast | [30 empty] | 0% | 0% | bar: 2019 to 2048
Commercial_Office_Existing_Food Preparation_Natural Gas_Oven_E9_Codes & Standards Forecast | Commercial | Office | Existing | Food Preparation | Natural Gas | Oven | E9 |  | Codes & Standards Forecast | [30 empty] | 0% | 0% | bar: 2019 to 2048
Commercial_Office_Existing_Food Preparation_Natural Gas_Oven_E10_Codes & Standards Forecast | Commercial | Office | Existing | Food Preparation | Natural Gas | Oven | E10 |  | Codes & Standards Forecast | [30 empty] | 0% | 0% | bar: 2019 to 2048
Commercial_Office_Existing_Food Preparation_Natural Gas_Conveyor Oven_E1_Codes & Standards Forecast | Commercial | Office | Existing | Food Preparation | Natural Gas | Conveyor Oven | E1 | Standard | Codes & Standards Forecast | 100% | 100% | 100% | 100% | 100% | 100% | 100% | 100% | 100% | 100% | 100% | 100% | 100% | 100% | 100% | 100% | 100% | 100% | 100% | 100% | 100% | 100% | 100% | 100% | 100% | 100% | 100% | 100% | 100% | 100% | 100% | 100%
Commercial_Office_Existing_Food Preparation_Natural Gas_Conveyor Oven_E2_Codes & Standards Forecast | Commercial | Office | Existing | Food Preparation | Natural Gas | Conveyor Oven | E2 | Efficient (>44% Baking Efficiency) | Codes & Standards Forecast | [30 empty] | 0% | 0% | bar: 2019 to 2048
Commercial_Office_Existing_Food Preparation_Natural Gas_Conveyor Oven_E3_Codes & Standards Forecast | Commercial | Office | Existing | Food Preparation | Natural Gas | Conveyor Oven | E3 |  | Codes & Standards Forecast | [30 empty] | 0% | 0% | bar: 2019 to 2048
Commercial_Office_Existing_Food Preparation_Natural Gas_Conveyor Oven_E4_Codes & Standards Forecast | Commercial | Office | Existing | Food Preparation | Natural Gas | Conveyor Oven | E4 |  | Codes & Standards Forecast | [30 empty] | 0% | 0% | bar: 2019 to 2048
Commercial_Office_Existing_Food Preparation_Natural Gas_Conveyor Oven_E5_Codes & Standards Forecast | Commercial | Office | Existing | Food Preparation | Natural Gas | Conveyor Oven | E5 |  | Codes & Standards Forecast | [30 empty] | 0% | 0% | bar: 2019 to 2048
Commercial_Office_Existing_Food Preparation_Natural Gas_Conveyor Oven_E6_Codes & Standards Forecast | Commercial | Office | Existing | Food Preparation | Natural Gas | Conveyor Oven | E6 |  | Codes & Standards Forecast | [30 empty] | 0% | 0% | bar: 2019 to 2048
Commercial_Office_Existing_Food Preparation_Natural Gas_Conveyor Oven_E7_Codes & Standards Forecast | Commercial | Office | Existing | Food Preparation | Natural Gas | Conveyor Oven | E7 |  | Codes & Standards Forecast | [30 empty] | 0% | 0% | bar: 2019 to 2048
Commercial_Office_Existing_Food Preparation_Natural Gas_Conveyor Oven_E8_Codes & Standards Forecast | Commercial | Office | Existing | Food Preparation | Natural Gas | Conveyor Oven | E8 |  | Codes & Standards Forecast | [30 empty] | 0% | 0% | bar: 2019 to 2048
Commercial_Office_Existing_Food Preparation_Natural Gas_Conveyor Oven_E9_Codes & Standards Forecast | Commercial | Office | Existing | Food Preparation | Natural Gas | Conveyor Oven | E9 |  | Codes & Standards Forecast | [30 empty] | 0% | 0% | bar: 2019 to 2048
Commercial_Office_Existing_Food Preparation_Natural Gas_Conveyor Oven_E10_Codes & Standards Forecast | Commercial | Office | Existing | Food Preparation | Natural Gas | Conveyor Oven | E10 |  | Codes & Standards Forecast | [30 empty] | 0% | 0% | bar: 2019 to 2048
Commercial_Office_Existing_Food Preparation_Natural Gas_Double Rack Oven_E1_Codes & Standards Forecast | Commercial | Office | Existing | Food Preparation | Natural Gas | Double Rack Oven | E1 | Standard | Codes & Standards Forecast | 100% | 100% | 100% | 100% | 100% | 100% | 100% | 100% | 100% | 100% | 100% | 100% | 100% | 100% | 100% | 100% | 100% | 100% | 100% | 100% | 100% | 100% | 100% | 100% | 100% | 100% | 100% | 100% | 100% | 100% | 100% | 100%
Commercial_Office_Existing_Food Preparation_Natural Gas_Double Rack Oven_E2_Codes & Standards Forecast | Commercial | Office | Existing | Food Preparation | Natural Gas | Double Rack Oven | E2 | FTSC Qualified (>50% Cooking Efficiency) | Codes & Standards Forecast | [30 empty] | 0% | 0% | bar: 2019 to 2048
Commercial_Office_Existing_Food Preparation_Natural Gas_Double Rack Oven_E3_Codes & Standards Forecast | Commercial | Office | Existing | Food Preparation | Natural Gas | Double Rack Oven | E3 |  | Codes & Standards Forecast | [30 empty] | 0% | 0% | bar: 2019 to 2048
Commercial_Office_Existing_Food Preparation_Natural Gas_Double Rack Oven_E4_Codes & Standards Forecast | Commercial | Office | Existing | Food Preparation | Natural Gas | Double Rack Oven | E4 |  | Codes & Standards Forecast | [30 empty] | 0% | 0% | bar: 2019 to 2048
Commercial_Office_Existing_Food Preparation_Natural Gas_Double Rack Oven_E5_Codes & Standards Forecast | Commercial | Office | Existing | Food Preparation | Natural Gas | Double Rack Oven | E5 |  | Codes & Standards Forecast | [30 empty] | 0% | 0% | bar: 2019 to 2048
Commercial_Office_Existing_Food Preparation_Natural Gas_Double Rack Oven_E6_Codes & Standards Forecast | Commercial | Office | Existing | Food Preparation | Natural Gas | Double Rack Oven | E6 |  | Codes & Standards Forecast | [30 empty] | 0% | 0% | bar: 2019 to 2048
Commercial_Office_Existing_Food Preparation_Natural Gas_Double Rack Oven_E7_Codes & Standards Forecast | Commercial | Office | Existing | Food Preparation | Natural Gas | Double Rack Oven | E7 |  | Codes & Standards Forecast | [30 empty] | 0% | 0% | bar: 2019 to 2048
Commercial_Office_Existing_Food Preparation_Natural Gas_Double Rack Oven_E8_Codes & Standards Forecast | Commercial | Office | Existing | Food Preparation | Natural Gas | Double Rack Oven | E8 |  | Codes & Standards Forecast | [30 empty] | 0% | 0% | bar: 2019 to 2048
Commercial_Office_Existing_Food Preparation_Natural Gas_Double Rack Oven_E9_Codes & Standards Forecast | Commercial | Office | Existing | Food Preparation | Natural Gas | Double Rack Oven | E9 |  | Codes & Standards Forecast | [30 empty] | 0% | 0% | bar: 2019 to 2048
Commercial_Office_Existing_Food Preparation_Natural Gas_Double Rack Oven_E10_Codes & Standards Forecast | Commercial | Office | Existing | Food Preparation | Natural Gas | Double Rack Oven | E10 |  | Codes & Standards Forecast | [30 empty] | 0% | 0% | bar: 2019 to 2048
Commercial_Office_Existing_Food Preparation_Natural Gas_Fryer_E1_Codes & Standards Forecast | Commercial | Office | Existing | Food Preparation | Natural Gas | Fryer | E1 | Standard | Codes & Standards Forecast | 100% | 100% | 100% | 0% | 0% | 0% | 0% | 0% | 0% | 0% | 0% | 0% | 0% | 0% | 0% | 0% | 0% | 0% | 0% | 0% | 0% | 0% | 0% | 0% | 0% | 0% | 0% | 0% | 0% | 0% | 0% | 0%
Commercial_Office_Existing_Food Preparation_Natural Gas_Fryer_E2_Codes & Standards Forecast | Commercial | Office | Existing | Food Preparation | Natural Gas | Fryer | E2 | ENERGY STAR | Codes & Standards Forecast | 0% | 0% | 0% | 100% | 100% | 100% | 100% | 100% | 100% | 100% | 100% | 100% | 100% | 100% | 100% | 100% | 100% | 100% | 100% | 100% | 100% | 100% | 100% | 100% | 100% | 100% | 100% | 100% | 100% | 100% | 100% | 100%
Commercial_Office_Existing_Food Preparation_Natural Gas_Fryer_E3_Codes & Standards Forecast | Commercial | Office | Existing | Food Preparation | Natural Gas | Fryer | E3 |  | Codes & Standards Forecast | [30 empty] | 0% | 0% | bar: 2019 to 2048
Commercial_Office_Existing_Food Preparation_Natural Gas_Fryer_E4_Codes & Standards Forecast | Commercial | Office | Existing | Food Preparation | Natural Gas | Fryer | E4 |  | Codes & Standards Forecast | [30 empty] | 0% | 0% | bar: 2019 to 2048
Commercial_Office_Existing_Food Preparation_Natural Gas_Fryer_E5_Codes & Standards Forecast | Commercial | Office | Existing | Food Preparation | Natural Gas | Fryer | E5 |  | Codes & Standards Forecast | [30 empty] | 0% | 0% | bar: 2019 to 2048
Commercial_Office_Existing_Food Preparation_Natural Gas_Fryer_E6_Codes & Standards Forecast | Commercial | Office | Existing | Food Preparation | Natural Gas | Fryer | E6 |  | Codes & Standards Forecast | [30 empty] | 0% | 0% | bar: 2019 to 2048
Commercial_Office_Existing_Food Preparation_Natural Gas_Fryer_E7_Codes & Standards Forecast | Commercial | Office | Existing | Food Preparation | Natural Gas | Fryer | E7 |  | Codes & Standards Forecast | [30 empty] | 0% | 0% | bar: 2019 to 2048
Commercial_Office_Existing_Food Preparation_Natural Gas_Fryer_E8_Codes & Standards Forecast | Commercial | Office | Existing | Food Preparation | Natural Gas | Fryer | E8 |  | Codes & Standards Forecast | [30 empty] | 0% | 0% | bar: 2019 to 2048
Commercial_Office_Existing_Food Preparation_Natural Gas_Fryer_E9_Codes & Standards Forecast | Commercial | Office | Existing | Food Preparation | Natural Gas | Fryer | E9 |  | Codes & Standards Forecast | [30 empty] | 0% | 0% | bar: 2019 to 2048
Commercial_Office_Existing_Food Preparation_Natural Gas_Fryer_E10_Codes & Standards Forecast | Commercial | Office | Existing | Food Preparation | Natural Gas | Fryer | E10 |  | Codes & Standards Forecast | [30 empty] | 0% | 0% | bar: 2019 to 2048
Commercial_Office_Existing_Food Preparation_Natural Gas_Broiler_E1_Codes & Standards Forecast | Commercial | Office | Existing | Food Preparation | Natural Gas | Broiler | E1 | Standard | Codes & Standards Forecast | 100% | 100% | 100% | 100% | 100% | 100% | 100% | 100% | 100% | 100% | 100% | 100% | 100% | 100% | 100% | 100% | 100% | 100% | 100% | 100% | 100% | 100% | 100% | 100% | 100% | 100% | 100% | 100% | 100% | 100% | 100% | 100%
Commercial_Office_Existing_Food Preparation_Natural Gas_Broiler_E2_Codes & Standards Forecast | Commercial | Office | Existing | Food Preparation | Natural Gas | Broiler | E2 | Infrared Burners | Codes & Standards Forecast | [30 empty] | 0% | 0% | bar: 2019 to 2048
Commercial_Office_Existing_Food Preparation_Natural Gas_Broiler_E3_Codes & Standards Forecast | Commercial | Office | Existing | Food Preparation | Natural Gas | Broiler | E3 |  | Codes & Standards Forecast | [30 empty] | 0% | 0% | bar: 2019 to 2048
Commercial_Office_Existing_Food Preparation_Natural Gas_Broiler_E4_Codes & Standards Forecast | Commercial | Office | Existing | Food Preparation | Natural Gas | Broiler | E4 |  | Codes & Standards Forecast | [30 empty] | 0% | 0% | bar: 2019 to 2048
Commercial_Office_Existing_Food Preparation_Natural Gas_Broiler_E5_Codes & Standards Forecast | Commercial | Office | Existing | Food Preparation | Natural Gas | Broiler | E5 |  | Codes & Standards Forecast | [30 empty] | 0% | 0% | bar: 2019 to 2048
Commercial_Office_Existing_Food Preparation_Natural Gas_Broiler_E6_Codes & Standards Forecast | Commercial | Office | Existing | Food Preparation | Natural Gas | Broiler | E6 |  | Codes & Standards Forecast | [30 empty] | 0% | 0% | bar: 2019 to 2048
Commercial_Office_Existing_Food Preparation_Natural Gas_Broiler_E7_Codes & Standards Forecast | Commercial | Office | Existing | Food Preparation | Natural Gas | Broiler | E7 |  | Codes & Standards Forecast | [30 empty] | 0% | 0% | bar: 2019 to 2048
Commercial_Office_Existing_Food Preparation_Natural Gas_Broiler_E8_Codes & Standards Forecast | Commercial | Office | Existing | Food Preparation | Natural Gas | Broiler | E8 |  | Codes & Standards Forecast | [30 empty] | 0% | 0% | bar: 2019 to 2048
Commercial_Office_Existing_Food Preparation_Natural Gas_Broiler_E9_Codes & Standards Forecast | Commercial | Office | Existing | Food Preparation | Natural Gas | Broiler | E9 |  | Codes & Standards Forecast | [30 empty] | 0% | 0% | bar: 2019 to 2048
Commercial_Office_Existing_Food Preparation_Natural Gas_Broiler_E10_Codes & Standards Forecast | Commercial | Office | Existing | Food Preparation | Natural Gas | Broiler | E10 |  | Codes & Standards Forecast | [30 empty] | 0% | 0% | bar: 2019 to 2048
Commercial_Office_Existing_Food Preparation_Natural Gas_Griddle_E1_Codes & Standards Forecast | Commercial | Office | Existing | Food Preparation | Natural Gas | Griddle | E1 | Standard | Codes & Standards Forecast | 100% | 100% | 100% | 100% | 100% | 100% | 100% | 100% | 100% | 100% | 100% | 100% | 100% | 100% | 100% | 100% | 100% | 100% | 100% | 100% | 100% | 100% | 100% | 100% | 100% | 100% | 100% | 100% | 100% | 100% | 100% | 100%
Commercial_Office_Existing_Food Preparation_Natural Gas_Griddle_E2_Codes & Standards Forecast | Commercial | Office | Existing | Food Preparation | Natural Gas | Griddle | E2 | ENERGY STAR | Codes & Standards Forecast | [30 empty] | 0% | 0% | bar: 2019 to 2048
Commercial_Office_Existing_Food Preparation_Natural Gas_Griddle_E3_Codes & Standards Forecast | Commercial | Office | Existing | Food Preparation | Natural Gas | Griddle | E3 |  | Codes & Standards Forecast | [30 empty] | 0% | 0% | bar: 2019 to 2048
Commercial_Office_Existing_Food Preparation_Natural Gas_Griddle_E4_Codes & Standards Forecast | Commercial | Office | Existing | Food Preparation | Natural Gas | Griddle | E4 |  | Codes & Standards Forecast | [30 empty] | 0% | 0% | bar: 2019 to 2048
Commercial_Office_Existing_Food Preparation_Natural Gas_Griddle_E5_Codes & Standards Forecast | Commercial | Office | Existing | Food Preparation | Natural Gas | Griddle | E5 |  | Codes & Standards Forecast | [30 empty] | 0% | 0% | bar: 2019 to 2048
Commercial_Office_Existing_Food Preparation_Natural Gas_Griddle_E6_Codes & Standards Forecast | Commercial | Office | Existing | Food Preparation | Natural Gas | Griddle | E6 |  | Codes & Standards Forecast | [30 empty] | 0% | 0% | bar: 2019 to 2048
Commercial_Office_Existing_Food Preparation_Natural Gas_Griddle_E7_Codes & Standards Forecast | Commercial | Office | Existing | Food Preparation | Natural Gas | Griddle | E7 |  | Codes & Standards Forecast | [30 empty] | 0% | 0% | bar: 2019 to 2048
Commercial_Office_Existing_Food Preparation_Natural Gas_Griddle_E8_Codes & Standards Forecast | Commercial | Office | Existing | Food Preparation | Natural Gas | Griddle | E8 |  | Codes & Standards Forecast | [30 empty] | 0% | 0% | bar: 2019 to 2048
Commercial_Office_Existing_Food Preparation_Natural Gas_Griddle_E9_Codes & Standards Forecast | Commercial | Office | Existing | Food Preparation | Natural Gas | Griddle | E9 |  | Codes & Standards Forecast | [30 empty] | 0% | 0% | bar: 2019 to 2048
Commercial_Office_Existing_Food Preparation_Natural Gas_Griddle_E10_Codes & Standards Forecast | Commercial | Office | Existing | Food Preparation | Natural Gas | Griddle | E10 |  | Codes & Standards Forecast | [30 empty] | 0% | 0% | bar: 2019 to 2048
Commercial_Office_Existing_Food Preparation_Natural Gas_Range_E1_Codes & Standards Forecast | Commercial | Office | Existing | Food Preparation | Natural Gas | Range | E1 | Standard | Codes & Standards Forecast | 100% | 100% | 100% | 100% | 100% | 100% | 100% | 100% | 100% | 100% | 100% | 100% | 100% | 100% | 100% | 100% | 100% | 100% | 100% | 100% | 100% | 100% | 100% | 100% | 100% | 100% | 100% | 100% | 100% | 100% | 100% | 100%
Commercial_Office_Existing_Food Preparation_Natural Gas_Range_E2_Codes & Standards Forecast | Commercial | Office | Existing | Food Preparation | Natural Gas | Range | E2 | High Efficiency | Codes & Standards Forecast | [30 empty] | 0% | 0% | bar: 2019 to 2048
Commercial_Office_Existing_Food Preparation_Natural Gas_Range_E3_Codes & Standards Forecast | Commercial | Office | Existing | Food Preparation | Natural Gas | Range | E3 |  | Codes & Standards Forecast | [30 empty] | 0% | 0% | bar: 2019 to 2048
Commercial_Office_Existing_Food Preparation_Natural Gas_Range_E4_Codes & Standards Forecast | Commercial | Office | Existing | Food Preparation | Natural Gas | Range | E4 |  | Codes & Standards Forecast | [30 empty] | 0% | 0% | bar: 2019 to 2048
Commercial_Office_Existing_Food Preparation_Natural Gas_Range_E5_Codes & Standards Forecast | Commercial | Office | Existing | Food Preparation | Natural Gas | Range | E5 |  | Codes & Standards Forecast | [30 empty] | 0% | 0% | bar: 2019 to 2048
Commercial_Office_Existing_Food Preparation_Natural Gas_Range_E6_Codes & Standards Forecast | Commercial | Office | Existing | Food Preparation | Natural Gas | Range | E6 |  | Codes & Standards Forecast | [30 empty] | 0% | 0% | bar: 2019 to 2048
Commercial_Office_Existing_Food Preparation_Natural Gas_Range_E7_Codes & Standards Forecast | Commercial | Office | Existing | Food Preparation | Natural Gas | Range | E7 |  | Codes & Standards Forecast | [30 empty] | 0% | 0% | bar: 2019 to 2048
Commercial_Office_Existing_Food Preparation_Natural Gas_Range_E8_Codes & Standards Forecast | Commercial | Office | Existing | Food Preparation | Natural Gas | Range | E8 |  | Codes & Standards Forecast | [30 empty] | 0% | 0% | bar: 2019 to 2048
Commercial_Office_Existing_Food Preparation_Natural Gas_Range_E9_Codes & Standards Forecast | Commercial | Office | Existing | Food Preparation | Natural Gas | Range | E9 |  | Codes & Standards Forecast | [30 empty] | 0% | 0% | bar: 2019 to 2048
Commercial_Office_Existing_Food Preparation_Natural Gas_Range_E10_Codes & Standards Forecast | Commercial | Office | Existing | Food Preparation | Natural Gas | Range | E10 |  | Codes & Standards Forecast | [30 empty] | 0% | 0% | bar: 2019 to 2048
Commercial_Office_Existing_Food Preparation_Natural Gas_Steamer_E1_Codes & Standards Forecast | Commercial | Office | Existing | Food Preparation | Natural Gas | Steamer | E1 | Standard | Codes & Standards Forecast | 100% | 100% | 100% | 0% | 0% | 0% | 0% | 0% | 0% | 0% | 0% | 0% | 0% | 0% | 0% | 0% | 0% | 0% | 0% | 0% | 0% | 0% | 0% | 0% | 0% | 0% | 0% | 0% | 0% | 0% | 0% | 0%
Commercial_Office_Existing_Food Preparation_Natural Gas_Steamer_E2_Codes & Standards Forecast | Commercial | Office | Existing | Food Preparation | Natural Gas | Steamer | E2 | ENERGY STAR | Codes & Standards Forecast | 0% | 0% | 0% | 100% | 100% | 100% | 100% | 100% | 100% | 100% | 100% | 100% | 100% | 100% | 100% | 100% | 100% | 100% | 100% | 100% | 100% | 100% | 100% | 100% | 100% | 100% | 100% | 100% | 100% | 100% | 100% | 100%
Commercial_Office_Existing_Food Preparation_Natural Gas_Steamer_E3_Codes & Standards Forecast | Commercial | Office | Existing | Food Preparation | Natural Gas | Steamer | E3 |  | Codes & Standards Forecast | [30 empty] | 0% | 0% | bar: 2019 to 2048
Commercial_Office_Existing_Food Preparation_Natural Gas_Steamer_E4_Codes & Standards Forecast | Commercial | Office | Existing | Food Preparation | Natural Gas | Steamer | E4 |  | Codes & Standards Forecast | [30 empty] | 0% | 0% | bar: 2019 to 2048
Commercial_Office_Existing_Food Preparation_Natural Gas_Steamer_E5_Codes & Standards Forecast | Commercial | Office | Existing | Food Preparation | Natural Gas | Steamer | E5 |  | Codes & Standards Forecast | [30 empty] | 0% | 0% | bar: 2019 to 2048
Commercial_Office_Existing_Food Preparation_Natural Gas_Steamer_E6_Codes & Standards Forecast | Commercial | Office | Existing | Food Preparation | Natural Gas | Steamer | E6 |  | Codes & Standards Forecast | [30 empty] | 0% | 0% | bar: 2019 to 2048
Commercial_Office_Existing_Food Preparation_Natural Gas_Steamer_E7_Codes & Standards Forecast | Commercial | Office | Existing | Food Preparation | Natural Gas | Steamer | E7 |  | Codes & Standards Forecast | [30 empty] | 0% | 0% | bar: 2019 to 2048
Commercial_Office_Existing_Food Preparation_Natural Gas_Steamer_E8_Codes & Standards Forecast | Commercial | Office | Existing | Food Preparation | Natural Gas | Steamer | E8 |  | Codes & Standards Forecast | [30 empty] | 0% | 0% | bar: 2019 to 2048
Commercial_Office_Existing_Food Preparation_Natural Gas_Steamer_E9_Codes & Standards Forecast | Commercial | Office | Existing | Food Preparation | Natural Gas | Steamer | E9 |  | Codes & Standards Forecast | [30 empty] | 0% | 0% | bar: 2019 to 2048
Commercial_Office_Existing_Food Preparation_Natural Gas_Steamer_E10_Codes & Standards Forecast | Commercial | Office | Existing | Food Preparation | Natural Gas | Steamer | E10 |  | Codes & Standards Forecast | [30 empty] | 0% | 0% | bar: 2019 to 2048
Commercial_Office_Existing_Food Preparation_Natural Gas_Food Prep Other_E1_Codes & Standards Forecast | Commercial | Office | Existing | Food Preparation | Natural Gas | Food Prep Other | E1 | Standard | Codes & Standards Forecast | 100% | 100% | 100% | 100% | 100% | 100% | 100% | 100% | 100% | 100% | 100% | 100% | 100% | 100% | 100% | 100% | 100% | 100% | 100% | 100% | 100% | 100% | 100% | 100% | 100% | 100% | 100% | 100% | 100% | 100% | 100% | 100%
Commercial_Office_Existing_Food Preparation_Natural Gas_Food Prep Other_E2_Codes & Standards Forecast | Commercial | Office | Existing | Food Preparation | Natural Gas | Food Prep Other | E2 | ENERGY STAR | Codes & Standards Forecast | [30 empty] | 0% | 0% | bar: 2019 to 2048
Commercial_Office_Existing_Food Preparation_Natural Gas_Food Prep Other_E3_Codes & Standards Forecast | Commercial | Office | Existing | Food Preparation | Natural Gas | Food Prep Other | E3 |  | Codes & Standards Forecast | [30 empty] | 0% | 0% | bar: 2019 to 2048
Commercial_Office_Existing_Food Preparation_Natural Gas_Food Prep Other_E4_Codes & Standards Forecast | Commercial | Office | Existing | Food Preparation | Natural Gas | Food Prep Other | E4 |  | Codes & Standards Forecast | [30 empty] | 0% | 0% | bar: 2019 to 2048
Commercial_Office_Existing_Food Preparation_Natural Gas_Food Prep Other_E5_Codes & Standards Forecast | Commercial | Office | Existing | Food Preparation | Natural Gas | Food Prep Other | E5 |  | Codes & Standards Forecast | [30 empty] | 0% | 0% | bar: 2019 to 2048
Commercial_Office_Existing_Food Preparation_Natural Gas_Food Prep Other_E6_Codes & Standards Forecast | Commercial | Office | Existing | Food Preparation | Natural Gas | Food Prep Other | E6 |  | Codes & Standards Forecast | [30 empty] | 0% | 0% | bar: 2019 to 2048
Commercial_Office_Existing_Food Preparation_Natural Gas_Food Prep Other_E7_Codes & Standards Forecast | Commercial | Office | Existing | Food Preparation | Natural Gas | Food Prep Other | E7 |  | Codes & Standards Forecast | [30 empty] | 0% | 0% | bar: 2019 to 2048
Commercial_Office_Existing_Food Preparation_Natural Gas_Food Prep Other_E8_Codes & Standards Forecast | Commercial | Office | Existing | Food Preparation | Natural Gas | Food Prep Other | E8 |  | Codes & Standards Forecast | [30 empty] | 0% | 0% | bar: 2019 to 2048
Commercial_Office_Existing_Food Preparation_Natural Gas_Food Prep Other_E9_Codes & Standards Forecast | Commercial | Office | Existing | Food Preparation | Natural Gas | Food Prep Other | E9 |  | Codes & Standards Forecast | [30 empty] | 0% | 0% | bar: 2019 to 2048
Commercial_Office_Existing_Food Preparation_Natural Gas_Food Prep Other_E10_Codes & Standards Forecast | Commercial | Office | Existing | Food Preparation | Natural Gas | Food Prep Other | E10 |  | Codes & Standards Forecast | [30 empty] | 0% | 0% | bar: 2019 to 2048
Commercial_Office_Existing_Miscellaneous_Natural Gas_Pool Heater_E1_Codes & Standards Forecast | Commercial | Office | Existing | Miscellaneous | Natural Gas | Pool Heater | E1 | Standard (EF .78) | Codes & Standards Forecast | 100% | 100% | 100% | 100% | 100% | 100% | 100% | 100% | 100% | 100% | 100% | 100% | 100% | 100% | 100% | 100% | 100% | 100% | 100% | 100% | 100% | 100% | 100% | 100% | 100% | 100% | 100% | 100% | 100% | 100% | 100% | 100%
Commercial_Office_Existing_Miscellaneous_Natural Gas_Pool Heater_E2_Codes & Standards Forecast | Commercial | Office | Existing | Miscellaneous | Natural Gas | Pool Heater | E2 | Condensing (EF .90) | Codes & Standards Forecast | [30 empty] | 0% | 0% | bar: 2019 to 2048
Commercial_Office_Existing_Miscellaneous_Natural Gas_Pool Heater_E3_Codes & Standards Forecast | Commercial | Office | Existing | Miscellaneous | Natural Gas | Pool Heater | E3 |  | Codes & Standards Forecast | [30 empty] | 0% | 0% | bar: 2019 to 2048
Commercial_Office_Existing_Miscellaneous_Natural Gas_Pool Heater_E4_Codes & Standards Forecast | Commercial | Office | Existing | Miscellaneous | Natural Gas | Pool Heater | E4 |  | Codes & Standards Forecast | [30 empty] | 0% | 0% | bar: 2019 to 2048
Commercial_Office_Existing_Miscellaneous_Natural Gas_Pool Heater_E5_Codes & Standards Forecast | Commercial | Office | Existing | Miscellaneous | Natural Gas | Pool Heater | E5 |  | Codes & Standards Forecast | [30 empty] | 0% | 0% | bar: 2019 to 2048
Commercial_Office_Existing_Miscellaneous_Natural Gas_Pool Heater_E6_Codes & Standards Forecast | Commercial | Office | Existing | Miscellaneous | Natural Gas | Pool Heater | E6 |  | Codes & Standards Forecast | [30 empty] | 0% | 0% | bar: 2019 to 2048
Commercial_Office_Existing_Miscellaneous_Natural Gas_Pool Heater_E7_Codes & Standards Forecast | Commercial | Office | Existing | Miscellaneous | Natural Gas | Pool Heater | E7 |  | Codes & Standards Forecast | [30 empty] | 0% | 0% | bar: 2019 to 2048
Commercial_Office_Existing_Miscellaneous_Natural Gas_Pool Heater_E8_Codes & Standards Forecast | Commercial | Office | Existing | Miscellaneous | Natural Gas | Pool Heater | E8 |  | Codes & Standards Forecast | [30 empty] | 0% | 0% | bar: 2019 to 2048
Commercial_Office_Existing_Miscellaneous_Natural Gas_Pool Heater_E9_Codes & Standards Forecast | Commercial | Office | Existing | Miscellaneous | Natural Gas | Pool Heater | E9 |  | Codes & Standards Forecast | [30 empty] | 0% | 0% | bar: 2019 to 2048
Commercial_Office_Existing_Miscellaneous_Natural Gas_Pool Heater_E10_Codes & Standards Forecast | Commercial | Office | Existing | Miscellaneous | Natural Gas | Pool Heater | E10 |  | Codes & Standards Forecast | [30 empty] | 0% | 0% | bar: 2019 to 2048
Commercial_Office_Existing_Miscellaneous_Natural Gas_Miscellaneous_E1_Codes & Standards Forecast | Commercial | Office | Existing | Miscellaneous | Natural Gas | Miscellaneous | E1 | Miscellaneous | Codes & Standards Forecast | 100% | 100% | 100% | 100% | 100% | 100% | 100% | 100% | 100% | 100% | 100% | 100% | 100% | 100% | 100% | 100% | 100% | 100% | 100% | 100% | 100% | 100% | 100% | 100% | 100% | 100% | 100% | 100% | 100% | 100% | 100% | 100%
Commercial_Office_Existing_Miscellaneous_Natural Gas_Miscellaneous_E2_Codes & Standards Forecast | Commercial | Office | Existing | Miscellaneous | Natural Gas | Miscellaneous | E2 |  | Codes & Standards Forecast | [30 empty] | 0% | 0% | bar: 2019 to 2048
Commercial_Office_Existing_Miscellaneous_Natural Gas_Miscellaneous_E3_Codes & Standards Forecast | Commercial | Office | Existing | Miscellaneous | Natural Gas | Miscellaneous | E3 |  | Codes & Standards Forecast | [30 empty] | 0% | 0% | bar: 2019 to 2048
Commercial_Office_Existing_Miscellaneous_Natural Gas_Miscellaneous_E4_Codes & Standards Forecast | Commercial | Office | Existing | Miscellaneous | Natural Gas | Miscellaneous | E4 |  | Codes & Standards Forecast | [30 empty] | 0% | 0% | bar: 2019 to 2048
Commercial_Office_Existing_Miscellaneous_Natural Gas_Miscellaneous_E5_Codes & Standards Forecast | Commercial | Office | Existing | Miscellaneous | Natural Gas | Miscellaneous | E5 |  | Codes & Standards Forecast | [30 empty] | 0% | 0% | bar: 2019 to 2048
Commercial_Office_Existing_Miscellaneous_Natural Gas_Miscellaneous_E6_Codes & Standards Forecast | Commercial | Office | Existing | Miscellaneous | Natural Gas | Miscellaneous | E6 |  | Codes & Standards Forecast | [30 empty] | 0% | 0% | bar: 2019 to 2048
Commercial_Office_Existing_Miscellaneous_Natural Gas_Miscellaneous_E7_Codes & Standards Forecast | Commercial | Office | Existing | Miscellaneous | Natural Gas | Miscellaneous | E7 |  | Codes & Standards Forecast | [30 empty] | 0% | 0% | bar: 2019 to 2048
Commercial_Office_Existing_Miscellaneous_Natural Gas_Miscellaneous_E8_Codes & Standards Forecast | Commercial | Office | Existing | Miscellaneous | Natural Gas | Miscellaneous | E8 |  | Codes & Standards Forecast | [30 empty] | 0% | 0% | bar: 2019 to 2048
Commercial_Office_Existing_Miscellaneous_Natural Gas_Miscellaneous_E9_Codes & Standards Forecast | Commercial | Office | Existing | Miscellaneous | Natural Gas | Miscellaneous | E9 |  | Codes & Standards Forecast | [30 empty] | 0% | 0% | bar: 2019 to 2048
Commercial_Office_Existing_Miscellaneous_Natural Gas_Miscellaneous_E10_Codes & Standards Forecast | Commercial | Office | Existing | Miscellaneous | Natural Gas | Miscellaneous | E10 |  | Codes & Standards Forecast | [30 empty] | 0% | 0% | bar: 2019 to 2048
Commercial_Office_New_Space Heating_Natural Gas_Furnace_E1_Codes & Standards Forecast | Commercial | Office | New | Space Heating | Natural Gas | Furnace | E1 | AFUE 80% (Standard) | Codes & Standards Forecast | 100% | 100% | 100% | 100% | 100% | 0% | 0% | 0% | 0% | 0% | 0% | 0% | 0% | 0% | 0% | 0% | 0% | 0% | 0% | 0% | 0% | 0% | 0% | 0% | 0% | 0% | 0% | 0% | 0% | 0% | 0% | 0%
Commercial_Office_New_Space Heating_Natural Gas_Furnace_E2_Codes & Standards Forecast | Commercial | Office | New | Space Heating | Natural Gas | Furnace | E2 | AFUE 90% | Codes & Standards Forecast | [30 empty] | 0% | 0% | bar: 2019 to 2048
Commercial_Office_New_Space Heating_Natural Gas_Furnace_E3_Codes & Standards Forecast | Commercial | Office | New | Space Heating | Natural Gas | Furnace | E3 | AFUE 96% | Codes & Standards Forecast | 0% | 0% | 0% | 0% | 0% | 100% | 100% | 100% | 100% | 100% | 100% | 100% | 100% | 100% | 100% | 100% | 100% | 100% | 100% | 100% | 100% | 100% | 100% | 100% | 100% | 100% | 100% | 100% | 100% | 100% | 100% | 100%
Commercial_Office_New_Space Heating_Natural Gas_Furnace_E4_Codes & Standards Forecast | Commercial | Office | New | Space Heating | Natural Gas | Furnace | E4 |  | Codes & Standards Forecast | [30 empty] | 0% | 0% | bar: 2019 to 2048
Commercial_Office_New_Space Heating_Natural Gas_Furnace_E5_Codes & Standards Forecast | Commercial | Office | New | Space Heating | Natural Gas | Furnace | E5 |  | Codes & Standards Forecast | [30 empty] | 0% | 0% | bar: 2019 to 2048
Commercial_Office_New_Space Heating_Natural Gas_Furnace_E6_Codes & Standards Forecast | Commercial | Office | New | Space Heating | Natural Gas | Furnace | E6 |  | Codes & Standards Forecast | [30 empty] | 0% | 0% | bar: 2019 to 2048
Commercial_Office_New_Space Heating_Natural Gas_Furnace_E7_Codes & Standards Forecast | Commercial | Office | New | Space Heating | Natural Gas | Furnace | E7 |  | Codes & Standards Forecast | [30 empty] | 0% | 0% | bar: 2019 to 2048
Commercial_Office_New_Space Heating_Natural Gas_Furnace_E8_Codes & Standards Forecast | Commercial | Office | New | Space Heating | Natural Gas | Furnace | E8 |  | Codes & Standards Forecast | [30 empty] | 0% | 0% | bar: 2019 to 2048
Commercial_Office_New_Space Heating_Natural Gas_Furnace_E9_Codes & Standards Forecast | Commercial | Office | New | Space Heating | Natural Gas | Furnace | E9 |  | Codes & Standards Forecast | [30 empty] | 0% | 0% | bar: 2019 to 2048
Commercial_Office_New_Space Heating_Natural Gas_Furnace_E10_Codes & Standards Forecast | Commercial | Office | New | Space Heating | Natural Gas | Furnace | E10 |  | Codes & Standards Forecast | [30 empty] | 0% | 0% | bar: 2019 to 2048
Commercial_Office_New_Space Heating_Natural Gas_Boiler_E1_Codes & Standards Forecast | Commercial | Office | New | Space Heating | Natural Gas | Boiler | E1 | AFUE 80% (Standard) | Codes & Standards Forecast | 100% | 100% | 100% | 100% | 100% | 0% | 0% | 0% | 0% | 0% | 0% | 0% | 0% | 0% | 0% | 0% | 0% | 0% | 0% | 0% | 0% | 0% | 0% | 0% | 0% | 0% | 0% | 0% | 0% | 0% | 0% | 0%
Commercial_Office_New_Space Heating_Natural Gas_Boiler_E2_Codes & Standards Forecast | Commercial | Office | New | Space Heating | Natural Gas | Boiler | E2 | AFUE 85% | Codes & Standards Forecast | [30 empty] | 0% | 0% | bar: 2019 to 2048
Commercial_Office_New_Space Heating_Natural Gas_Boiler_E3_Codes & Standards Forecast | Commercial | Office | New | Space Heating | Natural Gas | Boiler | E3 | AFUE 97% | Codes & Standards Forecast | 0% | 0% | 0% | 0% | 0% | 100% | 100% | 100% | 100% | 100% | 100% | 100% | 100% | 100% | 100% | 100% | 100% | 100% | 100% | 100% | 100% | 100% | 100% | 100% | 100% | 100% | 100% | 100% | 100% | 100% | 100% | 100%
Commercial_Office_New_Space Heating_Natural Gas_Boiler_E4_Codes & Standards Forecast | Commercial | Office | New | Space Heating | Natural Gas | Boiler | E4 | Convert to NG Air Source Heat Pump | Codes & Standards Forecast | [30 empty] | 0% | 0% | bar: 2019 to 2048
Commercial_Office_New_Space Heating_Natural Gas_Boiler_E5_Codes & Standards Forecast | Commercial | Office | New | Space Heating | Natural Gas | Boiler | E5 |  | Codes & Standards Forecast | [30 empty] | 0% | 0% | bar: 2019 to 2048
Commercial_Office_New_Space Heating_Natural Gas_Boiler_E6_Codes & Standards Forecast | Commercial | Office | New | Space Heating | Natural Gas | Boiler | E6 |  | Codes & Standards Forecast | [30 empty] | 0% | 0% | bar: 2019 to 2048
Commercial_Office_New_Space Heating_Natural Gas_Boiler_E7_Codes & Standards Forecast | Commercial | Office | New | Space Heating | Natural Gas | Boiler | E7 |  | Codes & Standards Forecast | [30 empty] | 0% | 0% | bar: 2019 to 2048
Commercial_Office_New_Space Heating_Natural Gas_Boiler_E8_Codes & Standards Forecast | Commercial | Office | New | Space Heating | Natural Gas | Boiler | E8 |  | Codes & Standards Forecast | [30 empty] | 0% | 0% | bar: 2019 to 2048
Commercial_Office_New_Space Heating_Natural Gas_Boiler_E9_Codes & Standards Forecast | Commercial | Office | New | Space Heating | Natural Gas | Boiler | E9 |  | Codes & Standards Forecast | [30 empty] | 0% | 0% | bar: 2019 to 2048
Commercial_Office_New_Space Heating_Natural Gas_Boiler_E10_Codes & Standards Forecast | Commercial | Office | New | Space Heating | Natural Gas | Boiler | E10 |  | Codes & Standards Forecast | [30 empty] | 0% | 0% | bar: 2019 to 2048
Commercial_Office_New_Space Heating_Natural Gas_Unit Heater_E1_Codes & Standards Forecast | Commercial | Office | New | Space Heating | Natural Gas | Unit Heater | E1 | Standard | Codes & Standards Forecast | 100% | 100% | 100% | 100% | 100% | 0% | 0% | 0% | 0% | 0% | 0% | 0% | 0% | 0% | 0% | 0% | 0% | 0% | 0% | 0% | 0% | 0% | 0% | 0% | 0% | 0% | 0% | 0% | 0% | 0% | 0% | 0%
Commercial_Office_New_Space Heating_Natural Gas_Unit Heater_E2_Codes & Standards Forecast | Commercial | Office | New | Space Heating | Natural Gas | Unit Heater | E2 | Condensing | Codes & Standards Forecast | 0% | 0% | 0% | 0% | 0% | 100% | 100% | 100% | 100% | 100% | 100% | 100% | 100% | 100% | 100% | 100% | 100% | 100% | 100% | 100% | 100% | 100% | 100% | 100% | 100% | 100% | 100% | 100% | 100% | 100% | 100% | 100%
Commercial_Office_New_Space Heating_Natural Gas_Unit Heater_E3_Codes & Standards Forecast | Commercial | Office | New | Space Heating | Natural Gas | Unit Heater | E3 | Infrared Radiant | Codes & Standards Forecast | [30 empty] | 0% | 0% | bar: 2019 to 2048
Commercial_Office_New_Space Heating_Natural Gas_Unit Heater_E4_Codes & Standards Forecast | Commercial | Office | New | Space Heating | Natural Gas | Unit Heater | E4 |  | Codes & Standards Forecast | [30 empty] | 0% | 0% | bar: 2019 to 2048
Commercial_Office_New_Space Heating_Natural Gas_Unit Heater_E5_Codes & Standards Forecast | Commercial | Office | New | Space Heating | Natural Gas | Unit Heater | E5 |  | Codes & Standards Forecast | [30 empty] | 0% | 0% | bar: 2019 to 2048
Commercial_Office_New_Space Heating_Natural Gas_Unit Heater_E6_Codes & Standards Forecast | Commercial | Office | New | Space Heating | Natural Gas | Unit Heater | E6 |  | Codes & Standards Forecast | [30 empty] | 0% | 0% | bar: 2019 to 2048
Commercial_Office_New_Space Heating_Natural Gas_Unit Heater_E7_Codes & Standards Forecast | Commercial | Office | New | Space Heating | Natural Gas | Unit Heater | E7 |  | Codes & Standards Forecast | [30 empty] | 0% | 0% | bar: 2019 to 2048
Commercial_Office_New_Space Heating_Natural Gas_Unit Heater_E8_Codes & Standards Forecast | Commercial | Office | New | Space Heating | Natural Gas | Unit Heater | E8 |  | Codes & Standards Forecast | [30 empty] | 0% | 0% | bar: 2019 to 2048
Commercial_Office_New_Space Heating_Natural Gas_Unit Heater_E9_Codes & Standards Forecast | Commercial | Office | New | Space Heating | Natural Gas | Unit Heater | E9 |  | Codes & Standards Forecast | [30 empty] | 0% | 0% | bar: 2019 to 2048
Commercial_Office_New_Space Heating_Natural Gas_Unit Heater_E10_Codes & Standards Forecast | Commercial | Office | New | Space Heating | Natural Gas | Unit Heater | E10 |  | Codes & Standards Forecast | [30 empty] | 0% | 0% | bar: 2019 to 2048
Commercial_Office_New_Water Heating_Natural Gas_Water Heater_E1_Codes & Standards Forecast | Commercial | Office | New | Water Heating | Natural Gas | Water Heater | E1 | TE 80% | Codes & Standards Forecast | 100% | 100% | 100% | 100% | 100% | 100% | 100% | 100% | 100% | 100% | 100% | 100% | 100% | 100% | 100% | 100% | 100% | 100% | 100% | 100% | 100% | 100% | 100% | 100% | 100% | 100% | 100% | 100% | 100% | 100% | 100% | 100%
Commercial_Office_New_Water Heating_Natural Gas_Water Heater_E2_Codes & Standards Forecast | Commercial | Office | New | Water Heating | Natural Gas | Water Heater | E2 | TE 81% | Codes & Standards Forecast | [30 empty] | 0% | 0% | bar: 2019 to 2048
Commercial_Office_New_Water Heating_Natural Gas_Water Heater_E3_Codes & Standards Forecast | Commercial | Office | New | Water Heating | Natural Gas | Water Heater | E3 | TE 88% | Codes & Standards Forecast | [30 empty] | 0% | 0% | bar: 2019 to 2048
Commercial_Office_New_Water Heating_Natural Gas_Water Heater_E4_Codes & Standards Forecast | Commercial | Office | New | Water Heating | Natural Gas | Water Heater | E4 | TE 94% | Codes & Standards Forecast | [30 empty] | 0% | 0% | bar: 2019 to 2048
Commercial_Office_New_Water Heating_Natural Gas_Water Heater_E5_Codes & Standards Forecast | Commercial | Office | New | Water Heating | Natural Gas | Water Heater | E5 | TE 96% | Codes & Standards Forecast | [30 empty] | 0% | 0% | bar: 2019 to 2048
Commercial_Office_New_Water Heating_Natural Gas_Water Heater_E6_Codes & Standards Forecast | Commercial | Office | New | Water Heating | Natural Gas | Water Heater | E6 | Tankless | Codes & Standards Forecast | [30 empty] | 0% | 0% | bar: 2019 to 2048
Commercial_Office_New_Water Heating_Natural Gas_Water Heater_E7_Codes & Standards Forecast | Commercial | Office | New | Water Heating | Natural Gas | Water Heater | E7 | Gas-Fired Absorption HPWH | Codes & Standards Forecast | [30 empty] | 0% | 0% | bar: 2019 to 2048
Commercial_Office_New_Water Heating_Natural Gas_Water Heater_E8_Codes & Standards Forecast | Commercial | Office | New | Water Heating | Natural Gas | Water Heater | E8 |  | Codes & Standards Forecast | [30 empty] | 0% | 0% | bar: 2019 to 2048
Commercial_Office_New_Water Heating_Natural Gas_Water Heater_E9_Codes & Standards Forecast | Commercial | Office | New | Water Heating | Natural Gas | Water Heater | E9 |  | Codes & Standards Forecast | [30 empty] | 0% | 0% | bar: 2019 to 2048
Commercial_Office_New_Water Heating_Natural Gas_Water Heater_E10_Codes & Standards Forecast | Commercial | Office | New | Water Heating | Natural Gas | Water Heater | E10 |  | Codes & Standards Forecast | [30 empty] | 0% | 0% | bar: 2019 to 2048
Commercial_Office_New_Food Preparation_Natural Gas_Oven_E1_Codes & Standards Forecast | Commercial | Office | New | Food Preparation | Natural Gas | Oven | E1 | Standard | Codes & Standards Forecast | 100% | 100% | 100% | 100% | 100% | 100% | 100% | 100% | 100% | 100% | 100% | 100% | 100% | 100% | 100% | 100% | 100% | 100% | 100% | 100% | 100% | 100% | 100% | 100% | 100% | 100% | 100% | 100% | 100% | 100% | 100% | 100%
Commercial_Office_New_Food Preparation_Natural Gas_Oven_E2_Codes & Standards Forecast | Commercial | Office | New | Food Preparation | Natural Gas | Oven | E2 | ENERGY STAR (>44% Baking Efficiency) | Codes & Standards Forecast | [30 empty] | 0% | 0% | bar: 2019 to 2048
Commercial_Office_New_Food Preparation_Natural Gas_Oven_E3_Codes & Standards Forecast | Commercial | Office | New | Food Preparation | Natural Gas | Oven | E3 |  | Codes & Standards Forecast | [30 empty] | 0% | 0% | bar: 2019 to 2048
Commercial_Office_New_Food Preparation_Natural Gas_Oven_E4_Codes & Standards Forecast | Commercial | Office | New | Food Preparation | Natural Gas | Oven | E4 |  | Codes & Standards Forecast | [30 empty] | 0% | 0% | bar: 2019 to 2048
Commercial_Office_New_Food Preparation_Natural Gas_Oven_E5_Codes & Standards Forecast | Commercial | Office | New | Food Preparation | Natural Gas | Oven | E5 |  | Codes & Standards Forecast | [30 empty] | 0% | 0% | bar: 2019 to 2048
Commercial_Office_New_Food Preparation_Natural Gas_Oven_E6_Codes & Standards Forecast | Commercial | Office | New | Food Preparation | Natural Gas | Oven | E6 |  | Codes & Standards Forecast | [30 empty] | 0% | 0% | bar: 2019 to 2048
Commercial_Office_New_Food Preparation_Natural Gas_Oven_E7_Codes & Standards Forecast | Commercial | Office | New | Food Preparation | Natural Gas | Oven | E7 |  | Codes & Standards Forecast | [30 empty] | 0% | 0% | bar: 2019 to 2048
Commercial_Office_New_Food Preparation_Natural Gas_Oven_E8_Codes & Standards Forecast | Commercial | Office | New | Food Preparation | Natural Gas | Oven | E8 |  | Codes & Standards Forecast | [30 empty] | 0% | 0% | bar: 2019 to 2048
Commercial_Office_New_Food Preparation_Natural Gas_Oven_E9_Codes & Standards Forecast | Commercial | Office | New | Food Preparation | Natural Gas | Oven | E9 |  | Codes & Standards Forecast | [30 empty] | 0% | 0% | bar: 2019 to 2048
Commercial_Office_New_Food Preparation_Natural Gas_Oven_E10_Codes & Standards Forecast | Commercial | Office | New | Food Preparation | Natural Gas | Oven | E10 |  | Codes & Standards Forecast | [30 empty] | 0% | 0% | bar: 2019 to 2048
Commercial_Office_New_Food Preparation_Natural Gas_Conveyor Oven_E1_Codes & Standards Forecast | Commercial | Office | New | Food Preparation | Natural Gas | Conveyor Oven | E1 | Standard | Codes & Standards Forecast | 100% | 100% | 100% | 100% | 100% | 100% | 100% | 100% | 100% | 100% | 100% | 100% | 100% | 100% | 100% | 100% | 100% | 100% | 100% | 100% | 100% | 100% | 100% | 100% | 100% | 100% | 100% | 100% | 100% | 100% | 100% | 100%
Commercial_Office_New_Food Preparation_Natural Gas_Conveyor Oven_E2_Codes & Standards Forecast | Commercial | Office | New | Food Preparation | Natural Gas | Conveyor Oven | E2 | Efficient (>44% Baking Efficiency) | Codes & Standards Forecast | [30 empty] | 0% | 0% | bar: 2019 to 2048
Commercial_Office_New_Food Preparation_Natural Gas_Conveyor Oven_E3_Codes & Standards Forecast | Commercial | Office | New | Food Preparation | Natural Gas | Conveyor Oven | E3 |  | Codes & Standards Forecast | [30 empty] | 0% | 0% | bar: 2019 to 2048
Commercial_Office_New_Food Preparation_Natural Gas_Conveyor Oven_E4_Codes & Standards Forecast | Commercial | Office | New | Food Preparation | Natural Gas | Conveyor Oven | E4 |  | Codes & Standards Forecast | [30 empty] | 0% | 0% | bar: 2019 to 2048
Commercial_Office_New_Food Preparation_Natural Gas_Conveyor Oven_E5_Codes & Standards Forecast | Commercial | Office | New | Food Preparation | Natural Gas | Conveyor Oven | E5 |  | Codes & Standards Forecast | [30 empty] | 0% | 0% | bar: 2019 to 2048
Commercial_Office_New_Food Preparation_Natural Gas_Conveyor Oven_E6_Codes & Standards Forecast | Commercial | Office | New | Food Preparation | Natural Gas | Conveyor Oven | E6 |  | Codes & Standards Forecast | [30 empty] | 0% | 0% | bar: 2019 to 2048
Commercial_Office_New_Food Preparation_Natural Gas_Conveyor Oven_E7_Codes & Standards Forecast | Commercial | Office | New | Food Preparation | Natural Gas | Conveyor Oven | E7 |  | Codes & Standards Forecast | [30 empty] | 0% | 0% | bar: 2019 to 2048
Commercial_Office_New_Food Preparation_Natural Gas_Conveyor Oven_E8_Codes & Standards Forecast | Commercial | Office | New | Food Preparation | Natural Gas | Conveyor Oven | E8 |  | Codes & Standards Forecast | [30 empty] | 0% | 0% | bar: 2019 to 2048
Commercial_Office_New_Food Preparation_Natural Gas_Conveyor Oven_E9_Codes & Standards Forecast | Commercial | Office | New | Food Preparation | Natural Gas | Conveyor Oven | E9 |  | Codes & Standards Forecast | [30 empty] | 0% | 0% | bar: 2019 to 2048
Commercial_Office_New_Food Preparation_Natural Gas_Conveyor Oven_E10_Codes & Standards Forecast | Commercial | Office | New | Food Preparation | Natural Gas | Conveyor Oven | E10 |  | Codes & Standards Forecast | [30 empty] | 0% | 0% | bar: 2019 to 2048
Commercial_Office_New_Food Preparation_Natural Gas_Double Rack Oven_E1_Codes & Standards Forecast | Commercial | Office | New | Food Preparation | Natural Gas | Double Rack Oven | E1 | Standard | Codes & Standards Forecast | 100% | 100% | 100% | 100% | 100% | 100% | 100% | 100% | 100% | 100% | 100% | 100% | 100% | 100% | 100% | 100% | 100% | 100% | 100% | 100% | 100% | 100% | 100% | 100% | 100% | 100% | 100% | 100% | 100% | 100% | 100% | 100%
Commercial_Office_New_Food Preparation_Natural Gas_Double Rack Oven_E2_Codes & Standards Forecast | Commercial | Office | New | Food Preparation | Natural Gas | Double Rack Oven | E2 | FTSC Qualified (>50% Cooking Efficiency) | Codes & Standards Forecast | [30 empty] | 0% | 0% | bar: 2019 to 2048
Commercial_Office_New_Food Preparation_Natural Gas_Double Rack Oven_E3_Codes & Standards Forecast | Commercial | Office | New | Food Preparation | Natural Gas | Double Rack Oven | E3 |  | Codes & Standards Forecast | [30 empty] | 0% | 0% | bar: 2019 to 2048
Commercial_Office_New_Food Preparation_Natural Gas_Double Rack Oven_E4_Codes & Standards Forecast | Commercial | Office | New | Food Preparation | Natural Gas | Double Rack Oven | E4 |  | Codes & Standards Forecast | [30 empty] | 0% | 0% | bar: 2019 to 2048
Commercial_Office_New_Food Preparation_Natural Gas_Double Rack Oven_E5_Codes & Standards Forecast | Commercial | Office | New | Food Preparation | Natural Gas | Double Rack Oven | E5 |  | Codes & Standards Forecast | [30 empty] | 0% | 0% | bar: 2019 to 2048
Commercial_Office_New_Food Preparation_Natural Gas_Double Rack Oven_E6_Codes & Standards Forecast | Commercial | Office | New | Food Preparation | Natural Gas | Double Rack Oven | E6 |  | Codes & Standards Forecast | [30 empty] | 0% | 0% | bar: 2019 to 2048
Commercial_Office_New_Food Preparation_Natural Gas_Double Rack Oven_E7_Codes & Standards Forecast | Commercial | Office | New | Food Preparation | Natural Gas | Double Rack Oven | E7 |  | Codes & Standards Forecast | [30 empty] | 0% | 0% | bar: 2019 to 2048
Commercial_Office_New_Food Preparation_Natural Gas_Double Rack Oven_E8_Codes & Standards Forecast | Commercial | Office | New | Food Preparation | Natural Gas | Double Rack Oven | E8 |  | Codes & Standards Forecast | [30 empty] | 0% | 0% | bar: 2019 to 2048
Commercial_Office_New_Food Preparation_Natural Gas_Double Rack Oven_E9_Codes & Standards Forecast | Commercial | Office | New | Food Preparation | Natural Gas | Double Rack Oven | E9 |  | Codes & Standards Forecast | [30 empty] | 0% | 0% | bar: 2019 to 2048
Commercial_Office_New_Food Preparation_Natural Gas_Double Rack Oven_E10_Codes & Standards Forecast | Commercial | Office | New | Food Preparation | Natural Gas | Double Rack Oven | E10 |  | Codes & Standards Forecast | [30 empty] | 0% | 0% | bar: 2019 to 2048
Commercial_Office_New_Food Preparation_Natural Gas_Fryer_E1_Codes & Standards Forecast | Commercial | Office | New | Food Preparation | Natural Gas | Fryer | E1 | Standard | Codes & Standards Forecast | 100% | 100% | 100% | 0% | 0% | 0% | 0% | 0% | 0% | 0% | 0% | 0% | 0% | 0% | 0% | 0% | 0% | 0% | 0% | 0% | 0% | 0% | 0% | 0% | 0% | 0% | 0% | 0% | 0% | 0% | 0% | 0%
Commercial_Office_New_Food Preparation_Natural Gas_Fryer_E2_Codes & Standards Forecast | Commercial | Office | New | Food Preparation | Natural Gas | Fryer | E2 | ENERGY STAR | Codes & Standards Forecast | 0% | 0% | 0% | 100% | 100% | 100% | 100% | 100% | 100% | 100% | 100% | 100% | 100% | 100% | 100% | 100% | 100% | 100% | 100% | 100% | 100% | 100% | 100% | 100% | 100% | 100% | 100% | 100% | 100% | 100% | 100% | 100%
Commercial_Office_New_Food Preparation_Natural Gas_Fryer_E3_Codes & Standards Forecast | Commercial | Office | New | Food Preparation | Natural Gas | Fryer | E3 |  | Codes & Standards Forecast | [30 empty] | 0% | 0% | bar: 2019 to 2048
Commercial_Office_New_Food Preparation_Natural Gas_Fryer_E4_Codes & Standards Forecast | Commercial | Office | New | Food Preparation | Natural Gas | Fryer | E4 |  | Codes & Standards Forecast | [30 empty] | 0% | 0% | bar: 2019 to 2048
Commercial_Office_New_Food Preparation_Natural Gas_Fryer_E5_Codes & Standards Forecast | Commercial | Office | New | Food Preparation | Natural Gas | Fryer | E5 |  | Codes & Standards Forecast | [30 empty] | 0% | 0% | bar: 2019 to 2048
Commercial_Office_New_Food Preparation_Natural Gas_Fryer_E6_Codes & Standards Forecast | Commercial | Office | New | Food Preparation | Natural Gas | Fryer | E6 |  | Codes & Standards Forecast | [30 empty] | 0% | 0% | bar: 2019 to 2048
Commercial_Office_New_Food Preparation_Natural Gas_Fryer_E7_Codes & Standards Forecast | Commercial | Office | New | Food Preparation | Natural Gas | Fryer | E7 |  | Codes & Standards Forecast | [30 empty] | 0% | 0% | bar: 2019 to 2048
Commercial_Office_New_Food Preparation_Natural Gas_Fryer_E8_Codes & Standards Forecast | Commercial | Office | New | Food Preparation | Natural Gas | Fryer | E8 |  | Codes & Standards Forecast | [30 empty] | 0% | 0% | bar: 2019 to 2048
Commercial_Office_New_Food Preparation_Natural Gas_Fryer_E9_Codes & Standards Forecast | Commercial | Office | New | Food Preparation | Natural Gas | Fryer | E9 |  | Codes & Standards Forecast | [30 empty] | 0% | 0% | bar: 2019 to 2048
Commercial_Office_New_Food Preparation_Natural Gas_Fryer_E10_Codes & Standards Forecast | Commercial | Office | New | Food Preparation | Natural Gas | Fryer | E10 |  | Codes & Standards Forecast | [30 empty] | 0% | 0% | bar: 2019 to 2048
Commercial_Office_New_Food Preparation_Natural Gas_Broiler_E1_Codes & Standards Forecast | Commercial | Office | New | Food Preparation | Natural Gas | Broiler | E1 | Standard | Codes & Standards Forecast | 100% | 100% | 100% | 100% | 100% | 100% | 100% | 100% | 100% | 100% | 100% | 100% | 100% | 100% | 100% | 100% | 100% | 100% | 100% | 100% | 100% | 100% | 100% | 100% | 100% | 100% | 100% | 100% | 100% | 100% | 100% | 100%
Commercial_Office_New_Food Preparation_Natural Gas_Broiler_E2_Codes & Standards Forecast | Commercial | Office | New | Food Preparation | Natural Gas | Broiler | E2 | Infrared Burners | Codes & Standards Forecast | [30 empty] | 0% | 0% | bar: 2019 to 2048
Commercial_Office_New_Food Preparation_Natural Gas_Broiler_E3_Codes & Standards Forecast | Commercial | Office | New | Food Preparation | Natural Gas | Broiler | E3 |  | Codes & Standards Forecast | [30 empty] | 0% | 0% | bar: 2019 to 2048
Commercial_Office_New_Food Preparation_Natural Gas_Broiler_E4_Codes & Standards Forecast | Commercial | Office | New | Food Preparation | Natural Gas | Broiler | E4 |  | Codes & Standards Forecast | [30 empty] | 0% | 0% | bar: 2019 to 2048
Commercial_Office_New_Food Preparation_Natural Gas_Broiler_E5_Codes & Standards Forecast | Commercial | Office | New | Food Preparation | Natural Gas | Broiler | E5 |  | Codes & Standards Forecast | [30 empty] | 0% | 0% | bar: 2019 to 2048
Commercial_Office_New_Food Preparation_Natural Gas_Broiler_E6_Codes & Standards Forecast | Commercial | Office | New | Food Preparation | Natural Gas | Broiler | E6 |  | Codes & Standards Forecast | [30 empty] | 0% | 0% | bar: 2019 to 2048
Commercial_Office_New_Food Preparation_Natural Gas_Broiler_E7_Codes & Standards Forecast | Commercial | Office | New | Food Preparation | Natural Gas | Broiler | E7 |  | Codes & Standards Forecast | [30 empty] | 0% | 0% | bar: 2019 to 2048
Commercial_Office_New_Food Preparation_Natural Gas_Broiler_E8_Codes & Standards Forecast | Commercial | Office | New | Food Preparation | Natural Gas | Broiler | E8 |  | Codes & Standards Forecast | [30 empty] | 0% | 0% | bar: 2019 to 2048
Commercial_Office_New_Food Preparation_Natural Gas_Broiler_E9_Codes & Standards Forecast | Commercial | Office | New | Food Preparation | Natural Gas | Broiler | E9 |  | Codes & Standards Forecast | [30 empty] | 0% | 0% | bar: 2019 to 2048
Commercial_Office_New_Food Preparation_Natural Gas_Broiler_E10_Codes & Standards Forecast | Commercial | Office | New | Food Preparation | Natural Gas | Broiler | E10 |  | Codes & Standards Forecast | [30 empty] | 0% | 0% | bar: 2019 to 2048
Commercial_Office_New_Food Preparation_Natural Gas_Griddle_E1_Codes & Standards Forecast | Commercial | Office | New | Food Preparation | Natural Gas | Griddle | E1 | Standard | Codes & Standards Forecast | 100% | 100% | 100% | 100% | 100% | 100% | 100% | 100% | 100% | 100% | 100% | 100% | 100% | 100% | 100% | 100% | 100% | 100% | 100% | 100% | 100% | 100% | 100% | 100% | 100% | 100% | 100% | 100% | 100% | 100% | 100% | 100%
Commercial_Office_New_Food Preparation_Natural Gas_Griddle_E2_Codes & Standards Forecast | Commercial | Office | New | Food Preparation | Natural Gas | Griddle | E2 | ENERGY STAR | Codes & Standards Forecast | [30 empty] | 0% | 0% | bar: 2019 to 2048
Commercial_Office_New_Food Preparation_Natural Gas_Griddle_E3_Codes & Standards Forecast | Commercial | Office | New | Food Preparation | Natural Gas | Griddle | E3 |  | Codes & Standards Forecast | [30 empty] | 0% | 0% | bar: 2019 to 2048
Commercial_Office_New_Food Preparation_Natural Gas_Griddle_E4_Codes & Standards Forecast | Commercial | Office | New | Food Preparation | Natural Gas | Griddle | E4 |  | Codes & Standards Forecast | [30 empty] | 0% | 0% | bar: 2019 to 2048
Commercial_Office_New_Food Preparation_Natural Gas_Griddle_E5_Codes & Standards Forecast | Commercial | Office | New | Food Preparation | Natural Gas | Griddle | E5 |  | Codes & Standards Forecast | [30 empty] | 0% | 0% | bar: 2019 to 2048
Commercial_Office_New_Food Preparation_Natural Gas_Griddle_E6_Codes & Standards Forecast | Commercial | Office | New | Food Preparation | Natural Gas | Griddle | E6 |  | Codes & Standards Forecast | [30 empty] | 0% | 0% | bar: 2019 to 2048
Commercial_Office_New_Food Preparation_Natural Gas_Griddle_E7_Codes & Standards Forecast | Commercial | Office | New | Food Preparation | Natural Gas | Griddle | E7 |  | Codes & Standards Forecast | [30 empty] | 0% | 0% | bar: 2019 to 2048
Commercial_Office_New_Food Preparation_Natural Gas_Griddle_E8_Codes & Standards Forecast | Commercial | Office | New | Food Preparation | Natural Gas | Griddle | E8 |  | Codes & Standards Forecast | [30 empty] | 0% | 0% | bar: 2019 to 2048
Commercial_Office_New_Food Preparation_Natural Gas_Griddle_E9_Codes & Standards Forecast | Commercial | Office | New | Food Preparation | Natural Gas | Griddle | E9 |  | Codes & Standards Forecast | [30 empty] | 0% | 0% | bar: 2019 to 2048
Commercial_Office_New_Food Preparation_Natural Gas_Griddle_E10_Codes & Standards Forecast | Commercial | Office | New | Food Preparation | Natural Gas | Griddle | E10 |  | Codes & Standards Forecast | [30 empty] | 0% | 0% | bar: 2019 to 2048
Commercial_Office_New_Food Preparation_Natural Gas_Range_E1_Codes & Standards Forecast | Commercial | Office | New | Food Preparation | Natural Gas | Range | E1 | Standard | Codes & Standards Forecast | 100% | 100% | 100% | 100% | 100% | 100% | 100% | 100% | 100% | 100% | 100% | 100% | 100% | 100% | 100% | 100% | 100% | 100% | 100% | 100% | 100% | 100% | 100% | 100% | 100% | 100% | 100% | 100% | 100% | 100% | 100% | 100%
Commercial_Office_New_Food Preparation_Natural Gas_Range_E2_Codes & Standards Forecast | Commercial | Office | New | Food Preparation | Natural Gas | Range | E2 | High Efficiency | Codes & Standards Forecast | [30 empty] | 0% | 0% | bar: 2019 to 2048
Commercial_Office_New_Food Preparation_Natural Gas_Range_E3_Codes & Standards Forecast | Commercial | Office | New | Food Preparation | Natural Gas | Range | E3 |  | Codes & Standards Forecast | [30 empty] | 0% | 0% | bar: 2019 to 2048
Commercial_Office_New_Food Preparation_Natural Gas_Range_E4_Codes & Standards Forecast | Commercial | Office | New | Food Preparation | Natural Gas | Range | E4 |  | Codes & Standards Forecast | [30 empty] | 0% | 0% | bar: 2019 to 2048
Commercial_Office_New_Food Preparation_Natural Gas_Range_E5_Codes & Standards Forecast | Commercial | Office | New | Food Preparation | Natural Gas | Range | E5 |  | Codes & Standards Forecast | [30 empty] | 0% | 0% | bar: 2019 to 2048
Commercial_Office_New_Food Preparation_Natural Gas_Range_E6_Codes & Standards Forecast | Commercial | Office | New | Food Preparation | Natural Gas | Range | E6 |  | Codes & Standards Forecast | [30 empty] | 0% | 0% | bar: 2019 to 2048
Commercial_Office_New_Food Preparation_Natural Gas_Range_E7_Codes & Standards Forecast | Commercial | Office | New | Food Preparation | Natural Gas | Range | E7 |  | Codes & Standards Forecast | [30 empty] | 0% | 0% | bar: 2019 to 2048
Commercial_Office_New_Food Preparation_Natural Gas_Range_E8_Codes & Standards Forecast | Commercial | Office | New | Food Preparation | Natural Gas | Range | E8 |  | Codes & Standards Forecast | [30 empty] | 0% | 0% | bar: 2019 to 2048
Commercial_Office_New_Food Preparation_Natural Gas_Range_E9_Codes & Standards Forecast | Commercial | Office | New | Food Preparation | Natural Gas | Range | E9 |  | Codes & Standards Forecast | [30 empty] | 0% | 0% | bar: 2019 to 2048
Commercial_Office_New_Food Preparation_Natural Gas_Range_E10_Codes & Standards Forecast | Commercial | Office | New | Food Preparation | Natural Gas | Range | E10 |  | Codes & Standards Forecast | [30 empty] | 0% | 0% | bar: 2019 to 2048
Commercial_Office_New_Food Preparation_Natural Gas_Steamer_E1_Codes & Standards Forecast | Commercial | Office | New | Food Preparation | Natural Gas | Steamer | E1 | Standard | Codes & Standards Forecast | 100% | 100% | 100% | 0% | 0% | 0% | 0% | 0% | 0% | 0% | 0% | 0% | 0% | 0% | 0% | 0% | 0% | 0% | 0% | 0% | 0% | 0% | 0% | 0% | 0% | 0% | 0% | 0% | 0% | 0% | 0% | 0%
Commercial_Office_New_Food Preparation_Natural Gas_Steamer_E2_Codes & Standards Forecast | Commercial | Office | New | Food Preparation | Natural Gas | Steamer | E2 | ENERGY STAR | Codes & Standards Forecast | 0% | 0% | 0% | 100% | 100% | 100% | 100% | 100% | 100% | 100% | 100% | 100% | 100% | 100% | 100% | 100% | 100% | 100% | 100% | 100% | 100% | 100% | 100% | 100% | 100% | 100% | 100% | 100% | 100% | 100% | 100% | 100%
Commercial_Office_New_Food Preparation_Natural Gas_Steamer_E3_Codes & Standards Forecast | Commercial | Office | New | Food Preparation | Natural Gas | Steamer | E3 |  | Codes & Standards Forecast | [30 empty] | 0% | 0% | bar: 2019 to 2048
Commercial_Office_New_Food Preparation_Natural Gas_Steamer_E4_Codes & Standards Forecast | Commercial | Office | New | Food Preparation | Natural Gas | Steamer | E4 |  | Codes & Standards Forecast | [30 empty] | 0% | 0% | bar: 2019 to 2048
Commercial_Office_New_Food Preparation_Natural Gas_Steamer_E5_Codes & Standards Forecast | Commercial | Office | New | Food Preparation | Natural Gas | Steamer | E5 |  | Codes & Standards Forecast | [30 empty] | 0% | 0% | bar: 2019 to 2048
Commercial_Office_New_Food Preparation_Natural Gas_Steamer_E6_Codes & Standards Forecast | Commercial | Office | New | Food Preparation | Natural Gas | Steamer | E6 |  | Codes & Standards Forecast | [30 empty] | 0% | 0% | bar: 2019 to 2048
Commercial_Office_New_Food Preparation_Natural Gas_Steamer_E7_Codes & Standards Forecast | Commercial | Office | New | Food Preparation | Natural Gas | Steamer | E7 |  | Codes & Standards Forecast | [30 empty] | 0% | 0% | bar: 2019 to 2048
Commercial_Office_New_Food Preparation_Natural Gas_Steamer_E8_Codes & Standards Forecast | Commercial | Office | New | Food Preparation | Natural Gas | Steamer | E8 |  | Codes & Standards Forecast | [30 empty] | 0% | 0% | bar: 2019 to 2048
Commercial_Office_New_Food Preparation_Natural Gas_Steamer_E9_Codes & Standards Forecast | Commercial | Office | New | Food Preparation | Natural Gas | Steamer | E9 |  | Codes & Standards Forecast | [30 empty] | 0% | 0% | bar: 2019 to 2048
Commercial_Office_New_Food Preparation_Natural Gas_Steamer_E10_Codes & Standards Forecast | Commercial | Office | New | Food Preparation | Natural Gas | Steamer | E10 |  | Codes & Standards Forecast | [30 empty] | 0% | 0% | bar: 2019 to 2048
Commercial_Office_New_Food Preparation_Natural Gas_Food Prep Other_E1_Codes & Standards Forecast | Commercial | Office | New | Food Preparation | Natural Gas | Food Prep Other | E1 | Standard | Codes & Standards Forecast | 100% | 100% | 100% | 100% | 100% | 100% | 100% | 100% | 100% | 100% | 100% | 100% | 100% | 100% | 100% | 100% | 100% | 100% | 100% | 100% | 100% | 100% | 100% | 100% | 100% | 100% | 100% | 100% | 100% | 100% | 100% | 100%
Commercial_Office_New_Food Preparation_Natural Gas_Food Prep Other_E2_Codes & Standards Forecast | Commercial | Office | New | Food Preparation | Natural Gas | Food Prep Other | E2 | ENERGY STAR | Codes & Standards Forecast | [30 empty] | 0% | 0% | bar: 2019 to 2048
Commercial_Office_New_Food Preparation_Natural Gas_Food Prep Other_E3_Codes & Standards Forecast | Commercial | Office | New | Food Preparation | Natural Gas | Food Prep Other | E3 |  | Codes & Standards Forecast | [30 empty] | 0% | 0% | bar: 2019 to 2048
Commercial_Office_New_Food Preparation_Natural Gas_Food Prep Other_E4_Codes & Standards Forecast | Commercial | Office | New | Food Preparation | Natural Gas | Food Prep Other | E4 |  | Codes & Standards Forecast | [30 empty] | 0% | 0% | bar: 2019 to 2048
Commercial_Office_New_Food Preparation_Natural Gas_Food Prep Other_E5_Codes & Standards Forecast | Commercial | Office | New | Food Preparation | Natural Gas | Food Prep Other | E5 |  | Codes & Standards Forecast | [30 empty] | 0% | 0% | bar: 2019 to 2048
Commercial_Office_New_Food Preparation_Natural Gas_Food Prep Other_E6_Codes & Standards Forecast | Commercial | Office | New | Food Preparation | Natural Gas | Food Prep Other | E6 |  | Codes & Standards Forecast | [30 empty] | 0% | 0% | bar: 2019 to 2048
Commercial_Office_New_Food Preparation_Natural Gas_Food Prep Other_E7_Codes & Standards Forecast | Commercial | Office | New | Food Preparation | Natural Gas | Food Prep Other | E7 |  | Codes & Standards Forecast | [30 empty] | 0% | 0% | bar: 2019 to 2048
Commercial_Office_New_Food Preparation_Natural Gas_Food Prep Other_E8_Codes & Standards Forecast | Commercial | Office | New | Food Preparation | Natural Gas | Food Prep Other | E8 |  | Codes & Standards Forecast | [30 empty] | 0% | 0% | bar: 2019 to 2048
Commercial_Office_New_Food Preparation_Natural Gas_Food Prep Other_E9_Codes & Standards Forecast | Commercial | Office | New | Food Preparation | Natural Gas | Food Prep Other | E9 |  | Codes & Standards Forecast | [30 empty] | 0% | 0% | bar: 2019 to 2048
Commercial_Office_New_Food Preparation_Natural Gas_Food Prep Other_E10_Codes & Standards Forecast | Commercial | Office | New | Food Preparation | Natural Gas | Food Prep Other | E10 |  | Codes & Standards Forecast | [30 empty] | 0% | 0% | bar: 2019 to 2048
Commercial_Office_New_Miscellaneous_Natural Gas_Pool Heater_E1_Codes & Standards Forecast | Commercial | Office | New | Miscellaneous | Natural Gas | Pool Heater | E1 | Standard (EF .78) | Codes & Standards Forecast | 100% | 100% | 100% | 100% | 100% | 100% | 100% | 100% | 100% | 100% | 100% | 100% | 100% | 100% | 100% | 100% | 100% | 100% | 100% | 100% | 100% | 100% | 100% | 100% | 100% | 100% | 100% | 100% | 100% | 100% | 100% | 100%
Commercial_Office_New_Miscellaneous_Natural Gas_Pool Heater_E2_Codes & Standards Forecast | Commercial | Office | New | Miscellaneous | Natural Gas | Pool Heater | E2 | Condensing (EF .90) | Codes & Standards Forecast | [30 empty] | 0% | 0% | bar: 2019 to 2048
Commercial_Office_New_Miscellaneous_Natural Gas_Pool Heater_E3_Codes & Standards Forecast | Commercial | Office | New | Miscellaneous | Natural Gas | Pool Heater | E3 |  | Codes & Standards Forecast | [30 empty] | 0% | 0% | bar: 2019 to 2048
Commercial_Office_New_Miscellaneous_Natural Gas_Pool Heater_E4_Codes & Standards Forecast | Commercial | Office | New | Miscellaneous | Natural Gas | Pool Heater | E4 |  | Codes & Standards Forecast | [30 empty] | 0% | 0% | bar: 2019 to 2048
Commercial_Office_New_Miscellaneous_Natural Gas_Pool Heater_E5_Codes & Standards Forecast | Commercial | Office | New | Miscellaneous | Natural Gas | Pool Heater | E5 |  | Codes & Standards Forecast | [30 empty] | 0% | 0% | bar: 2019 to 2048
Commercial_Office_New_Miscellaneous_Natural Gas_Pool Heater_E6_Codes & Standards Forecast | Commercial | Office | New | Miscellaneous | Natural Gas | Pool Heater | E6 |  | Codes & Standards Forecast | [30 empty] | 0% | 0% | bar: 2019 to 2048
Commercial_Office_New_Miscellaneous_Natural Gas_Pool Heater_E7_Codes & Standards Forecast | Commercial | Office | New | Miscellaneous | Natural Gas | Pool Heater | E7 |  | Codes & Standards Forecast | [30 empty] | 0% | 0% | bar: 2019 to 2048
Commercial_Office_New_Miscellaneous_Natural Gas_Pool Heater_E8_Codes & Standards Forecast | Commercial | Office | New | Miscellaneous | Natural Gas | Pool Heater | E8 |  | Codes & Standards Forecast | [30 empty] | 0% | 0% | bar: 2019 to 2048
Commercial_Office_New_Miscellaneous_Natural Gas_Pool Heater_E9_Codes & Standards Forecast | Commercial | Office | New | Miscellaneous | Natural Gas | Pool Heater | E9 |  | Codes & Standards Forecast | [30 empty] | 0% | 0% | bar: 2019 to 2048
Commercial_Office_New_Miscellaneous_Natural Gas_Pool Heater_E10_Codes & Standards Forecast | Commercial | Office | New | Miscellaneous | Natural Gas | Pool Heater | E10 |  | Codes & Standards Forecast | [30 empty] | 0% | 0% | bar: 2019 to 2048
Commercial_Office_New_Miscellaneous_Natural Gas_Miscellaneous_E1_Codes & Standards Forecast | Commercial | Office | New | Miscellaneous | Natural Gas | Miscellaneous | E1 | Miscellaneous | Codes & Standards Forecast | 100% | 100% | 100% | 100% | 100% | 100% | 100% | 100% | 100% | 100% | 100% | 100% | 100% | 100% | 100% | 100% | 100% | 100% | 100% | 100% | 100% | 100% | 100% | 100% | 100% | 100% | 100% | 100% | 100% | 100% | 100% | 100%
Commercial_Office_New_Miscellaneous_Natural Gas_Miscellaneous_E2_Codes & Standards Forecast | Commercial | Office | New | Miscellaneous | Natural Gas | Miscellaneous | E2 |  | Codes & Standards Forecast | [30 empty] | 0% | 0% | bar: 2019 to 2048
Commercial_Office_New_Miscellaneous_Natural Gas_Miscellaneous_E3_Codes & Standards Forecast | Commercial | Office | New | Miscellaneous | Natural Gas | Miscellaneous | E3 |  | Codes & Standards Forecast | [30 empty] | 0% | 0% | bar: 2019 to 2048
Commercial_Office_New_Miscellaneous_Natural Gas_Miscellaneous_E4_Codes & Standards Forecast | Commercial | Office | New | Miscellaneous | Natural Gas | Miscellaneous | E4 |  | Codes & Standards Forecast | [30 empty] | 0% | 0% | bar: 2019 to 2048
Commercial_Office_New_Miscellaneous_Natural Gas_Miscellaneous_E5_Codes & Standards Forecast | Commercial | Office | New | Miscellaneous | Natural Gas | Miscellaneous | E5 |  | Codes & Standards Forecast | [30 empty] | 0% | 0% | bar: 2019 to 2048
Commercial_Office_New_Miscellaneous_Natural Gas_Miscellaneous_E6_Codes & Standards Forecast | Commercial | Office | New | Miscellaneous | Natural Gas | Miscellaneous | E6 |  | Codes & Standards Forecast | [30 empty] | 0% | 0% | bar: 2019 to 2048
Commercial_Office_New_Miscellaneous_Natural Gas_Miscellaneous_E7_Codes & Standards Forecast | Commercial | Office | New | Miscellaneous | Natural Gas | Miscellaneous | E7 |  | Codes & Standards Forecast | [30 empty] | 0% | 0% | bar: 2019 to 2048
Commercial_Office_New_Miscellaneous_Natural Gas_Miscellaneous_E8_Codes & Standards Forecast | Commercial | Office | New | Miscellaneous | Natural Gas | Miscellaneous | E8 |  | Codes & Standards Forecast | [30 empty] | 0% | 0% | bar: 2019 to 2048
Commercial_Office_New_Miscellaneous_Natural Gas_Miscellaneous_E9_Codes & Standards Forecast | Commercial | Office | New | Miscellaneous | Natural Gas | Miscellaneous | E9 |  | Codes & Standards Forecast | [30 empty] | 0% | 0% | bar: 2019 to 2048
Commercial_Office_New_Miscellaneous_Natural Gas_Miscellaneous_E10_Codes & Standards Forecast | Commercial | Office | New | Miscellaneous | Natural Gas | Miscellaneous | E10 |  | Codes & Standards Forecast | [30 empty] | 0% | 0% | bar: 2019 to 2048
Commercial_Retail_Existing_Space Heating_Natural Gas_Furnace_E1_Codes & Standards Forecast | Commercial | Retail | Existing | Space Heating | Natural Gas | Furnace | E1 | AFUE 80% (Standard) | Codes & Standards Forecast | 100% | 100% | 100% | 100% | 100% | 0% | 0% | 0% | 0% | 0% | 0% | 0% | 0% | 0% | 0% | 0% | 0% | 0% | 0% | 0% | 0% | 0% | 0% | 0% | 0% | 0% | 0% | 0% | 0% | 0% | 0% | 0%
Commercial_Retail_Existing_Space Heating_Natural Gas_Furnace_E2_Codes & Standards Forecast | Commercial | Retail | Existing | Space Heating | Natural Gas | Furnace | E2 | AFUE 90% | Codes & Standards Forecast | [30 empty] | 0% | 0% | bar: 2019 to 2048
Commercial_Retail_Existing_Space Heating_Natural Gas_Furnace_E3_Codes & Standards Forecast | Commercial | Retail | Existing | Space Heating | Natural Gas | Furnace | E3 | AFUE 96% | Codes & Standards Forecast | 0% | 0% | 0% | 0% | 0% | 100% | 100% | 100% | 100% | 100% | 100% | 100% | 100% | 100% | 100% | 100% | 100% | 100% | 100% | 100% | 100% | 100% | 100% | 100% | 100% | 100% | 100% | 100% | 100% | 100% | 100% | 100%
Commercial_Retail_Existing_Space Heating_Natural Gas_Furnace_E4_Codes & Standards Forecast | Commercial | Retail | Existing | Space Heating | Natural Gas | Furnace | E4 |  | Codes & Standards Forecast | [30 empty] | 0% | 0% | bar: 2019 to 2048
Commercial_Retail_Existing_Space Heating_Natural Gas_Furnace_E5_Codes & Standards Forecast | Commercial | Retail | Existing | Space Heating | Natural Gas | Furnace | E5 |  | Codes & Standards Forecast | [30 empty] | 0% | 0% | bar: 2019 to 2048
Commercial_Retail_Existing_Space Heating_Natural Gas_Furnace_E6_Codes & Standards Forecast | Commercial | Retail | Existing | Space Heating | Natural Gas | Furnace | E6 |  | Codes & Standards Forecast | [30 empty] | 0% | 0% | bar: 2019 to 2048
Commercial_Retail_Existing_Space Heating_Natural Gas_Furnace_E7_Codes & Standards Forecast | Commercial | Retail | Existing | Space Heating | Natural Gas | Furnace | E7 |  | Codes & Standards Forecast | [30 empty] | 0% | 0% | bar: 2019 to 2048
Commercial_Retail_Existing_Space Heating_Natural Gas_Furnace_E8_Codes & Standards Forecast | Commercial | Retail | Existing | Space Heating | Natural Gas | Furnace | E8 |  | Codes & Standards Forecast | [30 empty] | 0% | 0% | bar: 2019 to 2048
Commercial_Retail_Existing_Space Heating_Natural Gas_Furnace_E9_Codes & Standards Forecast | Commercial | Retail | Existing | Space Heating | Natural Gas | Furnace | E9 |  | Codes & Standards Forecast | [30 empty] | 0% | 0% | bar: 2019 to 2048
Commercial_Retail_Existing_Space Heating_Natural Gas_Furnace_E10_Codes & Standards Forecast | Commercial | Retail | Existing | Space Heating | Natural Gas | Furnace | E10 |  | Codes & Standards Forecast | [30 empty] | 0% | 0% | bar: 2019 to 2048
Commercial_Retail_Existing_Space Heating_Natural Gas_Boiler_E1_Codes & Standards Forecast | Commercial | Retail | Existing | Space Heating | Natural Gas | Boiler | E1 | AFUE 80% (Standard) | Codes & Standards Forecast | 100% | 100% | 100% | 100% | 100% | 0% | 0% | 0% | 0% | 0% | 0% | 0% | 0% | 0% | 0% | 0% | 0% | 0% | 0% | 0% | 0% | 0% | 0% | 0% | 0% | 0% | 0% | 0% | 0% | 0% | 0% | 0%
Commercial_Retail_Existing_Space Heating_Natural Gas_Boiler_E2_Codes & Standards Forecast | Commercial | Retail | Existing | Space Heating | Natural Gas | Boiler | E2 | AFUE 85% | Codes & Standards Forecast | [30 empty] | 0% | 0% | bar: 2019 to 2048
Commercial_Retail_Existing_Space Heating_Natural Gas_Boiler_E3_Codes & Standards Forecast | Commercial | Retail | Existing | Space Heating | Natural Gas | Boiler | E3 | AFUE 97% | Codes & Standards Forecast | 0% | 0% | 0% | 0% | 0% | 100% | 100% | 100% | 100% | 100% | 100% | 100% | 100% | 100% | 100% | 100% | 100% | 100% | 100% | 100% | 100% | 100% | 100% | 100% | 100% | 100% | 100% | 100% | 100% | 100% | 100% | 100%
Commercial_Retail_Existing_Space Heating_Natural Gas_Boiler_E4_Codes & Standards Forecast | Commercial | Retail | Existing | Space Heating | Natural Gas | Boiler | E4 | Convert to NG Air Source Heat Pump | Codes & Standards Forecast | [30 empty] | 0% | 0% | bar: 2019 to 2048
Commercial_Retail_Existing_Space Heating_Natural Gas_Boiler_E5_Codes & Standards Forecast | Commercial | Retail | Existing | Space Heating | Natural Gas | Boiler | E5 |  | Codes & Standards Forecast | [30 empty] | 0% | 0% | bar: 2019 to 2048
Commercial_Retail_Existing_Space Heating_Natural Gas_Boiler_E6_Codes & Standards Forecast | Commercial | Retail | Existing | Space Heating | Natural Gas | Boiler | E6 |  | Codes & Standards Forecast | [30 empty] | 0% | 0% | bar: 2019 to 2048
Commercial_Retail_Existing_Space Heating_Natural Gas_Boiler_E7_Codes & Standards Forecast | Commercial | Retail | Existing | Space Heating | Natural Gas | Boiler | E7 |  | Codes & Standards Forecast | [30 empty] | 0% | 0% | bar: 2019 to 2048
Commercial_Retail_Existing_Space Heating_Natural Gas_Boiler_E8_Codes & Standards Forecast | Commercial | Retail | Existing | Space Heating | Natural Gas | Boiler | E8 |  | Codes & Standards Forecast | [30 empty] | 0% | 0% | bar: 2019 to 2048
Commercial_Retail_Existing_Space Heating_Natural Gas_Boiler_E9_Codes & Standards Forecast | Commercial | Retail | Existing | Space Heating | Natural Gas | Boiler | E9 |  | Codes & Standards Forecast | [30 empty] | 0% | 0% | bar: 2019 to 2048
Commercial_Retail_Existing_Space Heating_Natural Gas_Boiler_E10_Codes & Standards Forecast | Commercial | Retail | Existing | Space Heating | Natural Gas | Boiler | E10 |  | Codes & Standards Forecast | [30 empty] | 0% | 0% | bar: 2019 to 2048
Commercial_Retail_Existing_Space Heating_Natural Gas_Unit Heater_E1_Codes & Standards Forecast | Commercial | Retail | Existing | Space Heating | Natural Gas | Unit Heater | E1 | Standard | Codes & Standards Forecast | 100% | 100% | 100% | 100% | 100% | 0% | 0% | 0% | 0% | 0% | 0% | 0% | 0% | 0% | 0% | 0% | 0% | 0% | 0% | 0% | 0% | 0% | 0% | 0% | 0% | 0% | 0% | 0% | 0% | 0% | 0% | 0%
Commercial_Retail_Existing_Space Heating_Natural Gas_Unit Heater_E2_Codes & Standards Forecast | Commercial | Retail | Existing | Space Heating | Natural Gas | Unit Heater | E2 | Condensing | Codes & Standards Forecast | 0% | 0% | 0% | 0% | 0% | 100% | 100% | 100% | 100% | 100% | 100% | 100% | 100% | 100% | 100% | 100% | 100% | 100% | 100% | 100% | 100% | 100% | 100% | 100% | 100% | 100% | 100% | 100% | 100% | 100% | 100% | 100%
Commercial_Retail_Existing_Space Heating_Natural Gas_Unit Heater_E3_Codes & Standards Forecast | Commercial | Retail | Existing | Space Heating | Natural Gas | Unit Heater | E3 | Infrared Radiant | Codes & Standards Forecast | [30 empty] | 0% | 0% | bar: 2019 to 2048
Commercial_Retail_Existing_Space Heating_Natural Gas_Unit Heater_E4_Codes & Standards Forecast | Commercial | Retail | Existing | Space Heating | Natural Gas | Unit Heater | E4 |  | Codes & Standards Forecast | [30 empty] | 0% | 0% | bar: 2019 to 2048
Commercial_Retail_Existing_Space Heating_Natural Gas_Unit Heater_E5_Codes & Standards Forecast | Commercial | Retail | Existing | Space Heating | Natural Gas | Unit Heater | E5 |  | Codes & Standards Forecast | [30 empty] | 0% | 0% | bar: 2019 to 2048
Commercial_Retail_Existing_Space Heating_Natural Gas_Unit Heater_E6_Codes & Standards Forecast | Commercial | Retail | Existing | Space Heating | Natural Gas | Unit Heater | E6 |  | Codes & Standards Forecast | [30 empty] | 0% | 0% | bar: 2019 to 2048
Commercial_Retail_Existing_Space Heating_Natural Gas_Unit Heater_E7_Codes & Standards Forecast | Commercial | Retail | Existing | Space Heating | Natural Gas | Unit Heater | E7 |  | Codes & Standards Forecast | [30 empty] | 0% | 0% | bar: 2019 to 2048
Commercial_Retail_Existing_Space Heating_Natural Gas_Unit Heater_E8_Codes & Standards Forecast | Commercial | Retail | Existing | Space Heating | Natural Gas | Unit Heater | E8 |  | Codes & Standards Forecast | [30 empty] | 0% | 0% | bar: 2019 to 2048
Commercial_Retail_Existing_Space Heating_Natural Gas_Unit Heater_E9_Codes & Standards Forecast | Commercial | Retail | Existing | Space Heating | Natural Gas | Unit Heater | E9 |  | Codes & Standards Forecast | [30 empty] | 0% | 0% | bar: 2019 to 2048
Commercial_Retail_Existing_Space Heating_Natural Gas_Unit Heater_E10_Codes & Standards Forecast | Commercial | Retail | Existing | Space Heating | Natural Gas | Unit Heater | E10 |  | Codes & Standards Forecast | [30 empty] | 0% | 0% | bar: 2019 to 2048
Commercial_Retail_Existing_Water Heating_Natural Gas_Water Heater_E1_Codes & Standards Forecast | Commercial | Retail | Existing | Water Heating | Natural Gas | Water Heater | E1 | TE 80% | Codes & Standards Forecast | 100% | 100% | 100% | 100% | 100% | 100% | 100% | 100% | 100% | 100% | 100% | 100% | 100% | 100% | 100% | 100% | 100% | 100% | 100% | 100% | 100% | 100% | 100% | 100% | 100% | 100% | 100% | 100% | 100% | 100% | 100% | 100%
Commercial_Retail_Existing_Water Heating_Natural Gas_Water Heater_E2_Codes & Standards Forecast | Commercial | Retail | Existing | Water Heating | Natural Gas | Water Heater | E2 | TE 81% | Codes & Standards Forecast | [30 empty] | 0% | 0% | bar: 2019 to 2048
Commercial_Retail_Existing_Water Heating_Natural Gas_Water Heater_E3_Codes & Standards Forecast | Commercial | Retail | Existing | Water Heating | Natural Gas | Water Heater | E3 | TE 88% | Codes & Standards Forecast | [30 empty] | 0% | 0% | bar: 2019 to 2048
Commercial_Retail_Existing_Water Heating_Natural Gas_Water Heater_E4_Codes & Standards Forecast | Commercial | Retail | Existing | Water Heating | Natural Gas | Water Heater | E4 | TE 94% | Codes & Standards Forecast | [30 empty] | 0% | 0% | bar: 2019 to 2048
Commercial_Retail_Existing_Water Heating_Natural Gas_Water Heater_E5_Codes & Standards Forecast | Commercial | Retail | Existing | Water Heating | Natural Gas | Water Heater | E5 | TE 96% | Codes & Standards Forecast | [30 empty] | 0% | 0% | bar: 2019 to 2048
Commercial_Retail_Existing_Water Heating_Natural Gas_Water Heater_E6_Codes & Standards Forecast | Commercial | Retail | Existing | Water Heating | Natural Gas | Water Heater | E6 | Tankless | Codes & Standards Forecast | [30 empty] | 0% | 0% | bar: 2019 to 2048
Commercial_Retail_Existing_Water Heating_Natural Gas_Water Heater_E7_Codes & Standards Forecast | Commercial | Retail | Existing | Water Heating | Natural Gas | Water Heater | E7 | Gas-Fired Absorption HPWH | Codes & Standards Forecast | [30 empty] | 0% | 0% | bar: 2019 to 2048
Commercial_Retail_Existing_Water Heating_Natural Gas_Water Heater_E8_Codes & Standards Forecast | Commercial | Retail | Existing | Water Heating | Natural Gas | Water Heater | E8 |  | Codes & Standards Forecast | [30 empty] | 0% | 0% | bar: 2019 to 2048
Commercial_Retail_Existing_Water Heating_Natural Gas_Water Heater_E9_Codes & Standards Forecast | Commercial | Retail | Existing | Water Heating | Natural Gas | Water Heater | E9 |  | Codes & Standards Forecast | [30 empty] | 0% | 0% | bar: 2019 to 2048
Commercial_Retail_Existing_Water Heating_Natural Gas_Water Heater_E10_Codes & Standards Forecast | Commercial | Retail | Existing | Water Heating | Natural Gas | Water Heater | E10 |  | Codes & Standards Forecast | [30 empty] | 0% | 0% | bar: 2019 to 2048
Commercial_Retail_Existing_Food Preparation_Natural Gas_Oven_E1_Codes & Standards Forecast | Commercial | Retail | Existing | Food Preparation | Natural Gas | Oven | E1 | Standard | Codes & Standards Forecast | 100% | 100% | 100% | 100% | 100% | 100% | 100% | 100% | 100% | 100% | 100% | 100% | 100% | 100% | 100% | 100% | 100% | 100% | 100% | 100% | 100% | 100% | 100% | 100% | 100% | 100% | 100% | 100% | 100% | 100% | 100% | 100%
Commercial_Retail_Existing_Food Preparation_Natural Gas_Oven_E2_Codes & Standards Forecast | Commercial | Retail | Existing | Food Preparation | Natural Gas | Oven | E2 | ENERGY STAR (>44% Baking Efficiency) | Codes & Standards Forecast | [30 empty] | 0% | 0% | bar: 2019 to 2048
Commercial_Retail_Existing_Food Preparation_Natural Gas_Oven_E3_Codes & Standards Forecast | Commercial | Retail | Existing | Food Preparation | Natural Gas | Oven | E3 |  | Codes & Standards Forecast | [30 empty] | 0% | 0% | bar: 2019 to 2048
Commercial_Retail_Existing_Food Preparation_Natural Gas_Oven_E4_Codes & Standards Forecast | Commercial | Retail | Existing | Food Preparation | Natural Gas | Oven | E4 |  | Codes & Standards Forecast | [30 empty] | 0% | 0% | bar: 2019 to 2048
Commercial_Retail_Existing_Food Preparation_Natural Gas_Oven_E5_Codes & Standards Forecast | Commercial | Retail | Existing | Food Preparation | Natural Gas | Oven | E5 |  | Codes & Standards Forecast | [30 empty] | 0% | 0% | bar: 2019 to 2048
Commercial_Retail_Existing_Food Preparation_Natural Gas_Oven_E6_Codes & Standards Forecast | Commercial | Retail | Existing | Food Preparation | Natural Gas | Oven | E6 |  | Codes & Standards Forecast | [30 empty] | 0% | 0% | bar: 2019 to 2048
Commercial_Retail_Existing_Food Preparation_Natural Gas_Oven_E7_Codes & Standards Forecast | Commercial | Retail | Existing | Food Preparation | Natural Gas | Oven | E7 |  | Codes & Standards Forecast | [30 empty] | 0% | 0% | bar: 2019 to 2048
Commercial_Retail_Existing_Food Preparation_Natural Gas_Oven_E8_Codes & Standards Forecast | Commercial | Retail | Existing | Food Preparation | Natural Gas | Oven | E8 |  | Codes & Standards Forecast | [30 empty] | 0% | 0% | bar: 2019 to 2048
Commercial_Retail_Existing_Food Preparation_Natural Gas_Oven_E9_Codes & Standards Forecast | Commercial | Retail | Existing | Food Preparation | Natural Gas | Oven | E9 |  | Codes & Standards Forecast | [30 empty] | 0% | 0% | bar: 2019 to 2048
Commercial_Retail_Existing_Food Preparation_Natural Gas_Oven_E10_Codes & Standards Forecast | Commercial | Retail | Existing | Food Preparation | Natural Gas | Oven | E10 |  | Codes & Standards Forecast | [30 empty] | 0% | 0% | bar: 2019 to 2048
Commercial_Retail_Existing_Food Preparation_Natural Gas_Conveyor Oven_E1_Codes & Standards Forecast | Commercial | Retail | Existing | Food Preparation | Natural Gas | Conveyor Oven | E1 | Standard | Codes & Standards Forecast | 100% | 100% | 100% | 100% | 100% | 100% | 100% | 100% | 100% | 100% | 100% | 100% | 100% | 100% | 100% | 100% | 100% | 100% | 100% | 100% | 100% | 100% | 100% | 100% | 100% | 100% | 100% | 100% | 100% | 100% | 100% | 100%
Commercial_Retail_Existing_Food Preparation_Natural Gas_Conveyor Oven_E2_Codes & Standards Forecast | Commercial | Retail | Existing | Food Preparation | Natural Gas | Conveyor Oven | E2 | Efficient (>44% Baking Efficiency) | Codes & Standards Forecast | [30 empty] | 0% | 0% | bar: 2019 to 2048
Commercial_Retail_Existing_Food Preparation_Natural Gas_Conveyor Oven_E3_Codes & Standards Forecast | Commercial | Retail | Existing | Food Preparation | Natural Gas | Conveyor Oven | E3 |  | Codes & Standards Forecast | [30 empty] | 0% | 0% | bar: 2019 to 2048
Commercial_Retail_Existing_Food Preparation_Natural Gas_Conveyor Oven_E4_Codes & Standards Forecast | Commercial | Retail | Existing | Food Preparation | Natural Gas | Conveyor Oven | E4 |  | Codes & Standards Forecast | [30 empty] | 0% | 0% | bar: 2019 to 2048
Commercial_Retail_Existing_Food Preparation_Natural Gas_Conveyor Oven_E5_Codes & Standards Forecast | Commercial | Retail | Existing | Food Preparation | Natural Gas | Conveyor Oven | E5 |  | Codes & Standards Forecast | [30 empty] | 0% | 0% | bar: 2019 to 2048
Commercial_Retail_Existing_Food Preparation_Natural Gas_Conveyor Oven_E6_Codes & Standards Forecast | Commercial | Retail | Existing | Food Preparation | Natural Gas | Conveyor Oven | E6 |  | Codes & Standards Forecast | [30 empty] | 0% | 0% | bar: 2019 to 2048
Commercial_Retail_Existing_Food Preparation_Natural Gas_Conveyor Oven_E7_Codes & Standards Forecast | Commercial | Retail | Existing | Food Preparation | Natural Gas | Conveyor Oven | E7 |  | Codes & Standards Forecast | [30 empty] | 0% | 0% | bar: 2019 to 2048
Commercial_Retail_Existing_Food Preparation_Natural Gas_Conveyor Oven_E8_Codes & Standards Forecast | Commercial | Retail | Existing | Food Preparation | Natural Gas | Conveyor Oven | E8 |  | Codes & Standards Forecast | [30 empty] | 0% | 0% | bar: 2019 to 2048
Commercial_Retail_Existing_Food Preparation_Natural Gas_Conveyor Oven_E9_Codes & Standards Forecast | Commercial | Retail | Existing | Food Preparation | Natural Gas | Conveyor Oven | E9 |  | Codes & Standards Forecast | [30 empty] | 0% | 0% | bar: 2019 to 2048
Commercial_Retail_Existing_Food Preparation_Natural Gas_Conveyor Oven_E10_Codes & Standards Forecast | Commercial | Retail | Existing | Food Preparation | Natural Gas | Conveyor Oven | E10 |  | Codes & Standards Forecast | [30 empty] | 0% | 0% | bar: 2019 to 2048
Commercial_Retail_Existing_Food Preparation_Natural Gas_Double Rack Oven_E1_Codes & Standards Forecast | Commercial | Retail | Existing | Food Preparation | Natural Gas | Double Rack Oven | E1 | Standard | Codes & Standards Forecast | 100% | 100% | 100% | 100% | 100% | 100% | 100% | 100% | 100% | 100% | 100% | 100% | 100% | 100% | 100% | 100% | 100% | 100% | 100% | 100% | 100% | 100% | 100% | 100% | 100% | 100% | 100% | 100% | 100% | 100% | 100% | 100%
Commercial_Retail_Existing_Food Preparation_Natural Gas_Double Rack Oven_E2_Codes & Standards Forecast | Commercial | Retail | Existing | Food Preparation | Natural Gas | Double Rack Oven | E2 | FTSC Qualified (>50% Cooking Efficiency) | Codes & Standards Forecast | [30 empty] | 0% | 0% | bar: 2019 to 2048
Commercial_Retail_Existing_Food Preparation_Natural Gas_Double Rack Oven_E3_Codes & Standards Forecast | Commercial | Retail | Existing | Food Preparation | Natural Gas | Double Rack Oven | E3 |  | Codes & Standards Forecast | [30 empty] | 0% | 0% | bar: 2019 to 2048
Commercial_Retail_Existing_Food Preparation_Natural Gas_Double Rack Oven_E4_Codes & Standards Forecast | Commercial | Retail | Existing | Food Preparation | Natural Gas | Double Rack Oven | E4 |  | Codes & Standards Forecast | [30 empty] | 0% | 0% | bar: 2019 to 2048
Commercial_Retail_Existing_Food Preparation_Natural Gas_Double Rack Oven_E5_Codes & Standards Forecast | Commercial | Retail | Existing | Food Preparation | Natural Gas | Double Rack Oven | E5 |  | Codes & Standards Forecast | [30 empty] | 0% | 0% | bar: 2019 to 2048
Commercial_Retail_Existing_Food Preparation_Natural Gas_Double Rack Oven_E6_Codes & Standards Forecast | Commercial | Retail | Existing | Food Preparation | Natural Gas | Double Rack Oven | E6 |  | Codes & Standards Forecast | [30 empty] | 0% | 0% | bar: 2019 to 2048
Commercial_Retail_Existing_Food Preparation_Natural Gas_Double Rack Oven_E7_Codes & Standards Forecast | Commercial | Retail | Existing | Food Preparation | Natural Gas | Double Rack Oven | E7 |  | Codes & Standards Forecast | [30 empty] | 0% | 0% | bar: 2019 to 2048
Commercial_Retail_Existing_Food Preparation_Natural Gas_Double Rack Oven_E8_Codes & Standards Forecast | Commercial | Retail | Existing | Food Preparation | Natural Gas | Double Rack Oven | E8 |  | Codes & Standards Forecast | [30 empty] | 0% | 0% | bar: 2019 to 2048
Commercial_Retail_Existing_Food Preparation_Natural Gas_Double Rack Oven_E9_Codes & Standards Forecast | Commercial | Retail | Existing | Food Preparation | Natural Gas | Double Rack Oven | E9 |  | Codes & Standards Forecast | [30 empty] | 0% | 0% | bar: 2019 to 2048
Commercial_Retail_Existing_Food Preparation_Natural Gas_Double Rack Oven_E10_Codes & Standards Forecast | Commercial | Retail | Existing | Food Preparation | Natural Gas | Double Rack Oven | E10 |  | Codes & Standards Forecast | [30 empty] | 0% | 0% | bar: 2019 to 2048
Commercial_Retail_Existing_Food Preparation_Natural Gas_Fryer_E1_Codes & Standards Forecast | Commercial | Retail | Existing | Food Preparation | Natural Gas | Fryer | E1 | Standard | Codes & Standards Forecast | 100% | 100% | 100% | 0% | 0% | 0% | 0% | 0% | 0% | 0% | 0% | 0% | 0% | 0% | 0% | 0% | 0% | 0% | 0% | 0% | 0% | 0% | 0% | 0% | 0% | 0% | 0% | 0% | 0% | 0% | 0% | 0%
Commercial_Retail_Existing_Food Preparation_Natural Gas_Fryer_E2_Codes & Standards Forecast | Commercial | Retail | Existing | Food Preparation | Natural Gas | Fryer | E2 | ENERGY STAR | Codes & Standards Forecast | 0% | 0% | 0% | 100% | 100% | 100% | 100% | 100% | 100% | 100% | 100% | 100% | 100% | 100% | 100% | 100% | 100% | 100% | 100% | 100% | 100% | 100% | 100% | 100% | 100% | 100% | 100% | 100% | 100% | 100% | 100% | 100%
Commercial_Retail_Existing_Food Preparation_Natural Gas_Fryer_E3_Codes & Standards Forecast | Commercial | Retail | Existing | Food Preparation | Natural Gas | Fryer | E3 |  | Codes & Standards Forecast | [30 empty] | 0% | 0% | bar: 2019 to 2048
Commercial_Retail_Existing_Food Preparation_Natural Gas_Fryer_E4_Codes & Standards Forecast | Commercial | Retail | Existing | Food Preparation | Natural Gas | Fryer | E4 |  | Codes & Standards Forecast | [30 empty] | 0% | 0% | bar: 2019 to 2048
Commercial_Retail_Existing_Food Preparation_Natural Gas_Fryer_E5_Codes & Standards Forecast | Commercial | Retail | Existing | Food Preparation | Natural Gas | Fryer | E5 |  | Codes & Standards Forecast | [30 empty] | 0% | 0% | bar: 2019 to 2048
Commercial_Retail_Existing_Food Preparation_Natural Gas_Fryer_E6_Codes & Standards Forecast | Commercial | Retail | Existing | Food Preparation | Natural Gas | Fryer | E6 |  | Codes & Standards Forecast | [30 empty] | 0% | 0% | bar: 2019 to 2048
Commercial_Retail_Existing_Food Preparation_Natural Gas_Fryer_E7_Codes & Standards Forecast | Commercial | Retail | Existing | Food Preparation | Natural Gas | Fryer | E7 |  | Codes & Standards Forecast | [30 empty] | 0% | 0% | bar: 2019 to 2048
Commercial_Retail_Existing_Food Preparation_Natural Gas_Fryer_E8_Codes & Standards Forecast | Commercial | Retail | Existing | Food Preparation | Natural Gas | Fryer | E8 |  | Codes & Standards Forecast | [30 empty] | 0% | 0% | bar: 2019 to 2048
Commercial_Retail_Existing_Food Preparation_Natural Gas_Fryer_E9_Codes & Standards Forecast | Commercial | Retail | Existing | Food Preparation | Natural Gas | Fryer | E9 |  | Codes & Standards Forecast | [30 empty] | 0% | 0% | bar: 2019 to 2048
Commercial_Retail_Existing_Food Preparation_Natural Gas_Fryer_E10_Codes & Standards Forecast | Commercial | Retail | Existing | Food Preparation | Natural Gas | Fryer | E10 |  | Codes & Standards Forecast | [30 empty] | 0% | 0% | bar: 2019 to 2048
Commercial_Retail_Existing_Food Preparation_Natural Gas_Broiler_E1_Codes & Standards Forecast | Commercial | Retail | Existing | Food Preparation | Natural Gas | Broiler | E1 | Standard | Codes & Standards Forecast | 100% | 100% | 100% | 100% | 100% | 100% | 100% | 100% | 100% | 100% | 100% | 100% | 100% | 100% | 100% | 100% | 100% | 100% | 100% | 100% | 100% | 100% | 100% | 100% | 100% | 100% | 100% | 100% | 100% | 100% | 100% | 100%
Commercial_Retail_Existing_Food Preparation_Natural Gas_Broiler_E2_Codes & Standards Forecast | Commercial | Retail | Existing | Food Preparation | Natural Gas | Broiler | E2 | Infrared Burners | Codes & Standards Forecast | [30 empty] | 0% | 0% | bar: 2019 to 2048
Commercial_Retail_Existing_Food Preparation_Natural Gas_Broiler_E3_Codes & Standards Forecast | Commercial | Retail | Existing | Food Preparation | Natural Gas | Broiler | E3 |  | Codes & Standards Forecast | [30 empty] | 0% | 0% | bar: 2019 to 2048
Commercial_Retail_Existing_Food Preparation_Natural Gas_Broiler_E4_Codes & Standards Forecast | Commercial | Retail | Existing | Food Preparation | Natural Gas | Broiler | E4 |  | Codes & Standards Forecast | [30 empty] | 0% | 0% | bar: 2019 to 2048
Commercial_Retail_Existing_Food Preparation_Natural Gas_Broiler_E5_Codes & Standards Forecast | Commercial | Retail | Existing | Food Preparation | Natural Gas | Broiler | E5 |  | Codes & Standards Forecast | [30 empty] | 0% | 0% | bar: 2019 to 2048
Commercial_Retail_Existing_Food Preparation_Natural Gas_Broiler_E6_Codes & Standards Forecast | Commercial | Retail | Existing | Food Preparation | Natural Gas | Broiler | E6 |  | Codes & Standards Forecast | [30 empty] | 0% | 0% | bar: 2019 to 2048
Commercial_Retail_Existing_Food Preparation_Natural Gas_Broiler_E7_Codes & Standards Forecast | Commercial | Retail | Existing | Food Preparation | Natural Gas | Broiler | E7 |  | Codes & Standards Forecast | [30 empty] | 0% | 0% | bar: 2019 to 2048
Commercial_Retail_Existing_Food Preparation_Natural Gas_Broiler_E8_Codes & Standards Forecast | Commercial | Retail | Existing | Food Preparation | Natural Gas | Broiler | E8 |  | Codes & Standards Forecast | [30 empty] | 0% | 0% | bar: 2019 to 2048
Commercial_Retail_Existing_Food Preparation_Natural Gas_Broiler_E9_Codes & Standards Forecast | Commercial | Retail | Existing | Food Preparation | Natural Gas | Broiler | E9 |  | Codes & Standards Forecast | [30 empty] | 0% | 0% | bar: 2019 to 2048
Commercial_Retail_Existing_Food Preparation_Natural Gas_Broiler_E10_Codes & Standards Forecast | Commercial | Retail | Existing | Food Preparation | Natural Gas | Broiler | E10 |  | Codes & Standards Forecast | [30 empty] | 0% | 0% | bar: 2019 to 2048
Commercial_Retail_Existing_Food Preparation_Natural Gas_Griddle_E1_Codes & Standards Forecast | Commercial | Retail | Existing | Food Preparation | Natural Gas | Griddle | E1 | Standard | Codes & Standards Forecast | 100% | 100% | 100% | 100% | 100% | 100% | 100% | 100% | 100% | 100% | 100% | 100% | 100% | 100% | 100% | 100% | 100% | 100% | 100% | 100% | 100% | 100% | 100% | 100% | 100% | 100% | 100% | 100% | 100% | 100% | 100% | 100%
Commercial_Retail_Existing_Food Preparation_Natural Gas_Griddle_E2_Codes & Standards Forecast | Commercial | Retail | Existing | Food Preparation | Natural Gas | Griddle | E2 | ENERGY STAR | Codes & Standards Forecast | [30 empty] | 0% | 0% | bar: 2019 to 2048
Commercial_Retail_Existing_Food Preparation_Natural Gas_Griddle_E3_Codes & Standards Forecast | Commercial | Retail | Existing | Food Preparation | Natural Gas | Griddle | E3 |  | Codes & Standards Forecast | [30 empty] | 0% | 0% | bar: 2019 to 2048
Commercial_Retail_Existing_Food Preparation_Natural Gas_Griddle_E4_Codes & Standards Forecast | Commercial | Retail | Existing | Food Preparation | Natural Gas | Griddle | E4 |  | Codes & Standards Forecast | [30 empty] | 0% | 0% | bar: 2019 to 2048
Commercial_Retail_Existing_Food Preparation_Natural Gas_Griddle_E5_Codes & Standards Forecast | Commercial | Retail | Existing | Food Preparation | Natural Gas | Griddle | E5 |  | Codes & Standards Forecast | [30 empty] | 0% | 0% | bar: 2019 to 2048
Commercial_Retail_Existing_Food Preparation_Natural Gas_Griddle_E6_Codes & Standards Forecast | Commercial | Retail | Existing | Food Preparation | Natural Gas | Griddle | E6 |  | Codes & Standards Forecast | [30 empty] | 0% | 0% | bar: 2019 to 2048
Commercial_Retail_Existing_Food Preparation_Natural Gas_Griddle_E7_Codes & Standards Forecast | Commercial | Retail | Existing | Food Preparation | Natural Gas | Griddle | E7 |  | Codes & Standards Forecast | [30 empty] | 0% | 0% | bar: 2019 to 2048
Commercial_Retail_Existing_Food Preparation_Natural Gas_Griddle_E8_Codes & Standards Forecast | Commercial | Retail | Existing | Food Preparation | Natural Gas | Griddle | E8 |  | Codes & Standards Forecast | [30 empty] | 0% | 0% | bar: 2019 to 2048
Commercial_Retail_Existing_Food Preparation_Natural Gas_Griddle_E9_Codes & Standards Forecast | Commercial | Retail | Existing | Food Preparation | Natural Gas | Griddle | E9 |  | Codes & Standards Forecast | [30 empty] | 0% | 0% | bar: 2019 to 2048
Commercial_Retail_Existing_Food Preparation_Natural Gas_Griddle_E10_Codes & Standards Forecast | Commercial | Retail | Existing | Food Preparation | Natural Gas | Griddle | E10 |  | Codes & Standards Forecast | [30 empty] | 0% | 0% | bar: 2019 to 2048
Commercial_Retail_Existing_Food Preparation_Natural Gas_Range_E1_Codes & Standards Forecast | Commercial | Retail | Existing | Food Preparation | Natural Gas | Range | E1 | Standard | Codes & Standards Forecast | 100% | 100% | 100% | 100% | 100% | 100% | 100% | 100% | 100% | 100% | 100% | 100% | 100% | 100% | 100% | 100% | 100% | 100% | 100% | 100% | 100% | 100% | 100% | 100% | 100% | 100% | 100% | 100% | 100% | 100% | 100% | 100%
Commercial_Retail_Existing_Food Preparation_Natural Gas_Range_E2_Codes & Standards Forecast | Commercial | Retail | Existing | Food Preparation | Natural Gas | Range | E2 | High Efficiency | Codes & Standards Forecast | [30 empty] | 0% | 0% | bar: 2019 to 2048
Commercial_Retail_Existing_Food Preparation_Natural Gas_Range_E3_Codes & Standards Forecast | Commercial | Retail | Existing | Food Preparation | Natural Gas | Range | E3 |  | Codes & Standards Forecast | [30 empty] | 0% | 0% | bar: 2019 to 2048
Commercial_Retail_Existing_Food Preparation_Natural Gas_Range_E4_Codes & Standards Forecast | Commercial | Retail | Existing | Food Preparation | Natural Gas | Range | E4 |  | Codes & Standards Forecast | [30 empty] | 0% | 0% | bar: 2019 to 2048
Commercial_Retail_Existing_Food Preparation_Natural Gas_Range_E5_Codes & Standards Forecast | Commercial | Retail | Existing | Food Preparation | Natural Gas | Range | E5 |  | Codes & Standards Forecast | [30 empty] | 0% | 0% | bar: 2019 to 2048
Commercial_Retail_Existing_Food Preparation_Natural Gas_Range_E6_Codes & Standards Forecast | Commercial | Retail | Existing | Food Preparation | Natural Gas | Range | E6 |  | Codes & Standards Forecast | [30 empty] | 0% | 0% | bar: 2019 to 2048
Commercial_Retail_Existing_Food Preparation_Natural Gas_Range_E7_Codes & Standards Forecast | Commercial | Retail | Existing | Food Preparation | Natural Gas | Range | E7 |  | Codes & Standards Forecast | [30 empty] | 0% | 0% | bar: 2019 to 2048
Commercial_Retail_Existing_Food Preparation_Natural Gas_Range_E8_Codes & Standards Forecast | Commercial | Retail | Existing | Food Preparation | Natural Gas | Range | E8 |  | Codes & Standards Forecast | [30 empty] | 0% | 0% | bar: 2019 to 2048
Commercial_Retail_Existing_Food Preparation_Natural Gas_Range_E9_Codes & Standards Forecast | Commercial | Retail | Existing | Food Preparation | Natural Gas | Range | E9 |  | Codes & Standards Forecast | [30 empty] | 0% | 0% | bar: 2019 to 2048
Commercial_Retail_Existing_Food Preparation_Natural Gas_Range_E10_Codes & Standards Forecast | Commercial | Retail | Existing | Food Preparation | Natural Gas | Range | E10 |  | Codes & Standards Forecast | [30 empty] | 0% | 0% | bar: 2019 to 2048
Commercial_Retail_Existing_Food Preparation_Natural Gas_Steamer_E1_Codes & Standards Forecast | Commercial | Retail | Existing | Food Preparation | Natural Gas | Steamer | E1 | Standard | Codes & Standards Forecast | 100% | 100% | 100% | 0% | 0% | 0% | 0% | 0% | 0% | 0% | 0% | 0% | 0% | 0% | 0% | 0% | 0% | 0% | 0% | 0% | 0% | 0% | 0% | 0% | 0% | 0% | 0% | 0% | 0% | 0% | 0% | 0%
Commercial_Retail_Existing_Food Preparation_Natural Gas_Steamer_E2_Codes & Standards Forecast | Commercial | Retail | Existing | Food Preparation | Natural Gas | Steamer | E2 | ENERGY STAR | Codes & Standards Forecast | 0% | 0% | 0% | 100% | 100% | 100% | 100% | 100% | 100% | 100% | 100% | 100% | 100% | 100% | 100% | 100% | 100% | 100% | 100% | 100% | 100% | 100% | 100% | 100% | 100% | 100% | 100% | 100% | 100% | 100% | 100% | 100%
Commercial_Retail_Existing_Food Preparation_Natural Gas_Steamer_E3_Codes & Standards Forecast | Commercial | Retail | Existing | Food Preparation | Natural Gas | Steamer | E3 |  | Codes & Standards Forecast | [30 empty] | 0% | 0% | bar: 2019 to 2048
Commercial_Retail_Existing_Food Preparation_Natural Gas_Steamer_E4_Codes & Standards Forecast | Commercial | Retail | Existing | Food Preparation | Natural Gas | Steamer | E4 |  | Codes & Standards Forecast | [30 empty] | 0% | 0% | bar: 2019 to 2048
Commercial_Retail_Existing_Food Preparation_Natural Gas_Steamer_E5_Codes & Standards Forecast | Commercial | Retail | Existing | Food Preparation | Natural Gas | Steamer | E5 |  | Codes & Standards Forecast | [30 empty] | 0% | 0% | bar: 2019 to 2048
Commercial_Retail_Existing_Food Preparation_Natural Gas_Steamer_E6_Codes & Standards Forecast | Commercial | Retail | Existing | Food Preparation | Natural Gas | Steamer | E6 |  | Codes & Standards Forecast | [30 empty] | 0% | 0% | bar: 2019 to 2048
Commercial_Retail_Existing_Food Preparation_Natural Gas_Steamer_E7_Codes & Standards Forecast | Commercial | Retail | Existing | Food Preparation | Natural Gas | Steamer | E7 |  | Codes & Standards Forecast | [30 empty] | 0% | 0% | bar: 2019 to 2048
Commercial_Retail_Existing_Food Preparation_Natural Gas_Steamer_E8_Codes & Standards Forecast | Commercial | Retail | Existing | Food Preparation | Natural Gas | Steamer | E8 |  | Codes & Standards Forecast | [30 empty] | 0% | 0% | bar: 2019 to 2048
Commercial_Retail_Existing_Food Preparation_Natural Gas_Steamer_E9_Codes & Standards Forecast | Commercial | Retail | Existing | Food Preparation | Natural Gas | Steamer | E9 |  | Codes & Standards Forecast | [30 empty] | 0% | 0% | bar: 2019 to 2048
Commercial_Retail_Existing_Food Preparation_Natural Gas_Steamer_E10_Codes & Standards Forecast | Commercial | Retail | Existing | Food Preparation | Natural Gas | Steamer | E10 |  | Codes & Standards Forecast | [30 empty] | 0% | 0% | bar: 2019 to 2048
Commercial_Retail_Existing_Food Preparation_Natural Gas_Food Prep Other_E1_Codes & Standards Forecast | Commercial | Retail | Existing | Food Preparation | Natural Gas | Food Prep Other | E1 | Standard | Codes & Standards Forecast | 100% | 100% | 100% | 100% | 100% | 100% | 100% | 100% | 100% | 100% | 100% | 100% | 100% | 100% | 100% | 100% | 100% | 100% | 100% | 100% | 100% | 100% | 100% | 100% | 100% | 100% | 100% | 100% | 100% | 100% | 100% | 100%
Commercial_Retail_Existing_Food Preparation_Natural Gas_Food Prep Other_E2_Codes & Standards Forecast | Commercial | Retail | Existing | Food Preparation | Natural Gas | Food Prep Other | E2 | ENERGY STAR | Codes & Standards Forecast | [30 empty] | 0% | 0% | bar: 2019 to 2048
Commercial_Retail_Existing_Food Preparation_Natural Gas_Food Prep Other_E3_Codes & Standards Forecast | Commercial | Retail | Existing | Food Preparation | Natural Gas | Food Prep Other | E3 |  | Codes & Standards Forecast | [30 empty] | 0% | 0% | bar: 2019 to 2048
Commercial_Retail_Existing_Food Preparation_Natural Gas_Food Prep Other_E4_Codes & Standards Forecast | Commercial | Retail | Existing | Food Preparation | Natural Gas | Food Prep Other | E4 |  | Codes & Standards Forecast | [30 empty] | 0% | 0% | bar: 2019 to 2048
Commercial_Retail_Existing_Food Preparation_Natural Gas_Food Prep Other_E5_Codes & Standards Forecast | Commercial | Retail | Existing | Food Preparation | Natural Gas | Food Prep Other | E5 |  | Codes & Standards Forecast | [30 empty] | 0% | 0% | bar: 2019 to 2048
Commercial_Retail_Existing_Food Preparation_Natural Gas_Food Prep Other_E6_Codes & Standards Forecast | Commercial | Retail | Existing | Food Preparation | Natural Gas | Food Prep Other | E6 |  | Codes & Standards Forecast | [30 empty] | 0% | 0% | bar: 2019 to 2048
Commercial_Retail_Existing_Food Preparation_Natural Gas_Food Prep Other_E7_Codes & Standards Forecast | Commercial | Retail | Existing | Food Preparation | Natural Gas | Food Prep Other | E7 |  | Codes & Standards Forecast | [30 empty] | 0% | 0% | bar: 2019 to 2048
Commercial_Retail_Existing_Food Preparation_Natural Gas_Food Prep Other_E8_Codes & Standards Forecast | Commercial | Retail | Existing | Food Preparation | Natural Gas | Food Prep Other | E8 |  | Codes & Standards Forecast | [30 empty] | 0% | 0% | bar: 2019 to 2048
Commercial_Retail_Existing_Food Preparation_Natural Gas_Food Prep Other_E9_Codes & Standards Forecast | Commercial | Retail | Existing | Food Preparation | Natural Gas | Food Prep Other | E9 |  | Codes & Standards Forecast | [30 empty] | 0% | 0% | bar: 2019 to 2048
Commercial_Retail_Existing_Food Preparation_Natural Gas_Food Prep Other_E10_Codes & Standards Forecast | Commercial | Retail | Existing | Food Preparation | Natural Gas | Food Prep Other | E10 |  | Codes & Standards Forecast | [30 empty] | 0% | 0% | bar: 2019 to 2048
Commercial_Retail_Existing_Miscellaneous_Natural Gas_Pool Heater_E1_Codes & Standards Forecast | Commercial | Retail | Existing | Miscellaneous | Natural Gas | Pool Heater | E1 | Standard (EF .78) | Codes & Standards Forecast | 100% | 100% | 100% | 100% | 100% | 100% | 100% | 100% | 100% | 100% | 100% | 100% | 100% | 100% | 100% | 100% | 100% | 100% | 100% | 100% | 100% | 100% | 100% | 100% | 100% | 100% | 100% | 100% | 100% | 100% | 100% | 100%
Commercial_Retail_Existing_Miscellaneous_Natural Gas_Pool Heater_E2_Codes & Standards Forecast | Commercial | Retail | Existing | Miscellaneous | Natural Gas | Pool Heater | E2 | Condensing (EF .90) | Codes & Standards Forecast | [30 empty] | 0% | 0% | bar: 2019 to 2048
Commercial_Retail_Existing_Miscellaneous_Natural Gas_Pool Heater_E3_Codes & Standards Forecast | Commercial | Retail | Existing | Miscellaneous | Natural Gas | Pool Heater | E3 |  | Codes & Standards Forecast | [30 empty] | 0% | 0% | bar: 2019 to 2048
Commercial_Retail_Existing_Miscellaneous_Natural Gas_Pool Heater_E4_Codes & Standards Forecast | Commercial | Retail | Existing | Miscellaneous | Natural Gas | Pool Heater | E4 |  | Codes & Standards Forecast | [30 empty] | 0% | 0% | bar: 2019 to 2048
Commercial_Retail_Existing_Miscellaneous_Natural Gas_Pool Heater_E5_Codes & Standards Forecast | Commercial | Retail | Existing | Miscellaneous | Natural Gas | Pool Heater | E5 |  | Codes & Standards Forecast | [30 empty] | 0% | 0% | bar: 2019 to 2048
Commercial_Retail_Existing_Miscellaneous_Natural Gas_Pool Heater_E6_Codes & Standards Forecast | Commercial | Retail | Existing | Miscellaneous | Natural Gas | Pool Heater | E6 |  | Codes & Standards Forecast | [30 empty] | 0% | 0% | bar: 2019 to 2048
Commercial_Retail_Existing_Miscellaneous_Natural Gas_Pool Heater_E7_Codes & Standards Forecast | Commercial | Retail | Existing | Miscellaneous | Natural Gas | Pool Heater | E7 |  | Codes & Standards Forecast | [30 empty] | 0% | 0% | bar: 2019 to 2048
Commercial_Retail_Existing_Miscellaneous_Natural Gas_Pool Heater_E8_Codes & Standards Forecast | Commercial | Retail | Existing | Miscellaneous | Natural Gas | Pool Heater | E8 |  | Codes & Standards Forecast | [30 empty] | 0% | 0% | bar: 2019 to 2048
Commercial_Retail_Existing_Miscellaneous_Natural Gas_Pool Heater_E9_Codes & Standards Forecast | Commercial | Retail | Existing | Miscellaneous | Natural Gas | Pool Heater | E9 |  | Codes & Standards Forecast | [30 empty] | 0% | 0% | bar: 2019 to 2048
Commercial_Retail_Existing_Miscellaneous_Natural Gas_Pool Heater_E10_Codes & Standards Forecast | Commercial | Retail | Existing | Miscellaneous | Natural Gas | Pool Heater | E10 |  | Codes & Standards Forecast | [30 empty] | 0% | 0% | bar: 2019 to 2048
Commercial_Retail_Existing_Miscellaneous_Natural Gas_Miscellaneous_E1_Codes & Standards Forecast | Commercial | Retail | Existing | Miscellaneous | Natural Gas | Miscellaneous | E1 | Miscellaneous | Codes & Standards Forecast | 100% | 100% | 100% | 100% | 100% | 100% | 100% | 100% | 100% | 100% | 100% | 100% | 100% | 100% | 100% | 100% | 100% | 100% | 100% | 100% | 100% | 100% | 100% | 100% | 100% | 100% | 100% | 100% | 100% | 100% | 100% | 100%
Commercial_Retail_Existing_Miscellaneous_Natural Gas_Miscellaneous_E2_Codes & Standards Forecast | Commercial | Retail | Existing | Miscellaneous | Natural Gas | Miscellaneous | E2 |  | Codes & Standards Forecast | [30 empty] | 0% | 0% | bar: 2019 to 2048
Commercial_Retail_Existing_Miscellaneous_Natural Gas_Miscellaneous_E3_Codes & Standards Forecast | Commercial | Retail | Existing | Miscellaneous | Natural Gas | Miscellaneous | E3 |  | Codes & Standards Forecast | [30 empty] | 0% | 0% | bar: 2019 to 2048
Commercial_Retail_Existing_Miscellaneous_Natural Gas_Miscellaneous_E4_Codes & Standards Forecast | Commercial | Retail | Existing | Miscellaneous | Natural Gas | Miscellaneous | E4 |  | Codes & Standards Forecast | [30 empty] | 0% | 0% | bar: 2019 to 2048
Commercial_Retail_Existing_Miscellaneous_Natural Gas_Miscellaneous_E5_Codes & Standards Forecast | Commercial | Retail | Existing | Miscellaneous | Natural Gas | Miscellaneous | E5 |  | Codes & Standards Forecast | [30 empty] | 0% | 0% | bar: 2019 to 2048
Commercial_Retail_Existing_Miscellaneous_Natural Gas_Miscellaneous_E6_Codes & Standards Forecast | Commercial | Retail | Existing | Miscellaneous | Natural Gas | Miscellaneous | E6 |  | Codes & Standards Forecast | [30 empty] | 0% | 0% | bar: 2019 to 2048
Commercial_Retail_Existing_Miscellaneous_Natural Gas_Miscellaneous_E7_Codes & Standards Forecast | Commercial | Retail | Existing | Miscellaneous | Natural Gas | Miscellaneous | E7 |  | Codes & Standards Forecast | [30 empty] | 0% | 0% | bar: 2019 to 2048
Commercial_Retail_Existing_Miscellaneous_Natural Gas_Miscellaneous_E8_Codes & Standards Forecast | Commercial | Retail | Existing | Miscellaneous | Natural Gas | Miscellaneous | E8 |  | Codes & Standards Forecast | [30 empty] | 0% | 0% | bar: 2019 to 2048
Commercial_Retail_Existing_Miscellaneous_Natural Gas_Miscellaneous_E9_Codes & Standards Forecast | Commercial | Retail | Existing | Miscellaneous | Natural Gas | Miscellaneous | E9 |  | Codes & Standards Forecast | [30 empty] | 0% | 0% | bar: 2019 to 2048
Commercial_Retail_Existing_Miscellaneous_Natural Gas_Miscellaneous_E10_Codes & Standards Forecast | Commercial | Retail | Existing | Miscellaneous | Natural Gas | Miscellaneous | E10 |  | Codes & Standards Forecast | [30 empty] | 0% | 0% | bar: 2019 to 2048
Commercial_Retail_New_Space Heating_Natural Gas_Furnace_E1_Codes & Standards Forecast | Commercial | Retail | New | Space Heating | Natural Gas | Furnace | E1 | AFUE 80% (Standard) | Codes & Standards Forecast | 100% | 100% | 100% | 100% | 100% | 0% | 0% | 0% | 0% | 0% | 0% | 0% | 0% | 0% | 0% | 0% | 0% | 0% | 0% | 0% | 0% | 0% | 0% | 0% | 0% | 0% | 0% | 0% | 0% | 0% | 0% | 0%
Commercial_Retail_New_Space Heating_Natural Gas_Furnace_E2_Codes & Standards Forecast | Commercial | Retail | New | Space Heating | Natural Gas | Furnace | E2 | AFUE 90% | Codes & Standards Forecast | [30 empty] | 0% | 0% | bar: 2019 to 2048
Commercial_Retail_New_Space Heating_Natural Gas_Furnace_E3_Codes & Standards Forecast | Commercial | Retail | New | Space Heating | Natural Gas | Furnace | E3 | AFUE 96% | Codes & Standards Forecast | 0% | 0% | 0% | 0% | 0% | 100% | 100% | 100% | 100% | 100% | 100% | 100% | 100% | 100% | 100% | 100% | 100% | 100% | 100% | 100% | 100% | 100% | 100% | 100% | 100% | 100% | 100% | 100% | 100% | 100% | 100% | 100%
Commercial_Retail_New_Space Heating_Natural Gas_Furnace_E4_Codes & Standards Forecast | Commercial | Retail | New | Space Heating | Natural Gas | Furnace | E4 |  | Codes & Standards Forecast | [30 empty] | 0% | 0% | bar: 2019 to 2048
Commercial_Retail_New_Space Heating_Natural Gas_Furnace_E5_Codes & Standards Forecast | Commercial | Retail | New | Space Heating | Natural Gas | Furnace | E5 |  | Codes & Standards Forecast | [30 empty] | 0% | 0% | bar: 2019 to 2048
Commercial_Retail_New_Space Heating_Natural Gas_Furnace_E6_Codes & Standards Forecast | Commercial | Retail | New | Space Heating | Natural Gas | Furnace | E6 |  | Codes & Standards Forecast | [30 empty] | 0% | 0% | bar: 2019 to 2048
Commercial_Retail_New_Space Heating_Natural Gas_Furnace_E7_Codes & Standards Forecast | Commercial | Retail | New | Space Heating | Natural Gas | Furnace | E7 |  | Codes & Standards Forecast | [30 empty] | 0% | 0% | bar: 2019 to 2048
Commercial_Retail_New_Space Heating_Natural Gas_Furnace_E8_Codes & Standards Forecast | Commercial | Retail | New | Space Heating | Natural Gas | Furnace | E8 |  | Codes & Standards Forecast | [30 empty] | 0% | 0% | bar: 2019 to 2048
Commercial_Retail_New_Space Heating_Natural Gas_Furnace_E9_Codes & Standards Forecast | Commercial | Retail | New | Space Heating | Natural Gas | Furnace | E9 |  | Codes & Standards Forecast | [30 empty] | 0% | 0% | bar: 2019 to 2048
Commercial_Retail_New_Space Heating_Natural Gas_Furnace_E10_Codes & Standards Forecast | Commercial | Retail | New | Space Heating | Natural Gas | Furnace | E10 |  | Codes & Standards Forecast | [30 empty] | 0% | 0% | bar: 2019 to 2048
Commercial_Retail_New_Space Heating_Natural Gas_Boiler_E1_Codes & Standards Forecast | Commercial | Retail | New | Space Heating | Natural Gas | Boiler | E1 | AFUE 80% (Standard) | Codes & Standards Forecast | 100% | 100% | 100% | 100% | 100% | 0% | 0% | 0% | 0% | 0% | 0% | 0% | 0% | 0% | 0% | 0% | 0% | 0% | 0% | 0% | 0% | 0% | 0% | 0% | 0% | 0% | 0% | 0% | 0% | 0% | 0% | 0%
Commercial_Retail_New_Space Heating_Natural Gas_Boiler_E2_Codes & Standards Forecast | Commercial | Retail | New | Space Heating | Natural Gas | Boiler | E2 | AFUE 85% | Codes & Standards Forecast | [30 empty] | 0% | 0% | bar: 2019 to 2048
Commercial_Retail_New_Space Heating_Natural Gas_Boiler_E3_Codes & Standards Forecast | Commercial | Retail | New | Space Heating | Natural Gas | Boiler | E3 | AFUE 97% | Codes & Standards Forecast | 0% | 0% | 0% | 0% | 0% | 100% | 100% | 100% | 100% | 100% | 100% | 100% | 100% | 100% | 100% | 100% | 100% | 100% | 100% | 100% | 100% | 100% | 100% | 100% | 100% | 100% | 100% | 100% | 100% | 100% | 100% | 100%
Commercial_Retail_New_Space Heating_Natural Gas_Boiler_E4_Codes & Standards Forecast | Commercial | Retail | New | Space Heating | Natural Gas | Boiler | E4 | Convert to NG Air Source Heat Pump | Codes & Standards Forecast | [30 empty] | 0% | 0% | bar: 2019 to 2048
Commercial_Retail_New_Space Heating_Natural Gas_Boiler_E5_Codes & Standards Forecast | Commercial | Retail | New | Space Heating | Natural Gas | Boiler | E5 |  | Codes & Standards Forecast | [30 empty] | 0% | 0% | bar: 2019 to 2048
Commercial_Retail_New_Space Heating_Natural Gas_Boiler_E6_Codes & Standards Forecast | Commercial | Retail | New | Space Heating | Natural Gas | Boiler | E6 |  | Codes & Standards Forecast | [30 empty] | 0% | 0% | bar: 2019 to 2048
Commercial_Retail_New_Space Heating_Natural Gas_Boiler_E7_Codes & Standards Forecast | Commercial | Retail | New | Space Heating | Natural Gas | Boiler | E7 |  | Codes & Standards Forecast | [30 empty] | 0% | 0% | bar: 2019 to 2048
Commercial_Retail_New_Space Heating_Natural Gas_Boiler_E8_Codes & Standards Forecast | Commercial | Retail | New | Space Heating | Natural Gas | Boiler | E8 |  | Codes & Standards Forecast | [30 empty] | 0% | 0% | bar: 2019 to 2048
Commercial_Retail_New_Space Heating_Natural Gas_Boiler_E9_Codes & Standards Forecast | Commercial | Retail | New | Space Heating | Natural Gas | Boiler | E9 |  | Codes & Standards Forecast | [30 empty] | 0% | 0% | bar: 2019 to 2048
Commercial_Retail_New_Space Heating_Natural Gas_Boiler_E10_Codes & Standards Forecast | Commercial | Retail | New | Space Heating | Natural Gas | Boiler | E10 |  | Codes & Standards Forecast | [30 empty] | 0% | 0% | bar: 2019 to 2048
Commercial_Retail_New_Space Heating_Natural Gas_Unit Heater_E1_Codes & Standards Forecast | Commercial | Retail | New | Space Heating | Natural Gas | Unit Heater | E1 | Standard | Codes & Standards Forecast | 100% | 100% | 100% | 100% | 100% | 0% | 0% | 0% | 0% | 0% | 0% | 0% | 0% | 0% | 0% | 0% | 0% | 0% | 0% | 0% | 0% | 0% | 0% | 0% | 0% | 0% | 0% | 0% | 0% | 0% | 0% | 0%
Commercial_Retail_New_Space Heating_Natural Gas_Unit Heater_E2_Codes & Standards Forecast | Commercial | Retail | New | Space Heating | Natural Gas | Unit Heater | E2 | Condensing | Codes & Standards Forecast | 0% | 0% | 0% | 0% | 0% | 100% | 100% | 100% | 100% | 100% | 100% | 100% | 100% | 100% | 100% | 100% | 100% | 100% | 100% | 100% | 100% | 100% | 100% | 100% | 100% | 100% | 100% | 100% | 100% | 100% | 100% | 100%
Commercial_Retail_New_Space Heating_Natural Gas_Unit Heater_E3_Codes & Standards Forecast | Commercial | Retail | New | Space Heating | Natural Gas | Unit Heater | E3 | Infrared Radiant | Codes & Standards Forecast | [30 empty] | 0% | 0% | bar: 2019 to 2048
Commercial_Retail_New_Space Heating_Natural Gas_Unit Heater_E4_Codes & Standards Forecast | Commercial | Retail | New | Space Heating | Natural Gas | Unit Heater | E4 |  | Codes & Standards Forecast | [30 empty] | 0% | 0% | bar: 2019 to 2048
Commercial_Retail_New_Space Heating_Natural Gas_Unit Heater_E5_Codes & Standards Forecast | Commercial | Retail | New | Space Heating | Natural Gas | Unit Heater | E5 |  | Codes & Standards Forecast | [30 empty] | 0% | 0% | bar: 2019 to 2048
Commercial_Retail_New_Space Heating_Natural Gas_Unit Heater_E6_Codes & Standards Forecast | Commercial | Retail | New | Space Heating | Natural Gas | Unit Heater | E6 |  | Codes & Standards Forecast | [30 empty] | 0% | 0% | bar: 2019 to 2048
Commercial_Retail_New_Space Heating_Natural Gas_Unit Heater_E7_Codes & Standards Forecast | Commercial | Retail | New | Space Heating | Natural Gas | Unit Heater | E7 |  | Codes & Standards Forecast | [30 empty] | 0% | 0% | bar: 2019 to 2048
Commercial_Retail_New_Space Heating_Natural Gas_Unit Heater_E8_Codes & Standards Forecast | Commercial | Retail | New | Space Heating | Natural Gas | Unit Heater | E8 |  | Codes & Standards Forecast | [30 empty] | 0% | 0% | bar: 2019 to 2048
Commercial_Retail_New_Space Heating_Natural Gas_Unit Heater_E9_Codes & Standards Forecast | Commercial | Retail | New | Space Heating | Natural Gas | Unit Heater | E9 |  | Codes & Standards Forecast | [30 empty] | 0% | 0% | bar: 2019 to 2048
Commercial_Retail_New_Space Heating_Natural Gas_Unit Heater_E10_Codes & Standards Forecast | Commercial | Retail | New | Space Heating | Natural Gas | Unit Heater | E10 |  | Codes & Standards Forecast | [30 empty] | 0% | 0% | bar: 2019 to 2048
Commercial_Retail_New_Water Heating_Natural Gas_Water Heater_E1_Codes & Standards Forecast | Commercial | Retail | New | Water Heating | Natural Gas | Water Heater | E1 | TE 80% | Codes & Standards Forecast | 100% | 100% | 100% | 100% | 100% | 100% | 100% | 100% | 100% | 100% | 100% | 100% | 100% | 100% | 100% | 100% | 100% | 100% | 100% | 100% | 100% | 100% | 100% | 100% | 100% | 100% | 100% | 100% | 100% | 100% | 100% | 100%
Commercial_Retail_New_Water Heating_Natural Gas_Water Heater_E2_Codes & Standards Forecast | Commercial | Retail | New | Water Heating | Natural Gas | Water Heater | E2 | TE 81% | Codes & Standards Forecast | [30 empty] | 0% | 0% | bar: 2019 to 2048
Commercial_Retail_New_Water Heating_Natural Gas_Water Heater_E3_Codes & Standards Forecast | Commercial | Retail | New | Water Heating | Natural Gas | Water Heater | E3 | TE 88% | Codes & Standards Forecast | [30 empty] | 0% | 0% | bar: 2019 to 2048
Commercial_Retail_New_Water Heating_Natural Gas_Water Heater_E4_Codes & Standards Forecast | Commercial | Retail | New | Water Heating | Natural Gas | Water Heater | E4 | TE 94% | Codes & Standards Forecast | [30 empty] | 0% | 0% | bar: 2019 to 2048
Commercial_Retail_New_Water Heating_Natural Gas_Water Heater_E5_Codes & Standards Forecast | Commercial | Retail | New | Water Heating | Natural Gas | Water Heater | E5 | TE 96% | Codes & Standards Forecast | [30 empty] | 0% | 0% | bar: 2019 to 2048
Commercial_Retail_New_Water Heating_Natural Gas_Water Heater_E6_Codes & Standards Forecast | Commercial | Retail | New | Water Heating | Natural Gas | Water Heater | E6 | Tankless | Codes & Standards Forecast | [30 empty] | 0% | 0% | bar: 2019 to 2048
Commercial_Retail_New_Water Heating_Natural Gas_Water Heater_E7_Codes & Standards Forecast | Commercial | Retail | New | Water Heating | Natural Gas | Water Heater | E7 | Gas-Fired Absorption HPWH | Codes & Standards Forecast | [30 empty] | 0% | 0% | bar: 2019 to 2048
Commercial_Retail_New_Water Heating_Natural Gas_Water Heater_E8_Codes & Standards Forecast | Commercial | Retail | New | Water Heating | Natural Gas | Water Heater | E8 |  | Codes & Standards Forecast | [30 empty] | 0% | 0% | bar: 2019 to 2048
Commercial_Retail_New_Water Heating_Natural Gas_Water Heater_E9_Codes & Standards Forecast | Commercial | Retail | New | Water Heating | Natural Gas | Water Heater | E9 |  | Codes & Standards Forecast | [30 empty] | 0% | 0% | bar: 2019 to 2048
Commercial_Retail_New_Water Heating_Natural Gas_Water Heater_E10_Codes & Standards Forecast | Commercial | Retail | New | Water Heating | Natural Gas | Water Heater | E10 |  | Codes & Standards Forecast | [30 empty] | 0% | 0% | bar: 2019 to 2048
Commercial_Retail_New_Food Preparation_Natural Gas_Oven_E1_Codes & Standards Forecast | Commercial | Retail | New | Food Preparation | Natural Gas | Oven | E1 | Standard | Codes & Standards Forecast | 100% | 100% | 100% | 100% | 100% | 100% | 100% | 100% | 100% | 100% | 100% | 100% | 100% | 100% | 100% | 100% | 100% | 100% | 100% | 100% | 100% | 100% | 100% | 100% | 100% | 100% | 100% | 100% | 100% | 100% | 100% | 100%
Commercial_Retail_New_Food Preparation_Natural Gas_Oven_E2_Codes & Standards Forecast | Commercial | Retail | New | Food Preparation | Natural Gas | Oven | E2 | ENERGY STAR (>44% Baking Efficiency) | Codes & Standards Forecast | [30 empty] | 0% | 0% | bar: 2019 to 2048
Commercial_Retail_New_Food Preparation_Natural Gas_Oven_E3_Codes & Standards Forecast | Commercial | Retail | New | Food Preparation | Natural Gas | Oven | E3 |  | Codes & Standards Forecast | [30 empty] | 0% | 0% | bar: 2019 to 2048
Commercial_Retail_New_Food Preparation_Natural Gas_Oven_E4_Codes & Standards Forecast | Commercial | Retail | New | Food Preparation | Natural Gas | Oven | E4 |  | Codes & Standards Forecast | [30 empty] | 0% | 0% | bar: 2019 to 2048
Commercial_Retail_New_Food Preparation_Natural Gas_Oven_E5_Codes & Standards Forecast | Commercial | Retail | New | Food Preparation | Natural Gas | Oven | E5 |  | Codes & Standards Forecast | [30 empty] | 0% | 0% | bar: 2019 to 2048
Commercial_Retail_New_Food Preparation_Natural Gas_Oven_E6_Codes & Standards Forecast | Commercial | Retail | New | Food Preparation | Natural Gas | Oven | E6 |  | Codes & Standards Forecast | [30 empty] | 0% | 0% | bar: 2019 to 2048
Commercial_Retail_New_Food Preparation_Natural Gas_Oven_E7_Codes & Standards Forecast | Commercial | Retail | New | Food Preparation | Natural Gas | Oven | E7 |  | Codes & Standards Forecast | [30 empty] | 0% | 0% | bar: 2019 to 2048
Commercial_Retail_New_Food Preparation_Natural Gas_Oven_E8_Codes & Standards Forecast | Commercial | Retail | New | Food Preparation | Natural Gas | Oven | E8 |  | Codes & Standards Forecast | [30 empty] | 0% | 0% | bar: 2019 to 2048
Commercial_Retail_New_Food Preparation_Natural Gas_Oven_E9_Codes & Standards Forecast | Commercial | Retail | New | Food Preparation | Natural Gas | Oven | E9 |  | Codes & Standards Forecast | [30 empty] | 0% | 0% | bar: 2019 to 2048
Commercial_Retail_New_Food Preparation_Natural Gas_Oven_E10_Codes & Standards Forecast | Commercial | Retail | New | Food Preparation | Natural Gas | Oven | E10 |  | Codes & Standards Forecast | [30 empty] | 0% | 0% | bar: 2019 to 2048
Commercial_Retail_New_Food Preparation_Natural Gas_Conveyor Oven_E1_Codes & Standards Forecast | Commercial | Retail | New | Food Preparation | Natural Gas | Conveyor Oven | E1 | Standard | Codes & Standards Forecast | 100% | 100% | 100% | 100% | 100% | 100% | 100% | 100% | 100% | 100% | 100% | 100% | 100% | 100% | 100% | 100% | 100% | 100% | 100% | 100% | 100% | 100% | 100% | 100% | 100% | 100% | 100% | 100% | 100% | 100% | 100% | 100%
Commercial_Retail_New_Food Preparation_Natural Gas_Conveyor Oven_E2_Codes & Standards Forecast | Commercial | Retail | New | Food Preparation | Natural Gas | Conveyor Oven | E2 | Efficient (>44% Baking Efficiency) | Codes & Standards Forecast | [30 empty] | 0% | 0% | bar: 2019 to 2048
Commercial_Retail_New_Food Preparation_Natural Gas_Conveyor Oven_E3_Codes & Standards Forecast | Commercial | Retail | New | Food Preparation | Natural Gas | Conveyor Oven | E3 |  | Codes & Standards Forecast | [30 empty] | 0% | 0% | bar: 2019 to 2048
Commercial_Retail_New_Food Preparation_Natural Gas_Conveyor Oven_E4_Codes & Standards Forecast | Commercial | Retail | New | Food Preparation | Natural Gas | Conveyor Oven | E4 |  | Codes & Standards Forecast | [30 empty] | 0% | 0% | bar: 2019 to 2048
Commercial_Retail_New_Food Preparation_Natural Gas_Conveyor Oven_E5_Codes & Standards Forecast | Commercial | Retail | New | Food Preparation | Natural Gas | Conveyor Oven | E5 |  | Codes & Standards Forecast | [30 empty] | 0% | 0% | bar: 2019 to 2048
Commercial_Retail_New_Food Preparation_Natural Gas_Conveyor Oven_E6_Codes & Standards Forecast | Commercial | Retail | New | Food Preparation | Natural Gas | Conveyor Oven | E6 |  | Codes & Standards Forecast | [30 empty] | 0% | 0% | bar: 2019 to 2048
Commercial_Retail_New_Food Preparation_Natural Gas_Conveyor Oven_E7_Codes & Standards Forecast | Commercial | Retail | New | Food Preparation | Natural Gas | Conveyor Oven | E7 |  | Codes & Standards Forecast | [30 empty] | 0% | 0% | bar: 2019 to 2048
Commercial_Retail_New_Food Preparation_Natural Gas_Conveyor Oven_E8_Codes & Standards Forecast | Commercial | Retail | New | Food Preparation | Natural Gas | Conveyor Oven | E8 |  | Codes & Standards Forecast | [30 empty] | 0% | 0% | bar: 2019 to 2048
Commercial_Retail_New_Food Preparation_Natural Gas_Conveyor Oven_E9_Codes & Standards Forecast | Commercial | Retail | New | Food Preparation | Natural Gas | Conveyor Oven | E9 |  | Codes & Standards Forecast | [30 empty] | 0% | 0% | bar: 2019 to 2048
Commercial_Retail_New_Food Preparation_Natural Gas_Conveyor Oven_E10_Codes & Standards Forecast | Commercial | Retail | New | Food Preparation | Natural Gas | Conveyor Oven | E10 |  | Codes & Standards Forecast | [30 empty] | 0% | 0% | bar: 2019 to 2048
Commercial_Retail_New_Food Preparation_Natural Gas_Double Rack Oven_E1_Codes & Standards Forecast | Commercial | Retail | New | Food Preparation | Natural Gas | Double Rack Oven | E1 | Standard | Codes & Standards Forecast | 100% | 100% | 100% | 100% | 100% | 100% | 100% | 100% | 100% | 100% | 100% | 100% | 100% | 100% | 100% | 100% | 100% | 100% | 100% | 100% | 100% | 100% | 100% | 100% | 100% | 100% | 100% | 100% | 100% | 100% | 100% | 100%
Commercial_Retail_New_Food Preparation_Natural Gas_Double Rack Oven_E2_Codes & Standards Forecast | Commercial | Retail | New | Food Preparation | Natural Gas | Double Rack Oven | E2 | FTSC Qualified (>50% Cooking Efficiency) | Codes & Standards Forecast | [30 empty] | 0% | 0% | bar: 2019 to 2048
Commercial_Retail_New_Food Preparation_Natural Gas_Double Rack Oven_E3_Codes & Standards Forecast | Commercial | Retail | New | Food Preparation | Natural Gas | Double Rack Oven | E3 |  | Codes & Standards Forecast | [30 empty] | 0% | 0% | bar: 2019 to 2048
Commercial_Retail_New_Food Preparation_Natural Gas_Double Rack Oven_E4_Codes & Standards Forecast | Commercial | Retail | New | Food Preparation | Natural Gas | Double Rack Oven | E4 |  | Codes & Standards Forecast | [30 empty] | 0% | 0% | bar: 2019 to 2048
Commercial_Retail_New_Food Preparation_Natural Gas_Double Rack Oven_E5_Codes & Standards Forecast | Commercial | Retail | New | Food Preparation | Natural Gas | Double Rack Oven | E5 |  | Codes & Standards Forecast | [30 empty] | 0% | 0% | bar: 2019 to 2048
Commercial_Retail_New_Food Preparation_Natural Gas_Double Rack Oven_E6_Codes & Standards Forecast | Commercial | Retail | New | Food Preparation | Natural Gas | Double Rack Oven | E6 |  | Codes & Standards Forecast | [30 empty] | 0% | 0% | bar: 2019 to 2048
Commercial_Retail_New_Food Preparation_Natural Gas_Double Rack Oven_E7_Codes & Standards Forecast | Commercial | Retail | New | Food Preparation | Natural Gas | Double Rack Oven | E7 |  | Codes & Standards Forecast | [30 empty] | 0% | 0% | bar: 2019 to 2048
Commercial_Retail_New_Food Preparation_Natural Gas_Double Rack Oven_E8_Codes & Standards Forecast | Commercial | Retail | New | Food Preparation | Natural Gas | Double Rack Oven | E8 |  | Codes & Standards Forecast | [30 empty] | 0% | 0% | bar: 2019 to 2048
Commercial_Retail_New_Food Preparation_Natural Gas_Double Rack Oven_E9_Codes & Standards Forecast | Commercial | Retail | New | Food Preparation | Natural Gas | Double Rack Oven | E9 |  | Codes & Standards Forecast | [30 empty] | 0% | 0% | bar: 2019 to 2048
Commercial_Retail_New_Food Preparation_Natural Gas_Double Rack Oven_E10_Codes & Standards Forecast | Commercial | Retail | New | Food Preparation | Natural Gas | Double Rack Oven | E10 |  | Codes & Standards Forecast | [30 empty] | 0% | 0% | bar: 2019 to 2048
Commercial_Retail_New_Food Preparation_Natural Gas_Fryer_E1_Codes & Standards Forecast | Commercial | Retail | New | Food Preparation | Natural Gas | Fryer | E1 | Standard | Codes & Standards Forecast | 100% | 100% | 100% | 0% | 0% | 0% | 0% | 0% | 0% | 0% | 0% | 0% | 0% | 0% | 0% | 0% | 0% | 0% | 0% | 0% | 0% | 0% | 0% | 0% | 0% | 0% | 0% | 0% | 0% | 0% | 0% | 0%
Commercial_Retail_New_Food Preparation_Natural Gas_Fryer_E2_Codes & Standards Forecast | Commercial | Retail | New | Food Preparation | Natural Gas | Fryer | E2 | ENERGY STAR | Codes & Standards Forecast | 0% | 0% | 0% | 100% | 100% | 100% | 100% | 100% | 100% | 100% | 100% | 100% | 100% | 100% | 100% | 100% | 100% | 100% | 100% | 100% | 100% | 100% | 100% | 100% | 100% | 100% | 100% | 100% | 100% | 100% | 100% | 100%
Commercial_Retail_New_Food Preparation_Natural Gas_Fryer_E3_Codes & Standards Forecast | Commercial | Retail | New | Food Preparation | Natural Gas | Fryer | E3 |  | Codes & Standards Forecast | [30 empty] | 0% | 0% | bar: 2019 to 2048
Commercial_Retail_New_Food Preparation_Natural Gas_Fryer_E4_Codes & Standards Forecast | Commercial | Retail | New | Food Preparation | Natural Gas | Fryer | E4 |  | Codes & Standards Forecast | [30 empty] | 0% | 0% | bar: 2019 to 2048
Commercial_Retail_New_Food Preparation_Natural Gas_Fryer_E5_Codes & Standards Forecast | Commercial | Retail | New | Food Preparation | Natural Gas | Fryer | E5 |  | Codes & Standards Forecast | [30 empty] | 0% | 0% | bar: 2019 to 2048
Commercial_Retail_New_Food Preparation_Natural Gas_Fryer_E6_Codes & Standards Forecast | Commercial | Retail | New | Food Preparation | Natural Gas | Fryer | E6 |  | Codes & Standards Forecast | [30 empty] | 0% | 0% | bar: 2019 to 2048
Commercial_Retail_New_Food Preparation_Natural Gas_Fryer_E7_Codes & Standards Forecast | Commercial | Retail | New | Food Preparation | Natural Gas | Fryer | E7 |  | Codes & Standards Forecast | [30 empty] | 0% | 0% | bar: 2019 to 2048
Commercial_Retail_New_Food Preparation_Natural Gas_Fryer_E8_Codes & Standards Forecast | Commercial | Retail | New | Food Preparation | Natural Gas | Fryer | E8 |  | Codes & Standards Forecast | [30 empty] | 0% | 0% | bar: 2019 to 2048
Commercial_Retail_New_Food Preparation_Natural Gas_Fryer_E9_Codes & Standards Forecast | Commercial | Retail | New | Food Preparation | Natural Gas | Fryer | E9 |  | Codes & Standards Forecast | [30 empty] | 0% | 0% | bar: 2019 to 2048
Commercial_Retail_New_Food Preparation_Natural Gas_Fryer_E10_Codes & Standards Forecast | Commercial | Retail | New | Food Preparation | Natural Gas | Fryer | E10 |  | Codes & Standards Forecast | [30 empty] | 0% | 0% | bar: 2019 to 2048
Commercial_Retail_New_Food Preparation_Natural Gas_Broiler_E1_Codes & Standards Forecast | Commercial | Retail | New | Food Preparation | Natural Gas | Broiler | E1 | Standard | Codes & Standards Forecast | 100% | 100% | 100% | 100% | 100% | 100% | 100% | 100% | 100% | 100% | 100% | 100% | 100% | 100% | 100% | 100% | 100% | 100% | 100% | 100% | 100% | 100% | 100% | 100% | 100% | 100% | 100% | 100% | 100% | 100% | 100% | 100%
Commercial_Retail_New_Food Preparation_Natural Gas_Broiler_E2_Codes & Standards Forecast | Commercial | Retail | New | Food Preparation | Natural Gas | Broiler | E2 | Infrared Burners | Codes & Standards Forecast | [30 empty] | 0% | 0% | bar: 2019 to 2048
Commercial_Retail_New_Food Preparation_Natural Gas_Broiler_E3_Codes & Standards Forecast | Commercial | Retail | New | Food Preparation | Natural Gas | Broiler | E3 |  | Codes & Standards Forecast | [30 empty] | 0% | 0% | bar: 2019 to 2048
Commercial_Retail_New_Food Preparation_Natural Gas_Broiler_E4_Codes & Standards Forecast | Commercial | Retail | New | Food Preparation | Natural Gas | Broiler | E4 |  | Codes & Standards Forecast | [30 empty] | 0% | 0% | bar: 2019 to 2048
Commercial_Retail_New_Food Preparation_Natural Gas_Broiler_E5_Codes & Standards Forecast | Commercial | Retail | New | Food Preparation | Natural Gas | Broiler | E5 |  | Codes & Standards Forecast | [30 empty] | 0% | 0% | bar: 2019 to 2048
Commercial_Retail_New_Food Preparation_Natural Gas_Broiler_E6_Codes & Standards Forecast | Commercial | Retail | New | Food Preparation | Natural Gas | Broiler | E6 |  | Codes & Standards Forecast | [30 empty] | 0% | 0% | bar: 2019 to 2048
Commercial_Retail_New_Food Preparation_Natural Gas_Broiler_E7_Codes & Standards Forecast | Commercial | Retail | New | Food Preparation | Natural Gas | Broiler | E7 |  | Codes & Standards Forecast | [30 empty] | 0% | 0% | bar: 2019 to 2048
Commercial_Retail_New_Food Preparation_Natural Gas_Broiler_E8_Codes & Standards Forecast | Commercial | Retail | New | Food Preparation | Natural Gas | Broiler | E8 |  | Codes & Standards Forecast | [30 empty] | 0% | 0% | bar: 2019 to 2048
Commercial_Retail_New_Food Preparation_Natural Gas_Broiler_E9_Codes & Standards Forecast | Commercial | Retail | New | Food Preparation | Natural Gas | Broiler | E9 |  | Codes & Standards Forecast | [30 empty] | 0% | 0% | bar: 2019 to 2048
Commercial_Retail_New_Food Preparation_Natural Gas_Broiler_E10_Codes & Standards Forecast | Commercial | Retail | New | Food Preparation | Natural Gas | Broiler | E10 |  | Codes & Standards Forecast | [30 empty] | 0% | 0% | bar: 2019 to 2048
Commercial_Retail_New_Food Preparation_Natural Gas_Griddle_E1_Codes & Standards Forecast | Commercial | Retail | New | Food Preparation | Natural Gas | Griddle | E1 | Standard | Codes & Standards Forecast | 100% | 100% | 100% | 100% | 100% | 100% | 100% | 100% | 100% | 100% | 100% | 100% | 100% | 100% | 100% | 100% | 100% | 100% | 100% | 100% | 100% | 100% | 100% | 100% | 100% | 100% | 100% | 100% | 100% | 100% | 100% | 100%
Commercial_Retail_New_Food Preparation_Natural Gas_Griddle_E2_Codes & Standards Forecast | Commercial | Retail | New | Food Preparation | Natural Gas | Griddle | E2 | ENERGY STAR | Codes & Standards Forecast | [30 empty] | 0% | 0% | bar: 2019 to 2048
Commercial_Retail_New_Food Preparation_Natural Gas_Griddle_E3_Codes & Standards Forecast | Commercial | Retail | New | Food Preparation | Natural Gas | Griddle | E3 |  | Codes & Standards Forecast | [30 empty] | 0% | 0% | bar: 2019 to 2048
Commercial_Retail_New_Food Preparation_Natural Gas_Griddle_E4_Codes & Standards Forecast | Commercial | Retail | New | Food Preparation | Natural Gas | Griddle | E4 |  | Codes & Standards Forecast | [30 empty] | 0% | 0% | bar: 2019 to 2048
Commercial_Retail_New_Food Preparation_Natural Gas_Griddle_E5_Codes & Standards Forecast | Commercial | Retail | New | Food Preparation | Natural Gas | Griddle | E5 |  | Codes & Standards Forecast | [30 empty] | 0% | 0% | bar: 2019 to 2048
Commercial_Retail_New_Food Preparation_Natural Gas_Griddle_E6_Codes & Standards Forecast | Commercial | Retail | New | Food Preparation | Natural Gas | Griddle | E6 |  | Codes & Standards Forecast | [30 empty] | 0% | 0% | bar: 2019 to 2048
Commercial_Retail_New_Food Preparation_Natural Gas_Griddle_E7_Codes & Standards Forecast | Commercial | Retail | New | Food Preparation | Natural Gas | Griddle | E7 |  | Codes & Standards Forecast | [30 empty] | 0% | 0% | bar: 2019 to 2048
Commercial_Retail_New_Food Preparation_Natural Gas_Griddle_E8_Codes & Standards Forecast | Commercial | Retail | New | Food Preparation | Natural Gas | Griddle | E8 |  | Codes & Standards Forecast | [30 empty] | 0% | 0% | bar: 2019 to 2048
Commercial_Retail_New_Food Preparation_Natural Gas_Griddle_E9_Codes & Standards Forecast | Commercial | Retail | New | Food Preparation | Natural Gas | Griddle | E9 |  | Codes & Standards Forecast | [30 empty] | 0% | 0% | bar: 2019 to 2048
Commercial_Retail_New_Food Preparation_Natural Gas_Griddle_E10_Codes & Standards Forecast | Commercial | Retail | New | Food Preparation | Natural Gas | Griddle | E10 |  | Codes & Standards Forecast | [30 empty] | 0% | 0% | bar: 2019 to 2048
Commercial_Retail_New_Food Preparation_Natural Gas_Range_E1_Codes & Standards Forecast | Commercial | Retail | New | Food Preparation | Natural Gas | Range | E1 | Standard | Codes & Standards Forecast | 100% | 100% | 100% | 100% | 100% | 100% | 100% | 100% | 100% | 100% | 100% | 100% | 100% | 100% | 100% | 100% | 100% | 100% | 100% | 100% | 100% | 100% | 100% | 100% | 100% | 100% | 100% | 100% | 100% | 100% | 100% | 100%
Commercial_Retail_New_Food Preparation_Natural Gas_Range_E2_Codes & Standards Forecast | Commercial | Retail | New | Food Preparation | Natural Gas | Range | E2 | High Efficiency | Codes & Standards Forecast | [30 empty] | 0% | 0% | bar: 2019 to 2048
Commercial_Retail_New_Food Preparation_Natural Gas_Range_E3_Codes & Standards Forecast | Commercial | Retail | New | Food Preparation | Natural Gas | Range | E3 |  | Codes & Standards Forecast | [30 empty] | 0% | 0% | bar: 2019 to 2048
Commercial_Retail_New_Food Preparation_Natural Gas_Range_E4_Codes & Standards Forecast | Commercial | Retail | New | Food Preparation | Natural Gas | Range | E4 |  | Codes & Standards Forecast | [30 empty] | 0% | 0% | bar: 2019 to 2048
Commercial_Retail_New_Food Preparation_Natural Gas_Range_E5_Codes & Standards Forecast | Commercial | Retail | New | Food Preparation | Natural Gas | Range | E5 |  | Codes & Standards Forecast | [30 empty] | 0% | 0% | bar: 2019 to 2048
Commercial_Retail_New_Food Preparation_Natural Gas_Range_E6_Codes & Standards Forecast | Commercial | Retail | New | Food Preparation | Natural Gas | Range | E6 |  | Codes & Standards Forecast | [30 empty] | 0% | 0% | bar: 2019 to 2048
Commercial_Retail_New_Food Preparation_Natural Gas_Range_E7_Codes & Standards Forecast | Commercial | Retail | New | Food Preparation | Natural Gas | Range | E7 |  | Codes & Standards Forecast | [30 empty] | 0% | 0% | bar: 2019 to 2048
Commercial_Retail_New_Food Preparation_Natural Gas_Range_E8_Codes & Standards Forecast | Commercial | Retail | New | Food Preparation | Natural Gas | Range | E8 |  | Codes & Standards Forecast | [30 empty] | 0% | 0% | bar: 2019 to 2048
Commercial_Retail_New_Food Preparation_Natural Gas_Range_E9_Codes & Standards Forecast | Commercial | Retail | New | Food Preparation | Natural Gas | Range | E9 |  | Codes & Standards Forecast | [30 empty] | 0% | 0% | bar: 2019 to 2048
Commercial_Retail_New_Food Preparation_Natural Gas_Range_E10_Codes & Standards Forecast | Commercial | Retail | New | Food Preparation | Natural Gas | Range | E10 |  | Codes & Standards Forecast | [30 empty] | 0% | 0% | bar: 2019 to 2048
Commercial_Retail_New_Food Preparation_Natural Gas_Steamer_E1_Codes & Standards Forecast | Commercial | Retail | New | Food Preparation | Natural Gas | Steamer | E1 | Standard | Codes & Standards Forecast | 100% | 100% | 100% | 0% | 0% | 0% | 0% | 0% | 0% | 0% | 0% | 0% | 0% | 0% | 0% | 0% | 0% | 0% | 0% | 0% | 0% | 0% | 0% | 0% | 0% | 0% | 0% | 0% | 0% | 0% | 0% | 0%
Commercial_Retail_New_Food Preparation_Natural Gas_Steamer_E2_Codes & Standards Forecast | Commercial | Retail | New | Food Preparation | Natural Gas | Steamer | E2 | ENERGY STAR | Codes & Standards Forecast | 0% | 0% | 0% | 100% | 100% | 100% | 100% | 100% | 100% | 100% | 100% | 100% | 100% | 100% | 100% | 100% | 100% | 100% | 100% | 100% | 100% | 100% | 100% | 100% | 100% | 100% | 100% | 100% | 100% | 100% | 100% | 100%
Commercial_Retail_New_Food Preparation_Natural Gas_Steamer_E3_Codes & Standards Forecast | Commercial | Retail | New | Food Preparation | Natural Gas | Steamer | E3 |  | Codes & Standards Forecast | [30 empty] | 0% | 0% | bar: 2019 to 2048
Commercial_Retail_New_Food Preparation_Natural Gas_Steamer_E4_Codes & Standards Forecast | Commercial | Retail | New | Food Preparation | Natural Gas | Steamer | E4 |  | Codes & Standards Forecast | [30 empty] | 0% | 0% | bar: 2019 to 2048
Commercial_Retail_New_Food Preparation_Natural Gas_Steamer_E5_Codes & Standards Forecast | Commercial | Retail | New | Food Preparation | Natural Gas | Steamer | E5 |  | Codes & Standards Forecast | [30 empty] | 0% | 0% | bar: 2019 to 2048
Commercial_Retail_New_Food Preparation_Natural Gas_Steamer_E6_Codes & Standards Forecast | Commercial | Retail | New | Food Preparation | Natural Gas | Steamer | E6 |  | Codes & Standards Forecast | [30 empty] | 0% | 0% | bar: 2019 to 2048
Commercial_Retail_New_Food Preparation_Natural Gas_Steamer_E7_Codes & Standards Forecast | Commercial | Retail | New | Food Preparation | Natural Gas | Steamer | E7 |  | Codes & Standards Forecast | [30 empty] | 0% | 0% | bar: 2019 to 2048
Commercial_Retail_New_Food Preparation_Natural Gas_Steamer_E8_Codes & Standards Forecast | Commercial | Retail | New | Food Preparation | Natural Gas | Steamer | E8 |  | Codes & Standards Forecast | [30 empty] | 0% | 0% | bar: 2019 to 2048
Commercial_Retail_New_Food Preparation_Natural Gas_Steamer_E9_Codes & Standards Forecast | Commercial | Retail | New | Food Preparation | Natural Gas | Steamer | E9 |  | Codes & Standards Forecast | [30 empty] | 0% | 0% | bar: 2019 to 2048
Commercial_Retail_New_Food Preparation_Natural Gas_Steamer_E10_Codes & Standards Forecast | Commercial | Retail | New | Food Preparation | Natural Gas | Steamer | E10 |  | Codes & Standards Forecast | [30 empty] | 0% | 0% | bar: 2019 to 2048
Commercial_Retail_New_Food Preparation_Natural Gas_Food Prep Other_E1_Codes & Standards Forecast | Commercial | Retail | New | Food Preparation | Natural Gas | Food Prep Other | E1 | Standard | Codes & Standards Forecast | 100% | 100% | 100% | 100% | 100% | 100% | 100% | 100% | 100% | 100% | 100% | 100% | 100% | 100% | 100% | 100% | 100% | 100% | 100% | 100% | 100% | 100% | 100% | 100% | 100% | 100% | 100% | 100% | 100% | 100% | 100% | 100%
Commercial_Retail_New_Food Preparation_Natural Gas_Food Prep Other_E2_Codes & Standards Forecast | Commercial | Retail | New | Food Preparation | Natural Gas | Food Prep Other | E2 | ENERGY STAR | Codes & Standards Forecast | [30 empty] | 0% | 0% | bar: 2019 to 2048
Commercial_Retail_New_Food Preparation_Natural Gas_Food Prep Other_E3_Codes & Standards Forecast | Commercial | Retail | New | Food Preparation | Natural Gas | Food Prep Other | E3 |  | Codes & Standards Forecast | [30 empty] | 0% | 0% | bar: 2019 to 2048
Commercial_Retail_New_Food Preparation_Natural Gas_Food Prep Other_E4_Codes & Standards Forecast | Commercial | Retail | New | Food Preparation | Natural Gas | Food Prep Other | E4 |  | Codes & Standards Forecast | [30 empty] | 0% | 0% | bar: 2019 to 2048
Commercial_Retail_New_Food Preparation_Natural Gas_Food Prep Other_E5_Codes & Standards Forecast | Commercial | Retail | New | Food Preparation | Natural Gas | Food Prep Other | E5 |  | Codes & Standards Forecast | [30 empty] | 0% | 0% | bar: 2019 to 2048
Commercial_Retail_New_Food Preparation_Natural Gas_Food Prep Other_E6_Codes & Standards Forecast | Commercial | Retail | New | Food Preparation | Natural Gas | Food Prep Other | E6 |  | Codes & Standards Forecast | [30 empty] | 0% | 0% | bar: 2019 to 2048
Commercial_Retail_New_Food Preparation_Natural Gas_Food Prep Other_E7_Codes & Standards Forecast | Commercial | Retail | New | Food Preparation | Natural Gas | Food Prep Other | E7 |  | Codes & Standards Forecast | [30 empty] | 0% | 0% | bar: 2019 to 2048
Commercial_Retail_New_Food Preparation_Natural Gas_Food Prep Other_E8_Codes & Standards Forecast | Commercial | Retail | New | Food Preparation | Natural Gas | Food Prep Other | E8 |  | Codes & Standards Forecast | [30 empty] | 0% | 0% | bar: 2019 to 2048
Commercial_Retail_New_Food Preparation_Natural Gas_Food Prep Other_E9_Codes & Standards Forecast | Commercial | Retail | New | Food Preparation | Natural Gas | Food Prep Other | E9 |  | Codes & Standards Forecast | [30 empty] | 0% | 0% | bar: 2019 to 2048
Commercial_Retail_New_Food Preparation_Natural Gas_Food Prep Other_E10_Codes & Standards Forecast | Commercial | Retail | New | Food Preparation | Natural Gas | Food Prep Other | E10 |  | Codes & Standards Forecast | [30 empty] | 0% | 0% | bar: 2019 to 2048
Commercial_Retail_New_Miscellaneous_Natural Gas_Pool Heater_E1_Codes & Standards Forecast | Commercial | Retail | New | Miscellaneous | Natural Gas | Pool Heater | E1 | Standard (EF .78) | Codes & Standards Forecast | 100% | 100% | 100% | 100% | 100% | 100% | 100% | 100% | 100% | 100% | 100% | 100% | 100% | 100% | 100% | 100% | 100% | 100% | 100% | 100% | 100% | 100% | 100% | 100% | 100% | 100% | 100% | 100% | 100% | 100% | 100% | 100%
Commercial_Retail_New_Miscellaneous_Natural Gas_Pool Heater_E2_Codes & Standards Forecast | Commercial | Retail | New | Miscellaneous | Natural Gas | Pool Heater | E2 | Condensing (EF .90) | Codes & Standards Forecast | [30 empty] | 0% | 0% | bar: 2019 to 2048
Commercial_Retail_New_Miscellaneous_Natural Gas_Pool Heater_E3_Codes & Standards Forecast | Commercial | Retail | New | Miscellaneous | Natural Gas | Pool Heater | E3 |  | Codes & Standards Forecast | [30 empty] | 0% | 0% | bar: 2019 to 2048
Commercial_Retail_New_Miscellaneous_Natural Gas_Pool Heater_E4_Codes & Standards Forecast | Commercial | Retail | New | Miscellaneous | Natural Gas | Pool Heater | E4 |  | Codes & Standards Forecast | [30 empty] | 0% | 0% | bar: 2019 to 2048
Commercial_Retail_New_Miscellaneous_Natural Gas_Pool Heater_E5_Codes & Standards Forecast | Commercial | Retail | New | Miscellaneous | Natural Gas | Pool Heater | E5 |  | Codes & Standards Forecast | [30 empty] | 0% | 0% | bar: 2019 to 2048
Commercial_Retail_New_Miscellaneous_Natural Gas_Pool Heater_E6_Codes & Standards Forecast | Commercial | Retail | New | Miscellaneous | Natural Gas | Pool Heater | E6 |  | Codes & Standards Forecast | [30 empty] | 0% | 0% | bar: 2019 to 2048
Commercial_Retail_New_Miscellaneous_Natural Gas_Pool Heater_E7_Codes & Standards Forecast | Commercial | Retail | New | Miscellaneous | Natural Gas | Pool Heater | E7 |  | Codes & Standards Forecast | [30 empty] | 0% | 0% | bar: 2019 to 2048
Commercial_Retail_New_Miscellaneous_Natural Gas_Pool Heater_E8_Codes & Standards Forecast | Commercial | Retail | New | Miscellaneous | Natural Gas | Pool Heater | E8 |  | Codes & Standards Forecast | [30 empty] | 0% | 0% | bar: 2019 to 2048
Commercial_Retail_New_Miscellaneous_Natural Gas_Pool Heater_E9_Codes & Standards Forecast | Commercial | Retail | New | Miscellaneous | Natural Gas | Pool Heater | E9 |  | Codes & Standards Forecast | [30 empty] | 0% | 0% | bar: 2019 to 2048
Commercial_Retail_New_Miscellaneous_Natural Gas_Pool Heater_E10_Codes & Standards Forecast | Commercial | Retail | New | Miscellaneous | Natural Gas | Pool Heater | E10 |  | Codes & Standards Forecast | [30 empty] | 0% | 0% | bar: 2019 to 2048
Commercial_Retail_New_Miscellaneous_Natural Gas_Miscellaneous_E1_Codes & Standards Forecast | Commercial | Retail | New | Miscellaneous | Natural Gas | Miscellaneous | E1 | Miscellaneous | Codes & Standards Forecast | 100% | 100% | 100% | 100% | 100% | 100% | 100% | 100% | 100% | 100% | 100% | 100% | 100% | 100% | 100% | 100% | 100% | 100% | 100% | 100% | 100% | 100% | 100% | 100% | 100% | 100% | 100% | 100% | 100% | 100% | 100% | 100%
Commercial_Retail_New_Miscellaneous_Natural Gas_Miscellaneous_E2_Codes & Standards Forecast | Commercial | Retail | New | Miscellaneous | Natural Gas | Miscellaneous | E2 |  | Codes & Standards Forecast | [30 empty] | 0% | 0% | bar: 2019 to 2048
Commercial_Retail_New_Miscellaneous_Natural Gas_Miscellaneous_E3_Codes & Standards Forecast | Commercial | Retail | New | Miscellaneous | Natural Gas | Miscellaneous | E3 |  | Codes & Standards Forecast | [30 empty] | 0% | 0% | bar: 2019 to 2048
Commercial_Retail_New_Miscellaneous_Natural Gas_Miscellaneous_E4_Codes & Standards Forecast | Commercial | Retail | New | Miscellaneous | Natural Gas | Miscellaneous | E4 |  | Codes & Standards Forecast | [30 empty] | 0% | 0% | bar: 2019 to 2048
Commercial_Retail_New_Miscellaneous_Natural Gas_Miscellaneous_E5_Codes & Standards Forecast | Commercial | Retail | New | Miscellaneous | Natural Gas | Miscellaneous | E5 |  | Codes & Standards Forecast | [30 empty] | 0% | 0% | bar: 2019 to 2048
Commercial_Retail_New_Miscellaneous_Natural Gas_Miscellaneous_E6_Codes & Standards Forecast | Commercial | Retail | New | Miscellaneous | Natural Gas | Miscellaneous | E6 |  | Codes & Standards Forecast | [30 empty] | 0% | 0% | bar: 2019 to 2048
Commercial_Retail_New_Miscellaneous_Natural Gas_Miscellaneous_E7_Codes & Standards Forecast | Commercial | Retail | New | Miscellaneous | Natural Gas | Miscellaneous | E7 |  | Codes & Standards Forecast | [30 empty] | 0% | 0% | bar: 2019 to 2048
Commercial_Retail_New_Miscellaneous_Natural Gas_Miscellaneous_E8_Codes & Standards Forecast | Commercial | Retail | New | Miscellaneous | Natural Gas | Miscellaneous | E8 |  | Codes & Standards Forecast | [30 empty] | 0% | 0% | bar: 2019 to 2048
Commercial_Retail_New_Miscellaneous_Natural Gas_Miscellaneous_E9_Codes & Standards Forecast | Commercial | Retail | New | Miscellaneous | Natural Gas | Miscellaneous | E9 |  | Codes & Standards Forecast | [30 empty] | 0% | 0% | bar: 2019 to 2048
Commercial_Retail_New_Miscellaneous_Natural Gas_Miscellaneous_E10_Codes & Standards Forecast | Commercial | Retail | New | Miscellaneous | Natural Gas | Miscellaneous | E10 |  | Codes & Standards Forecast | [30 empty] | 0% | 0% | bar: 2019 to 2048
Commercial_Restaurant_Existing_Space Heating_Natural Gas_Furnace_E1_Codes & Standards Forecast | Commercial | Restaurant | Existing | Space Heating | Natural Gas | Furnace | E1 | AFUE 80% (Standard) | Codes & Standards Forecast | 100% | 100% | 100% | 100% | 100% | 0% | 0% | 0% | 0% | 0% | 0% | 0% | 0% | 0% | 0% | 0% | 0% | 0% | 0% | 0% | 0% | 0% | 0% | 0% | 0% | 0% | 0% | 0% | 0% | 0% | 0% | 0%
Commercial_Restaurant_Existing_Space Heating_Natural Gas_Furnace_E2_Codes & Standards Forecast | Commercial | Restaurant | Existing | Space Heating | Natural Gas | Furnace | E2 | AFUE 90% | Codes & Standards Forecast | [30 empty] | 0% | 0% | bar: 2019 to 2048
Commercial_Restaurant_Existing_Space Heating_Natural Gas_Furnace_E3_Codes & Standards Forecast | Commercial | Restaurant | Existing | Space Heating | Natural Gas | Furnace | E3 | AFUE 96% | Codes & Standards Forecast | 0% | 0% | 0% | 0% | 0% | 100% | 100% | 100% | 100% | 100% | 100% | 100% | 100% | 100% | 100% | 100% | 100% | 100% | 100% | 100% | 100% | 100% | 100% | 100% | 100% | 100% | 100% | 100% | 100% | 100% | 100% | 100%
Commercial_Restaurant_Existing_Space Heating_Natural Gas_Furnace_E4_Codes & Standards Forecast | Commercial | Restaurant | Existing | Space Heating | Natural Gas | Furnace | E4 |  | Codes & Standards Forecast | [30 empty] | 0% | 0% | bar: 2019 to 2048
Commercial_Restaurant_Existing_Space Heating_Natural Gas_Furnace_E5_Codes & Standards Forecast | Commercial | Restaurant | Existing | Space Heating | Natural Gas | Furnace | E5 |  | Codes & Standards Forecast | [30 empty] | 0% | 0% | bar: 2019 to 2048
Commercial_Restaurant_Existing_Space Heating_Natural Gas_Furnace_E6_Codes & Standards Forecast | Commercial | Restaurant | Existing | Space Heating | Natural Gas | Furnace | E6 |  | Codes & Standards Forecast | [30 empty] | 0% | 0% | bar: 2019 to 2048
Commercial_Restaurant_Existing_Space Heating_Natural Gas_Furnace_E7_Codes & Standards Forecast | Commercial | Restaurant | Existing | Space Heating | Natural Gas | Furnace | E7 |  | Codes & Standards Forecast | [30 empty] | 0% | 0% | bar: 2019 to 2048
Commercial_Restaurant_Existing_Space Heating_Natural Gas_Furnace_E8_Codes & Standards Forecast | Commercial | Restaurant | Existing | Space Heating | Natural Gas | Furnace | E8 |  | Codes & Standards Forecast | [30 empty] | 0% | 0% | bar: 2019 to 2048
Commercial_Restaurant_Existing_Space Heating_Natural Gas_Furnace_E9_Codes & Standards Forecast | Commercial | Restaurant | Existing | Space Heating | Natural Gas | Furnace | E9 |  | Codes & Standards Forecast | [30 empty] | 0% | 0% | bar: 2019 to 2048
Commercial_Restaurant_Existing_Space Heating_Natural Gas_Furnace_E10_Codes & Standards Forecast | Commercial | Restaurant | Existing | Space Heating | Natural Gas | Furnace | E10 |  | Codes & Standards Forecast | [30 empty] | 0% | 0% | bar: 2019 to 2048
Commercial_Restaurant_Existing_Space Heating_Natural Gas_Boiler_E1_Codes & Standards Forecast | Commercial | Restaurant | Existing | Space Heating | Natural Gas | Boiler | E1 | AFUE 80% (Standard) | Codes & Standards Forecast | 100% | 100% | 100% | 100% | 100% | 0% | 0% | 0% | 0% | 0% | 0% | 0% | 0% | 0% | 0% | 0% | 0% | 0% | 0% | 0% | 0% | 0% | 0% | 0% | 0% | 0% | 0% | 0% | 0% | 0% | 0% | 0%
Commercial_Restaurant_Existing_Space Heating_Natural Gas_Boiler_E2_Codes & Standards Forecast | Commercial | Restaurant | Existing | Space Heating | Natural Gas | Boiler | E2 | AFUE 85% | Codes & Standards Forecast | [30 empty] | 0% | 0% | bar: 2019 to 2048
Commercial_Restaurant_Existing_Space Heating_Natural Gas_Boiler_E3_Codes & Standards Forecast | Commercial | Restaurant | Existing | Space Heating | Natural Gas | Boiler | E3 | AFUE 97% | Codes & Standards Forecast | 0% | 0% | 0% | 0% | 0% | 100% | 100% | 100% | 100% | 100% | 100% | 100% | 100% | 100% | 100% | 100% | 100% | 100% | 100% | 100% | 100% | 100% | 100% | 100% | 100% | 100% | 100% | 100% | 100% | 100% | 100% | 100%
Commercial_Restaurant_Existing_Space Heating_Natural Gas_Boiler_E4_Codes & Standards Forecast | Commercial | Restaurant | Existing | Space Heating | Natural Gas | Boiler | E4 | Convert to NG Air Source Heat Pump | Codes & Standards Forecast | [30 empty] | 0% | 0% | bar: 2019 to 2048
Commercial_Restaurant_Existing_Space Heating_Natural Gas_Boiler_E5_Codes & Standards Forecast | Commercial | Restaurant | Existing | Space Heating | Natural Gas | Boiler | E5 |  | Codes & Standards Forecast | [30 empty] | 0% | 0% | bar: 2019 to 2048
Commercial_Restaurant_Existing_Space Heating_Natural Gas_Boiler_E6_Codes & Standards Forecast | Commercial | Restaurant | Existing | Space Heating | Natural Gas | Boiler | E6 |  | Codes & Standards Forecast | [30 empty] | 0% | 0% | bar: 2019 to 2048
Commercial_Restaurant_Existing_Space Heating_Natural Gas_Boiler_E7_Codes & Standards Forecast | Commercial | Restaurant | Existing | Space Heating | Natural Gas | Boiler | E7 |  | Codes & Standards Forecast | [30 empty] | 0% | 0% | bar: 2019 to 2048
Commercial_Restaurant_Existing_Space Heating_Natural Gas_Boiler_E8_Codes & Standards Forecast | Commercial | Restaurant | Existing | Space Heating | Natural Gas | Boiler | E8 |  | Codes & Standards Forecast | [30 empty] | 0% | 0% | bar: 2019 to 2048
Commercial_Restaurant_Existing_Space Heating_Natural Gas_Boiler_E9_Codes & Standards Forecast | Commercial | Restaurant | Existing | Space Heating | Natural Gas | Boiler | E9 |  | Codes & Standards Forecast | [30 empty] | 0% | 0% | bar: 2019 to 2048
Commercial_Restaurant_Existing_Space Heating_Natural Gas_Boiler_E10_Codes & Standards Forecast | Commercial | Restaurant | Existing | Space Heating | Natural Gas | Boiler | E10 |  | Codes & Standards Forecast | [30 empty] | 0% | 0% | bar: 2019 to 2048
Commercial_Restaurant_Existing_Space Heating_Natural Gas_Unit Heater_E1_Codes & Standards Forecast | Commercial | Restaurant | Existing | Space Heating | Natural Gas | Unit Heater | E1 | Standard | Codes & Standards Forecast | 100% | 100% | 100% | 100% | 100% | 0% | 0% | 0% | 0% | 0% | 0% | 0% | 0% | 0% | 0% | 0% | 0% | 0% | 0% | 0% | 0% | 0% | 0% | 0% | 0% | 0% | 0% | 0% | 0% | 0% | 0% | 0%
Commercial_Restaurant_Existing_Space Heating_Natural Gas_Unit Heater_E2_Codes & Standards Forecast | Commercial | Restaurant | Existing | Space Heating | Natural Gas | Unit Heater | E2 | Condensing | Codes & Standards Forecast | 0% | 0% | 0% | 0% | 0% | 100% | 100% | 100% | 100% | 100% | 100% | 100% | 100% | 100% | 100% | 100% | 100% | 100% | 100% | 100% | 100% | 100% | 100% | 100% | 100% | 100% | 100% | 100% | 100% | 100% | 100% | 100%
Commercial_Restaurant_Existing_Space Heating_Natural Gas_Unit Heater_E3_Codes & Standards Forecast | Commercial | Restaurant | Existing | Space Heating | Natural Gas | Unit Heater | E3 | Infrared Radiant | Codes & Standards Forecast | [30 empty] | 0% | 0% | bar: 2019 to 2048
Commercial_Restaurant_Existing_Space Heating_Natural Gas_Unit Heater_E4_Codes & Standards Forecast | Commercial | Restaurant | Existing | Space Heating | Natural Gas | Unit Heater | E4 |  | Codes & Standards Forecast | [30 empty] | 0% | 0% | bar: 2019 to 2048
Commercial_Restaurant_Existing_Space Heating_Natural Gas_Unit Heater_E5_Codes & Standards Forecast | Commercial | Restaurant | Existing | Space Heating | Natural Gas | Unit Heater | E5 |  | Codes & Standards Forecast | [30 empty] | 0% | 0% | bar: 2019 to 2048
Commercial_Restaurant_Existing_Space Heating_Natural Gas_Unit Heater_E6_Codes & Standards Forecast | Commercial | Restaurant | Existing | Space Heating | Natural Gas | Unit Heater | E6 |  | Codes & Standards Forecast | [30 empty] | 0% | 0% | bar: 2019 to 2048
Commercial_Restaurant_Existing_Space Heating_Natural Gas_Unit Heater_E7_Codes & Standards Forecast | Commercial | Restaurant | Existing | Space Heating | Natural Gas | Unit Heater | E7 |  | Codes & Standards Forecast | [30 empty] | 0% | 0% | bar: 2019 to 2048
Commercial_Restaurant_Existing_Space Heating_Natural Gas_Unit Heater_E8_Codes & Standards Forecast | Commercial | Restaurant | Existing | Space Heating | Natural Gas | Unit Heater | E8 |  | Codes & Standards Forecast | [30 empty] | 0% | 0% | bar: 2019 to 2048
Commercial_Restaurant_Existing_Space Heating_Natural Gas_Unit Heater_E9_Codes & Standards Forecast | Commercial | Restaurant | Existing | Space Heating | Natural Gas | Unit Heater | E9 |  | Codes & Standards Forecast | [30 empty] | 0% | 0% | bar: 2019 to 2048
Commercial_Restaurant_Existing_Space Heating_Natural Gas_Unit Heater_E10_Codes & Standards Forecast | Commercial | Restaurant | Existing | Space Heating | Natural Gas | Unit Heater | E10 |  | Codes & Standards Forecast | [30 empty] | 0% | 0% | bar: 2019 to 2048
Commercial_Restaurant_Existing_Water Heating_Natural Gas_Water Heater_E1_Codes & Standards Forecast | Commercial | Restaurant | Existing | Water Heating | Natural Gas | Water Heater | E1 | TE 80% | Codes & Standards Forecast | 100% | 100% | 100% | 100% | 100% | 100% | 100% | 100% | 100% | 100% | 100% | 100% | 100% | 100% | 100% | 100% | 100% | 100% | 100% | 100% | 100% | 100% | 100% | 100% | 100% | 100% | 100% | 100% | 100% | 100% | 100% | 100%
Commercial_Restaurant_Existing_Water Heating_Natural Gas_Water Heater_E2_Codes & Standards Forecast | Commercial | Restaurant | Existing | Water Heating | Natural Gas | Water Heater | E2 | TE 81% | Codes & Standards Forecast | [30 empty] | 0% | 0% | bar: 2019 to 2048
Commercial_Restaurant_Existing_Water Heating_Natural Gas_Water Heater_E3_Codes & Standards Forecast | Commercial | Restaurant | Existing | Water Heating | Natural Gas | Water Heater | E3 | TE 88% | Codes & Standards Forecast | [30 empty] | 0% | 0% | bar: 2019 to 2048
Commercial_Restaurant_Existing_Water Heating_Natural Gas_Water Heater_E4_Codes & Standards Forecast | Commercial | Restaurant | Existing | Water Heating | Natural Gas | Water Heater | E4 | TE 94% | Codes & Standards Forecast | [30 empty] | 0% | 0% | bar: 2019 to 2048
Commercial_Restaurant_Existing_Water Heating_Natural Gas_Water Heater_E5_Codes & Standards Forecast | Commercial | Restaurant | Existing | Water Heating | Natural Gas | Water Heater | E5 | TE 96% | Codes & Standards Forecast | [30 empty] | 0% | 0% | bar: 2019 to 2048
Commercial_Restaurant_Existing_Water Heating_Natural Gas_Water Heater_E6_Codes & Standards Forecast | Commercial | Restaurant | Existing | Water Heating | Natural Gas | Water Heater | E6 | Tankless | Codes & Standards Forecast | [30 empty] | 0% | 0% | bar: 2019 to 2048
Commercial_Restaurant_Existing_Water Heating_Natural Gas_Water Heater_E7_Codes & Standards Forecast | Commercial | Restaurant | Existing | Water Heating | Natural Gas | Water Heater | E7 | Gas-Fired Absorption HPWH | Codes & Standards Forecast | [30 empty] | 0% | 0% | bar: 2019 to 2048
Commercial_Restaurant_Existing_Water Heating_Natural Gas_Water Heater_E8_Codes & Standards Forecast | Commercial | Restaurant | Existing | Water Heating | Natural Gas | Water Heater | E8 |  | Codes & Standards Forecast | [30 empty] | 0% | 0% | bar: 2019 to 2048
Commercial_Restaurant_Existing_Water Heating_Natural Gas_Water Heater_E9_Codes & Standards Forecast | Commercial | Restaurant | Existing | Water Heating | Natural Gas | Water Heater | E9 |  | Codes & Standards Forecast | [30 empty] | 0% | 0% | bar: 2019 to 2048
Commercial_Restaurant_Existing_Water Heating_Natural Gas_Water Heater_E10_Codes & Standards Forecast | Commercial | Restaurant | Existing | Water Heating | Natural Gas | Water Heater | E10 |  | Codes & Standards Forecast | [30 empty] | 0% | 0% | bar: 2019 to 2048
Commercial_Restaurant_Existing_Food Preparation_Natural Gas_Oven_E1_Codes & Standards Forecast | Commercial | Restaurant | Existing | Food Preparation | Natural Gas | Oven | E1 | Standard | Codes & Standards Forecast | 100% | 100% | 100% | 100% | 100% | 100% | 100% | 100% | 100% | 100% | 100% | 100% | 100% | 100% | 100% | 100% | 100% | 100% | 100% | 100% | 100% | 100% | 100% | 100% | 100% | 100% | 100% | 100% | 100% | 100% | 100% | 100%
Commercial_Restaurant_Existing_Food Preparation_Natural Gas_Oven_E2_Codes & Standards Forecast | Commercial | Restaurant | Existing | Food Preparation | Natural Gas | Oven | E2 | ENERGY STAR (>44% Baking Efficiency) | Codes & Standards Forecast | [30 empty] | 0% | 0% | bar: 2019 to 2048
Commercial_Restaurant_Existing_Food Preparation_Natural Gas_Oven_E3_Codes & Standards Forecast | Commercial | Restaurant | Existing | Food Preparation | Natural Gas | Oven | E3 |  | Codes & Standards Forecast | [30 empty] | 0% | 0% | bar: 2019 to 2048
Commercial_Restaurant_Existing_Food Preparation_Natural Gas_Oven_E4_Codes & Standards Forecast | Commercial | Restaurant | Existing | Food Preparation | Natural Gas | Oven | E4 |  | Codes & Standards Forecast | [30 empty] | 0% | 0% | bar: 2019 to 2048
Commercial_Restaurant_Existing_Food Preparation_Natural Gas_Oven_E5_Codes & Standards Forecast | Commercial | Restaurant | Existing | Food Preparation | Natural Gas | Oven | E5 |  | Codes & Standards Forecast | [30 empty] | 0% | 0% | bar: 2019 to 2048
Commercial_Restaurant_Existing_Food Preparation_Natural Gas_Oven_E6_Codes & Standards Forecast | Commercial | Restaurant | Existing | Food Preparation | Natural Gas | Oven | E6 |  | Codes & Standards Forecast | [30 empty] | 0% | 0% | bar: 2019 to 2048
Commercial_Restaurant_Existing_Food Preparation_Natural Gas_Oven_E7_Codes & Standards Forecast | Commercial | Restaurant | Existing | Food Preparation | Natural Gas | Oven | E7 |  | Codes & Standards Forecast | [30 empty] | 0% | 0% | bar: 2019 to 2048
Commercial_Restaurant_Existing_Food Preparation_Natural Gas_Oven_E8_Codes & Standards Forecast | Commercial | Restaurant | Existing | Food Preparation | Natural Gas | Oven | E8 |  | Codes & Standards Forecast | [30 empty] | 0% | 0% | bar: 2019 to 2048
Commercial_Restaurant_Existing_Food Preparation_Natural Gas_Oven_E9_Codes & Standards Forecast | Commercial | Restaurant | Existing | Food Preparation | Natural Gas | Oven | E9 |  | Codes & Standards Forecast | [30 empty] | 0% | 0% | bar: 2019 to 2048
Commercial_Restaurant_Existing_Food Preparation_Natural Gas_Oven_E10_Codes & Standards Forecast | Commercial | Restaurant | Existing | Food Preparation | Natural Gas | Oven | E10 |  | Codes & Standards Forecast | [30 empty] | 0% | 0% | bar: 2019 to 2048
Commercial_Restaurant_Existing_Food Preparation_Natural Gas_Conveyor Oven_E1_Codes & Standards Forecast | Commercial | Restaurant | Existing | Food Preparation | Natural Gas | Conveyor Oven | E1 | Standard | Codes & Standards Forecast | 100% | 100% | 100% | 100% | 100% | 100% | 100% | 100% | 100% | 100% | 100% | 100% | 100% | 100% | 100% | 100% | 100% | 100% | 100% | 100% | 100% | 100% | 100% | 100% | 100% | 100% | 100% | 100% | 100% | 100% | 100% | 100%
Commercial_Restaurant_Existing_Food Preparation_Natural Gas_Conveyor Oven_E2_Codes & Standards Forecast | Commercial | Restaurant | Existing | Food Preparation | Natural Gas | Conveyor Oven | E2 | Efficient (>44% Baking Efficiency) | Codes & Standards Forecast | [30 empty] | 0% | 0% | bar: 2019 to 2048
Commercial_Restaurant_Existing_Food Preparation_Natural Gas_Conveyor Oven_E3_Codes & Standards Forecast | Commercial | Restaurant | Existing | Food Preparation | Natural Gas | Conveyor Oven | E3 |  | Codes & Standards Forecast | [30 empty] | 0% | 0% | bar: 2019 to 2048
Commercial_Restaurant_Existing_Food Preparation_Natural Gas_Conveyor Oven_E4_Codes & Standards Forecast | Commercial | Restaurant | Existing | Food Preparation | Natural Gas | Conveyor Oven | E4 |  | Codes & Standards Forecast | [30 empty] | 0% | 0% | bar: 2019 to 2048
Commercial_Restaurant_Existing_Food Preparation_Natural Gas_Conveyor Oven_E5_Codes & Standards Forecast | Commercial | Restaurant | Existing | Food Preparation | Natural Gas | Conveyor Oven | E5 |  | Codes & Standards Forecast | [30 empty] | 0% | 0% | bar: 2019 to 2048
Commercial_Restaurant_Existing_Food Preparation_Natural Gas_Conveyor Oven_E6_Codes & Standards Forecast | Commercial | Restaurant | Existing | Food Preparation | Natural Gas | Conveyor Oven | E6 |  | Codes & Standards Forecast | [30 empty] | 0% | 0% | bar: 2019 to 2048
Commercial_Restaurant_Existing_Food Preparation_Natural Gas_Conveyor Oven_E7_Codes & Standards Forecast | Commercial | Restaurant | Existing | Food Preparation | Natural Gas | Conveyor Oven | E7 |  | Codes & Standards Forecast | [30 empty] | 0% | 0% | bar: 2019 to 2048
Commercial_Restaurant_Existing_Food Preparation_Natural Gas_Conveyor Oven_E8_Codes & Standards Forecast | Commercial | Restaurant | Existing | Food Preparation | Natural Gas | Conveyor Oven | E8 |  | Codes & Standards Forecast | [30 empty] | 0% | 0% | bar: 2019 to 2048
Commercial_Restaurant_Existing_Food Preparation_Natural Gas_Conveyor Oven_E9_Codes & Standards Forecast | Commercial | Restaurant | Existing | Food Preparation | Natural Gas | Conveyor Oven | E9 |  | Codes & Standards Forecast | [30 empty] | 0% | 0% | bar: 2019 to 2048
Commercial_Restaurant_Existing_Food Preparation_Natural Gas_Conveyor Oven_E10_Codes & Standards Forecast | Commercial | Restaurant | Existing | Food Preparation | Natural Gas | Conveyor Oven | E10 |  | Codes & Standards Forecast | [30 empty] | 0% | 0% | bar: 2019 to 2048
Commercial_Restaurant_Existing_Food Preparation_Natural Gas_Double Rack Oven_E1_Codes & Standards Forecast | Commercial | Restaurant | Existing | Food Preparation | Natural Gas | Double Rack Oven | E1 | Standard | Codes & Standards Forecast | 100% | 100% | 100% | 100% | 100% | 100% | 100% | 100% | 100% | 100% | 100% | 100% | 100% | 100% | 100% | 100% | 100% | 100% | 100% | 100% | 100% | 100% | 100% | 100% | 100% | 100% | 100% | 100% | 100% | 100% | 100% | 100%
Commercial_Restaurant_Existing_Food Preparation_Natural Gas_Double Rack Oven_E2_Codes & Standards Forecast | Commercial | Restaurant | Existing | Food Preparation | Natural Gas | Double Rack Oven | E2 | FTSC Qualified (>50% Cooking Efficiency) | Codes & Standards Forecast | [30 empty] | 0% | 0% | bar: 2019 to 2048
Commercial_Restaurant_Existing_Food Preparation_Natural Gas_Double Rack Oven_E3_Codes & Standards Forecast | Commercial | Restaurant | Existing | Food Preparation | Natural Gas | Double Rack Oven | E3 |  | Codes & Standards Forecast | [30 empty] | 0% | 0% | bar: 2019 to 2048
Commercial_Restaurant_Existing_Food Preparation_Natural Gas_Double Rack Oven_E4_Codes & Standards Forecast | Commercial | Restaurant | Existing | Food Preparation | Natural Gas | Double Rack Oven | E4 |  | Codes & Standards Forecast | [30 empty] | 0% | 0% | bar: 2019 to 2048
Commercial_Restaurant_Existing_Food Preparation_Natural Gas_Double Rack Oven_E5_Codes & Standards Forecast | Commercial | Restaurant | Existing | Food Preparation | Natural Gas | Double Rack Oven | E5 |  | Codes & Standards Forecast | [30 empty] | 0% | 0% | bar: 2019 to 2048
Commercial_Restaurant_Existing_Food Preparation_Natural Gas_Double Rack Oven_E6_Codes & Standards Forecast | Commercial | Restaurant | Existing | Food Preparation | Natural Gas | Double Rack Oven | E6 |  | Codes & Standards Forecast | [30 empty] | 0% | 0% | bar: 2019 to 2048
Commercial_Restaurant_Existing_Food Preparation_Natural Gas_Double Rack Oven_E7_Codes & Standards Forecast | Commercial | Restaurant | Existing | Food Preparation | Natural Gas | Double Rack Oven | E7 |  | Codes & Standards Forecast | [30 empty] | 0% | 0% | bar: 2019 to 2048
Commercial_Restaurant_Existing_Food Preparation_Natural Gas_Double Rack Oven_E8_Codes & Standards Forecast | Commercial | Restaurant | Existing | Food Preparation | Natural Gas | Double Rack Oven | E8 |  | Codes & Standards Forecast | [30 empty] | 0% | 0% | bar: 2019 to 2048
Commercial_Restaurant_Existing_Food Preparation_Natural Gas_Double Rack Oven_E9_Codes & Standards Forecast | Commercial | Restaurant | Existing | Food Preparation | Natural Gas | Double Rack Oven | E9 |  | Codes & Standards Forecast | [30 empty] | 0% | 0% | bar: 2019 to 2048
Commercial_Restaurant_Existing_Food Preparation_Natural Gas_Double Rack Oven_E10_Codes & Standards Forecast | Commercial | Restaurant | Existing | Food Preparation | Natural Gas | Double Rack Oven | E10 |  | Codes & Standards Forecast | [30 empty] | 0% | 0% | bar: 2019 to 2048
Commercial_Restaurant_Existing_Food Preparation_Natural Gas_Fryer_E1_Codes & Standards Forecast | Commercial | Restaurant | Existing | Food Preparation | Natural Gas | Fryer | E1 | Standard | Codes & Standards Forecast | 100% | 100% | 100% | 0% | 0% | 0% | 0% | 0% | 0% | 0% | 0% | 0% | 0% | 0% | 0% | 0% | 0% | 0% | 0% | 0% | 0% | 0% | 0% | 0% | 0% | 0% | 0% | 0% | 0% | 0% | 0% | 0%
Commercial_Restaurant_Existing_Food Preparation_Natural Gas_Fryer_E2_Codes & Standards Forecast | Commercial | Restaurant | Existing | Food Preparation | Natural Gas | Fryer | E2 | ENERGY STAR | Codes & Standards Forecast | 0% | 0% | 0% | 100% | 100% | 100% | 100% | 100% | 100% | 100% | 100% | 100% | 100% | 100% | 100% | 100% | 100% | 100% | 100% | 100% | 100% | 100% | 100% | 100% | 100% | 100% | 100% | 100% | 100% | 100% | 100% | 100%
Commercial_Restaurant_Existing_Food Preparation_Natural Gas_Fryer_E3_Codes & Standards Forecast | Commercial | Restaurant | Existing | Food Preparation | Natural Gas | Fryer | E3 |  | Codes & Standards Forecast | [30 empty] | 0% | 0% | bar: 2019 to 2048
Commercial_Restaurant_Existing_Food Preparation_Natural Gas_Fryer_E4_Codes & Standards Forecast | Commercial | Restaurant | Existing | Food Preparation | Natural Gas | Fryer | E4 |  | Codes & Standards Forecast | [30 empty] | 0% | 0% | bar: 2019 to 2048
Commercial_Restaurant_Existing_Food Preparation_Natural Gas_Fryer_E5_Codes & Standards Forecast | Commercial | Restaurant | Existing | Food Preparation | Natural Gas | Fryer | E5 |  | Codes & Standards Forecast | [30 empty] | 0% | 0% | bar: 2019 to 2048
Commercial_Restaurant_Existing_Food Preparation_Natural Gas_Fryer_E6_Codes & Standards Forecast | Commercial | Restaurant | Existing | Food Preparation | Natural Gas | Fryer | E6 |  | Codes & Standards Forecast | [30 empty] | 0% | 0% | bar: 2019 to 2048
Commercial_Restaurant_Existing_Food Preparation_Natural Gas_Fryer_E7_Codes & Standards Forecast | Commercial | Restaurant | Existing | Food Preparation | Natural Gas | Fryer | E7 |  | Codes & Standards Forecast | [30 empty] | 0% | 0% | bar: 2019 to 2048
Commercial_Restaurant_Existing_Food Preparation_Natural Gas_Fryer_E8_Codes & Standards Forecast | Commercial | Restaurant | Existing | Food Preparation | Natural Gas | Fryer | E8 |  | Codes & Standards Forecast | [30 empty] | 0% | 0% | bar: 2019 to 2048
Commercial_Restaurant_Existing_Food Preparation_Natural Gas_Fryer_E9_Codes & Standards Forecast | Commercial | Restaurant | Existing | Food Preparation | Natural Gas | Fryer | E9 |  | Codes & Standards Forecast | [30 empty] | 0% | 0% | bar: 2019 to 2048
Commercial_Restaurant_Existing_Food Preparation_Natural Gas_Fryer_E10_Codes & Standards Forecast | Commercial | Restaurant | Existing | Food Preparation | Natural Gas | Fryer | E10 |  | Codes & Standards Forecast | [30 empty] | 0% | 0% | bar: 2019 to 2048
Commercial_Restaurant_Existing_Food Preparation_Natural Gas_Broiler_E1_Codes & Standards Forecast | Commercial | Restaurant | Existing | Food Preparation | Natural Gas | Broiler | E1 | Standard | Codes & Standards Forecast | 100% | 100% | 100% | 100% | 100% | 100% | 100% | 100% | 100% | 100% | 100% | 100% | 100% | 100% | 100% | 100% | 100% | 100% | 100% | 100% | 100% | 100% | 100% | 100% | 100% | 100% | 100% | 100% | 100% | 100% | 100% | 100%
Commercial_Restaurant_Existing_Food Preparation_Natural Gas_Broiler_E2_Codes & Standards Forecast | Commercial | Restaurant | Existing | Food Preparation | Natural Gas | Broiler | E2 | Infrared Burners | Codes & Standards Forecast | [30 empty] | 0% | 0% | bar: 2019 to 2048
Commercial_Restaurant_Existing_Food Preparation_Natural Gas_Broiler_E3_Codes & Standards Forecast | Commercial | Restaurant | Existing | Food Preparation | Natural Gas | Broiler | E3 |  | Codes & Standards Forecast | [30 empty] | 0% | 0% | bar: 2019 to 2048
Commercial_Restaurant_Existing_Food Preparation_Natural Gas_Broiler_E4_Codes & Standards Forecast | Commercial | Restaurant | Existing | Food Preparation | Natural Gas | Broiler | E4 |  | Codes & Standards Forecast | [30 empty] | 0% | 0% | bar: 2019 to 2048
Commercial_Restaurant_Existing_Food Preparation_Natural Gas_Broiler_E5_Codes & Standards Forecast | Commercial | Restaurant | Existing | Food Preparation | Natural Gas | Broiler | E5 |  | Codes & Standards Forecast | [30 empty] | 0% | 0% | bar: 2019 to 2048
Commercial_Restaurant_Existing_Food Preparation_Natural Gas_Broiler_E6_Codes & Standards Forecast | Commercial | Restaurant | Existing | Food Preparation | Natural Gas | Broiler | E6 |  | Codes & Standards Forecast | [30 empty] | 0% | 0% | bar: 2019 to 2048
Commercial_Restaurant_Existing_Food Preparation_Natural Gas_Broiler_E7_Codes & Standards Forecast | Commercial | Restaurant | Existing | Food Preparation | Natural Gas | Broiler | E7 |  | Codes & Standards Forecast | [30 empty] | 0% | 0% | bar: 2019 to 2048
Commercial_Restaurant_Existing_Food Preparation_Natural Gas_Broiler_E8_Codes & Standards Forecast | Commercial | Restaurant | Existing | Food Preparation | Natural Gas | Broiler | E8 |  | Codes & Standards Forecast | [30 empty] | 0% | 0% | bar: 2019 to 2048
Commercial_Restaurant_Existing_Food Preparation_Natural Gas_Broiler_E9_Codes & Standards Forecast | Commercial | Restaurant | Existing | Food Preparation | Natural Gas | Broiler | E9 |  | Codes & Standards Forecast | [30 empty] | 0% | 0% | bar: 2019 to 2048
Commercial_Restaurant_Existing_Food Preparation_Natural Gas_Broiler_E10_Codes & Standards Forecast | Commercial | Restaurant | Existing | Food Preparation | Natural Gas | Broiler | E10 |  | Codes & Standards Forecast | [30 empty] | 0% | 0% | bar: 2019 to 2048
Commercial_Restaurant_Existing_Food Preparation_Natural Gas_Griddle_E1_Codes & Standards Forecast | Commercial | Restaurant | Existing | Food Preparation | Natural Gas | Griddle | E1 | Standard | Codes & Standards Forecast | 100% | 100% | 100% | 100% | 100% | 100% | 100% | 100% | 100% | 100% | 100% | 100% | 100% | 100% | 100% | 100% | 100% | 100% | 100% | 100% | 100% | 100% | 100% | 100% | 100% | 100% | 100% | 100% | 100% | 100% | 100% | 100%
Commercial_Restaurant_Existing_Food Preparation_Natural Gas_Griddle_E2_Codes & Standards Forecast | Commercial | Restaurant | Existing | Food Preparation | Natural Gas | Griddle | E2 | ENERGY STAR | Codes & Standards Forecast | [30 empty] | 0% | 0% | bar: 2019 to 2048
Commercial_Restaurant_Existing_Food Preparation_Natural Gas_Griddle_E3_Codes & Standards Forecast | Commercial | Restaurant | Existing | Food Preparation | Natural Gas | Griddle | E3 |  | Codes & Standards Forecast | [30 empty] | 0% | 0% | bar: 2019 to 2048
Commercial_Restaurant_Existing_Food Preparation_Natural Gas_Griddle_E4_Codes & Standards Forecast | Commercial | Restaurant | Existing | Food Preparation | Natural Gas | Griddle | E4 |  | Codes & Standards Forecast | [30 empty] | 0% | 0% | bar: 2019 to 2048
Commercial_Restaurant_Existing_Food Preparation_Natural Gas_Griddle_E5_Codes & Standards Forecast | Commercial | Restaurant | Existing | Food Preparation | Natural Gas | Griddle | E5 |  | Codes & Standards Forecast | [30 empty] | 0% | 0% | bar: 2019 to 2048
Commercial_Restaurant_Existing_Food Preparation_Natural Gas_Griddle_E6_Codes & Standards Forecast | Commercial | Restaurant | Existing | Food Preparation | Natural Gas | Griddle | E6 |  | Codes & Standards Forecast | [30 empty] | 0% | 0% | bar: 2019 to 2048
Commercial_Restaurant_Existing_Food Preparation_Natural Gas_Griddle_E7_Codes & Standards Forecast | Commercial | Restaurant | Existing | Food Preparation | Natural Gas | Griddle | E7 |  | Codes & Standards Forecast | [30 empty] | 0% | 0% | bar: 2019 to 2048
Commercial_Restaurant_Existing_Food Preparation_Natural Gas_Griddle_E8_Codes & Standards Forecast | Commercial | Restaurant | Existing | Food Preparation | Natural Gas | Griddle | E8 |  | Codes & Standards Forecast | [30 empty] | 0% | 0% | bar: 2019 to 2048
Commercial_Restaurant_Existing_Food Preparation_Natural Gas_Griddle_E9_Codes & Standards Forecast | Commercial | Restaurant | Existing | Food Preparation | Natural Gas | Griddle | E9 |  | Codes & Standards Forecast | [30 empty] | 0% | 0% | bar: 2019 to 2048
Commercial_Restaurant_Existing_Food Preparation_Natural Gas_Griddle_E10_Codes & Standards Forecast | Commercial | Restaurant | Existing | Food Preparation | Natural Gas | Griddle | E10 |  | Codes & Standards Forecast | [30 empty] | 0% | 0% | bar: 2019 to 2048
Commercial_Restaurant_Existing_Food Preparation_Natural Gas_Range_E1_Codes & Standards Forecast | Commercial | Restaurant | Existing | Food Preparation | Natural Gas | Range | E1 | Standard | Codes & Standards Forecast | 100% | 100% | 100% | 100% | 100% | 100% | 100% | 100% | 100% | 100% | 100% | 100% | 100% | 100% | 100% | 100% | 100% | 100% | 100% | 100% | 100% | 100% | 100% | 100% | 100% | 100% | 100% | 100% | 100% | 100% | 100% | 100%
Commercial_Restaurant_Existing_Food Preparation_Natural Gas_Range_E2_Codes & Standards Forecast | Commercial | Restaurant | Existing | Food Preparation | Natural Gas | Range | E2 | High Efficiency | Codes & Standards Forecast | [30 empty] | 0% | 0% | bar: 2019 to 2048
Commercial_Restaurant_Existing_Food Preparation_Natural Gas_Range_E3_Codes & Standards Forecast | Commercial | Restaurant | Existing | Food Preparation | Natural Gas | Range | E3 |  | Codes & Standards Forecast | [30 empty] | 0% | 0% | bar: 2019 to 2048
Commercial_Restaurant_Existing_Food Preparation_Natural Gas_Range_E4_Codes & Standards Forecast | Commercial | Restaurant | Existing | Food Preparation | Natural Gas | Range | E4 |  | Codes & Standards Forecast | [30 empty] | 0% | 0% | bar: 2019 to 2048
Commercial_Restaurant_Existing_Food Preparation_Natural Gas_Range_E5_Codes & Standards Forecast | Commercial | Restaurant | Existing | Food Preparation | Natural Gas | Range | E5 |  | Codes & Standards Forecast | [30 empty] | 0% | 0% | bar: 2019 to 2048
Commercial_Restaurant_Existing_Food Preparation_Natural Gas_Range_E6_Codes & Standards Forecast | Commercial | Restaurant | Existing | Food Preparation | Natural Gas | Range | E6 |  | Codes & Standards Forecast | [30 empty] | 0% | 0% | bar: 2019 to 2048
Commercial_Restaurant_Existing_Food Preparation_Natural Gas_Range_E7_Codes & Standards Forecast | Commercial | Restaurant | Existing | Food Preparation | Natural Gas | Range | E7 |  | Codes & Standards Forecast | [30 empty] | 0% | 0% | bar: 2019 to 2048
Commercial_Restaurant_Existing_Food Preparation_Natural Gas_Range_E8_Codes & Standards Forecast | Commercial | Restaurant | Existing | Food Preparation | Natural Gas | Range | E8 |  | Codes & Standards Forecast | [30 empty] | 0% | 0% | bar: 2019 to 2048
Commercial_Restaurant_Existing_Food Preparation_Natural Gas_Range_E9_Codes & Standards Forecast | Commercial | Restaurant | Existing | Food Preparation | Natural Gas | Range | E9 |  | Codes & Standards Forecast | [30 empty] | 0% | 0% | bar: 2019 to 2048
Commercial_Restaurant_Existing_Food Preparation_Natural Gas_Range_E10_Codes & Standards Forecast | Commercial | Restaurant | Existing | Food Preparation | Natural Gas | Range | E10 |  | Codes & Standards Forecast | [30 empty] | 0% | 0% | bar: 2019 to 2048
Commercial_Restaurant_Existing_Food Preparation_Natural Gas_Steamer_E1_Codes & Standards Forecast | Commercial | Restaurant | Existing | Food Preparation | Natural Gas | Steamer | E1 | Standard | Codes & Standards Forecast | 100% | 100% | 100% | 0% | 0% | 0% | 0% | 0% | 0% | 0% | 0% | 0% | 0% | 0% | 0% | 0% | 0% | 0% | 0% | 0% | 0% | 0% | 0% | 0% | 0% | 0% | 0% | 0% | 0% | 0% | 0% | 0%
Commercial_Restaurant_Existing_Food Preparation_Natural Gas_Steamer_E2_Codes & Standards Forecast | Commercial | Restaurant | Existing | Food Preparation | Natural Gas | Steamer | E2 | ENERGY STAR | Codes & Standards Forecast | 0% | 0% | 0% | 100% | 100% | 100% | 100% | 100% | 100% | 100% | 100% | 100% | 100% | 100% | 100% | 100% | 100% | 100% | 100% | 100% | 100% | 100% | 100% | 100% | 100% | 100% | 100% | 100% | 100% | 100% | 100% | 100%
Commercial_Restaurant_Existing_Food Preparation_Natural Gas_Steamer_E3_Codes & Standards Forecast | Commercial | Restaurant | Existing | Food Preparation | Natural Gas | Steamer | E3 |  | Codes & Standards Forecast | [30 empty] | 0% | 0% | bar: 2019 to 2048
Commercial_Restaurant_Existing_Food Preparation_Natural Gas_Steamer_E4_Codes & Standards Forecast | Commercial | Restaurant | Existing | Food Preparation | Natural Gas | Steamer | E4 |  | Codes & Standards Forecast | [30 empty] | 0% | 0% | bar: 2019 to 2048
Commercial_Restaurant_Existing_Food Preparation_Natural Gas_Steamer_E5_Codes & Standards Forecast | Commercial | Restaurant | Existing | Food Preparation | Natural Gas | Steamer | E5 |  | Codes & Standards Forecast | [30 empty] | 0% | 0% | bar: 2019 to 2048
Commercial_Restaurant_Existing_Food Preparation_Natural Gas_Steamer_E6_Codes & Standards Forecast | Commercial | Restaurant | Existing | Food Preparation | Natural Gas | Steamer | E6 |  | Codes & Standards Forecast | [30 empty] | 0% | 0% | bar: 2019 to 2048
Commercial_Restaurant_Existing_Food Preparation_Natural Gas_Steamer_E7_Codes & Standards Forecast | Commercial | Restaurant | Existing | Food Preparation | Natural Gas | Steamer | E7 |  | Codes & Standards Forecast | [30 empty] | 0% | 0% | bar: 2019 to 2048
Commercial_Restaurant_Existing_Food Preparation_Natural Gas_Steamer_E8_Codes & Standards Forecast | Commercial | Restaurant | Existing | Food Preparation | Natural Gas | Steamer | E8 |  | Codes & Standards Forecast | [30 empty] | 0% | 0% | bar: 2019 to 2048
Commercial_Restaurant_Existing_Food Preparation_Natural Gas_Steamer_E9_Codes & Standards Forecast | Commercial | Restaurant | Existing | Food Preparation | Natural Gas | Steamer | E9 |  | Codes & Standards Forecast | [30 empty] | 0% | 0% | bar: 2019 to 2048
Commercial_Restaurant_Existing_Food Preparation_Natural Gas_Steamer_E10_Codes & Standards Forecast | Commercial | Restaurant | Existing | Food Preparation | Natural Gas | Steamer | E10 |  | Codes & Standards Forecast | [30 empty] | 0% | 0% | bar: 2019 to 2048
Commercial_Restaurant_Existing_Food Preparation_Natural Gas_Food Prep Other_E1_Codes & Standards Forecast | Commercial | Restaurant | Existing | Food Preparation | Natural Gas | Food Prep Other | E1 | Standard | Codes & Standards Forecast | 100% | 100% | 100% | 100% | 100% | 100% | 100% | 100% | 100% | 100% | 100% | 100% | 100% | 100% | 100% | 100% | 100% | 100% | 100% | 100% | 100% | 100% | 100% | 100% | 100% | 100% | 100% | 100% | 100% | 100% | 100% | 100%
Commercial_Restaurant_Existing_Food Preparation_Natural Gas_Food Prep Other_E2_Codes & Standards Forecast | Commercial | Restaurant | Existing | Food Preparation | Natural Gas | Food Prep Other | E2 | ENERGY STAR | Codes & Standards Forecast | [30 empty] | 0% | 0% | bar: 2019 to 2048
Commercial_Restaurant_Existing_Food Preparation_Natural Gas_Food Prep Other_E3_Codes & Standards Forecast | Commercial | Restaurant | Existing | Food Preparation | Natural Gas | Food Prep Other | E3 |  | Codes & Standards Forecast | [30 empty] | 0% | 0% | bar: 2019 to 2048
Commercial_Restaurant_Existing_Food Preparation_Natural Gas_Food Prep Other_E4_Codes & Standards Forecast | Commercial | Restaurant | Existing | Food Preparation | Natural Gas | Food Prep Other | E4 |  | Codes & Standards Forecast | [30 empty] | 0% | 0% | bar: 2019 to 2048
Commercial_Restaurant_Existing_Food Preparation_Natural Gas_Food Prep Other_E5_Codes & Standards Forecast | Commercial | Restaurant | Existing | Food Preparation | Natural Gas | Food Prep Other | E5 |  | Codes & Standards Forecast | [30 empty] | 0% | 0% | bar: 2019 to 2048
Commercial_Restaurant_Existing_Food Preparation_Natural Gas_Food Prep Other_E6_Codes & Standards Forecast | Commercial | Restaurant | Existing | Food Preparation | Natural Gas | Food Prep Other | E6 |  | Codes & Standards Forecast | [30 empty] | 0% | 0% | bar: 2019 to 2048
Commercial_Restaurant_Existing_Food Preparation_Natural Gas_Food Prep Other_E7_Codes & Standards Forecast | Commercial | Restaurant | Existing | Food Preparation | Natural Gas | Food Prep Other | E7 |  | Codes & Standards Forecast | [30 empty] | 0% | 0% | bar: 2019 to 2048
Commercial_Restaurant_Existing_Food Preparation_Natural Gas_Food Prep Other_E8_Codes & Standards Forecast | Commercial | Restaurant | Existing | Food Preparation | Natural Gas | Food Prep Other | E8 |  | Codes & Standards Forecast | [30 empty] | 0% | 0% | bar: 2019 to 2048
Commercial_Restaurant_Existing_Food Preparation_Natural Gas_Food Prep Other_E9_Codes & Standards Forecast | Commercial | Restaurant | Existing | Food Preparation | Natural Gas | Food Prep Other | E9 |  | Codes & Standards Forecast | [30 empty] | 0% | 0% | bar: 2019 to 2048
Commercial_Restaurant_Existing_Food Preparation_Natural Gas_Food Prep Other_E10_Codes & Standards Forecast | Commercial | Restaurant | Existing | Food Preparation | Natural Gas | Food Prep Other | E10 |  | Codes & Standards Forecast | [30 empty] | 0% | 0% | bar: 2019 to 2048
Commercial_Restaurant_Existing_Miscellaneous_Natural Gas_Pool Heater_E1_Codes & Standards Forecast | Commercial | Restaurant | Existing | Miscellaneous | Natural Gas | Pool Heater | E1 | Standard (EF .78) | Codes & Standards Forecast | 100% | 100% | 100% | 100% | 100% | 100% | 100% | 100% | 100% | 100% | 100% | 100% | 100% | 100% | 100% | 100% | 100% | 100% | 100% | 100% | 100% | 100% | 100% | 100% | 100% | 100% | 100% | 100% | 100% | 100% | 100% | 100%
Commercial_Restaurant_Existing_Miscellaneous_Natural Gas_Pool Heater_E2_Codes & Standards Forecast | Commercial | Restaurant | Existing | Miscellaneous | Natural Gas | Pool Heater | E2 | Condensing (EF .90) | Codes & Standards Forecast | [30 empty] | 0% | 0% | bar: 2019 to 2048
Commercial_Restaurant_Existing_Miscellaneous_Natural Gas_Pool Heater_E3_Codes & Standards Forecast | Commercial | Restaurant | Existing | Miscellaneous | Natural Gas | Pool Heater | E3 |  | Codes & Standards Forecast | [30 empty] | 0% | 0% | bar: 2019 to 2048
Commercial_Restaurant_Existing_Miscellaneous_Natural Gas_Pool Heater_E4_Codes & Standards Forecast | Commercial | Restaurant | Existing | Miscellaneous | Natural Gas | Pool Heater | E4 |  | Codes & Standards Forecast | [30 empty] | 0% | 0% | bar: 2019 to 2048
Commercial_Restaurant_Existing_Miscellaneous_Natural Gas_Pool Heater_E5_Codes & Standards Forecast | Commercial | Restaurant | Existing | Miscellaneous | Natural Gas | Pool Heater | E5 |  | Codes & Standards Forecast | [30 empty] | 0% | 0% | bar: 2019 to 2048
Commercial_Restaurant_Existing_Miscellaneous_Natural Gas_Pool Heater_E6_Codes & Standards Forecast | Commercial | Restaurant | Existing | Miscellaneous | Natural Gas | Pool Heater | E6 |  | Codes & Standards Forecast | [30 empty] | 0% | 0% | bar: 2019 to 2048
Commercial_Restaurant_Existing_Miscellaneous_Natural Gas_Pool Heater_E7_Codes & Standards Forecast | Commercial | Restaurant | Existing | Miscellaneous | Natural Gas | Pool Heater | E7 |  | Codes & Standards Forecast | [30 empty] | 0% | 0% | bar: 2019 to 2048
Commercial_Restaurant_Existing_Miscellaneous_Natural Gas_Pool Heater_E8_Codes & Standards Forecast | Commercial | Restaurant | Existing | Miscellaneous | Natural Gas | Pool Heater | E8 |  | Codes & Standards Forecast | [30 empty] | 0% | 0% | bar: 2019 to 2048
Commercial_Restaurant_Existing_Miscellaneous_Natural Gas_Pool Heater_E9_Codes & Standards Forecast | Commercial | Restaurant | Existing | Miscellaneous | Natural Gas | Pool Heater | E9 |  | Codes & Standards Forecast | [30 empty] | 0% | 0% | bar: 2019 to 2048
Commercial_Restaurant_Existing_Miscellaneous_Natural Gas_Pool Heater_E10_Codes & Standards Forecast | Commercial | Restaurant | Existing | Miscellaneous | Natural Gas | Pool Heater | E10 |  | Codes & Standards Forecast | [30 empty] | 0% | 0% | bar: 2019 to 2048
Commercial_Restaurant_Existing_Miscellaneous_Natural Gas_Miscellaneous_E1_Codes & Standards Forecast | Commercial | Restaurant | Existing | Miscellaneous | Natural Gas | Miscellaneous | E1 | Miscellaneous | Codes & Standards Forecast | 100% | 100% | 100% | 100% | 100% | 100% | 100% | 100% | 100% | 100% | 100% | 100% | 100% | 100% | 100% | 100% | 100% | 100% | 100% | 100% | 100% | 100% | 100% | 100% | 100% | 100% | 100% | 100% | 100% | 100% | 100% | 100%
Commercial_Restaurant_Existing_Miscellaneous_Natural Gas_Miscellaneous_E2_Codes & Standards Forecast | Commercial | Restaurant | Existing | Miscellaneous | Natural Gas | Miscellaneous | E2 |  | Codes & Standards Forecast | [30 empty] | 0% | 0% | bar: 2019 to 2048
Commercial_Restaurant_Existing_Miscellaneous_Natural Gas_Miscellaneous_E3_Codes & Standards Forecast | Commercial | Restaurant | Existing | Miscellaneous | Natural Gas | Miscellaneous | E3 |  | Codes & Standards Forecast | [30 empty] | 0% | 0% | bar: 2019 to 2048
Commercial_Restaurant_Existing_Miscellaneous_Natural Gas_Miscellaneous_E4_Codes & Standards Forecast | Commercial | Restaurant | Existing | Miscellaneous | Natural Gas | Miscellaneous | E4 |  | Codes & Standards Forecast | [30 empty] | 0% | 0% | bar: 2019 to 2048
Commercial_Restaurant_Existing_Miscellaneous_Natural Gas_Miscellaneous_E5_Codes & Standards Forecast | Commercial | Restaurant | Existing | Miscellaneous | Natural Gas | Miscellaneous | E5 |  | Codes & Standards Forecast | [30 empty] | 0% | 0% | bar: 2019 to 2048
Commercial_Restaurant_Existing_Miscellaneous_Natural Gas_Miscellaneous_E6_Codes & Standards Forecast | Commercial | Restaurant | Existing | Miscellaneous | Natural Gas | Miscellaneous | E6 |  | Codes & Standards Forecast | [30 empty] | 0% | 0% | bar: 2019 to 2048
Commercial_Restaurant_Existing_Miscellaneous_Natural Gas_Miscellaneous_E7_Codes & Standards Forecast | Commercial | Restaurant | Existing | Miscellaneous | Natural Gas | Miscellaneous | E7 |  | Codes & Standards Forecast | [30 empty] | 0% | 0% | bar: 2019 to 2048
Commercial_Restaurant_Existing_Miscellaneous_Natural Gas_Miscellaneous_E8_Codes & Standards Forecast | Commercial | Restaurant | Existing | Miscellaneous | Natural Gas | Miscellaneous | E8 |  | Codes & Standards Forecast | [30 empty] | 0% | 0% | bar: 2019 to 2048
Commercial_Restaurant_Existing_Miscellaneous_Natural Gas_Miscellaneous_E9_Codes & Standards Forecast | Commercial | Restaurant | Existing | Miscellaneous | Natural Gas | Miscellaneous | E9 |  | Codes & Standards Forecast | [30 empty] | 0% | 0% | bar: 2019 to 2048
Commercial_Restaurant_Existing_Miscellaneous_Natural Gas_Miscellaneous_E10_Codes & Standards Forecast | Commercial | Restaurant | Existing | Miscellaneous | Natural Gas | Miscellaneous | E10 |  | Codes & Standards Forecast | [30 empty] | 0% | 0% | bar: 2019 to 2048
Commercial_Restaurant_New_Space Heating_Natural Gas_Furnace_E1_Codes & Standards Forecast | Commercial | Restaurant | New | Space Heating | Natural Gas | Furnace | E1 | AFUE 80% (Standard) | Codes & Standards Forecast | 100% | 100% | 100% | 100% | 100% | 0% | 0% | 0% | 0% | 0% | 0% | 0% | 0% | 0% | 0% | 0% | 0% | 0% | 0% | 0% | 0% | 0% | 0% | 0% | 0% | 0% | 0% | 0% | 0% | 0% | 0% | 0%
Commercial_Restaurant_New_Space Heating_Natural Gas_Furnace_E2_Codes & Standards Forecast | Commercial | Restaurant | New | Space Heating | Natural Gas | Furnace | E2 | AFUE 90% | Codes & Standards Forecast | [30 empty] | 0% | 0% | bar: 2019 to 2048
Commercial_Restaurant_New_Space Heating_Natural Gas_Furnace_E3_Codes & Standards Forecast | Commercial | Restaurant | New | Space Heating | Natural Gas | Furnace | E3 | AFUE 96% | Codes & Standards Forecast | 0% | 0% | 0% | 0% | 0% | 100% | 100% | 100% | 100% | 100% | 100% | 100% | 100% | 100% | 100% | 100% | 100% | 100% | 100% | 100% | 100% | 100% | 100% | 100% | 100% | 100% | 100% | 100% | 100% | 100% | 100% | 100%
Commercial_Restaurant_New_Space Heating_Natural Gas_Furnace_E4_Codes & Standards Forecast | Commercial | Restaurant | New | Space Heating | Natural Gas | Furnace | E4 |  | Codes & Standards Forecast | [30 empty] | 0% | 0% | bar: 2019 to 2048
Commercial_Restaurant_New_Space Heating_Natural Gas_Furnace_E5_Codes & Standards Forecast | Commercial | Restaurant | New | Space Heating | Natural Gas | Furnace | E5 |  | Codes & Standards Forecast | [30 empty] | 0% | 0% | bar: 2019 to 2048
Commercial_Restaurant_New_Space Heating_Natural Gas_Furnace_E6_Codes & Standards Forecast | Commercial | Restaurant | New | Space Heating | Natural Gas | Furnace | E6 |  | Codes & Standards Forecast | [30 empty] | 0% | 0% | bar: 2019 to 2048
Commercial_Restaurant_New_Space Heating_Natural Gas_Furnace_E7_Codes & Standards Forecast | Commercial | Restaurant | New | Space Heating | Natural Gas | Furnace | E7 |  | Codes & Standards Forecast | [30 empty] | 0% | 0% | bar: 2019 to 2048
Commercial_Restaurant_New_Space Heating_Natural Gas_Furnace_E8_Codes & Standards Forecast | Commercial | Restaurant | New | Space Heating | Natural Gas | Furnace | E8 |  | Codes & Standards Forecast | [30 empty] | 0% | 0% | bar: 2019 to 2048
Commercial_Restaurant_New_Space Heating_Natural Gas_Furnace_E9_Codes & Standards Forecast | Commercial | Restaurant | New | Space Heating | Natural Gas | Furnace | E9 |  | Codes & Standards Forecast | [30 empty] | 0% | 0% | bar: 2019 to 2048
Commercial_Restaurant_New_Space Heating_Natural Gas_Furnace_E10_Codes & Standards Forecast | Commercial | Restaurant | New | Space Heating | Natural Gas | Furnace | E10 |  | Codes & Standards Forecast | [30 empty] | 0% | 0% | bar: 2019 to 2048
Commercial_Restaurant_New_Space Heating_Natural Gas_Boiler_E1_Codes & Standards Forecast | Commercial | Restaurant | New | Space Heating | Natural Gas | Boiler | E1 | AFUE 80% (Standard) | Codes & Standards Forecast | 100% | 100% | 100% | 100% | 100% | 0% | 0% | 0% | 0% | 0% | 0% | 0% | 0% | 0% | 0% | 0% | 0% | 0% | 0% | 0% | 0% | 0% | 0% | 0% | 0% | 0% | 0% | 0% | 0% | 0% | 0% | 0%
Commercial_Restaurant_New_Space Heating_Natural Gas_Boiler_E2_Codes & Standards Forecast | Commercial | Restaurant | New | Space Heating | Natural Gas | Boiler | E2 | AFUE 85% | Codes & Standards Forecast | [30 empty] | 0% | 0% | bar: 2019 to 2048
Commercial_Restaurant_New_Space Heating_Natural Gas_Boiler_E3_Codes & Standards Forecast | Commercial | Restaurant | New | Space Heating | Natural Gas | Boiler | E3 | AFUE 97% | Codes & Standards Forecast | 0% | 0% | 0% | 0% | 0% | 100% | 100% | 100% | 100% | 100% | 100% | 100% | 100% | 100% | 100% | 100% | 100% | 100% | 100% | 100% | 100% | 100% | 100% | 100% | 100% | 100% | 100% | 100% | 100% | 100% | 100% | 100%
Commercial_Restaurant_New_Space Heating_Natural Gas_Boiler_E4_Codes & Standards Forecast | Commercial | Restaurant | New | Space Heating | Natural Gas | Boiler | E4 | Convert to NG Air Source Heat Pump | Codes & Standards Forecast | [30 empty] | 0% | 0% | bar: 2019 to 2048
Commercial_Restaurant_New_Space Heating_Natural Gas_Boiler_E5_Codes & Standards Forecast | Commercial | Restaurant | New | Space Heating | Natural Gas | Boiler | E5 |  | Codes & Standards Forecast | [30 empty] | 0% | 0% | bar: 2019 to 2048
Commercial_Restaurant_New_Space Heating_Natural Gas_Boiler_E6_Codes & Standards Forecast | Commercial | Restaurant | New | Space Heating | Natural Gas | Boiler | E6 |  | Codes & Standards Forecast | [30 empty] | 0% | 0% | bar: 2019 to 2048
Commercial_Restaurant_New_Space Heating_Natural Gas_Boiler_E7_Codes & Standards Forecast | Commercial | Restaurant | New | Space Heating | Natural Gas | Boiler | E7 |  | Codes & Standards Forecast | [30 empty] | 0% | 0% | bar: 2019 to 2048
Commercial_Restaurant_New_Space Heating_Natural Gas_Boiler_E8_Codes & Standards Forecast | Commercial | Restaurant | New | Space Heating | Natural Gas | Boiler | E8 |  | Codes & Standards Forecast | [30 empty] | 0% | 0% | bar: 2019 to 2048
Commercial_Restaurant_New_Space Heating_Natural Gas_Boiler_E9_Codes & Standards Forecast | Commercial | Restaurant | New | Space Heating | Natural Gas | Boiler | E9 |  | Codes & Standards Forecast | [30 empty] | 0% | 0% | bar: 2019 to 2048
Commercial_Restaurant_New_Space Heating_Natural Gas_Boiler_E10_Codes & Standards Forecast | Commercial | Restaurant | New | Space Heating | Natural Gas | Boiler | E10 |  | Codes & Standards Forecast | [30 empty] | 0% | 0% | bar: 2019 to 2048
Commercial_Restaurant_New_Space Heating_Natural Gas_Unit Heater_E1_Codes & Standards Forecast | Commercial | Restaurant | New | Space Heating | Natural Gas | Unit Heater | E1 | Standard | Codes & Standards Forecast | 100% | 100% | 100% | 100% | 100% | 0% | 0% | 0% | 0% | 0% | 0% | 0% | 0% | 0% | 0% | 0% | 0% | 0% | 0% | 0% | 0% | 0% | 0% | 0% | 0% | 0% | 0% | 0% | 0% | 0% | 0% | 0%
Commercial_Restaurant_New_Space Heating_Natural Gas_Unit Heater_E2_Codes & Standards Forecast | Commercial | Restaurant | New | Space Heating | Natural Gas | Unit Heater | E2 | Condensing | Codes & Standards Forecast | 0% | 0% | 0% | 0% | 0% | 100% | 100% | 100% | 100% | 100% | 100% | 100% | 100% | 100% | 100% | 100% | 100% | 100% | 100% | 100% | 100% | 100% | 100% | 100% | 100% | 100% | 100% | 100% | 100% | 100% | 100% | 100%
Commercial_Restaurant_New_Space Heating_Natural Gas_Unit Heater_E3_Codes & Standards Forecast | Commercial | Restaurant | New | Space Heating | Natural Gas | Unit Heater | E3 | Infrared Radiant | Codes & Standards Forecast | [30 empty] | 0% | 0% | bar: 2019 to 2048
Commercial_Restaurant_New_Space Heating_Natural Gas_Unit Heater_E4_Codes & Standards Forecast | Commercial | Restaurant | New | Space Heating | Natural Gas | Unit Heater | E4 |  | Codes & Standards Forecast | [30 empty] | 0% | 0% | bar: 2019 to 2048
Commercial_Restaurant_New_Space Heating_Natural Gas_Unit Heater_E5_Codes & Standards Forecast | Commercial | Restaurant | New | Space Heating | Natural Gas | Unit Heater | E5 |  | Codes & Standards Forecast | [30 empty] | 0% | 0% | bar: 2019 to 2048
Commercial_Restaurant_New_Space Heating_Natural Gas_Unit Heater_E6_Codes & Standards Forecast | Commercial | Restaurant | New | Space Heating | Natural Gas | Unit Heater | E6 |  | Codes & Standards Forecast | [30 empty] | 0% | 0% | bar: 2019 to 2048
Commercial_Restaurant_New_Space Heating_Natural Gas_Unit Heater_E7_Codes & Standards Forecast | Commercial | Restaurant | New | Space Heating | Natural Gas | Unit Heater | E7 |  | Codes & Standards Forecast | [30 empty] | 0% | 0% | bar: 2019 to 2048
Commercial_Restaurant_New_Space Heating_Natural Gas_Unit Heater_E8_Codes & Standards Forecast | Commercial | Restaurant | New | Space Heating | Natural Gas | Unit Heater | E8 |  | Codes & Standards Forecast | [30 empty] | 0% | 0% | bar: 2019 to 2048
Commercial_Restaurant_New_Space Heating_Natural Gas_Unit Heater_E9_Codes & Standards Forecast | Commercial | Restaurant | New | Space Heating | Natural Gas | Unit Heater | E9 |  | Codes & Standards Forecast | [30 empty] | 0% | 0% | bar: 2019 to 2048
Commercial_Restaurant_New_Space Heating_Natural Gas_Unit Heater_E10_Codes & Standards Forecast | Commercial | Restaurant | New | Space Heating | Natural Gas | Unit Heater | E10 |  | Codes & Standards Forecast | [30 empty] | 0% | 0% | bar: 2019 to 2048
Commercial_Restaurant_New_Water Heating_Natural Gas_Water Heater_E1_Codes & Standards Forecast | Commercial | Restaurant | New | Water Heating | Natural Gas | Water Heater | E1 | TE 80% | Codes & Standards Forecast | 100% | 100% | 100% | 100% | 100% | 100% | 100% | 100% | 100% | 100% | 100% | 100% | 100% | 100% | 100% | 100% | 100% | 100% | 100% | 100% | 100% | 100% | 100% | 100% | 100% | 100% | 100% | 100% | 100% | 100% | 100% | 100%
Commercial_Restaurant_New_Water Heating_Natural Gas_Water Heater_E2_Codes & Standards Forecast | Commercial | Restaurant | New | Water Heating | Natural Gas | Water Heater | E2 | TE 81% | Codes & Standards Forecast | [30 empty] | 0% | 0% | bar: 2019 to 2048
Commercial_Restaurant_New_Water Heating_Natural Gas_Water Heater_E3_Codes & Standards Forecast | Commercial | Restaurant | New | Water Heating | Natural Gas | Water Heater | E3 | TE 88% | Codes & Standards Forecast | [30 empty] | 0% | 0% | bar: 2019 to 2048
Commercial_Restaurant_New_Water Heating_Natural Gas_Water Heater_E4_Codes & Standards Forecast | Commercial | Restaurant | New | Water Heating | Natural Gas | Water Heater | E4 | TE 94% | Codes & Standards Forecast | [30 empty] | 0% | 0% | bar: 2019 to 2048
Commercial_Restaurant_New_Water Heating_Natural Gas_Water Heater_E5_Codes & Standards Forecast | Commercial | Restaurant | New | Water Heating | Natural Gas | Water Heater | E5 | TE 96% | Codes & Standards Forecast | [30 empty] | 0% | 0% | bar: 2019 to 2048
Commercial_Restaurant_New_Water Heating_Natural Gas_Water Heater_E6_Codes & Standards Forecast | Commercial | Restaurant | New | Water Heating | Natural Gas | Water Heater | E6 | Tankless | Codes & Standards Forecast | [30 empty] | 0% | 0% | bar: 2019 to 2048
Commercial_Restaurant_New_Water Heating_Natural Gas_Water Heater_E7_Codes & Standards Forecast | Commercial | Restaurant | New | Water Heating | Natural Gas | Water Heater | E7 | Gas-Fired Absorption HPWH | Codes & Standards Forecast | [30 empty] | 0% | 0% | bar: 2019 to 2048
Commercial_Restaurant_New_Water Heating_Natural Gas_Water Heater_E8_Codes & Standards Forecast | Commercial | Restaurant | New | Water Heating | Natural Gas | Water Heater | E8 |  | Codes & Standards Forecast | [30 empty] | 0% | 0% | bar: 2019 to 2048
Commercial_Restaurant_New_Water Heating_Natural Gas_Water Heater_E9_Codes & Standards Forecast | Commercial | Restaurant | New | Water Heating | Natural Gas | Water Heater | E9 |  | Codes & Standards Forecast | [30 empty] | 0% | 0% | bar: 2019 to 2048
Commercial_Restaurant_New_Water Heating_Natural Gas_Water Heater_E10_Codes & Standards Forecast | Commercial | Restaurant | New | Water Heating | Natural Gas | Water Heater | E10 |  | Codes & Standards Forecast | [30 empty] | 0% | 0% | bar: 2019 to 2048
Commercial_Restaurant_New_Food Preparation_Natural Gas_Oven_E1_Codes & Standards Forecast | Commercial | Restaurant | New | Food Preparation | Natural Gas | Oven | E1 | Standard | Codes & Standards Forecast | 100% | 100% | 100% | 100% | 100% | 100% | 100% | 100% | 100% | 100% | 100% | 100% | 100% | 100% | 100% | 100% | 100% | 100% | 100% | 100% | 100% | 100% | 100% | 100% | 100% | 100% | 100% | 100% | 100% | 100% | 100% | 100%
Commercial_Restaurant_New_Food Preparation_Natural Gas_Oven_E2_Codes & Standards Forecast | Commercial | Restaurant | New | Food Preparation | Natural Gas | Oven | E2 | ENERGY STAR (>44% Baking Efficiency) | Codes & Standards Forecast | [30 empty] | 0% | 0% | bar: 2019 to 2048
Commercial_Restaurant_New_Food Preparation_Natural Gas_Oven_E3_Codes & Standards Forecast | Commercial | Restaurant | New | Food Preparation | Natural Gas | Oven | E3 |  | Codes & Standards Forecast | [30 empty] | 0% | 0% | bar: 2019 to 2048
Commercial_Restaurant_New_Food Preparation_Natural Gas_Oven_E4_Codes & Standards Forecast | Commercial | Restaurant | New | Food Preparation | Natural Gas | Oven | E4 |  | Codes & Standards Forecast | [30 empty] | 0% | 0% | bar: 2019 to 2048
Commercial_Restaurant_New_Food Preparation_Natural Gas_Oven_E5_Codes & Standards Forecast | Commercial | Restaurant | New | Food Preparation | Natural Gas | Oven | E5 |  | Codes & Standards Forecast | [30 empty] | 0% | 0% | bar: 2019 to 2048
Commercial_Restaurant_New_Food Preparation_Natural Gas_Oven_E6_Codes & Standards Forecast | Commercial | Restaurant | New | Food Preparation | Natural Gas | Oven | E6 |  | Codes & Standards Forecast | [30 empty] | 0% | 0% | bar: 2019 to 2048
Commercial_Restaurant_New_Food Preparation_Natural Gas_Oven_E7_Codes & Standards Forecast | Commercial | Restaurant | New | Food Preparation | Natural Gas | Oven | E7 |  | Codes & Standards Forecast | [30 empty] | 0% | 0% | bar: 2019 to 2048
Commercial_Restaurant_New_Food Preparation_Natural Gas_Oven_E8_Codes & Standards Forecast | Commercial | Restaurant | New | Food Preparation | Natural Gas | Oven | E8 |  | Codes & Standards Forecast | [30 empty] | 0% | 0% | bar: 2019 to 2048
Commercial_Restaurant_New_Food Preparation_Natural Gas_Oven_E9_Codes & Standards Forecast | Commercial | Restaurant | New | Food Preparation | Natural Gas | Oven | E9 |  | Codes & Standards Forecast | [30 empty] | 0% | 0% | bar: 2019 to 2048
Commercial_Restaurant_New_Food Preparation_Natural Gas_Oven_E10_Codes & Standards Forecast | Commercial | Restaurant | New | Food Preparation | Natural Gas | Oven | E10 |  | Codes & Standards Forecast | [30 empty] | 0% | 0% | bar: 2019 to 2048
Commercial_Restaurant_New_Food Preparation_Natural Gas_Conveyor Oven_E1_Codes & Standards Forecast | Commercial | Restaurant | New | Food Preparation | Natural Gas | Conveyor Oven | E1 | Standard | Codes & Standards Forecast | 100% | 100% | 100% | 100% | 100% | 100% | 100% | 100% | 100% | 100% | 100% | 100% | 100% | 100% | 100% | 100% | 100% | 100% | 100% | 100% | 100% | 100% | 100% | 100% | 100% | 100% | 100% | 100% | 100% | 100% | 100% | 100%
Commercial_Restaurant_New_Food Preparation_Natural Gas_Conveyor Oven_E2_Codes & Standards Forecast | Commercial | Restaurant | New | Food Preparation | Natural Gas | Conveyor Oven | E2 | Efficient (>44% Baking Efficiency) | Codes & Standards Forecast | [30 empty] | 0% | 0% | bar: 2019 to 2048
Commercial_Restaurant_New_Food Preparation_Natural Gas_Conveyor Oven_E3_Codes & Standards Forecast | Commercial | Restaurant | New | Food Preparation | Natural Gas | Conveyor Oven | E3 |  | Codes & Standards Forecast | [30 empty] | 0% | 0% | bar: 2019 to 2048
Commercial_Restaurant_New_Food Preparation_Natural Gas_Conveyor Oven_E4_Codes & Standards Forecast | Commercial | Restaurant | New | Food Preparation | Natural Gas | Conveyor Oven | E4 |  | Codes & Standards Forecast | [30 empty] | 0% | 0% | bar: 2019 to 2048
Commercial_Restaurant_New_Food Preparation_Natural Gas_Conveyor Oven_E5_Codes & Standards Forecast | Commercial | Restaurant | New | Food Preparation | Natural Gas | Conveyor Oven | E5 |  | Codes & Standards Forecast | [30 empty] | 0% | 0% | bar: 2019 to 2048
Commercial_Restaurant_New_Food Preparation_Natural Gas_Conveyor Oven_E6_Codes & Standards Forecast | Commercial | Restaurant | New | Food Preparation | Natural Gas | Conveyor Oven | E6 |  | Codes & Standards Forecast | [30 empty] | 0% | 0% | bar: 2019 to 2048
Commercial_Restaurant_New_Food Preparation_Natural Gas_Conveyor Oven_E7_Codes & Standards Forecast | Commercial | Restaurant | New | Food Preparation | Natural Gas | Conveyor Oven | E7 |  | Codes & Standards Forecast | [30 empty] | 0% | 0% | bar: 2019 to 2048
Commercial_Restaurant_New_Food Preparation_Natural Gas_Conveyor Oven_E8_Codes & Standards Forecast | Commercial | Restaurant | New | Food Preparation | Natural Gas | Conveyor Oven | E8 |  | Codes & Standards Forecast | [30 empty] | 0% | 0% | bar: 2019 to 2048
Commercial_Restaurant_New_Food Preparation_Natural Gas_Conveyor Oven_E9_Codes & Standards Forecast | Commercial | Restaurant | New | Food Preparation | Natural Gas | Conveyor Oven | E9 |  | Codes & Standards Forecast | [30 empty] | 0% | 0% | bar: 2019 to 2048
Commercial_Restaurant_New_Food Preparation_Natural Gas_Conveyor Oven_E10_Codes & Standards Forecast | Commercial | Restaurant | New | Food Preparation | Natural Gas | Conveyor Oven | E10 |  | Codes & Standards Forecast | [30 empty] | 0% | 0% | bar: 2019 to 2048
Commercial_Restaurant_New_Food Preparation_Natural Gas_Double Rack Oven_E1_Codes & Standards Forecast | Commercial | Restaurant | New | Food Preparation | Natural Gas | Double Rack Oven | E1 | Standard | Codes & Standards Forecast | 100% | 100% | 100% | 100% | 100% | 100% | 100% | 100% | 100% | 100% | 100% | 100% | 100% | 100% | 100% | 100% | 100% | 100% | 100% | 100% | 100% | 100% | 100% | 100% | 100% | 100% | 100% | 100% | 100% | 100% | 100% | 100%
Commercial_Restaurant_New_Food Preparation_Natural Gas_Double Rack Oven_E2_Codes & Standards Forecast | Commercial | Restaurant | New | Food Preparation | Natural Gas | Double Rack Oven | E2 | FTSC Qualified (>50% Cooking Efficiency) | Codes & Standards Forecast | [30 empty] | 0% | 0% | bar: 2019 to 2048
Commercial_Restaurant_New_Food Preparation_Natural Gas_Double Rack Oven_E3_Codes & Standards Forecast | Commercial | Restaurant | New | Food Preparation | Natural Gas | Double Rack Oven | E3 |  | Codes & Standards Forecast | [30 empty] | 0% | 0% | bar: 2019 to 2048
Commercial_Restaurant_New_Food Preparation_Natural Gas_Double Rack Oven_E4_Codes & Standards Forecast | Commercial | Restaurant | New | Food Preparation | Natural Gas | Double Rack Oven | E4 |  | Codes & Standards Forecast | [30 empty] | 0% | 0% | bar: 2019 to 2048
Commercial_Restaurant_New_Food Preparation_Natural Gas_Double Rack Oven_E5_Codes & Standards Forecast | Commercial | Restaurant | New | Food Preparation | Natural Gas | Double Rack Oven | E5 |  | Codes & Standards Forecast | [30 empty] | 0% | 0% | bar: 2019 to 2048
Commercial_Restaurant_New_Food Preparation_Natural Gas_Double Rack Oven_E6_Codes & Standards Forecast | Commercial | Restaurant | New | Food Preparation | Natural Gas | Double Rack Oven | E6 |  | Codes & Standards Forecast | [30 empty] | 0% | 0% | bar: 2019 to 2048
Commercial_Restaurant_New_Food Preparation_Natural Gas_Double Rack Oven_E7_Codes & Standards Forecast | Commercial | Restaurant | New | Food Preparation | Natural Gas | Double Rack Oven | E7 |  | Codes & Standards Forecast | [30 empty] | 0% | 0% | bar: 2019 to 2048
Commercial_Restaurant_New_Food Preparation_Natural Gas_Double Rack Oven_E8_Codes & Standards Forecast | Commercial | Restaurant | New | Food Preparation | Natural Gas | Double Rack Oven | E8 |  | Codes & Standards Forecast | [30 empty] | 0% | 0% | bar: 2019 to 2048
Commercial_Restaurant_New_Food Preparation_Natural Gas_Double Rack Oven_E9_Codes & Standards Forecast | Commercial | Restaurant | New | Food Preparation | Natural Gas | Double Rack Oven | E9 |  | Codes & Standards Forecast | [30 empty] | 0% | 0% | bar: 2019 to 2048
Commercial_Restaurant_New_Food Preparation_Natural Gas_Double Rack Oven_E10_Codes & Standards Forecast | Commercial | Restaurant | New | Food Preparation | Natural Gas | Double Rack Oven | E10 |  | Codes & Standards Forecast | [30 empty] | 0% | 0% | bar: 2019 to 2048
Commercial_Restaurant_New_Food Preparation_Natural Gas_Fryer_E1_Codes & Standards Forecast | Commercial | Restaurant | New | Food Preparation | Natural Gas | Fryer | E1 | Standard | Codes & Standards Forecast | 100% | 100% | 100% | 0% | 0% | 0% | 0% | 0% | 0% | 0% | 0% | 0% | 0% | 0% | 0% | 0% | 0% | 0% | 0% | 0% | 0% | 0% | 0% | 0% | 0% | 0% | 0% | 0% | 0% | 0% | 0% | 0%
Commercial_Restaurant_New_Food Preparation_Natural Gas_Fryer_E2_Codes & Standards Forecast | Commercial | Restaurant | New | Food Preparation | Natural Gas | Fryer | E2 | ENERGY STAR | Codes & Standards Forecast | 0% | 0% | 0% | 100% | 100% | 100% | 100% | 100% | 100% | 100% | 100% | 100% | 100% | 100% | 100% | 100% | 100% | 100% | 100% | 100% | 100% | 100% | 100% | 100% | 100% | 100% | 100% | 100% | 100% | 100% | 100% | 100%
Commercial_Restaurant_New_Food Preparation_Natural Gas_Fryer_E3_Codes & Standards Forecast | Commercial | Restaurant | New | Food Preparation | Natural Gas | Fryer | E3 |  | Codes & Standards Forecast | [30 empty] | 0% | 0% | bar: 2019 to 2048
Commercial_Restaurant_New_Food Preparation_Natural Gas_Fryer_E4_Codes & Standards Forecast | Commercial | Restaurant | New | Food Preparation | Natural Gas | Fryer | E4 |  | Codes & Standards Forecast | [30 empty] | 0% | 0% | bar: 2019 to 2048
Commercial_Restaurant_New_Food Preparation_Natural Gas_Fryer_E5_Codes & Standards Forecast | Commercial | Restaurant | New | Food Preparation | Natural Gas | Fryer | E5 |  | Codes & Standards Forecast | [30 empty] | 0% | 0% | bar: 2019 to 2048
Commercial_Restaurant_New_Food Preparation_Natural Gas_Fryer_E6_Codes & Standards Forecast | Commercial | Restaurant | New | Food Preparation | Natural Gas | Fryer | E6 |  | Codes & Standards Forecast | [30 empty] | 0% | 0% | bar: 2019 to 2048
Commercial_Restaurant_New_Food Preparation_Natural Gas_Fryer_E7_Codes & Standards Forecast | Commercial | Restaurant | New | Food Preparation | Natural Gas | Fryer | E7 |  | Codes & Standards Forecast | [30 empty] | 0% | 0% | bar: 2019 to 2048
Commercial_Restaurant_New_Food Preparation_Natural Gas_Fryer_E8_Codes & Standards Forecast | Commercial | Restaurant | New | Food Preparation | Natural Gas | Fryer | E8 |  | Codes & Standards Forecast | [30 empty] | 0% | 0% | bar: 2019 to 2048
Commercial_Restaurant_New_Food Preparation_Natural Gas_Fryer_E9_Codes & Standards Forecast | Commercial | Restaurant | New | Food Preparation | Natural Gas | Fryer | E9 |  | Codes & Standards Forecast | [30 empty] | 0% | 0% | bar: 2019 to 2048
Commercial_Restaurant_New_Food Preparation_Natural Gas_Fryer_E10_Codes & Standards Forecast | Commercial | Restaurant | New | Food Preparation | Natural Gas | Fryer | E10 |  | Codes & Standards Forecast | [30 empty] | 0% | 0% | bar: 2019 to 2048
Commercial_Restaurant_New_Food Preparation_Natural Gas_Broiler_E1_Codes & Standards Forecast | Commercial | Restaurant | New | Food Preparation | Natural Gas | Broiler | E1 | Standard | Codes & Standards Forecast | 100% | 100% | 100% | 100% | 100% | 100% | 100% | 100% | 100% | 100% | 100% | 100% | 100% | 100% | 100% | 100% | 100% | 100% | 100% | 100% | 100% | 100% | 100% | 100% | 100% | 100% | 100% | 100% | 100% | 100% | 100% | 100%
Commercial_Restaurant_New_Food Preparation_Natural Gas_Broiler_E2_Codes & Standards Forecast | Commercial | Restaurant | New | Food Preparation | Natural Gas | Broiler | E2 | Infrared Burners | Codes & Standards Forecast | [30 empty] | 0% | 0% | bar: 2019 to 2048
Commercial_Restaurant_New_Food Preparation_Natural Gas_Broiler_E3_Codes & Standards Forecast | Commercial | Restaurant | New | Food Preparation | Natural Gas | Broiler | E3 |  | Codes & Standards Forecast | [30 empty] | 0% | 0% | bar: 2019 to 2048
Commercial_Restaurant_New_Food Preparation_Natural Gas_Broiler_E4_Codes & Standards Forecast | Commercial | Restaurant | New | Food Preparation | Natural Gas | Broiler | E4 |  | Codes & Standards Forecast | [30 empty] | 0% | 0% | bar: 2019 to 2048
Commercial_Restaurant_New_Food Preparation_Natural Gas_Broiler_E5_Codes & Standards Forecast | Commercial | Restaurant | New | Food Preparation | Natural Gas | Broiler | E5 |  | Codes & Standards Forecast | [30 empty] | 0% | 0% | bar: 2019 to 2048
Commercial_Restaurant_New_Food Preparation_Natural Gas_Broiler_E6_Codes & Standards Forecast | Commercial | Restaurant | New | Food Preparation | Natural Gas | Broiler | E6 |  | Codes & Standards Forecast | [30 empty] | 0% | 0% | bar: 2019 to 2048
Commercial_Restaurant_New_Food Preparation_Natural Gas_Broiler_E7_Codes & Standards Forecast | Commercial | Restaurant | New | Food Preparation | Natural Gas | Broiler | E7 |  | Codes & Standards Forecast | [30 empty] | 0% | 0% | bar: 2019 to 2048
Commercial_Restaurant_New_Food Preparation_Natural Gas_Broiler_E8_Codes & Standards Forecast | Commercial | Restaurant | New | Food Preparation | Natural Gas | Broiler | E8 |  | Codes & Standards Forecast | [30 empty] | 0% | 0% | bar: 2019 to 2048
Commercial_Restaurant_New_Food Preparation_Natural Gas_Broiler_E9_Codes & Standards Forecast | Commercial | Restaurant | New | Food Preparation | Natural Gas | Broiler | E9 |  | Codes & Standards Forecast | [30 empty] | 0% | 0% | bar: 2019 to 2048
Commercial_Restaurant_New_Food Preparation_Natural Gas_Broiler_E10_Codes & Standards Forecast | Commercial | Restaurant | New | Food Preparation | Natural Gas | Broiler | E10 |  | Codes & Standards Forecast | [30 empty] | 0% | 0% | bar: 2019 to 2048
Commercial_Restaurant_New_Food Preparation_Natural Gas_Griddle_E1_Codes & Standards Forecast | Commercial | Restaurant | New | Food Preparation | Natural Gas | Griddle | E1 | Standard | Codes & Standards Forecast | 100% | 100% | 100% | 100% | 100% | 100% | 100% | 100% | 100% | 100% | 100% | 100% | 100% | 100% | 100% | 100% | 100% | 100% | 100% | 100% | 100% | 100% | 100% | 100% | 100% | 100% | 100% | 100% | 100% | 100% | 100% | 100%
Commercial_Restaurant_New_Food Preparation_Natural Gas_Griddle_E2_Codes & Standards Forecast | Commercial | Restaurant | New | Food Preparation | Natural Gas | Griddle | E2 | ENERGY STAR | Codes & Standards Forecast | [30 empty] | 0% | 0% | bar: 2019 to 2048
Commercial_Restaurant_New_Food Preparation_Natural Gas_Griddle_E3_Codes & Standards Forecast | Commercial | Restaurant | New | Food Preparation | Natural Gas | Griddle | E3 |  | Codes & Standards Forecast | [30 empty] | 0% | 0% | bar: 2019 to 2048
Commercial_Restaurant_New_Food Preparation_Natural Gas_Griddle_E4_Codes & Standards Forecast | Commercial | Restaurant | New | Food Preparation | Natural Gas | Griddle | E4 |  | Codes & Standards Forecast | [30 empty] | 0% | 0% | bar: 2019 to 2048
Commercial_Restaurant_New_Food Preparation_Natural Gas_Griddle_E5_Codes & Standards Forecast | Commercial | Restaurant | New | Food Preparation | Natural Gas | Griddle | E5 |  | Codes & Standards Forecast | [30 empty] | 0% | 0% | bar: 2019 to 2048
Commercial_Restaurant_New_Food Preparation_Natural Gas_Griddle_E6_Codes & Standards Forecast | Commercial | Restaurant | New | Food Preparation | Natural Gas | Griddle | E6 |  | Codes & Standards Forecast | [30 empty] | 0% | 0% | bar: 2019 to 2048
Commercial_Restaurant_New_Food Preparation_Natural Gas_Griddle_E7_Codes & Standards Forecast | Commercial | Restaurant | New | Food Preparation | Natural Gas | Griddle | E7 |  | Codes & Standards Forecast | [30 empty] | 0% | 0% | bar: 2019 to 2048
Commercial_Restaurant_New_Food Preparation_Natural Gas_Griddle_E8_Codes & Standards Forecast | Commercial | Restaurant | New | Food Preparation | Natural Gas | Griddle | E8 |  | Codes & Standards Forecast | [30 empty] | 0% | 0% | bar: 2019 to 2048
Commercial_Restaurant_New_Food Preparation_Natural Gas_Griddle_E9_Codes & Standards Forecast | Commercial | Restaurant | New | Food Preparation | Natural Gas | Griddle | E9 |  | Codes & Standards Forecast | [30 empty] | 0% | 0% | bar: 2019 to 2048
Commercial_Restaurant_New_Food Preparation_Natural Gas_Griddle_E10_Codes & Standards Forecast | Commercial | Restaurant | New | Food Preparation | Natural Gas | Griddle | E10 |  | Codes & Standards Forecast | [30 empty] | 0% | 0% | bar: 2019 to 2048
Commercial_Restaurant_New_Food Preparation_Natural Gas_Range_E1_Codes & Standards Forecast | Commercial | Restaurant | New | Food Preparation | Natural Gas | Range | E1 | Standard | Codes & Standards Forecast | 100% | 100% | 100% | 100% | 100% | 100% | 100% | 100% | 100% | 100% | 100% | 100% | 100% | 100% | 100% | 100% | 100% | 100% | 100% | 100% | 100% | 100% | 100% | 100% | 100% | 100% | 100% | 100% | 100% | 100% | 100% | 100%
Commercial_Restaurant_New_Food Preparation_Natural Gas_Range_E2_Codes & Standards Forecast | Commercial | Restaurant | New | Food Preparation | Natural Gas | Range | E2 | High Efficiency | Codes & Standards Forecast | [30 empty] | 0% | 0% | bar: 2019 to 2048
Commercial_Restaurant_New_Food Preparation_Natural Gas_Range_E3_Codes & Standards Forecast | Commercial | Restaurant | New | Food Preparation | Natural Gas | Range | E3 |  | Codes & Standards Forecast | [30 empty] | 0% | 0% | bar: 2019 to 2048
Commercial_Restaurant_New_Food Preparation_Natural Gas_Range_E4_Codes & Standards Forecast | Commercial | Restaurant | New | Food Preparation | Natural Gas | Range | E4 |  | Codes & Standards Forecast | [30 empty] | 0% | 0% | bar: 2019 to 2048
Commercial_Restaurant_New_Food Preparation_Natural Gas_Range_E5_Codes & Standards Forecast | Commercial | Restaurant | New | Food Preparation | Natural Gas | Range | E5 |  | Codes & Standards Forecast | [30 empty] | 0% | 0% | bar: 2019 to 2048
Commercial_Restaurant_New_Food Preparation_Natural Gas_Range_E6_Codes & Standards Forecast | Commercial | Restaurant | New | Food Preparation | Natural Gas | Range | E6 |  | Codes & Standards Forecast | [30 empty] | 0% | 0% | bar: 2019 to 2048
Commercial_Restaurant_New_Food Preparation_Natural Gas_Range_E7_Codes & Standards Forecast | Commercial | Restaurant | New | Food Preparation | Natural Gas | Range | E7 |  | Codes & Standards Forecast | [30 empty] | 0% | 0% | bar: 2019 to 2048
Commercial_Restaurant_New_Food Preparation_Natural Gas_Range_E8_Codes & Standards Forecast | Commercial | Restaurant | New | Food Preparation | Natural Gas | Range | E8 |  | Codes & Standards Forecast | [30 empty] | 0% | 0% | bar: 2019 to 2048
Commercial_Restaurant_New_Food Preparation_Natural Gas_Range_E9_Codes & Standards Forecast | Commercial | Restaurant | New | Food Preparation | Natural Gas | Range | E9 |  | Codes & Standards Forecast | [30 empty] | 0% | 0% | bar: 2019 to 2048
Commercial_Restaurant_New_Food Preparation_Natural Gas_Range_E10_Codes & Standards Forecast | Commercial | Restaurant | New | Food Preparation | Natural Gas | Range | E10 |  | Codes & Standards Forecast | [30 empty] | 0% | 0% | bar: 2019 to 2048
Commercial_Restaurant_New_Food Preparation_Natural Gas_Steamer_E1_Codes & Standards Forecast | Commercial | Restaurant | New | Food Preparation | Natural Gas | Steamer | E1 | Standard | Codes & Standards Forecast | 100% | 100% | 100% | 0% | 0% | 0% | 0% | 0% | 0% | 0% | 0% | 0% | 0% | 0% | 0% | 0% | 0% | 0% | 0% | 0% | 0% | 0% | 0% | 0% | 0% | 0% | 0% | 0% | 0% | 0% | 0% | 0%
Commercial_Restaurant_New_Food Preparation_Natural Gas_Steamer_E2_Codes & Standards Forecast | Commercial | Restaurant | New | Food Preparation | Natural Gas | Steamer | E2 | ENERGY STAR | Codes & Standards Forecast | 0% | 0% | 0% | 100% | 100% | 100% | 100% | 100% | 100% | 100% | 100% | 100% | 100% | 100% | 100% | 100% | 100% | 100% | 100% | 100% | 100% | 100% | 100% | 100% | 100% | 100% | 100% | 100% | 100% | 100% | 100% | 100%
Commercial_Restaurant_New_Food Preparation_Natural Gas_Steamer_E3_Codes & Standards Forecast | Commercial | Restaurant | New | Food Preparation | Natural Gas | Steamer | E3 |  | Codes & Standards Forecast | [30 empty] | 0% | 0% | bar: 2019 to 2048
Commercial_Restaurant_New_Food Preparation_Natural Gas_Steamer_E4_Codes & Standards Forecast | Commercial | Restaurant | New | Food Preparation | Natural Gas | Steamer | E4 |  | Codes & Standards Forecast | [30 empty] | 0% | 0% | bar: 2019 to 2048
Commercial_Restaurant_New_Food Preparation_Natural Gas_Steamer_E5_Codes & Standards Forecast | Commercial | Restaurant | New | Food Preparation | Natural Gas | Steamer | E5 |  | Codes & Standards Forecast | [30 empty] | 0% | 0% | bar: 2019 to 2048
Commercial_Restaurant_New_Food Preparation_Natural Gas_Steamer_E6_Codes & Standards Forecast | Commercial | Restaurant | New | Food Preparation | Natural Gas | Steamer | E6 |  | Codes & Standards Forecast | [30 empty] | 0% | 0% | bar: 2019 to 2048
Commercial_Restaurant_New_Food Preparation_Natural Gas_Steamer_E7_Codes & Standards Forecast | Commercial | Restaurant | New | Food Preparation | Natural Gas | Steamer | E7 |  | Codes & Standards Forecast | [30 empty] | 0% | 0% | bar: 2019 to 2048
Commercial_Restaurant_New_Food Preparation_Natural Gas_Steamer_E8_Codes & Standards Forecast | Commercial | Restaurant | New | Food Preparation | Natural Gas | Steamer | E8 |  | Codes & Standards Forecast | [30 empty] | 0% | 0% | bar: 2019 to 2048
Commercial_Restaurant_New_Food Preparation_Natural Gas_Steamer_E9_Codes & Standards Forecast | Commercial | Restaurant | New | Food Preparation | Natural Gas | Steamer | E9 |  | Codes & Standards Forecast | [30 empty] | 0% | 0% | bar: 2019 to 2048
Commercial_Restaurant_New_Food Preparation_Natural Gas_Steamer_E10_Codes & Standards Forecast | Commercial | Restaurant | New | Food Preparation | Natural Gas | Steamer | E10 |  | Codes & Standards Forecast | [30 empty] | 0% | 0% | bar: 2019 to 2048
Commercial_Restaurant_New_Food Preparation_Natural Gas_Food Prep Other_E1_Codes & Standards Forecast | Commercial | Restaurant | New | Food Preparation | Natural Gas | Food Prep Other | E1 | Standard | Codes & Standards Forecast | 100% | 100% | 100% | 100% | 100% | 100% | 100% | 100% | 100% | 100% | 100% | 100% | 100% | 100% | 100% | 100% | 100% | 100% | 100% | 100% | 100% | 100% | 100% | 100% | 100% | 100% | 100% | 100% | 100% | 100% | 100% | 100%
Commercial_Restaurant_New_Food Preparation_Natural Gas_Food Prep Other_E2_Codes & Standards Forecast | Commercial | Restaurant | New | Food Preparation | Natural Gas | Food Prep Other | E2 | ENERGY STAR | Codes & Standards Forecast | [30 empty] | 0% | 0% | bar: 2019 to 2048
Commercial_Restaurant_New_Food Preparation_Natural Gas_Food Prep Other_E3_Codes & Standards Forecast | Commercial | Restaurant | New | Food Preparation | Natural Gas | Food Prep Other | E3 |  | Codes & Standards Forecast | [30 empty] | 0% | 0% | bar: 2019 to 2048
Commercial_Restaurant_New_Food Preparation_Natural Gas_Food Prep Other_E4_Codes & Standards Forecast | Commercial | Restaurant | New | Food Preparation | Natural Gas | Food Prep Other | E4 |  | Codes & Standards Forecast | [30 empty] | 0% | 0% | bar: 2019 to 2048
Commercial_Restaurant_New_Food Preparation_Natural Gas_Food Prep Other_E5_Codes & Standards Forecast | Commercial | Restaurant | New | Food Preparation | Natural Gas | Food Prep Other | E5 |  | Codes & Standards Forecast | [30 empty] | 0% | 0% | bar: 2019 to 2048
Commercial_Restaurant_New_Food Preparation_Natural Gas_Food Prep Other_E6_Codes & Standards Forecast | Commercial | Restaurant | New | Food Preparation | Natural Gas | Food Prep Other | E6 |  | Codes & Standards Forecast | [30 empty] | 0% | 0% | bar: 2019 to 2048
Commercial_Restaurant_New_Food Preparation_Natural Gas_Food Prep Other_E7_Codes & Standards Forecast | Commercial | Restaurant | New | Food Preparation | Natural Gas | Food Prep Other | E7 |  | Codes & Standards Forecast | [30 empty] | 0% | 0% | bar: 2019 to 2048
Commercial_Restaurant_New_Food Preparation_Natural Gas_Food Prep Other_E8_Codes & Standards Forecast | Commercial | Restaurant | New | Food Preparation | Natural Gas | Food Prep Other | E8 |  | Codes & Standards Forecast | [30 empty] | 0% | 0% | bar: 2019 to 2048
Commercial_Restaurant_New_Food Preparation_Natural Gas_Food Prep Other_E9_Codes & Standards Forecast | Commercial | Restaurant | New | Food Preparation | Natural Gas | Food Prep Other | E9 |  | Codes & Standards Forecast | [30 empty] | 0% | 0% | bar: 2019 to 2048
Commercial_Restaurant_New_Food Preparation_Natural Gas_Food Prep Other_E10_Codes & Standards Forecast | Commercial | Restaurant | New | Food Preparation | Natural Gas | Food Prep Other | E10 |  | Codes & Standards Forecast | [30 empty] | 0% | 0% | bar: 2019 to 2048
Commercial_Restaurant_New_Miscellaneous_Natural Gas_Pool Heater_E1_Codes & Standards Forecast | Commercial | Restaurant | New | Miscellaneous | Natural Gas | Pool Heater | E1 | Standard (EF .78) | Codes & Standards Forecast | 100% | 100% | 100% | 100% | 100% | 100% | 100% | 100% | 100% | 100% | 100% | 100% | 100% | 100% | 100% | 100% | 100% | 100% | 100% | 100% | 100% | 100% | 100% | 100% | 100% | 100% | 100% | 100% | 100% | 100% | 100% | 100%
Commercial_Restaurant_New_Miscellaneous_Natural Gas_Pool Heater_E2_Codes & Standards Forecast | Commercial | Restaurant | New | Miscellaneous | Natural Gas | Pool Heater | E2 | Condensing (EF .90) | Codes & Standards Forecast | [30 empty] | 0% | 0% | bar: 2019 to 2048
Commercial_Restaurant_New_Miscellaneous_Natural Gas_Pool Heater_E3_Codes & Standards Forecast | Commercial | Restaurant | New | Miscellaneous | Natural Gas | Pool Heater | E3 |  | Codes & Standards Forecast | [30 empty] | 0% | 0% | bar: 2019 to 2048
Commercial_Restaurant_New_Miscellaneous_Natural Gas_Pool Heater_E4_Codes & Standards Forecast | Commercial | Restaurant | New | Miscellaneous | Natural Gas | Pool Heater | E4 |  | Codes & Standards Forecast | [30 empty] | 0% | 0% | bar: 2019 to 2048
Commercial_Restaurant_New_Miscellaneous_Natural Gas_Pool Heater_E5_Codes & Standards Forecast | Commercial | Restaurant | New | Miscellaneous | Natural Gas | Pool Heater | E5 |  | Codes & Standards Forecast | [30 empty] | 0% | 0% | bar: 2019 to 2048
Commercial_Restaurant_New_Miscellaneous_Natural Gas_Pool Heater_E6_Codes & Standards Forecast | Commercial | Restaurant | New | Miscellaneous | Natural Gas | Pool Heater | E6 |  | Codes & Standards Forecast | [30 empty] | 0% | 0% | bar: 2019 to 2048
Commercial_Restaurant_New_Miscellaneous_Natural Gas_Pool Heater_E7_Codes & Standards Forecast | Commercial | Restaurant | New | Miscellaneous | Natural Gas | Pool Heater | E7 |  | Codes & Standards Forecast | [30 empty] | 0% | 0% | bar: 2019 to 2048
Commercial_Restaurant_New_Miscellaneous_Natural Gas_Pool Heater_E8_Codes & Standards Forecast | Commercial | Restaurant | New | Miscellaneous | Natural Gas | Pool Heater | E8 |  | Codes & Standards Forecast | [30 empty] | 0% | 0% | bar: 2019 to 2048
Commercial_Restaurant_New_Miscellaneous_Natural Gas_Pool Heater_E9_Codes & Standards Forecast | Commercial | Restaurant | New | Miscellaneous | Natural Gas | Pool Heater | E9 |  | Codes & Standards Forecast | [30 empty] | 0% | 0% | bar: 2019 to 2048
Commercial_Restaurant_New_Miscellaneous_Natural Gas_Pool Heater_E10_Codes & Standards Forecast | Commercial | Restaurant | New | Miscellaneous | Natural Gas | Pool Heater | E10 |  | Codes & Standards Forecast | [30 empty] | 0% | 0% | bar: 2019 to 2048
Commercial_Restaurant_New_Miscellaneous_Natural Gas_Miscellaneous_E1_Codes & Standards Forecast | Commercial | Restaurant | New | Miscellaneous | Natural Gas | Miscellaneous | E1 | Miscellaneous | Codes & Standards Forecast | 100% | 100% | 100% | 100% | 100% | 100% | 100% | 100% | 100% | 100% | 100% | 100% | 100% | 100% | 100% | 100% | 100% | 100% | 100% | 100% | 100% | 100% | 100% | 100% | 100% | 100% | 100% | 100% | 100% | 100% | 100% | 100%
Commercial_Restaurant_New_Miscellaneous_Natural Gas_Miscellaneous_E2_Codes & Standards Forecast | Commercial | Restaurant | New | Miscellaneous | Natural Gas | Miscellaneous | E2 |  | Codes & Standards Forecast | [30 empty] | 0% | 0% | bar: 2019 to 2048
Commercial_Restaurant_New_Miscellaneous_Natural Gas_Miscellaneous_E3_Codes & Standards Forecast | Commercial | Restaurant | New | Miscellaneous | Natural Gas | Miscellaneous | E3 |  | Codes & Standards Forecast | [30 empty] | 0% | 0% | bar: 2019 to 2048
Commercial_Restaurant_New_Miscellaneous_Natural Gas_Miscellaneous_E4_Codes & Standards Forecast | Commercial | Restaurant | New | Miscellaneous | Natural Gas | Miscellaneous | E4 |  | Codes & Standards Forecast | [30 empty] | 0% | 0% | bar: 2019 to 2048
Commercial_Restaurant_New_Miscellaneous_Natural Gas_Miscellaneous_E5_Codes & Standards Forecast | Commercial | Restaurant | New | Miscellaneous | Natural Gas | Miscellaneous | E5 |  | Codes & Standards Forecast | [30 empty] | 0% | 0% | bar: 2019 to 2048
Commercial_Restaurant_New_Miscellaneous_Natural Gas_Miscellaneous_E6_Codes & Standards Forecast | Commercial | Restaurant | New | Miscellaneous | Natural Gas | Miscellaneous | E6 |  | Codes & Standards Forecast | [30 empty] | 0% | 0% | bar: 2019 to 2048
Commercial_Restaurant_New_Miscellaneous_Natural Gas_Miscellaneous_E7_Codes & Standards Forecast | Commercial | Restaurant | New | Miscellaneous | Natural Gas | Miscellaneous | E7 |  | Codes & Standards Forecast | [30 empty] | 0% | 0% | bar: 2019 to 2048
Commercial_Restaurant_New_Miscellaneous_Natural Gas_Miscellaneous_E8_Codes & Standards Forecast | Commercial | Restaurant | New | Miscellaneous | Natural Gas | Miscellaneous | E8 |  | Codes & Standards Forecast | [30 empty] | 0% | 0% | bar: 2019 to 2048
Commercial_Restaurant_New_Miscellaneous_Natural Gas_Miscellaneous_E9_Codes & Standards Forecast | Commercial | Restaurant | New | Miscellaneous | Natural Gas | Miscellaneous | E9 |  | Codes & Standards Forecast | [30 empty] | 0% | 0% | bar: 2019 to 2048
Commercial_Restaurant_New_Miscellaneous_Natural Gas_Miscellaneous_E10_Codes & Standards Forecast | Commercial | Restaurant | New | Miscellaneous | Natural Gas | Miscellaneous | E10 |  | Codes & Standards Forecast | [30 empty] | 0% | 0% | bar: 2019 to 2048
Commercial_Grocery_Existing_Space Heating_Natural Gas_Furnace_E1_Codes & Standards Forecast | Commercial | Grocery | Existing | Space Heating | Natural Gas | Furnace | E1 | AFUE 80% (Standard) | Codes & Standards Forecast | 100% | 100% | 100% | 100% | 100% | 0% | 0% | 0% | 0% | 0% | 0% | 0% | 0% | 0% | 0% | 0% | 0% | 0% | 0% | 0% | 0% | 0% | 0% | 0% | 0% | 0% | 0% | 0% | 0% | 0% | 0% | 0%
Commercial_Grocery_Existing_Space Heating_Natural Gas_Furnace_E2_Codes & Standards Forecast | Commercial | Grocery | Existing | Space Heating | Natural Gas | Furnace | E2 | AFUE 90% | Codes & Standards Forecast | [30 empty] | 0% | 0% | bar: 2019 to 2048
Commercial_Grocery_Existing_Space Heating_Natural Gas_Furnace_E3_Codes & Standards Forecast | Commercial | Grocery | Existing | Space Heating | Natural Gas | Furnace | E3 | AFUE 96% | Codes & Standards Forecast | 0% | 0% | 0% | 0% | 0% | 100% | 100% | 100% | 100% | 100% | 100% | 100% | 100% | 100% | 100% | 100% | 100% | 100% | 100% | 100% | 100% | 100% | 100% | 100% | 100% | 100% | 100% | 100% | 100% | 100% | 100% | 100%
Commercial_Grocery_Existing_Space Heating_Natural Gas_Furnace_E4_Codes & Standards Forecast | Commercial | Grocery | Existing | Space Heating | Natural Gas | Furnace | E4 |  | Codes & Standards Forecast | [30 empty] | 0% | 0% | bar: 2019 to 2048
Commercial_Grocery_Existing_Space Heating_Natural Gas_Furnace_E5_Codes & Standards Forecast | Commercial | Grocery | Existing | Space Heating | Natural Gas | Furnace | E5 |  | Codes & Standards Forecast | [30 empty] | 0% | 0% | bar: 2019 to 2048
Commercial_Grocery_Existing_Space Heating_Natural Gas_Furnace_E6_Codes & Standards Forecast | Commercial | Grocery | Existing | Space Heating | Natural Gas | Furnace | E6 |  | Codes & Standards Forecast | [30 empty] | 0% | 0% | bar: 2019 to 2048
Commercial_Grocery_Existing_Space Heating_Natural Gas_Furnace_E7_Codes & Standards Forecast | Commercial | Grocery | Existing | Space Heating | Natural Gas | Furnace | E7 |  | Codes & Standards Forecast | [30 empty] | 0% | 0% | bar: 2019 to 2048
Commercial_Grocery_Existing_Space Heating_Natural Gas_Furnace_E8_Codes & Standards Forecast | Commercial | Grocery | Existing | Space Heating | Natural Gas | Furnace | E8 |  | Codes & Standards Forecast | [30 empty] | 0% | 0% | bar: 2019 to 2048
Commercial_Grocery_Existing_Space Heating_Natural Gas_Furnace_E9_Codes & Standards Forecast | Commercial | Grocery | Existing | Space Heating | Natural Gas | Furnace | E9 |  | Codes & Standards Forecast | [30 empty] | 0% | 0% | bar: 2019 to 2048
Commercial_Grocery_Existing_Space Heating_Natural Gas_Furnace_E10_Codes & Standards Forecast | Commercial | Grocery | Existing | Space Heating | Natural Gas | Furnace | E10 |  | Codes & Standards Forecast | [30 empty] | 0% | 0% | bar: 2019 to 2048
Commercial_Grocery_Existing_Space Heating_Natural Gas_Boiler_E1_Codes & Standards Forecast | Commercial | Grocery | Existing | Space Heating | Natural Gas | Boiler | E1 | AFUE 80% (Standard) | Codes & Standards Forecast | 100% | 100% | 100% | 100% | 100% | 0% | 0% | 0% | 0% | 0% | 0% | 0% | 0% | 0% | 0% | 0% | 0% | 0% | 0% | 0% | 0% | 0% | 0% | 0% | 0% | 0% | 0% | 0% | 0% | 0% | 0% | 0%
Commercial_Grocery_Existing_Space Heating_Natural Gas_Boiler_E2_Codes & Standards Forecast | Commercial | Grocery | Existing | Space Heating | Natural Gas | Boiler | E2 | AFUE 85% | Codes & Standards Forecast | [30 empty] | 0% | 0% | bar: 2019 to 2048
Commercial_Grocery_Existing_Space Heating_Natural Gas_Boiler_E3_Codes & Standards Forecast | Commercial | Grocery | Existing | Space Heating | Natural Gas | Boiler | E3 | AFUE 97% | Codes & Standards Forecast | 0% | 0% | 0% | 0% | 0% | 100% | 100% | 100% | 100% | 100% | 100% | 100% | 100% | 100% | 100% | 100% | 100% | 100% | 100% | 100% | 100% | 100% | 100% | 100% | 100% | 100% | 100% | 100% | 100% | 100% | 100% | 100%
Commercial_Grocery_Existing_Space Heating_Natural Gas_Boiler_E4_Codes & Standards Forecast | Commercial | Grocery | Existing | Space Heating | Natural Gas | Boiler | E4 | Convert to NG Air Source Heat Pump | Codes & Standards Forecast | [30 empty] | 0% | 0% | bar: 2019 to 2048
Commercial_Grocery_Existing_Space Heating_Natural Gas_Boiler_E5_Codes & Standards Forecast | Commercial | Grocery | Existing | Space Heating | Natural Gas | Boiler | E5 |  | Codes & Standards Forecast | [30 empty] | 0% | 0% | bar: 2019 to 2048
Commercial_Grocery_Existing_Space Heating_Natural Gas_Boiler_E6_Codes & Standards Forecast | Commercial | Grocery | Existing | Space Heating | Natural Gas | Boiler | E6 |  | Codes & Standards Forecast | [30 empty] | 0% | 0% | bar: 2019 to 2048
Commercial_Grocery_Existing_Space Heating_Natural Gas_Boiler_E7_Codes & Standards Forecast | Commercial | Grocery | Existing | Space Heating | Natural Gas | Boiler | E7 |  | Codes & Standards Forecast | [30 empty] | 0% | 0% | bar: 2019 to 2048
Commercial_Grocery_Existing_Space Heating_Natural Gas_Boiler_E8_Codes & Standards Forecast | Commercial | Grocery | Existing | Space Heating | Natural Gas | Boiler | E8 |  | Codes & Standards Forecast | [30 empty] | 0% | 0% | bar: 2019 to 2048
Commercial_Grocery_Existing_Space Heating_Natural Gas_Boiler_E9_Codes & Standards Forecast | Commercial | Grocery | Existing | Space Heating | Natural Gas | Boiler | E9 |  | Codes & Standards Forecast | [30 empty] | 0% | 0% | bar: 2019 to 2048
Commercial_Grocery_Existing_Space Heating_Natural Gas_Boiler_E10_Codes & Standards Forecast | Commercial | Grocery | Existing | Space Heating | Natural Gas | Boiler | E10 |  | Codes & Standards Forecast | [30 empty] | 0% | 0% | bar: 2019 to 2048
Commercial_Grocery_Existing_Space Heating_Natural Gas_Unit Heater_E1_Codes & Standards Forecast | Commercial | Grocery | Existing | Space Heating | Natural Gas | Unit Heater | E1 | Standard | Codes & Standards Forecast | 100% | 100% | 100% | 100% | 100% | 0% | 0% | 0% | 0% | 0% | 0% | 0% | 0% | 0% | 0% | 0% | 0% | 0% | 0% | 0% | 0% | 0% | 0% | 0% | 0% | 0% | 0% | 0% | 0% | 0% | 0% | 0%
Commercial_Grocery_Existing_Space Heating_Natural Gas_Unit Heater_E2_Codes & Standards Forecast | Commercial | Grocery | Existing | Space Heating | Natural Gas | Unit Heater | E2 | Condensing | Codes & Standards Forecast | 0% | 0% | 0% | 0% | 0% | 100% | 100% | 100% | 100% | 100% | 100% | 100% | 100% | 100% | 100% | 100% | 100% | 100% | 100% | 100% | 100% | 100% | 100% | 100% | 100% | 100% | 100% | 100% | 100% | 100% | 100% | 100%
Commercial_Grocery_Existing_Space Heating_Natural Gas_Unit Heater_E3_Codes & Standards Forecast | Commercial | Grocery | Existing | Space Heating | Natural Gas | Unit Heater | E3 | Infrared Radiant | Codes & Standards Forecast | [30 empty] | 0% | 0% | bar: 2019 to 2048
Commercial_Grocery_Existing_Space Heating_Natural Gas_Unit Heater_E4_Codes & Standards Forecast | Commercial | Grocery | Existing | Space Heating | Natural Gas | Unit Heater | E4 |  | Codes & Standards Forecast | [30 empty] | 0% | 0% | bar: 2019 to 2048
Commercial_Grocery_Existing_Space Heating_Natural Gas_Unit Heater_E5_Codes & Standards Forecast | Commercial | Grocery | Existing | Space Heating | Natural Gas | Unit Heater | E5 |  | Codes & Standards Forecast | [30 empty] | 0% | 0% | bar: 2019 to 2048
Commercial_Grocery_Existing_Space Heating_Natural Gas_Unit Heater_E6_Codes & Standards Forecast | Commercial | Grocery | Existing | Space Heating | Natural Gas | Unit Heater | E6 |  | Codes & Standards Forecast | [30 empty] | 0% | 0% | bar: 2019 to 2048
Commercial_Grocery_Existing_Space Heating_Natural Gas_Unit Heater_E7_Codes & Standards Forecast | Commercial | Grocery | Existing | Space Heating | Natural Gas | Unit Heater | E7 |  | Codes & Standards Forecast | [30 empty] | 0% | 0% | bar: 2019 to 2048
Commercial_Grocery_Existing_Space Heating_Natural Gas_Unit Heater_E8_Codes & Standards Forecast | Commercial | Grocery | Existing | Space Heating | Natural Gas | Unit Heater | E8 |  | Codes & Standards Forecast | [30 empty] | 0% | 0% | bar: 2019 to 2048
Commercial_Grocery_Existing_Space Heating_Natural Gas_Unit Heater_E9_Codes & Standards Forecast | Commercial | Grocery | Existing | Space Heating | Natural Gas | Unit Heater | E9 |  | Codes & Standards Forecast | [30 empty] | 0% | 0% | bar: 2019 to 2048
Commercial_Grocery_Existing_Space Heating_Natural Gas_Unit Heater_E10_Codes & Standards Forecast | Commercial | Grocery | Existing | Space Heating | Natural Gas | Unit Heater | E10 |  | Codes & Standards Forecast | [30 empty] | 0% | 0% | bar: 2019 to 2048
Commercial_Grocery_Existing_Water Heating_Natural Gas_Water Heater_E1_Codes & Standards Forecast | Commercial | Grocery | Existing | Water Heating | Natural Gas | Water Heater | E1 | TE 80% | Codes & Standards Forecast | 100% | 100% | 100% | 100% | 100% | 100% | 100% | 100% | 100% | 100% | 100% | 100% | 100% | 100% | 100% | 100% | 100% | 100% | 100% | 100% | 100% | 100% | 100% | 100% | 100% | 100% | 100% | 100% | 100% | 100% | 100% | 100%
Commercial_Grocery_Existing_Water Heating_Natural Gas_Water Heater_E2_Codes & Standards Forecast | Commercial | Grocery | Existing | Water Heating | Natural Gas | Water Heater | E2 | TE 81% | Codes & Standards Forecast | [30 empty] | 0% | 0% | bar: 2019 to 2048
Commercial_Grocery_Existing_Water Heating_Natural Gas_Water Heater_E3_Codes & Standards Forecast | Commercial | Grocery | Existing | Water Heating | Natural Gas | Water Heater | E3 | TE 88% | Codes & Standards Forecast | [30 empty] | 0% | 0% | bar: 2019 to 2048
Commercial_Grocery_Existing_Water Heating_Natural Gas_Water Heater_E4_Codes & Standards Forecast | Commercial | Grocery | Existing | Water Heating | Natural Gas | Water Heater | E4 | TE 94% | Codes & Standards Forecast | [30 empty] | 0% | 0% | bar: 2019 to 2048
Commercial_Grocery_Existing_Water Heating_Natural Gas_Water Heater_E5_Codes & Standards Forecast | Commercial | Grocery | Existing | Water Heating | Natural Gas | Water Heater | E5 | TE 96% | Codes & Standards Forecast | [30 empty] | 0% | 0% | bar: 2019 to 2048
Commercial_Grocery_Existing_Water Heating_Natural Gas_Water Heater_E6_Codes & Standards Forecast | Commercial | Grocery | Existing | Water Heating | Natural Gas | Water Heater | E6 | Tankless | Codes & Standards Forecast | [30 empty] | 0% | 0% | bar: 2019 to 2048
Commercial_Grocery_Existing_Water Heating_Natural Gas_Water Heater_E7_Codes & Standards Forecast | Commercial | Grocery | Existing | Water Heating | Natural Gas | Water Heater | E7 | Gas-Fired Absorption HPWH | Codes & Standards Forecast | [30 empty] | 0% | 0% | bar: 2019 to 2048
Commercial_Grocery_Existing_Water Heating_Natural Gas_Water Heater_E8_Codes & Standards Forecast | Commercial | Grocery | Existing | Water Heating | Natural Gas | Water Heater | E8 |  | Codes & Standards Forecast | [30 empty] | 0% | 0% | bar: 2019 to 2048
Commercial_Grocery_Existing_Water Heating_Natural Gas_Water Heater_E9_Codes & Standards Forecast | Commercial | Grocery | Existing | Water Heating | Natural Gas | Water Heater | E9 |  | Codes & Standards Forecast | [30 empty] | 0% | 0% | bar: 2019 to 2048
Commercial_Grocery_Existing_Water Heating_Natural Gas_Water Heater_E10_Codes & Standards Forecast | Commercial | Grocery | Existing | Water Heating | Natural Gas | Water Heater | E10 |  | Codes & Standards Forecast | [30 empty] | 0% | 0% | bar: 2019 to 2048
Commercial_Grocery_Existing_Food Preparation_Natural Gas_Oven_E1_Codes & Standards Forecast | Commercial | Grocery | Existing | Food Preparation | Natural Gas | Oven | E1 | Standard | Codes & Standards Forecast | 100% | 100% | 100% | 100% | 100% | 100% | 100% | 100% | 100% | 100% | 100% | 100% | 100% | 100% | 100% | 100% | 100% | 100% | 100% | 100% | 100% | 100% | 100% | 100% | 100% | 100% | 100% | 100% | 100% | 100% | 100% | 100%
Commercial_Grocery_Existing_Food Preparation_Natural Gas_Oven_E2_Codes & Standards Forecast | Commercial | Grocery | Existing | Food Preparation | Natural Gas | Oven | E2 | ENERGY STAR (>44% Baking Efficiency) | Codes & Standards Forecast | [30 empty] | 0% | 0% | bar: 2019 to 2048
Commercial_Grocery_Existing_Food Preparation_Natural Gas_Oven_E3_Codes & Standards Forecast | Commercial | Grocery | Existing | Food Preparation | Natural Gas | Oven | E3 |  | Codes & Standards Forecast | [30 empty] | 0% | 0% | bar: 2019 to 2048
Commercial_Grocery_Existing_Food Preparation_Natural Gas_Oven_E4_Codes & Standards Forecast | Commercial | Grocery | Existing | Food Preparation | Natural Gas | Oven | E4 |  | Codes & Standards Forecast | [30 empty] | 0% | 0% | bar: 2019 to 2048
Commercial_Grocery_Existing_Food Preparation_Natural Gas_Oven_E5_Codes & Standards Forecast | Commercial | Grocery | Existing | Food Preparation | Natural Gas | Oven | E5 |  | Codes & Standards Forecast | [30 empty] | 0% | 0% | bar: 2019 to 2048
Commercial_Grocery_Existing_Food Preparation_Natural Gas_Oven_E6_Codes & Standards Forecast | Commercial | Grocery | Existing | Food Preparation | Natural Gas | Oven | E6 |  | Codes & Standards Forecast | [30 empty] | 0% | 0% | bar: 2019 to 2048
Commercial_Grocery_Existing_Food Preparation_Natural Gas_Oven_E7_Codes & Standards Forecast | Commercial | Grocery | Existing | Food Preparation | Natural Gas | Oven | E7 |  | Codes & Standards Forecast | [30 empty] | 0% | 0% | bar: 2019 to 2048
Commercial_Grocery_Existing_Food Preparation_Natural Gas_Oven_E8_Codes & Standards Forecast | Commercial | Grocery | Existing | Food Preparation | Natural Gas | Oven | E8 |  | Codes & Standards Forecast | [30 empty] | 0% | 0% | bar: 2019 to 2048
Commercial_Grocery_Existing_Food Preparation_Natural Gas_Oven_E9_Codes & Standards Forecast | Commercial | Grocery | Existing | Food Preparation | Natural Gas | Oven | E9 |  | Codes & Standards Forecast | [30 empty] | 0% | 0% | bar: 2019 to 2048
Commercial_Grocery_Existing_Food Preparation_Natural Gas_Oven_E10_Codes & Standards Forecast | Commercial | Grocery | Existing | Food Preparation | Natural Gas | Oven | E10 |  | Codes & Standards Forecast | [30 empty] | 0% | 0% | bar: 2019 to 2048
Commercial_Grocery_Existing_Food Preparation_Natural Gas_Conveyor Oven_E1_Codes & Standards Forecast | Commercial | Grocery | Existing | Food Preparation | Natural Gas | Conveyor Oven | E1 | Standard | Codes & Standards Forecast | 100% | 100% | 100% | 100% | 100% | 100% | 100% | 100% | 100% | 100% | 100% | 100% | 100% | 100% | 100% | 100% | 100% | 100% | 100% | 100% | 100% | 100% | 100% | 100% | 100% | 100% | 100% | 100% | 100% | 100% | 100% | 100%
Commercial_Grocery_Existing_Food Preparation_Natural Gas_Conveyor Oven_E2_Codes & Standards Forecast | Commercial | Grocery | Existing | Food Preparation | Natural Gas | Conveyor Oven | E2 | Efficient (>44% Baking Efficiency) | Codes & Standards Forecast | [30 empty] | 0% | 0% | bar: 2019 to 2048
Commercial_Grocery_Existing_Food Preparation_Natural Gas_Conveyor Oven_E3_Codes & Standards Forecast | Commercial | Grocery | Existing | Food Preparation | Natural Gas | Conveyor Oven | E3 |  | Codes & Standards Forecast | [30 empty] | 0% | 0% | bar: 2019 to 2048
Commercial_Grocery_Existing_Food Preparation_Natural Gas_Conveyor Oven_E4_Codes & Standards Forecast | Commercial | Grocery | Existing | Food Preparation | Natural Gas | Conveyor Oven | E4 |  | Codes & Standards Forecast | [30 empty] | 0% | 0% | bar: 2019 to 2048
Commercial_Grocery_Existing_Food Preparation_Natural Gas_Conveyor Oven_E5_Codes & Standards Forecast | Commercial | Grocery | Existing | Food Preparation | Natural Gas | Conveyor Oven | E5 |  | Codes & Standards Forecast | [30 empty] | 0% | 0% | bar: 2019 to 2048
Commercial_Grocery_Existing_Food Preparation_Natural Gas_Conveyor Oven_E6_Codes & Standards Forecast | Commercial | Grocery | Existing | Food Preparation | Natural Gas | Conveyor Oven | E6 |  | Codes & Standards Forecast | [30 empty] | 0% | 0% | bar: 2019 to 2048
Commercial_Grocery_Existing_Food Preparation_Natural Gas_Conveyor Oven_E7_Codes & Standards Forecast | Commercial | Grocery | Existing | Food Preparation | Natural Gas | Conveyor Oven | E7 |  | Codes & Standards Forecast | [30 empty] | 0% | 0% | bar: 2019 to 2048
Commercial_Grocery_Existing_Food Preparation_Natural Gas_Conveyor Oven_E8_Codes & Standards Forecast | Commercial | Grocery | Existing | Food Preparation | Natural Gas | Conveyor Oven | E8 |  | Codes & Standards Forecast | [30 empty] | 0% | 0% | bar: 2019 to 2048
Commercial_Grocery_Existing_Food Preparation_Natural Gas_Conveyor Oven_E9_Codes & Standards Forecast | Commercial | Grocery | Existing | Food Preparation | Natural Gas | Conveyor Oven | E9 |  | Codes & Standards Forecast | [30 empty] | 0% | 0% | bar: 2019 to 2048
Commercial_Grocery_Existing_Food Preparation_Natural Gas_Conveyor Oven_E10_Codes & Standards Forecast | Commercial | Grocery | Existing | Food Preparation | Natural Gas | Conveyor Oven | E10 |  | Codes & Standards Forecast | [30 empty] | 0% | 0% | bar: 2019 to 2048
Commercial_Grocery_Existing_Food Preparation_Natural Gas_Double Rack Oven_E1_Codes & Standards Forecast | Commercial | Grocery | Existing | Food Preparation | Natural Gas | Double Rack Oven | E1 | Standard | Codes & Standards Forecast | 100% | 100% | 100% | 100% | 100% | 100% | 100% | 100% | 100% | 100% | 100% | 100% | 100% | 100% | 100% | 100% | 100% | 100% | 100% | 100% | 100% | 100% | 100% | 100% | 100% | 100% | 100% | 100% | 100% | 100% | 100% | 100%
Commercial_Grocery_Existing_Food Preparation_Natural Gas_Double Rack Oven_E2_Codes & Standards Forecast | Commercial | Grocery | Existing | Food Preparation | Natural Gas | Double Rack Oven | E2 | FTSC Qualified (>50% Cooking Efficiency) | Codes & Standards Forecast | [30 empty] | 0% | 0% | bar: 2019 to 2048
Commercial_Grocery_Existing_Food Preparation_Natural Gas_Double Rack Oven_E3_Codes & Standards Forecast | Commercial | Grocery | Existing | Food Preparation | Natural Gas | Double Rack Oven | E3 |  | Codes & Standards Forecast | [30 empty] | 0% | 0% | bar: 2019 to 2048
Commercial_Grocery_Existing_Food Preparation_Natural Gas_Double Rack Oven_E4_Codes & Standards Forecast | Commercial | Grocery | Existing | Food Preparation | Natural Gas | Double Rack Oven | E4 |  | Codes & Standards Forecast | [30 empty] | 0% | 0% | bar: 2019 to 2048
Commercial_Grocery_Existing_Food Preparation_Natural Gas_Double Rack Oven_E5_Codes & Standards Forecast | Commercial | Grocery | Existing | Food Preparation | Natural Gas | Double Rack Oven | E5 |  | Codes & Standards Forecast | [30 empty] | 0% | 0% | bar: 2019 to 2048
Commercial_Grocery_Existing_Food Preparation_Natural Gas_Double Rack Oven_E6_Codes & Standards Forecast | Commercial | Grocery | Existing | Food Preparation | Natural Gas | Double Rack Oven | E6 |  | Codes & Standards Forecast | [30 empty] | 0% | 0% | bar: 2019 to 2048
Commercial_Grocery_Existing_Food Preparation_Natural Gas_Double Rack Oven_E7_Codes & Standards Forecast | Commercial | Grocery | Existing | Food Preparation | Natural Gas | Double Rack Oven | E7 |  | Codes & Standards Forecast | [30 empty] | 0% | 0% | bar: 2019 to 2048
Commercial_Grocery_Existing_Food Preparation_Natural Gas_Double Rack Oven_E8_Codes & Standards Forecast | Commercial | Grocery | Existing | Food Preparation | Natural Gas | Double Rack Oven | E8 |  | Codes & Standards Forecast | [30 empty] | 0% | 0% | bar: 2019 to 2048
Commercial_Grocery_Existing_Food Preparation_Natural Gas_Double Rack Oven_E9_Codes & Standards Forecast | Commercial | Grocery | Existing | Food Preparation | Natural Gas | Double Rack Oven | E9 |  | Codes & Standards Forecast | [30 empty] | 0% | 0% | bar: 2019 to 2048
Commercial_Grocery_Existing_Food Preparation_Natural Gas_Double Rack Oven_E10_Codes & Standards Forecast | Commercial | Grocery | Existing | Food Preparation | Natural Gas | Double Rack Oven | E10 |  | Codes & Standards Forecast | [30 empty] | 0% | 0% | bar: 2019 to 2048
Commercial_Grocery_Existing_Food Preparation_Natural Gas_Fryer_E1_Codes & Standards Forecast | Commercial | Grocery | Existing | Food Preparation | Natural Gas | Fryer | E1 | Standard | Codes & Standards Forecast | 100% | 100% | 100% | 0% | 0% | 0% | 0% | 0% | 0% | 0% | 0% | 0% | 0% | 0% | 0% | 0% | 0% | 0% | 0% | 0% | 0% | 0% | 0% | 0% | 0% | 0% | 0% | 0% | 0% | 0% | 0% | 0%
Commercial_Grocery_Existing_Food Preparation_Natural Gas_Fryer_E2_Codes & Standards Forecast | Commercial | Grocery | Existing | Food Preparation | Natural Gas | Fryer | E2 | ENERGY STAR | Codes & Standards Forecast | 0% | 0% | 0% | 100% | 100% | 100% | 100% | 100% | 100% | 100% | 100% | 100% | 100% | 100% | 100% | 100% | 100% | 100% | 100% | 100% | 100% | 100% | 100% | 100% | 100% | 100% | 100% | 100% | 100% | 100% | 100% | 100%
Commercial_Grocery_Existing_Food Preparation_Natural Gas_Fryer_E3_Codes & Standards Forecast | Commercial | Grocery | Existing | Food Preparation | Natural Gas | Fryer | E3 |  | Codes & Standards Forecast | [30 empty] | 0% | 0% | bar: 2019 to 2048
Commercial_Grocery_Existing_Food Preparation_Natural Gas_Fryer_E4_Codes & Standards Forecast | Commercial | Grocery | Existing | Food Preparation | Natural Gas | Fryer | E4 |  | Codes & Standards Forecast | [30 empty] | 0% | 0% | bar: 2019 to 2048
Commercial_Grocery_Existing_Food Preparation_Natural Gas_Fryer_E5_Codes & Standards Forecast | Commercial | Grocery | Existing | Food Preparation | Natural Gas | Fryer | E5 |  | Codes & Standards Forecast | [30 empty] | 0% | 0% | bar: 2019 to 2048
Commercial_Grocery_Existing_Food Preparation_Natural Gas_Fryer_E6_Codes & Standards Forecast | Commercial | Grocery | Existing | Food Preparation | Natural Gas | Fryer | E6 |  | Codes & Standards Forecast | [30 empty] | 0% | 0% | bar: 2019 to 2048
Commercial_Grocery_Existing_Food Preparation_Natural Gas_Fryer_E7_Codes & Standards Forecast | Commercial | Grocery | Existing | Food Preparation | Natural Gas | Fryer | E7 |  | Codes & Standards Forecast | [30 empty] | 0% | 0% | bar: 2019 to 2048
Commercial_Grocery_Existing_Food Preparation_Natural Gas_Fryer_E8_Codes & Standards Forecast | Commercial | Grocery | Existing | Food Preparation | Natural Gas | Fryer | E8 |  | Codes & Standards Forecast | [30 empty] | 0% | 0% | bar: 2019 to 2048
Commercial_Grocery_Existing_Food Preparation_Natural Gas_Fryer_E9_Codes & Standards Forecast | Commercial | Grocery | Existing | Food Preparation | Natural Gas | Fryer | E9 |  | Codes & Standards Forecast | [30 empty] | 0% | 0% | bar: 2019 to 2048
Commercial_Grocery_Existing_Food Preparation_Natural Gas_Fryer_E10_Codes & Standards Forecast | Commercial | Grocery | Existing | Food Preparation | Natural Gas | Fryer | E10 |  | Codes & Standards Forecast | [30 empty] | 0% | 0% | bar: 2019 to 2048
Commercial_Grocery_Existing_Food Preparation_Natural Gas_Broiler_E1_Codes & Standards Forecast | Commercial | Grocery | Existing | Food Preparation | Natural Gas | Broiler | E1 | Standard | Codes & Standards Forecast | 100% | 100% | 100% | 100% | 100% | 100% | 100% | 100% | 100% | 100% | 100% | 100% | 100% | 100% | 100% | 100% | 100% | 100% | 100% | 100% | 100% | 100% | 100% | 100% | 100% | 100% | 100% | 100% | 100% | 100% | 100% | 100%
Commercial_Grocery_Existing_Food Preparation_Natural Gas_Broiler_E2_Codes & Standards Forecast | Commercial | Grocery | Existing | Food Preparation | Natural Gas | Broiler | E2 | Infrared Burners | Codes & Standards Forecast | [30 empty] | 0% | 0% | bar: 2019 to 2048
Commercial_Grocery_Existing_Food Preparation_Natural Gas_Broiler_E3_Codes & Standards Forecast | Commercial | Grocery | Existing | Food Preparation | Natural Gas | Broiler | E3 |  | Codes & Standards Forecast | [30 empty] | 0% | 0% | bar: 2019 to 2048
Commercial_Grocery_Existing_Food Preparation_Natural Gas_Broiler_E4_Codes & Standards Forecast | Commercial | Grocery | Existing | Food Preparation | Natural Gas | Broiler | E4 |  | Codes & Standards Forecast | [30 empty] | 0% | 0% | bar: 2019 to 2048
Commercial_Grocery_Existing_Food Preparation_Natural Gas_Broiler_E5_Codes & Standards Forecast | Commercial | Grocery | Existing | Food Preparation | Natural Gas | Broiler | E5 |  | Codes & Standards Forecast | [30 empty] | 0% | 0% | bar: 2019 to 2048
Commercial_Grocery_Existing_Food Preparation_Natural Gas_Broiler_E6_Codes & Standards Forecast | Commercial | Grocery | Existing | Food Preparation | Natural Gas | Broiler | E6 |  | Codes & Standards Forecast | [30 empty] | 0% | 0% | bar: 2019 to 2048
Commercial_Grocery_Existing_Food Preparation_Natural Gas_Broiler_E7_Codes & Standards Forecast | Commercial | Grocery | Existing | Food Preparation | Natural Gas | Broiler | E7 |  | Codes & Standards Forecast | [30 empty] | 0% | 0% | bar: 2019 to 2048
Commercial_Grocery_Existing_Food Preparation_Natural Gas_Broiler_E8_Codes & Standards Forecast | Commercial | Grocery | Existing | Food Preparation | Natural Gas | Broiler | E8 |  | Codes & Standards Forecast | [30 empty] | 0% | 0% | bar: 2019 to 2048
Commercial_Grocery_Existing_Food Preparation_Natural Gas_Broiler_E9_Codes & Standards Forecast | Commercial | Grocery | Existing | Food Preparation | Natural Gas | Broiler | E9 |  | Codes & Standards Forecast | [30 empty] | 0% | 0% | bar: 2019 to 2048
Commercial_Grocery_Existing_Food Preparation_Natural Gas_Broiler_E10_Codes & Standards Forecast | Commercial | Grocery | Existing | Food Preparation | Natural Gas | Broiler | E10 |  | Codes & Standards Forecast | [30 empty] | 0% | 0% | bar: 2019 to 2048
Commercial_Grocery_Existing_Food Preparation_Natural Gas_Griddle_E1_Codes & Standards Forecast | Commercial | Grocery | Existing | Food Preparation | Natural Gas | Griddle | E1 | Standard | Codes & Standards Forecast | 100% | 100% | 100% | 100% | 100% | 100% | 100% | 100% | 100% | 100% | 100% | 100% | 100% | 100% | 100% | 100% | 100% | 100% | 100% | 100% | 100% | 100% | 100% | 100% | 100% | 100% | 100% | 100% | 100% | 100% | 100% | 100%
Commercial_Grocery_Existing_Food Preparation_Natural Gas_Griddle_E2_Codes & Standards Forecast | Commercial | Grocery | Existing | Food Preparation | Natural Gas | Griddle | E2 | ENERGY STAR | Codes & Standards Forecast | [30 empty] | 0% | 0% | bar: 2019 to 2048
Commercial_Grocery_Existing_Food Preparation_Natural Gas_Griddle_E3_Codes & Standards Forecast | Commercial | Grocery | Existing | Food Preparation | Natural Gas | Griddle | E3 |  | Codes & Standards Forecast | [30 empty] | 0% | 0% | bar: 2019 to 2048
Commercial_Grocery_Existing_Food Preparation_Natural Gas_Griddle_E4_Codes & Standards Forecast | Commercial | Grocery | Existing | Food Preparation | Natural Gas | Griddle | E4 |  | Codes & Standards Forecast | [30 empty] | 0% | 0% | bar: 2019 to 2048
Commercial_Grocery_Existing_Food Preparation_Natural Gas_Griddle_E5_Codes & Standards Forecast | Commercial | Grocery | Existing | Food Preparation | Natural Gas | Griddle | E5 |  | Codes & Standards Forecast | [30 empty] | 0% | 0% | bar: 2019 to 2048
Commercial_Grocery_Existing_Food Preparation_Natural Gas_Griddle_E6_Codes & Standards Forecast | Commercial | Grocery | Existing | Food Preparation | Natural Gas | Griddle | E6 |  | Codes & Standards Forecast | [30 empty] | 0% | 0% | bar: 2019 to 2048
Commercial_Grocery_Existing_Food Preparation_Natural Gas_Griddle_E7_Codes & Standards Forecast | Commercial | Grocery | Existing | Food Preparation | Natural Gas | Griddle | E7 |  | Codes & Standards Forecast | [30 empty] | 0% | 0% | bar: 2019 to 2048
Commercial_Grocery_Existing_Food Preparation_Natural Gas_Griddle_E8_Codes & Standards Forecast | Commercial | Grocery | Existing | Food Preparation | Natural Gas | Griddle | E8 |  | Codes & Standards Forecast | [30 empty] | 0% | 0% | bar: 2019 to 2048
Commercial_Grocery_Existing_Food Preparation_Natural Gas_Griddle_E9_Codes & Standards Forecast | Commercial | Grocery | Existing | Food Preparation | Natural Gas | Griddle | E9 |  | Codes & Standards Forecast | [30 empty] | 0% | 0% | bar: 2019 to 2048
Commercial_Grocery_Existing_Food Preparation_Natural Gas_Griddle_E10_Codes & Standards Forecast | Commercial | Grocery | Existing | Food Preparation | Natural Gas | Griddle | E10 |  | Codes & Standards Forecast | [30 empty] | 0% | 0% | bar: 2019 to 2048
Commercial_Grocery_Existing_Food Preparation_Natural Gas_Range_E1_Codes & Standards Forecast | Commercial | Grocery | Existing | Food Preparation | Natural Gas | Range | E1 | Standard | Codes & Standards Forecast | 100% | 100% | 100% | 100% | 100% | 100% | 100% | 100% | 100% | 100% | 100% | 100% | 100% | 100% | 100% | 100% | 100% | 100% | 100% | 100% | 100% | 100% | 100% | 100% | 100% | 100% | 100% | 100% | 100% | 100% | 100% | 100%
Commercial_Grocery_Existing_Food Preparation_Natural Gas_Range_E2_Codes & Standards Forecast | Commercial | Grocery | Existing | Food Preparation | Natural Gas | Range | E2 | High Efficiency | Codes & Standards Forecast | [30 empty] | 0% | 0% | bar: 2019 to 2048
Commercial_Grocery_Existing_Food Preparation_Natural Gas_Range_E3_Codes & Standards Forecast | Commercial | Grocery | Existing | Food Preparation | Natural Gas | Range | E3 |  | Codes & Standards Forecast | [30 empty] | 0% | 0% | bar: 2019 to 2048
Commercial_Grocery_Existing_Food Preparation_Natural Gas_Range_E4_Codes & Standards Forecast | Commercial | Grocery | Existing | Food Preparation | Natural Gas | Range | E4 |  | Codes & Standards Forecast | [30 empty] | 0% | 0% | bar: 2019 to 2048
Commercial_Grocery_Existing_Food Preparation_Natural Gas_Range_E5_Codes & Standards Forecast | Commercial | Grocery | Existing | Food Preparation | Natural Gas | Range | E5 |  | Codes & Standards Forecast | [30 empty] | 0% | 0% | bar: 2019 to 2048
Commercial_Grocery_Existing_Food Preparation_Natural Gas_Range_E6_Codes & Standards Forecast | Commercial | Grocery | Existing | Food Preparation | Natural Gas | Range | E6 |  | Codes & Standards Forecast | [30 empty] | 0% | 0% | bar: 2019 to 2048
Commercial_Grocery_Existing_Food Preparation_Natural Gas_Range_E7_Codes & Standards Forecast | Commercial | Grocery | Existing | Food Preparation | Natural Gas | Range | E7 |  | Codes & Standards Forecast | [30 empty] | 0% | 0% | bar: 2019 to 2048
Commercial_Grocery_Existing_Food Preparation_Natural Gas_Range_E8_Codes & Standards Forecast | Commercial | Grocery | Existing | Food Preparation | Natural Gas | Range | E8 |  | Codes & Standards Forecast | [30 empty] | 0% | 0% | bar: 2019 to 2048
Commercial_Grocery_Existing_Food Preparation_Natural Gas_Range_E9_Codes & Standards Forecast | Commercial | Grocery | Existing | Food Preparation | Natural Gas | Range | E9 |  | Codes & Standards Forecast | [30 empty] | 0% | 0% | bar: 2019 to 2048
Commercial_Grocery_Existing_Food Preparation_Natural Gas_Range_E10_Codes & Standards Forecast | Commercial | Grocery | Existing | Food Preparation | Natural Gas | Range | E10 |  | Codes & Standards Forecast | [30 empty] | 0% | 0% | bar: 2019 to 2048
Commercial_Grocery_Existing_Food Preparation_Natural Gas_Steamer_E1_Codes & Standards Forecast | Commercial | Grocery | Existing | Food Preparation | Natural Gas | Steamer | E1 | Standard | Codes & Standards Forecast | 100% | 100% | 100% | 0% | 0% | 0% | 0% | 0% | 0% | 0% | 0% | 0% | 0% | 0% | 0% | 0% | 0% | 0% | 0% | 0% | 0% | 0% | 0% | 0% | 0% | 0% | 0% | 0% | 0% | 0% | 0% | 0%
Commercial_Grocery_Existing_Food Preparation_Natural Gas_Steamer_E2_Codes & Standards Forecast | Commercial | Grocery | Existing | Food Preparation | Natural Gas | Steamer | E2 | ENERGY STAR | Codes & Standards Forecast | 0% | 0% | 0% | 100% | 100% | 100% | 100% | 100% | 100% | 100% | 100% | 100% | 100% | 100% | 100% | 100% | 100% | 100% | 100% | 100% | 100% | 100% | 100% | 100% | 100% | 100% | 100% | 100% | 100% | 100% | 100% | 100%
Commercial_Grocery_Existing_Food Preparation_Natural Gas_Steamer_E3_Codes & Standards Forecast | Commercial | Grocery | Existing | Food Preparation | Natural Gas | Steamer | E3 |  | Codes & Standards Forecast | [30 empty] | 0% | 0% | bar: 2019 to 2048
Commercial_Grocery_Existing_Food Preparation_Natural Gas_Steamer_E4_Codes & Standards Forecast | Commercial | Grocery | Existing | Food Preparation | Natural Gas | Steamer | E4 |  | Codes & Standards Forecast | [30 empty] | 0% | 0% | bar: 2019 to 2048
Commercial_Grocery_Existing_Food Preparation_Natural Gas_Steamer_E5_Codes & Standards Forecast | Commercial | Grocery | Existing | Food Preparation | Natural Gas | Steamer | E5 |  | Codes & Standards Forecast | [30 empty] | 0% | 0% | bar: 2019 to 2048
Commercial_Grocery_Existing_Food Preparation_Natural Gas_Steamer_E6_Codes & Standards Forecast | Commercial | Grocery | Existing | Food Preparation | Natural Gas | Steamer | E6 |  | Codes & Standards Forecast | [30 empty] | 0% | 0% | bar: 2019 to 2048
Commercial_Grocery_Existing_Food Preparation_Natural Gas_Steamer_E7_Codes & Standards Forecast | Commercial | Grocery | Existing | Food Preparation | Natural Gas | Steamer | E7 |  | Codes & Standards Forecast | [30 empty] | 0% | 0% | bar: 2019 to 2048
Commercial_Grocery_Existing_Food Preparation_Natural Gas_Steamer_E8_Codes & Standards Forecast | Commercial | Grocery | Existing | Food Preparation | Natural Gas | Steamer | E8 |  | Codes & Standards Forecast | [30 empty] | 0% | 0% | bar: 2019 to 2048
Commercial_Grocery_Existing_Food Preparation_Natural Gas_Steamer_E9_Codes & Standards Forecast | Commercial | Grocery | Existing | Food Preparation | Natural Gas | Steamer | E9 |  | Codes & Standards Forecast | [30 empty] | 0% | 0% | bar: 2019 to 2048
Commercial_Grocery_Existing_Food Preparation_Natural Gas_Steamer_E10_Codes & Standards Forecast | Commercial | Grocery | Existing | Food Preparation | Natural Gas | Steamer | E10 |  | Codes & Standards Forecast | [30 empty] | 0% | 0% | bar: 2019 to 2048
Commercial_Grocery_Existing_Food Preparation_Natural Gas_Food Prep Other_E1_Codes & Standards Forecast | Commercial | Grocery | Existing | Food Preparation | Natural Gas | Food Prep Other | E1 | Standard | Codes & Standards Forecast | 100% | 100% | 100% | 100% | 100% | 100% | 100% | 100% | 100% | 100% | 100% | 100% | 100% | 100% | 100% | 100% | 100% | 100% | 100% | 100% | 100% | 100% | 100% | 100% | 100% | 100% | 100% | 100% | 100% | 100% | 100% | 100%
Commercial_Grocery_Existing_Food Preparation_Natural Gas_Food Prep Other_E2_Codes & Standards Forecast | Commercial | Grocery | Existing | Food Preparation | Natural Gas | Food Prep Other | E2 | ENERGY STAR | Codes & Standards Forecast | [30 empty] | 0% | 0% | bar: 2019 to 2048
Commercial_Grocery_Existing_Food Preparation_Natural Gas_Food Prep Other_E3_Codes & Standards Forecast | Commercial | Grocery | Existing | Food Preparation | Natural Gas | Food Prep Other | E3 |  | Codes & Standards Forecast | [30 empty] | 0% | 0% | bar: 2019 to 2048
Commercial_Grocery_Existing_Food Preparation_Natural Gas_Food Prep Other_E4_Codes & Standards Forecast | Commercial | Grocery | Existing | Food Preparation | Natural Gas | Food Prep Other | E4 |  | Codes & Standards Forecast | [30 empty] | 0% | 0% | bar: 2019 to 2048
Commercial_Grocery_Existing_Food Preparation_Natural Gas_Food Prep Other_E5_Codes & Standards Forecast | Commercial | Grocery | Existing | Food Preparation | Natural Gas | Food Prep Other | E5 |  | Codes & Standards Forecast | [30 empty] | 0% | 0% | bar: 2019 to 2048
Commercial_Grocery_Existing_Food Preparation_Natural Gas_Food Prep Other_E6_Codes & Standards Forecast | Commercial | Grocery | Existing | Food Preparation | Natural Gas | Food Prep Other | E6 |  | Codes & Standards Forecast | [30 empty] | 0% | 0% | bar: 2019 to 2048
Commercial_Grocery_Existing_Food Preparation_Natural Gas_Food Prep Other_E7_Codes & Standards Forecast | Commercial | Grocery | Existing | Food Preparation | Natural Gas | Food Prep Other | E7 |  | Codes & Standards Forecast | [30 empty] | 0% | 0% | bar: 2019 to 2048
Commercial_Grocery_Existing_Food Preparation_Natural Gas_Food Prep Other_E8_Codes & Standards Forecast | Commercial | Grocery | Existing | Food Preparation | Natural Gas | Food Prep Other | E8 |  | Codes & Standards Forecast | [30 empty] | 0% | 0% | bar: 2019 to 2048
Commercial_Grocery_Existing_Food Preparation_Natural Gas_Food Prep Other_E9_Codes & Standards Forecast | Commercial | Grocery | Existing | Food Preparation | Natural Gas | Food Prep Other | E9 |  | Codes & Standards Forecast | [30 empty] | 0% | 0% | bar: 2019 to 2048
Commercial_Grocery_Existing_Food Preparation_Natural Gas_Food Prep Other_E10_Codes & Standards Forecast | Commercial | Grocery | Existing | Food Preparation | Natural Gas | Food Prep Other | E10 |  | Codes & Standards Forecast | [30 empty] | 0% | 0% | bar: 2019 to 2048
Commercial_Grocery_Existing_Miscellaneous_Natural Gas_Pool Heater_E1_Codes & Standards Forecast | Commercial | Grocery | Existing | Miscellaneous | Natural Gas | Pool Heater | E1 | Standard (EF .78) | Codes & Standards Forecast | 100% | 100% | 100% | 100% | 100% | 100% | 100% | 100% | 100% | 100% | 100% | 100% | 100% | 100% | 100% | 100% | 100% | 100% | 100% | 100% | 100% | 100% | 100% | 100% | 100% | 100% | 100% | 100% | 100% | 100% | 100% | 100%
Commercial_Grocery_Existing_Miscellaneous_Natural Gas_Pool Heater_E2_Codes & Standards Forecast | Commercial | Grocery | Existing | Miscellaneous | Natural Gas | Pool Heater | E2 | Condensing (EF .90) | Codes & Standards Forecast | [30 empty] | 0% | 0% | bar: 2019 to 2048
Commercial_Grocery_Existing_Miscellaneous_Natural Gas_Pool Heater_E3_Codes & Standards Forecast | Commercial | Grocery | Existing | Miscellaneous | Natural Gas | Pool Heater | E3 |  | Codes & Standards Forecast | [30 empty] | 0% | 0% | bar: 2019 to 2048
Commercial_Grocery_Existing_Miscellaneous_Natural Gas_Pool Heater_E4_Codes & Standards Forecast | Commercial | Grocery | Existing | Miscellaneous | Natural Gas | Pool Heater | E4 |  | Codes & Standards Forecast | [30 empty] | 0% | 0% | bar: 2019 to 2048
Commercial_Grocery_Existing_Miscellaneous_Natural Gas_Pool Heater_E5_Codes & Standards Forecast | Commercial | Grocery | Existing | Miscellaneous | Natural Gas | Pool Heater | E5 |  | Codes & Standards Forecast | [30 empty] | 0% | 0% | bar: 2019 to 2048
Commercial_Grocery_Existing_Miscellaneous_Natural Gas_Pool Heater_E6_Codes & Standards Forecast | Commercial | Grocery | Existing | Miscellaneous | Natural Gas | Pool Heater | E6 |  | Codes & Standards Forecast | [30 empty] | 0% | 0% | bar: 2019 to 2048
Commercial_Grocery_Existing_Miscellaneous_Natural Gas_Pool Heater_E7_Codes & Standards Forecast | Commercial | Grocery | Existing | Miscellaneous | Natural Gas | Pool Heater | E7 |  | Codes & Standards Forecast | [30 empty] | 0% | 0% | bar: 2019 to 2048
Commercial_Grocery_Existing_Miscellaneous_Natural Gas_Pool Heater_E8_Codes & Standards Forecast | Commercial | Grocery | Existing | Miscellaneous | Natural Gas | Pool Heater | E8 |  | Codes & Standards Forecast | [30 empty] | 0% | 0% | bar: 2019 to 2048
Commercial_Grocery_Existing_Miscellaneous_Natural Gas_Pool Heater_E9_Codes & Standards Forecast | Commercial | Grocery | Existing | Miscellaneous | Natural Gas | Pool Heater | E9 |  | Codes & Standards Forecast | [30 empty] | 0% | 0% | bar: 2019 to 2048
Commercial_Grocery_Existing_Miscellaneous_Natural Gas_Pool Heater_E10_Codes & Standards Forecast | Commercial | Grocery | Existing | Miscellaneous | Natural Gas | Pool Heater | E10 |  | Codes & Standards Forecast | [30 empty] | 0% | 0% | bar: 2019 to 2048
Commercial_Grocery_Existing_Miscellaneous_Natural Gas_Miscellaneous_E1_Codes & Standards Forecast | Commercial | Grocery | Existing | Miscellaneous | Natural Gas | Miscellaneous | E1 | Miscellaneous | Codes & Standards Forecast | 100% | 100% | 100% | 100% | 100% | 100% | 100% | 100% | 100% | 100% | 100% | 100% | 100% | 100% | 100% | 100% | 100% | 100% | 100% | 100% | 100% | 100% | 100% | 100% | 100% | 100% | 100% | 100% | 100% | 100% | 100% | 100%
Commercial_Grocery_Existing_Miscellaneous_Natural Gas_Miscellaneous_E2_Codes & Standards Forecast | Commercial | Grocery | Existing | Miscellaneous | Natural Gas | Miscellaneous | E2 |  | Codes & Standards Forecast | [30 empty] | 0% | 0% | bar: 2019 to 2048
Commercial_Grocery_Existing_Miscellaneous_Natural Gas_Miscellaneous_E3_Codes & Standards Forecast | Commercial | Grocery | Existing | Miscellaneous | Natural Gas | Miscellaneous | E3 |  | Codes & Standards Forecast | [30 empty] | 0% | 0% | bar: 2019 to 2048
Commercial_Grocery_Existing_Miscellaneous_Natural Gas_Miscellaneous_E4_Codes & Standards Forecast | Commercial | Grocery | Existing | Miscellaneous | Natural Gas | Miscellaneous | E4 |  | Codes & Standards Forecast | [30 empty] | 0% | 0% | bar: 2019 to 2048
Commercial_Grocery_Existing_Miscellaneous_Natural Gas_Miscellaneous_E5_Codes & Standards Forecast | Commercial | Grocery | Existing | Miscellaneous | Natural Gas | Miscellaneous | E5 |  | Codes & Standards Forecast | [30 empty] | 0% | 0% | bar: 2019 to 2048
Commercial_Grocery_Existing_Miscellaneous_Natural Gas_Miscellaneous_E6_Codes & Standards Forecast | Commercial | Grocery | Existing | Miscellaneous | Natural Gas | Miscellaneous | E6 |  | Codes & Standards Forecast | [30 empty] | 0% | 0% | bar: 2019 to 2048
Commercial_Grocery_Existing_Miscellaneous_Natural Gas_Miscellaneous_E7_Codes & Standards Forecast | Commercial | Grocery | Existing | Miscellaneous | Natural Gas | Miscellaneous | E7 |  | Codes & Standards Forecast | [30 empty] | 0% | 0% | bar: 2019 to 2048
Commercial_Grocery_Existing_Miscellaneous_Natural Gas_Miscellaneous_E8_Codes & Standards Forecast | Commercial | Grocery | Existing | Miscellaneous | Natural Gas | Miscellaneous | E8 |  | Codes & Standards Forecast | [30 empty] | 0% | 0% | bar: 2019 to 2048
Commercial_Grocery_Existing_Miscellaneous_Natural Gas_Miscellaneous_E9_Codes & Standards Forecast | Commercial | Grocery | Existing | Miscellaneous | Natural Gas | Miscellaneous | E9 |  | Codes & Standards Forecast | [30 empty] | 0% | 0% | bar: 2019 to 2048
Commercial_Grocery_Existing_Miscellaneous_Natural Gas_Miscellaneous_E10_Codes & Standards Forecast | Commercial | Grocery | Existing | Miscellaneous | Natural Gas | Miscellaneous | E10 |  | Codes & Standards Forecast | [30 empty] | 0% | 0% | bar: 2019 to 2048
Commercial_Grocery_New_Space Heating_Natural Gas_Furnace_E1_Codes & Standards Forecast | Commercial | Grocery | New | Space Heating | Natural Gas | Furnace | E1 | AFUE 80% (Standard) | Codes & Standards Forecast | 100% | 100% | 100% | 100% | 100% | 0% | 0% | 0% | 0% | 0% | 0% | 0% | 0% | 0% | 0% | 0% | 0% | 0% | 0% | 0% | 0% | 0% | 0% | 0% | 0% | 0% | 0% | 0% | 0% | 0% | 0% | 0%
Commercial_Grocery_New_Space Heating_Natural Gas_Furnace_E2_Codes & Standards Forecast | Commercial | Grocery | New | Space Heating | Natural Gas | Furnace | E2 | AFUE 90% | Codes & Standards Forecast | [30 empty] | 0% | 0% | bar: 2019 to 2048
Commercial_Grocery_New_Space Heating_Natural Gas_Furnace_E3_Codes & Standards Forecast | Commercial | Grocery | New | Space Heating | Natural Gas | Furnace | E3 | AFUE 96% | Codes & Standards Forecast | 0% | 0% | 0% | 0% | 0% | 100% | 100% | 100% | 100% | 100% | 100% | 100% | 100% | 100% | 100% | 100% | 100% | 100% | 100% | 100% | 100% | 100% | 100% | 100% | 100% | 100% | 100% | 100% | 100% | 100% | 100% | 100%
Commercial_Grocery_New_Space Heating_Natural Gas_Furnace_E4_Codes & Standards Forecast | Commercial | Grocery | New | Space Heating | Natural Gas | Furnace | E4 |  | Codes & Standards Forecast | [30 empty] | 0% | 0% | bar: 2019 to 2048
Commercial_Grocery_New_Space Heating_Natural Gas_Furnace_E5_Codes & Standards Forecast | Commercial | Grocery | New | Space Heating | Natural Gas | Furnace | E5 |  | Codes & Standards Forecast | [30 empty] | 0% | 0% | bar: 2019 to 2048
Commercial_Grocery_New_Space Heating_Natural Gas_Furnace_E6_Codes & Standards Forecast | Commercial | Grocery | New | Space Heating | Natural Gas | Furnace | E6 |  | Codes & Standards Forecast | [30 empty] | 0% | 0% | bar: 2019 to 2048
Commercial_Grocery_New_Space Heating_Natural Gas_Furnace_E7_Codes & Standards Forecast | Commercial | Grocery | New | Space Heating | Natural Gas | Furnace | E7 |  | Codes & Standards Forecast | [30 empty] | 0% | 0% | bar: 2019 to 2048
Commercial_Grocery_New_Space Heating_Natural Gas_Furnace_E8_Codes & Standards Forecast | Commercial | Grocery | New | Space Heating | Natural Gas | Furnace | E8 |  | Codes & Standards Forecast | [30 empty] | 0% | 0% | bar: 2019 to 2048
Commercial_Grocery_New_Space Heating_Natural Gas_Furnace_E9_Codes & Standards Forecast | Commercial | Grocery | New | Space Heating | Natural Gas | Furnace | E9 |  | Codes & Standards Forecast | [30 empty] | 0% | 0% | bar: 2019 to 2048
Commercial_Grocery_New_Space Heating_Natural Gas_Furnace_E10_Codes & Standards Forecast | Commercial | Grocery | New | Space Heating | Natural Gas | Furnace | E10 |  | Codes & Standards Forecast | [30 empty] | 0% | 0% | bar: 2019 to 2048
Commercial_Grocery_New_Space Heating_Natural Gas_Boiler_E1_Codes & Standards Forecast | Commercial | Grocery | New | Space Heating | Natural Gas | Boiler | E1 | AFUE 80% (Standard) | Codes & Standards Forecast | 100% | 100% | 100% | 100% | 100% | 0% | 0% | 0% | 0% | 0% | 0% | 0% | 0% | 0% | 0% | 0% | 0% | 0% | 0% | 0% | 0% | 0% | 0% | 0% | 0% | 0% | 0% | 0% | 0% | 0% | 0% | 0%
Commercial_Grocery_New_Space Heating_Natural Gas_Boiler_E2_Codes & Standards Forecast | Commercial | Grocery | New | Space Heating | Natural Gas | Boiler | E2 | AFUE 85% | Codes & Standards Forecast | [30 empty] | 0% | 0% | bar: 2019 to 2048
Commercial_Grocery_New_Space Heating_Natural Gas_Boiler_E3_Codes & Standards Forecast | Commercial | Grocery | New | Space Heating | Natural Gas | Boiler | E3 | AFUE 97% | Codes & Standards Forecast | 0% | 0% | 0% | 0% | 0% | 100% | 100% | 100% | 100% | 100% | 100% | 100% | 100% | 100% | 100% | 100% | 100% | 100% | 100% | 100% | 100% | 100% | 100% | 100% | 100% | 100% | 100% | 100% | 100% | 100% | 100% | 100%
Commercial_Grocery_New_Space Heating_Natural Gas_Boiler_E4_Codes & Standards Forecast | Commercial | Grocery | New | Space Heating | Natural Gas | Boiler | E4 | Convert to NG Air Source Heat Pump | Codes & Standards Forecast | [30 empty] | 0% | 0% | bar: 2019 to 2048
Commercial_Grocery_New_Space Heating_Natural Gas_Boiler_E5_Codes & Standards Forecast | Commercial | Grocery | New | Space Heating | Natural Gas | Boiler | E5 |  | Codes & Standards Forecast | [30 empty] | 0% | 0% | bar: 2019 to 2048
Commercial_Grocery_New_Space Heating_Natural Gas_Boiler_E6_Codes & Standards Forecast | Commercial | Grocery | New | Space Heating | Natural Gas | Boiler | E6 |  | Codes & Standards Forecast | [30 empty] | 0% | 0% | bar: 2019 to 2048
Commercial_Grocery_New_Space Heating_Natural Gas_Boiler_E7_Codes & Standards Forecast | Commercial | Grocery | New | Space Heating | Natural Gas | Boiler | E7 |  | Codes & Standards Forecast | [30 empty] | 0% | 0% | bar: 2019 to 2048
Commercial_Grocery_New_Space Heating_Natural Gas_Boiler_E8_Codes & Standards Forecast | Commercial | Grocery | New | Space Heating | Natural Gas | Boiler | E8 |  | Codes & Standards Forecast | [30 empty] | 0% | 0% | bar: 2019 to 2048
Commercial_Grocery_New_Space Heating_Natural Gas_Boiler_E9_Codes & Standards Forecast | Commercial | Grocery | New | Space Heating | Natural Gas | Boiler | E9 |  | Codes & Standards Forecast | [30 empty] | 0% | 0% | bar: 2019 to 2048
Commercial_Grocery_New_Space Heating_Natural Gas_Boiler_E10_Codes & Standards Forecast | Commercial | Grocery | New | Space Heating | Natural Gas | Boiler | E10 |  | Codes & Standards Forecast | [30 empty] | 0% | 0% | bar: 2019 to 2048
Commercial_Grocery_New_Space Heating_Natural Gas_Unit Heater_E1_Codes & Standards Forecast | Commercial | Grocery | New | Space Heating | Natural Gas | Unit Heater | E1 | Standard | Codes & Standards Forecast | 100% | 100% | 100% | 100% | 100% | 0% | 0% | 0% | 0% | 0% | 0% | 0% | 0% | 0% | 0% | 0% | 0% | 0% | 0% | 0% | 0% | 0% | 0% | 0% | 0% | 0% | 0% | 0% | 0% | 0% | 0% | 0%
Commercial_Grocery_New_Space Heating_Natural Gas_Unit Heater_E2_Codes & Standards Forecast | Commercial | Grocery | New | Space Heating | Natural Gas | Unit Heater | E2 | Condensing | Codes & Standards Forecast | 0% | 0% | 0% | 0% | 0% | 100% | 100% | 100% | 100% | 100% | 100% | 100% | 100% | 100% | 100% | 100% | 100% | 100% | 100% | 100% | 100% | 100% | 100% | 100% | 100% | 100% | 100% | 100% | 100% | 100% | 100% | 100%
Commercial_Grocery_New_Space Heating_Natural Gas_Unit Heater_E3_Codes & Standards Forecast | Commercial | Grocery | New | Space Heating | Natural Gas | Unit Heater | E3 | Infrared Radiant | Codes & Standards Forecast | [30 empty] | 0% | 0% | bar: 2019 to 2048
Commercial_Grocery_New_Space Heating_Natural Gas_Unit Heater_E4_Codes & Standards Forecast | Commercial | Grocery | New | Space Heating | Natural Gas | Unit Heater | E4 |  | Codes & Standards Forecast | [30 empty] | 0% | 0% | bar: 2019 to 2048
Commercial_Grocery_New_Space Heating_Natural Gas_Unit Heater_E5_Codes & Standards Forecast | Commercial | Grocery | New | Space Heating | Natural Gas | Unit Heater | E5 |  | Codes & Standards Forecast | [30 empty] | 0% | 0% | bar: 2019 to 2048
Commercial_Grocery_New_Space Heating_Natural Gas_Unit Heater_E6_Codes & Standards Forecast | Commercial | Grocery | New | Space Heating | Natural Gas | Unit Heater | E6 |  | Codes & Standards Forecast | [30 empty] | 0% | 0% | bar: 2019 to 2048
Commercial_Grocery_New_Space Heating_Natural Gas_Unit Heater_E7_Codes & Standards Forecast | Commercial | Grocery | New | Space Heating | Natural Gas | Unit Heater | E7 |  | Codes & Standards Forecast | [30 empty] | 0% | 0% | bar: 2019 to 2048
Commercial_Grocery_New_Space Heating_Natural Gas_Unit Heater_E8_Codes & Standards Forecast | Commercial | Grocery | New | Space Heating | Natural Gas | Unit Heater | E8 |  | Codes & Standards Forecast | [30 empty] | 0% | 0% | bar: 2019 to 2048
Commercial_Grocery_New_Space Heating_Natural Gas_Unit Heater_E9_Codes & Standards Forecast | Commercial | Grocery | New | Space Heating | Natural Gas | Unit Heater | E9 |  | Codes & Standards Forecast | [30 empty] | 0% | 0% | bar: 2019 to 2048
Commercial_Grocery_New_Space Heating_Natural Gas_Unit Heater_E10_Codes & Standards Forecast | Commercial | Grocery | New | Space Heating | Natural Gas | Unit Heater | E10 |  | Codes & Standards Forecast | [30 empty] | 0% | 0% | bar: 2019 to 2048
Commercial_Grocery_New_Water Heating_Natural Gas_Water Heater_E1_Codes & Standards Forecast | Commercial | Grocery | New | Water Heating | Natural Gas | Water Heater | E1 | TE 80% | Codes & Standards Forecast | 100% | 100% | 100% | 100% | 100% | 100% | 100% | 100% | 100% | 100% | 100% | 100% | 100% | 100% | 100% | 100% | 100% | 100% | 100% | 100% | 100% | 100% | 100% | 100% | 100% | 100% | 100% | 100% | 100% | 100% | 100% | 100%
Commercial_Grocery_New_Water Heating_Natural Gas_Water Heater_E2_Codes & Standards Forecast | Commercial | Grocery | New | Water Heating | Natural Gas | Water Heater | E2 | TE 81% | Codes & Standards Forecast | [30 empty] | 0% | 0% | bar: 2019 to 2048
Commercial_Grocery_New_Water Heating_Natural Gas_Water Heater_E3_Codes & Standards Forecast | Commercial | Grocery | New | Water Heating | Natural Gas | Water Heater | E3 | TE 88% | Codes & Standards Forecast | [30 empty] | 0% | 0% | bar: 2019 to 2048
Commercial_Grocery_New_Water Heating_Natural Gas_Water Heater_E4_Codes & Standards Forecast | Commercial | Grocery | New | Water Heating | Natural Gas | Water Heater | E4 | TE 94% | Codes & Standards Forecast | [30 empty] | 0% | 0% | bar: 2019 to 2048
Commercial_Grocery_New_Water Heating_Natural Gas_Water Heater_E5_Codes & Standards Forecast | Commercial | Grocery | New | Water Heating | Natural Gas | Water Heater | E5 | TE 96% | Codes & Standards Forecast | [30 empty] | 0% | 0% | bar: 2019 to 2048
Commercial_Grocery_New_Water Heating_Natural Gas_Water Heater_E6_Codes & Standards Forecast | Commercial | Grocery | New | Water Heating | Natural Gas | Water Heater | E6 | Tankless | Codes & Standards Forecast | [30 empty] | 0% | 0% | bar: 2019 to 2048
Commercial_Grocery_New_Water Heating_Natural Gas_Water Heater_E7_Codes & Standards Forecast | Commercial | Grocery | New | Water Heating | Natural Gas | Water Heater | E7 | Gas-Fired Absorption HPWH | Codes & Standards Forecast | [30 empty] | 0% | 0% | bar: 2019 to 2048
Commercial_Grocery_New_Water Heating_Natural Gas_Water Heater_E8_Codes & Standards Forecast | Commercial | Grocery | New | Water Heating | Natural Gas | Water Heater | E8 |  | Codes & Standards Forecast | [30 empty] | 0% | 0% | bar: 2019 to 2048
Commercial_Grocery_New_Water Heating_Natural Gas_Water Heater_E9_Codes & Standards Forecast | Commercial | Grocery | New | Water Heating | Natural Gas | Water Heater | E9 |  | Codes & Standards Forecast | [30 empty] | 0% | 0% | bar: 2019 to 2048
Commercial_Grocery_New_Water Heating_Natural Gas_Water Heater_E10_Codes & Standards Forecast | Commercial | Grocery | New | Water Heating | Natural Gas | Water Heater | E10 |  | Codes & Standards Forecast | [30 empty] | 0% | 0% | bar: 2019 to 2048
Commercial_Grocery_New_Food Preparation_Natural Gas_Oven_E1_Codes & Standards Forecast | Commercial | Grocery | New | Food Preparation | Natural Gas | Oven | E1 | Standard | Codes & Standards Forecast | 100% | 100% | 100% | 100% | 100% | 100% | 100% | 100% | 100% | 100% | 100% | 100% | 100% | 100% | 100% | 100% | 100% | 100% | 100% | 100% | 100% | 100% | 100% | 100% | 100% | 100% | 100% | 100% | 100% | 100% | 100% | 100%
Commercial_Grocery_New_Food Preparation_Natural Gas_Oven_E2_Codes & Standards Forecast | Commercial | Grocery | New | Food Preparation | Natural Gas | Oven | E2 | ENERGY STAR (>44% Baking Efficiency) | Codes & Standards Forecast | [30 empty] | 0% | 0% | bar: 2019 to 2048
Commercial_Grocery_New_Food Preparation_Natural Gas_Oven_E3_Codes & Standards Forecast | Commercial | Grocery | New | Food Preparation | Natural Gas | Oven | E3 |  | Codes & Standards Forecast | [30 empty] | 0% | 0% | bar: 2019 to 2048
Commercial_Grocery_New_Food Preparation_Natural Gas_Oven_E4_Codes & Standards Forecast | Commercial | Grocery | New | Food Preparation | Natural Gas | Oven | E4 |  | Codes & Standards Forecast | [30 empty] | 0% | 0% | bar: 2019 to 2048
Commercial_Grocery_New_Food Preparation_Natural Gas_Oven_E5_Codes & Standards Forecast | Commercial | Grocery | New | Food Preparation | Natural Gas | Oven | E5 |  | Codes & Standards Forecast | [30 empty] | 0% | 0% | bar: 2019 to 2048
Commercial_Grocery_New_Food Preparation_Natural Gas_Oven_E6_Codes & Standards Forecast | Commercial | Grocery | New | Food Preparation | Natural Gas | Oven | E6 |  | Codes & Standards Forecast | [30 empty] | 0% | 0% | bar: 2019 to 2048
Commercial_Grocery_New_Food Preparation_Natural Gas_Oven_E7_Codes & Standards Forecast | Commercial | Grocery | New | Food Preparation | Natural Gas | Oven | E7 |  | Codes & Standards Forecast | [30 empty] | 0% | 0% | bar: 2019 to 2048
Commercial_Grocery_New_Food Preparation_Natural Gas_Oven_E8_Codes & Standards Forecast | Commercial | Grocery | New | Food Preparation | Natural Gas | Oven | E8 |  | Codes & Standards Forecast | [30 empty] | 0% | 0% | bar: 2019 to 2048
Commercial_Grocery_New_Food Preparation_Natural Gas_Oven_E9_Codes & Standards Forecast | Commercial | Grocery | New | Food Preparation | Natural Gas | Oven | E9 |  | Codes & Standards Forecast | [30 empty] | 0% | 0% | bar: 2019 to 2048
Commercial_Grocery_New_Food Preparation_Natural Gas_Oven_E10_Codes & Standards Forecast | Commercial | Grocery | New | Food Preparation | Natural Gas | Oven | E10 |  | Codes & Standards Forecast | [30 empty] | 0% | 0% | bar: 2019 to 2048
Commercial_Grocery_New_Food Preparation_Natural Gas_Conveyor Oven_E1_Codes & Standards Forecast | Commercial | Grocery | New | Food Preparation | Natural Gas | Conveyor Oven | E1 | Standard | Codes & Standards Forecast | 100% | 100% | 100% | 100% | 100% | 100% | 100% | 100% | 100% | 100% | 100% | 100% | 100% | 100% | 100% | 100% | 100% | 100% | 100% | 100% | 100% | 100% | 100% | 100% | 100% | 100% | 100% | 100% | 100% | 100% | 100% | 100%
Commercial_Grocery_New_Food Preparation_Natural Gas_Conveyor Oven_E2_Codes & Standards Forecast | Commercial | Grocery | New | Food Preparation | Natural Gas | Conveyor Oven | E2 | Efficient (>44% Baking Efficiency) | Codes & Standards Forecast | [30 empty] | 0% | 0% | bar: 2019 to 2048
Commercial_Grocery_New_Food Preparation_Natural Gas_Conveyor Oven_E3_Codes & Standards Forecast | Commercial | Grocery | New | Food Preparation | Natural Gas | Conveyor Oven | E3 |  | Codes & Standards Forecast | [30 empty] | 0% | 0% | bar: 2019 to 2048
Commercial_Grocery_New_Food Preparation_Natural Gas_Conveyor Oven_E4_Codes & Standards Forecast | Commercial | Grocery | New | Food Preparation | Natural Gas | Conveyor Oven | E4 |  | Codes & Standards Forecast | [30 empty] | 0% | 0% | bar: 2019 to 2048
Commercial_Grocery_New_Food Preparation_Natural Gas_Conveyor Oven_E5_Codes & Standards Forecast | Commercial | Grocery | New | Food Preparation | Natural Gas | Conveyor Oven | E5 |  | Codes & Standards Forecast | [30 empty] | 0% | 0% | bar: 2019 to 2048
Commercial_Grocery_New_Food Preparation_Natural Gas_Conveyor Oven_E6_Codes & Standards Forecast | Commercial | Grocery | New | Food Preparation | Natural Gas | Conveyor Oven | E6 |  | Codes & Standards Forecast | [30 empty] | 0% | 0% | bar: 2019 to 2048
Commercial_Grocery_New_Food Preparation_Natural Gas_Conveyor Oven_E7_Codes & Standards Forecast | Commercial | Grocery | New | Food Preparation | Natural Gas | Conveyor Oven | E7 |  | Codes & Standards Forecast | [30 empty] | 0% | 0% | bar: 2019 to 2048
Commercial_Grocery_New_Food Preparation_Natural Gas_Conveyor Oven_E8_Codes & Standards Forecast | Commercial | Grocery | New | Food Preparation | Natural Gas | Conveyor Oven | E8 |  | Codes & Standards Forecast | [30 empty] | 0% | 0% | bar: 2019 to 2048
Commercial_Grocery_New_Food Preparation_Natural Gas_Conveyor Oven_E9_Codes & Standards Forecast | Commercial | Grocery | New | Food Preparation | Natural Gas | Conveyor Oven | E9 |  | Codes & Standards Forecast | [30 empty] | 0% | 0% | bar: 2019 to 2048
Commercial_Grocery_New_Food Preparation_Natural Gas_Conveyor Oven_E10_Codes & Standards Forecast | Commercial | Grocery | New | Food Preparation | Natural Gas | Conveyor Oven | E10 |  | Codes & Standards Forecast | [30 empty] | 0% | 0% | bar: 2019 to 2048
Commercial_Grocery_New_Food Preparation_Natural Gas_Double Rack Oven_E1_Codes & Standards Forecast | Commercial | Grocery | New | Food Preparation | Natural Gas | Double Rack Oven | E1 | Standard | Codes & Standards Forecast | 100% | 100% | 100% | 100% | 100% | 100% | 100% | 100% | 100% | 100% | 100% | 100% | 100% | 100% | 100% | 100% | 100% | 100% | 100% | 100% | 100% | 100% | 100% | 100% | 100% | 100% | 100% | 100% | 100% | 100% | 100% | 100%
Commercial_Grocery_New_Food Preparation_Natural Gas_Double Rack Oven_E2_Codes & Standards Forecast | Commercial | Grocery | New | Food Preparation | Natural Gas | Double Rack Oven | E2 | FTSC Qualified (>50% Cooking Efficiency) | Codes & Standards Forecast | [30 empty] | 0% | 0% | bar: 2019 to 2048
Commercial_Grocery_New_Food Preparation_Natural Gas_Double Rack Oven_E3_Codes & Standards Forecast | Commercial | Grocery | New | Food Preparation | Natural Gas | Double Rack Oven | E3 |  | Codes & Standards Forecast | [30 empty] | 0% | 0% | bar: 2019 to 2048
Commercial_Grocery_New_Food Preparation_Natural Gas_Double Rack Oven_E4_Codes & Standards Forecast | Commercial | Grocery | New | Food Preparation | Natural Gas | Double Rack Oven | E4 |  | Codes & Standards Forecast | [30 empty] | 0% | 0% | bar: 2019 to 2048
Commercial_Grocery_New_Food Preparation_Natural Gas_Double Rack Oven_E5_Codes & Standards Forecast | Commercial | Grocery | New | Food Preparation | Natural Gas | Double Rack Oven | E5 |  | Codes & Standards Forecast | [30 empty] | 0% | 0% | bar: 2019 to 2048
Commercial_Grocery_New_Food Preparation_Natural Gas_Double Rack Oven_E6_Codes & Standards Forecast | Commercial | Grocery | New | Food Preparation | Natural Gas | Double Rack Oven | E6 |  | Codes & Standards Forecast | [30 empty] | 0% | 0% | bar: 2019 to 2048
Commercial_Grocery_New_Food Preparation_Natural Gas_Double Rack Oven_E7_Codes & Standards Forecast | Commercial | Grocery | New | Food Preparation | Natural Gas | Double Rack Oven | E7 |  | Codes & Standards Forecast | [30 empty] | 0% | 0% | bar: 2019 to 2048
Commercial_Grocery_New_Food Preparation_Natural Gas_Double Rack Oven_E8_Codes & Standards Forecast | Commercial | Grocery | New | Food Preparation | Natural Gas | Double Rack Oven | E8 |  | Codes & Standards Forecast | [30 empty] | 0% | 0% | bar: 2019 to 2048
Commercial_Grocery_New_Food Preparation_Natural Gas_Double Rack Oven_E9_Codes & Standards Forecast | Commercial | Grocery | New | Food Preparation | Natural Gas | Double Rack Oven | E9 |  | Codes & Standards Forecast | [30 empty] | 0% | 0% | bar: 2019 to 2048
Commercial_Grocery_New_Food Preparation_Natural Gas_Double Rack Oven_E10_Codes & Standards Forecast | Commercial | Grocery | New | Food Preparation | Natural Gas | Double Rack Oven | E10 |  | Codes & Standards Forecast | [30 empty] | 0% | 0% | bar: 2019 to 2048
Commercial_Grocery_New_Food Preparation_Natural Gas_Fryer_E1_Codes & Standards Forecast | Commercial | Grocery | New | Food Preparation | Natural Gas | Fryer | E1 | Standard | Codes & Standards Forecast | 100% | 100% | 100% | 0% | 0% | 0% | 0% | 0% | 0% | 0% | 0% | 0% | 0% | 0% | 0% | 0% | 0% | 0% | 0% | 0% | 0% | 0% | 0% | 0% | 0% | 0% | 0% | 0% | 0% | 0% | 0% | 0%
Commercial_Grocery_New_Food Preparation_Natural Gas_Fryer_E2_Codes & Standards Forecast | Commercial | Grocery | New | Food Preparation | Natural Gas | Fryer | E2 | ENERGY STAR | Codes & Standards Forecast | 0% | 0% | 0% | 100% | 100% | 100% | 100% | 100% | 100% | 100% | 100% | 100% | 100% | 100% | 100% | 100% | 100% | 100% | 100% | 100% | 100% | 100% | 100% | 100% | 100% | 100% | 100% | 100% | 100% | 100% | 100% | 100%
Commercial_Grocery_New_Food Preparation_Natural Gas_Fryer_E3_Codes & Standards Forecast | Commercial | Grocery | New | Food Preparation | Natural Gas | Fryer | E3 |  | Codes & Standards Forecast | [30 empty] | 0% | 0% | bar: 2019 to 2048
Commercial_Grocery_New_Food Preparation_Natural Gas_Fryer_E4_Codes & Standards Forecast | Commercial | Grocery | New | Food Preparation | Natural Gas | Fryer | E4 |  | Codes & Standards Forecast | [30 empty] | 0% | 0% | bar: 2019 to 2048
Commercial_Grocery_New_Food Preparation_Natural Gas_Fryer_E5_Codes & Standards Forecast | Commercial | Grocery | New | Food Preparation | Natural Gas | Fryer | E5 |  | Codes & Standards Forecast | [30 empty] | 0% | 0% | bar: 2019 to 2048
Commercial_Grocery_New_Food Preparation_Natural Gas_Fryer_E6_Codes & Standards Forecast | Commercial | Grocery | New | Food Preparation | Natural Gas | Fryer | E6 |  | Codes & Standards Forecast | [30 empty] | 0% | 0% | bar: 2019 to 2048
Commercial_Grocery_New_Food Preparation_Natural Gas_Fryer_E7_Codes & Standards Forecast | Commercial | Grocery | New | Food Preparation | Natural Gas | Fryer | E7 |  | Codes & Standards Forecast | [30 empty] | 0% | 0% | bar: 2019 to 2048
Commercial_Grocery_New_Food Preparation_Natural Gas_Fryer_E8_Codes & Standards Forecast | Commercial | Grocery | New | Food Preparation | Natural Gas | Fryer | E8 |  | Codes & Standards Forecast | [30 empty] | 0% | 0% | bar: 2019 to 2048
Commercial_Grocery_New_Food Preparation_Natural Gas_Fryer_E9_Codes & Standards Forecast | Commercial | Grocery | New | Food Preparation | Natural Gas | Fryer | E9 |  | Codes & Standards Forecast | [30 empty] | 0% | 0% | bar: 2019 to 2048
Commercial_Grocery_New_Food Preparation_Natural Gas_Fryer_E10_Codes & Standards Forecast | Commercial | Grocery | New | Food Preparation | Natural Gas | Fryer | E10 |  | Codes & Standards Forecast | [30 empty] | 0% | 0% | bar: 2019 to 2048
Commercial_Grocery_New_Food Preparation_Natural Gas_Broiler_E1_Codes & Standards Forecast | Commercial | Grocery | New | Food Preparation | Natural Gas | Broiler | E1 | Standard | Codes & Standards Forecast | 100% | 100% | 100% | 100% | 100% | 100% | 100% | 100% | 100% | 100% | 100% | 100% | 100% | 100% | 100% | 100% | 100% | 100% | 100% | 100% | 100% | 100% | 100% | 100% | 100% | 100% | 100% | 100% | 100% | 100% | 100% | 100%
Commercial_Grocery_New_Food Preparation_Natural Gas_Broiler_E2_Codes & Standards Forecast | Commercial | Grocery | New | Food Preparation | Natural Gas | Broiler | E2 | Infrared Burners | Codes & Standards Forecast | [30 empty] | 0% | 0% | bar: 2019 to 2048
Commercial_Grocery_New_Food Preparation_Natural Gas_Broiler_E3_Codes & Standards Forecast | Commercial | Grocery | New | Food Preparation | Natural Gas | Broiler | E3 |  | Codes & Standards Forecast | [30 empty] | 0% | 0% | bar: 2019 to 2048
Commercial_Grocery_New_Food Preparation_Natural Gas_Broiler_E4_Codes & Standards Forecast | Commercial | Grocery | New | Food Preparation | Natural Gas | Broiler | E4 |  | Codes & Standards Forecast | [30 empty] | 0% | 0% | bar: 2019 to 2048
Commercial_Grocery_New_Food Preparation_Natural Gas_Broiler_E5_Codes & Standards Forecast | Commercial | Grocery | New | Food Preparation | Natural Gas | Broiler | E5 |  | Codes & Standards Forecast | [30 empty] | 0% | 0% | bar: 2019 to 2048
Commercial_Grocery_New_Food Preparation_Natural Gas_Broiler_E6_Codes & Standards Forecast | Commercial | Grocery | New | Food Preparation | Natural Gas | Broiler | E6 |  | Codes & Standards Forecast | [30 empty] | 0% | 0% | bar: 2019 to 2048
Commercial_Grocery_New_Food Preparation_Natural Gas_Broiler_E7_Codes & Standards Forecast | Commercial | Grocery | New | Food Preparation | Natural Gas | Broiler | E7 |  | Codes & Standards Forecast | [30 empty] | 0% | 0% | bar: 2019 to 2048
Commercial_Grocery_New_Food Preparation_Natural Gas_Broiler_E8_Codes & Standards Forecast | Commercial | Grocery | New | Food Preparation | Natural Gas | Broiler | E8 |  | Codes & Standards Forecast | [30 empty] | 0% | 0% | bar: 2019 to 2048
Commercial_Grocery_New_Food Preparation_Natural Gas_Broiler_E9_Codes & Standards Forecast | Commercial | Grocery | New | Food Preparation | Natural Gas | Broiler | E9 |  | Codes & Standards Forecast | [30 empty] | 0% | 0% | bar: 2019 to 2048
Commercial_Grocery_New_Food Preparation_Natural Gas_Broiler_E10_Codes & Standards Forecast | Commercial | Grocery | New | Food Preparation | Natural Gas | Broiler | E10 |  | Codes & Standards Forecast | [30 empty] | 0% | 0% | bar: 2019 to 2048
Commercial_Grocery_New_Food Preparation_Natural Gas_Griddle_E1_Codes & Standards Forecast | Commercial | Grocery | New | Food Preparation | Natural Gas | Griddle | E1 | Standard | Codes & Standards Forecast | 100% | 100% | 100% | 100% | 100% | 100% | 100% | 100% | 100% | 100% | 100% | 100% | 100% | 100% | 100% | 100% | 100% | 100% | 100% | 100% | 100% | 100% | 100% | 100% | 100% | 100% | 100% | 100% | 100% | 100% | 100% | 100%
Commercial_Grocery_New_Food Preparation_Natural Gas_Griddle_E2_Codes & Standards Forecast | Commercial | Grocery | New | Food Preparation | Natural Gas | Griddle | E2 | ENERGY STAR | Codes & Standards Forecast | [30 empty] | 0% | 0% | bar: 2019 to 2048
Commercial_Grocery_New_Food Preparation_Natural Gas_Griddle_E3_Codes & Standards Forecast | Commercial | Grocery | New | Food Preparation | Natural Gas | Griddle | E3 |  | Codes & Standards Forecast | [30 empty] | 0% | 0% | bar: 2019 to 2048
Commercial_Grocery_New_Food Preparation_Natural Gas_Griddle_E4_Codes & Standards Forecast | Commercial | Grocery | New | Food Preparation | Natural Gas | Griddle | E4 |  | Codes & Standards Forecast | [30 empty] | 0% | 0% | bar: 2019 to 2048
Commercial_Grocery_New_Food Preparation_Natural Gas_Griddle_E5_Codes & Standards Forecast | Commercial | Grocery | New | Food Preparation | Natural Gas | Griddle | E5 |  | Codes & Standards Forecast | [30 empty] | 0% | 0% | bar: 2019 to 2048
Commercial_Grocery_New_Food Preparation_Natural Gas_Griddle_E6_Codes & Standards Forecast | Commercial | Grocery | New | Food Preparation | Natural Gas | Griddle | E6 |  | Codes & Standards Forecast | [30 empty] | 0% | 0% | bar: 2019 to 2048
Commercial_Grocery_New_Food Preparation_Natural Gas_Griddle_E7_Codes & Standards Forecast | Commercial | Grocery | New | Food Preparation | Natural Gas | Griddle | E7 |  | Codes & Standards Forecast | [30 empty] | 0% | 0% | bar: 2019 to 2048
Commercial_Grocery_New_Food Preparation_Natural Gas_Griddle_E8_Codes & Standards Forecast | Commercial | Grocery | New | Food Preparation | Natural Gas | Griddle | E8 |  | Codes & Standards Forecast | [30 empty] | 0% | 0% | bar: 2019 to 2048
Commercial_Grocery_New_Food Preparation_Natural Gas_Griddle_E9_Codes & Standards Forecast | Commercial | Grocery | New | Food Preparation | Natural Gas | Griddle | E9 |  | Codes & Standards Forecast | [30 empty] | 0% | 0% | bar: 2019 to 2048
Commercial_Grocery_New_Food Preparation_Natural Gas_Griddle_E10_Codes & Standards Forecast | Commercial | Grocery | New | Food Preparation | Natural Gas | Griddle | E10 |  | Codes & Standards Forecast | [30 empty] | 0% | 0% | bar: 2019 to 2048
Commercial_Grocery_New_Food Preparation_Natural Gas_Range_E1_Codes & Standards Forecast | Commercial | Grocery | New | Food Preparation | Natural Gas | Range | E1 | Standard | Codes & Standards Forecast | 100% | 100% | 100% | 100% | 100% | 100% | 100% | 100% | 100% | 100% | 100% | 100% | 100% | 100% | 100% | 100% | 100% | 100% | 100% | 100% | 100% | 100% | 100% | 100% | 100% | 100% | 100% | 100% | 100% | 100% | 100% | 100%
Commercial_Grocery_New_Food Preparation_Natural Gas_Range_E2_Codes & Standards Forecast | Commercial | Grocery | New | Food Preparation | Natural Gas | Range | E2 | High Efficiency | Codes & Standards Forecast | [30 empty] | 0% | 0% | bar: 2019 to 2048
Commercial_Grocery_New_Food Preparation_Natural Gas_Range_E3_Codes & Standards Forecast | Commercial | Grocery | New | Food Preparation | Natural Gas | Range | E3 |  | Codes & Standards Forecast | [30 empty] | 0% | 0% | bar: 2019 to 2048
Commercial_Grocery_New_Food Preparation_Natural Gas_Range_E4_Codes & Standards Forecast | Commercial | Grocery | New | Food Preparation | Natural Gas | Range | E4 |  | Codes & Standards Forecast | [30 empty] | 0% | 0% | bar: 2019 to 2048
Commercial_Grocery_New_Food Preparation_Natural Gas_Range_E5_Codes & Standards Forecast | Commercial | Grocery | New | Food Preparation | Natural Gas | Range | E5 |  | Codes & Standards Forecast | [30 empty] | 0% | 0% | bar: 2019 to 2048
Commercial_Grocery_New_Food Preparation_Natural Gas_Range_E6_Codes & Standards Forecast | Commercial | Grocery | New | Food Preparation | Natural Gas | Range | E6 |  | Codes & Standards Forecast | [30 empty] | 0% | 0% | bar: 2019 to 2048
Commercial_Grocery_New_Food Preparation_Natural Gas_Range_E7_Codes & Standards Forecast | Commercial | Grocery | New | Food Preparation | Natural Gas | Range | E7 |  | Codes & Standards Forecast | [30 empty] | 0% | 0% | bar: 2019 to 2048
Commercial_Grocery_New_Food Preparation_Natural Gas_Range_E8_Codes & Standards Forecast | Commercial | Grocery | New | Food Preparation | Natural Gas | Range | E8 |  | Codes & Standards Forecast | [30 empty] | 0% | 0% | bar: 2019 to 2048
Commercial_Grocery_New_Food Preparation_Natural Gas_Range_E9_Codes & Standards Forecast | Commercial | Grocery | New | Food Preparation | Natural Gas | Range | E9 |  | Codes & Standards Forecast | [30 empty] | 0% | 0% | bar: 2019 to 2048
Commercial_Grocery_New_Food Preparation_Natural Gas_Range_E10_Codes & Standards Forecast | Commercial | Grocery | New | Food Preparation | Natural Gas | Range | E10 |  | Codes & Standards Forecast | [30 empty] | 0% | 0% | bar: 2019 to 2048
Commercial_Grocery_New_Food Preparation_Natural Gas_Steamer_E1_Codes & Standards Forecast | Commercial | Grocery | New | Food Preparation | Natural Gas | Steamer | E1 | Standard | Codes & Standards Forecast | 100% | 100% | 100% | 0% | 0% | 0% | 0% | 0% | 0% | 0% | 0% | 0% | 0% | 0% | 0% | 0% | 0% | 0% | 0% | 0% | 0% | 0% | 0% | 0% | 0% | 0% | 0% | 0% | 0% | 0% | 0% | 0%
Commercial_Grocery_New_Food Preparation_Natural Gas_Steamer_E2_Codes & Standards Forecast | Commercial | Grocery | New | Food Preparation | Natural Gas | Steamer | E2 | ENERGY STAR | Codes & Standards Forecast | 0% | 0% | 0% | 100% | 100% | 100% | 100% | 100% | 100% | 100% | 100% | 100% | 100% | 100% | 100% | 100% | 100% | 100% | 100% | 100% | 100% | 100% | 100% | 100% | 100% | 100% | 100% | 100% | 100% | 100% | 100% | 100%
Commercial_Grocery_New_Food Preparation_Natural Gas_Steamer_E3_Codes & Standards Forecast | Commercial | Grocery | New | Food Preparation | Natural Gas | Steamer | E3 |  | Codes & Standards Forecast | [30 empty] | 0% | 0% | bar: 2019 to 2048
Commercial_Grocery_New_Food Preparation_Natural Gas_Steamer_E4_Codes & Standards Forecast | Commercial | Grocery | New | Food Preparation | Natural Gas | Steamer | E4 |  | Codes & Standards Forecast | [30 empty] | 0% | 0% | bar: 2019 to 2048
Commercial_Grocery_New_Food Preparation_Natural Gas_Steamer_E5_Codes & Standards Forecast | Commercial | Grocery | New | Food Preparation | Natural Gas | Steamer | E5 |  | Codes & Standards Forecast | [30 empty] | 0% | 0% | bar: 2019 to 2048
Commercial_Grocery_New_Food Preparation_Natural Gas_Steamer_E6_Codes & Standards Forecast | Commercial | Grocery | New | Food Preparation | Natural Gas | Steamer | E6 |  | Codes & Standards Forecast | [30 empty] | 0% | 0% | bar: 2019 to 2048
Commercial_Grocery_New_Food Preparation_Natural Gas_Steamer_E7_Codes & Standards Forecast | Commercial | Grocery | New | Food Preparation | Natural Gas | Steamer | E7 |  | Codes & Standards Forecast | [30 empty] | 0% | 0% | bar: 2019 to 2048
Commercial_Grocery_New_Food Preparation_Natural Gas_Steamer_E8_Codes & Standards Forecast | Commercial | Grocery | New | Food Preparation | Natural Gas | Steamer | E8 |  | Codes & Standards Forecast | [30 empty] | 0% | 0% | bar: 2019 to 2048
Commercial_Grocery_New_Food Preparation_Natural Gas_Steamer_E9_Codes & Standards Forecast | Commercial | Grocery | New | Food Preparation | Natural Gas | Steamer | E9 |  | Codes & Standards Forecast | [30 empty] | 0% | 0% | bar: 2019 to 2048
Commercial_Grocery_New_Food Preparation_Natural Gas_Steamer_E10_Codes & Standards Forecast | Commercial | Grocery | New | Food Preparation | Natural Gas | Steamer | E10 |  | Codes & Standards Forecast | [30 empty] | 0% | 0% | bar: 2019 to 2048
Commercial_Grocery_New_Food Preparation_Natural Gas_Food Prep Other_E1_Codes & Standards Forecast | Commercial | Grocery | New | Food Preparation | Natural Gas | Food Prep Other | E1 | Standard | Codes & Standards Forecast | 100% | 100% | 100% | 100% | 100% | 100% | 100% | 100% | 100% | 100% | 100% | 100% | 100% | 100% | 100% | 100% | 100% | 100% | 100% | 100% | 100% | 100% | 100% | 100% | 100% | 100% | 100% | 100% | 100% | 100% | 100% | 100%
Commercial_Grocery_New_Food Preparation_Natural Gas_Food Prep Other_E2_Codes & Standards Forecast | Commercial | Grocery | New | Food Preparation | Natural Gas | Food Prep Other | E2 | ENERGY STAR | Codes & Standards Forecast | [30 empty] | 0% | 0% | bar: 2019 to 2048
Commercial_Grocery_New_Food Preparation_Natural Gas_Food Prep Other_E3_Codes & Standards Forecast | Commercial | Grocery | New | Food Preparation | Natural Gas | Food Prep Other | E3 |  | Codes & Standards Forecast | [30 empty] | 0% | 0% | bar: 2019 to 2048
Commercial_Grocery_New_Food Preparation_Natural Gas_Food Prep Other_E4_Codes & Standards Forecast | Commercial | Grocery | New | Food Preparation | Natural Gas | Food Prep Other | E4 |  | Codes & Standards Forecast | [30 empty] | 0% | 0% | bar: 2019 to 2048
Commercial_Grocery_New_Food Preparation_Natural Gas_Food Prep Other_E5_Codes & Standards Forecast | Commercial | Grocery | New | Food Preparation | Natural Gas | Food Prep Other | E5 |  | Codes & Standards Forecast | [30 empty] | 0% | 0% | bar: 2019 to 2048
Commercial_Grocery_New_Food Preparation_Natural Gas_Food Prep Other_E6_Codes & Standards Forecast | Commercial | Grocery | New | Food Preparation | Natural Gas | Food Prep Other | E6 |  | Codes & Standards Forecast | [30 empty] | 0% | 0% | bar: 2019 to 2048
Commercial_Grocery_New_Food Preparation_Natural Gas_Food Prep Other_E7_Codes & Standards Forecast | Commercial | Grocery | New | Food Preparation | Natural Gas | Food Prep Other | E7 |  | Codes & Standards Forecast | [30 empty] | 0% | 0% | bar: 2019 to 2048
Commercial_Grocery_New_Food Preparation_Natural Gas_Food Prep Other_E8_Codes & Standards Forecast | Commercial | Grocery | New | Food Preparation | Natural Gas | Food Prep Other | E8 |  | Codes & Standards Forecast | [30 empty] | 0% | 0% | bar: 2019 to 2048
Commercial_Grocery_New_Food Preparation_Natural Gas_Food Prep Other_E9_Codes & Standards Forecast | Commercial | Grocery | New | Food Preparation | Natural Gas | Food Prep Other | E9 |  | Codes & Standards Forecast | [30 empty] | 0% | 0% | bar: 2019 to 2048
Commercial_Grocery_New_Food Preparation_Natural Gas_Food Prep Other_E10_Codes & Standards Forecast | Commercial | Grocery | New | Food Preparation | Natural Gas | Food Prep Other | E10 |  | Codes & Standards Forecast | [30 empty] | 0% | 0% | bar: 2019 to 2048
Commercial_Grocery_New_Miscellaneous_Natural Gas_Pool Heater_E1_Codes & Standards Forecast | Commercial | Grocery | New | Miscellaneous | Natural Gas | Pool Heater | E1 | Standard (EF .78) | Codes & Standards Forecast | 100% | 100% | 100% | 100% | 100% | 100% | 100% | 100% | 100% | 100% | 100% | 100% | 100% | 100% | 100% | 100% | 100% | 100% | 100% | 100% | 100% | 100% | 100% | 100% | 100% | 100% | 100% | 100% | 100% | 100% | 100% | 100%
Commercial_Grocery_New_Miscellaneous_Natural Gas_Pool Heater_E2_Codes & Standards Forecast | Commercial | Grocery | New | Miscellaneous | Natural Gas | Pool Heater | E2 | Condensing (EF .90) | Codes & Standards Forecast | [30 empty] | 0% | 0% | bar: 2019 to 2048
Commercial_Grocery_New_Miscellaneous_Natural Gas_Pool Heater_E3_Codes & Standards Forecast | Commercial | Grocery | New | Miscellaneous | Natural Gas | Pool Heater | E3 |  | Codes & Standards Forecast | [30 empty] | 0% | 0% | bar: 2019 to 2048
Commercial_Grocery_New_Miscellaneous_Natural Gas_Pool Heater_E4_Codes & Standards Forecast | Commercial | Grocery | New | Miscellaneous | Natural Gas | Pool Heater | E4 |  | Codes & Standards Forecast | [30 empty] | 0% | 0% | bar: 2019 to 2048
Commercial_Grocery_New_Miscellaneous_Natural Gas_Pool Heater_E5_Codes & Standards Forecast | Commercial | Grocery | New | Miscellaneous | Natural Gas | Pool Heater | E5 |  | Codes & Standards Forecast | [30 empty] | 0% | 0% | bar: 2019 to 2048
Commercial_Grocery_New_Miscellaneous_Natural Gas_Pool Heater_E6_Codes & Standards Forecast | Commercial | Grocery | New | Miscellaneous | Natural Gas | Pool Heater | E6 |  | Codes & Standards Forecast | [30 empty] | 0% | 0% | bar: 2019 to 2048
Commercial_Grocery_New_Miscellaneous_Natural Gas_Pool Heater_E7_Codes & Standards Forecast | Commercial | Grocery | New | Miscellaneous | Natural Gas | Pool Heater | E7 |  | Codes & Standards Forecast | [30 empty] | 0% | 0% | bar: 2019 to 2048
Commercial_Grocery_New_Miscellaneous_Natural Gas_Pool Heater_E8_Codes & Standards Forecast | Commercial | Grocery | New | Miscellaneous | Natural Gas | Pool Heater | E8 |  | Codes & Standards Forecast | [30 empty] | 0% | 0% | bar: 2019 to 2048
Commercial_Grocery_New_Miscellaneous_Natural Gas_Pool Heater_E9_Codes & Standards Forecast | Commercial | Grocery | New | Miscellaneous | Natural Gas | Pool Heater | E9 |  | Codes & Standards Forecast | [30 empty] | 0% | 0% | bar: 2019 to 2048
Commercial_Grocery_New_Miscellaneous_Natural Gas_Pool Heater_E10_Codes & Standards Forecast | Commercial | Grocery | New | Miscellaneous | Natural Gas | Pool Heater | E10 |  | Codes & Standards Forecast | [30 empty] | 0% | 0% | bar: 2019 to 2048
Commercial_Grocery_New_Miscellaneous_Natural Gas_Miscellaneous_E1_Codes & Standards Forecast | Commercial | Grocery | New | Miscellaneous | Natural Gas | Miscellaneous | E1 | Miscellaneous | Codes & Standards Forecast | 100% | 100% | 100% | 100% | 100% | 100% | 100% | 100% | 100% | 100% | 100% | 100% | 100% | 100% | 100% | 100% | 100% | 100% | 100% | 100% | 100% | 100% | 100% | 100% | 100% | 100% | 100% | 100% | 100% | 100% | 100% | 100%
Commercial_Grocery_New_Miscellaneous_Natural Gas_Miscellaneous_E2_Codes & Standards Forecast | Commercial | Grocery | New | Miscellaneous | Natural Gas | Miscellaneous | E2 |  | Codes & Standards Forecast | [30 empty] | 0% | 0% | bar: 2019 to 2048
Commercial_Grocery_New_Miscellaneous_Natural Gas_Miscellaneous_E3_Codes & Standards Forecast | Commercial | Grocery | New | Miscellaneous | Natural Gas | Miscellaneous | E3 |  | Codes & Standards Forecast | [30 empty] | 0% | 0% | bar: 2019 to 2048
Commercial_Grocery_New_Miscellaneous_Natural Gas_Miscellaneous_E4_Codes & Standards Forecast | Commercial | Grocery | New | Miscellaneous | Natural Gas | Miscellaneous | E4 |  | Codes & Standards Forecast | [30 empty] | 0% | 0% | bar: 2019 to 2048
Commercial_Grocery_New_Miscellaneous_Natural Gas_Miscellaneous_E5_Codes & Standards Forecast | Commercial | Grocery | New | Miscellaneous | Natural Gas | Miscellaneous | E5 |  | Codes & Standards Forecast | [30 empty] | 0% | 0% | bar: 2019 to 2048
Commercial_Grocery_New_Miscellaneous_Natural Gas_Miscellaneous_E6_Codes & Standards Forecast | Commercial | Grocery | New | Miscellaneous | Natural Gas | Miscellaneous | E6 |  | Codes & Standards Forecast | [30 empty] | 0% | 0% | bar: 2019 to 2048
Commercial_Grocery_New_Miscellaneous_Natural Gas_Miscellaneous_E7_Codes & Standards Forecast | Commercial | Grocery | New | Miscellaneous | Natural Gas | Miscellaneous | E7 |  | Codes & Standards Forecast | [30 empty] | 0% | 0% | bar: 2019 to 2048
Commercial_Grocery_New_Miscellaneous_Natural Gas_Miscellaneous_E8_Codes & Standards Forecast | Commercial | Grocery | New | Miscellaneous | Natural Gas | Miscellaneous | E8 |  | Codes & Standards Forecast | [30 empty] | 0% | 0% | bar: 2019 to 2048
Commercial_Grocery_New_Miscellaneous_Natural Gas_Miscellaneous_E9_Codes & Standards Forecast | Commercial | Grocery | New | Miscellaneous | Natural Gas | Miscellaneous | E9 |  | Codes & Standards Forecast | [30 empty] | 0% | 0% | bar: 2019 to 2048
Commercial_Grocery_New_Miscellaneous_Natural Gas_Miscellaneous_E10_Codes & Standards Forecast | Commercial | Grocery | New | Miscellaneous | Natural Gas | Miscellaneous | E10 |  | Codes & Standards Forecast | [30 empty] | 0% | 0% | bar: 2019 to 2048
Commercial_Education_Existing_Space Heating_Natural Gas_Furnace_E1_Codes & Standards Forecast | Commercial | Education | Existing | Space Heating | Natural Gas | Furnace | E1 | AFUE 80% (Standard) | Codes & Standards Forecast | 100% | 100% | 100% | 100% | 100% | 0% | 0% | 0% | 0% | 0% | 0% | 0% | 0% | 0% | 0% | 0% | 0% | 0% | 0% | 0% | 0% | 0% | 0% | 0% | 0% | 0% | 0% | 0% | 0% | 0% | 0% | 0%
Commercial_Education_Existing_Space Heating_Natural Gas_Furnace_E2_Codes & Standards Forecast | Commercial | Education | Existing | Space Heating | Natural Gas | Furnace | E2 | AFUE 90% | Codes & Standards Forecast | [30 empty] | 0% | 0% | bar: 2019 to 2048
Commercial_Education_Existing_Space Heating_Natural Gas_Furnace_E3_Codes & Standards Forecast | Commercial | Education | Existing | Space Heating | Natural Gas | Furnace | E3 | AFUE 96% | Codes & Standards Forecast | 0% | 0% | 0% | 0% | 0% | 100% | 100% | 100% | 100% | 100% | 100% | 100% | 100% | 100% | 100% | 100% | 100% | 100% | 100% | 100% | 100% | 100% | 100% | 100% | 100% | 100% | 100% | 100% | 100% | 100% | 100% | 100%
Commercial_Education_Existing_Space Heating_Natural Gas_Furnace_E4_Codes & Standards Forecast | Commercial | Education | Existing | Space Heating | Natural Gas | Furnace | E4 |  | Codes & Standards Forecast | [30 empty] | 0% | 0% | bar: 2019 to 2048
Commercial_Education_Existing_Space Heating_Natural Gas_Furnace_E5_Codes & Standards Forecast | Commercial | Education | Existing | Space Heating | Natural Gas | Furnace | E5 |  | Codes & Standards Forecast | [30 empty] | 0% | 0% | bar: 2019 to 2048
Commercial_Education_Existing_Space Heating_Natural Gas_Furnace_E6_Codes & Standards Forecast | Commercial | Education | Existing | Space Heating | Natural Gas | Furnace | E6 |  | Codes & Standards Forecast | [30 empty] | 0% | 0% | bar: 2019 to 2048
Commercial_Education_Existing_Space Heating_Natural Gas_Furnace_E7_Codes & Standards Forecast | Commercial | Education | Existing | Space Heating | Natural Gas | Furnace | E7 |  | Codes & Standards Forecast | [30 empty] | 0% | 0% | bar: 2019 to 2048
Commercial_Education_Existing_Space Heating_Natural Gas_Furnace_E8_Codes & Standards Forecast | Commercial | Education | Existing | Space Heating | Natural Gas | Furnace | E8 |  | Codes & Standards Forecast | [30 empty] | 0% | 0% | bar: 2019 to 2048
Commercial_Education_Existing_Space Heating_Natural Gas_Furnace_E9_Codes & Standards Forecast | Commercial | Education | Existing | Space Heating | Natural Gas | Furnace | E9 |  | Codes & Standards Forecast | [30 empty] | 0% | 0% | bar: 2019 to 2048
Commercial_Education_Existing_Space Heating_Natural Gas_Furnace_E10_Codes & Standards Forecast | Commercial | Education | Existing | Space Heating | Natural Gas | Furnace | E10 |  | Codes & Standards Forecast | [30 empty] | 0% | 0% | bar: 2019 to 2048
Commercial_Education_Existing_Space Heating_Natural Gas_Boiler_E1_Codes & Standards Forecast | Commercial | Education | Existing | Space Heating | Natural Gas | Boiler | E1 | AFUE 80% (Standard) | Codes & Standards Forecast | 100% | 100% | 100% | 100% | 100% | 0% | 0% | 0% | 0% | 0% | 0% | 0% | 0% | 0% | 0% | 0% | 0% | 0% | 0% | 0% | 0% | 0% | 0% | 0% | 0% | 0% | 0% | 0% | 0% | 0% | 0% | 0%
Commercial_Education_Existing_Space Heating_Natural Gas_Boiler_E2_Codes & Standards Forecast | Commercial | Education | Existing | Space Heating | Natural Gas | Boiler | E2 | AFUE 85% | Codes & Standards Forecast | [30 empty] | 0% | 0% | bar: 2019 to 2048
Commercial_Education_Existing_Space Heating_Natural Gas_Boiler_E3_Codes & Standards Forecast | Commercial | Education | Existing | Space Heating | Natural Gas | Boiler | E3 | AFUE 97% | Codes & Standards Forecast | 0% | 0% | 0% | 0% | 0% | 100% | 100% | 100% | 100% | 100% | 100% | 100% | 100% | 100% | 100% | 100% | 100% | 100% | 100% | 100% | 100% | 100% | 100% | 100% | 100% | 100% | 100% | 100% | 100% | 100% | 100% | 100%
Commercial_Education_Existing_Space Heating_Natural Gas_Boiler_E4_Codes & Standards Forecast | Commercial | Education | Existing | Space Heating | Natural Gas | Boiler | E4 | Convert to NG Air Source Heat Pump | Codes & Standards Forecast | [30 empty] | 0% | 0% | bar: 2019 to 2048
Commercial_Education_Existing_Space Heating_Natural Gas_Boiler_E5_Codes & Standards Forecast | Commercial | Education | Existing | Space Heating | Natural Gas | Boiler | E5 |  | Codes & Standards Forecast | [30 empty] | 0% | 0% | bar: 2019 to 2048
Commercial_Education_Existing_Space Heating_Natural Gas_Boiler_E6_Codes & Standards Forecast | Commercial | Education | Existing | Space Heating | Natural Gas | Boiler | E6 |  | Codes & Standards Forecast | [30 empty] | 0% | 0% | bar: 2019 to 2048
Commercial_Education_Existing_Space Heating_Natural Gas_Boiler_E7_Codes & Standards Forecast | Commercial | Education | Existing | Space Heating | Natural Gas | Boiler | E7 |  | Codes & Standards Forecast | [30 empty] | 0% | 0% | bar: 2019 to 2048
Commercial_Education_Existing_Space Heating_Natural Gas_Boiler_E8_Codes & Standards Forecast | Commercial | Education | Existing | Space Heating | Natural Gas | Boiler | E8 |  | Codes & Standards Forecast | [30 empty] | 0% | 0% | bar: 2019 to 2048
Commercial_Education_Existing_Space Heating_Natural Gas_Boiler_E9_Codes & Standards Forecast | Commercial | Education | Existing | Space Heating | Natural Gas | Boiler | E9 |  | Codes & Standards Forecast | [30 empty] | 0% | 0% | bar: 2019 to 2048
Commercial_Education_Existing_Space Heating_Natural Gas_Boiler_E10_Codes & Standards Forecast | Commercial | Education | Existing | Space Heating | Natural Gas | Boiler | E10 |  | Codes & Standards Forecast | [30 empty] | 0% | 0% | bar: 2019 to 2048
Commercial_Education_Existing_Space Heating_Natural Gas_Unit Heater_E1_Codes & Standards Forecast | Commercial | Education | Existing | Space Heating | Natural Gas | Unit Heater | E1 | Standard | Codes & Standards Forecast | 100% | 100% | 100% | 100% | 100% | 0% | 0% | 0% | 0% | 0% | 0% | 0% | 0% | 0% | 0% | 0% | 0% | 0% | 0% | 0% | 0% | 0% | 0% | 0% | 0% | 0% | 0% | 0% | 0% | 0% | 0% | 0%
Commercial_Education_Existing_Space Heating_Natural Gas_Unit Heater_E2_Codes & Standards Forecast | Commercial | Education | Existing | Space Heating | Natural Gas | Unit Heater | E2 | Condensing | Codes & Standards Forecast | 0% | 0% | 0% | 0% | 0% | 100% | 100% | 100% | 100% | 100% | 100% | 100% | 100% | 100% | 100% | 100% | 100% | 100% | 100% | 100% | 100% | 100% | 100% | 100% | 100% | 100% | 100% | 100% | 100% | 100% | 100% | 100%
Commercial_Education_Existing_Space Heating_Natural Gas_Unit Heater_E3_Codes & Standards Forecast | Commercial | Education | Existing | Space Heating | Natural Gas | Unit Heater | E3 | Infrared Radiant | Codes & Standards Forecast | [30 empty] | 0% | 0% | bar: 2019 to 2048
Commercial_Education_Existing_Space Heating_Natural Gas_Unit Heater_E4_Codes & Standards Forecast | Commercial | Education | Existing | Space Heating | Natural Gas | Unit Heater | E4 |  | Codes & Standards Forecast | [30 empty] | 0% | 0% | bar: 2019 to 2048
Commercial_Education_Existing_Space Heating_Natural Gas_Unit Heater_E5_Codes & Standards Forecast | Commercial | Education | Existing | Space Heating | Natural Gas | Unit Heater | E5 |  | Codes & Standards Forecast | [30 empty] | 0% | 0% | bar: 2019 to 2048
Commercial_Education_Existing_Space Heating_Natural Gas_Unit Heater_E6_Codes & Standards Forecast | Commercial | Education | Existing | Space Heating | Natural Gas | Unit Heater | E6 |  | Codes & Standards Forecast | [30 empty] | 0% | 0% | bar: 2019 to 2048
Commercial_Education_Existing_Space Heating_Natural Gas_Unit Heater_E7_Codes & Standards Forecast | Commercial | Education | Existing | Space Heating | Natural Gas | Unit Heater | E7 |  | Codes & Standards Forecast | [30 empty] | 0% | 0% | bar: 2019 to 2048
Commercial_Education_Existing_Space Heating_Natural Gas_Unit Heater_E8_Codes & Standards Forecast | Commercial | Education | Existing | Space Heating | Natural Gas | Unit Heater | E8 |  | Codes & Standards Forecast | [30 empty] | 0% | 0% | bar: 2019 to 2048
Commercial_Education_Existing_Space Heating_Natural Gas_Unit Heater_E9_Codes & Standards Forecast | Commercial | Education | Existing | Space Heating | Natural Gas | Unit Heater | E9 |  | Codes & Standards Forecast | [30 empty] | 0% | 0% | bar: 2019 to 2048
Commercial_Education_Existing_Space Heating_Natural Gas_Unit Heater_E10_Codes & Standards Forecast | Commercial | Education | Existing | Space Heating | Natural Gas | Unit Heater | E10 |  | Codes & Standards Forecast | [30 empty] | 0% | 0% | bar: 2019 to 2048
Commercial_Education_Existing_Water Heating_Natural Gas_Water Heater_E1_Codes & Standards Forecast | Commercial | Education | Existing | Water Heating | Natural Gas | Water Heater | E1 | TE 80% | Codes & Standards Forecast | 100% | 100% | 100% | 100% | 100% | 100% | 100% | 100% | 100% | 100% | 100% | 100% | 100% | 100% | 100% | 100% | 100% | 100% | 100% | 100% | 100% | 100% | 100% | 100% | 100% | 100% | 100% | 100% | 100% | 100% | 100% | 100%
Commercial_Education_Existing_Water Heating_Natural Gas_Water Heater_E2_Codes & Standards Forecast | Commercial | Education | Existing | Water Heating | Natural Gas | Water Heater | E2 | TE 81% | Codes & Standards Forecast | [30 empty] | 0% | 0% | bar: 2019 to 2048
Commercial_Education_Existing_Water Heating_Natural Gas_Water Heater_E3_Codes & Standards Forecast | Commercial | Education | Existing | Water Heating | Natural Gas | Water Heater | E3 | TE 88% | Codes & Standards Forecast | [30 empty] | 0% | 0% | bar: 2019 to 2048
Commercial_Education_Existing_Water Heating_Natural Gas_Water Heater_E4_Codes & Standards Forecast | Commercial | Education | Existing | Water Heating | Natural Gas | Water Heater | E4 | TE 94% | Codes & Standards Forecast | [30 empty] | 0% | 0% | bar: 2019 to 2048
Commercial_Education_Existing_Water Heating_Natural Gas_Water Heater_E5_Codes & Standards Forecast | Commercial | Education | Existing | Water Heating | Natural Gas | Water Heater | E5 | TE 96% | Codes & Standards Forecast | [30 empty] | 0% | 0% | bar: 2019 to 2048
Commercial_Education_Existing_Water Heating_Natural Gas_Water Heater_E6_Codes & Standards Forecast | Commercial | Education | Existing | Water Heating | Natural Gas | Water Heater | E6 | Tankless | Codes & Standards Forecast | [30 empty] | 0% | 0% | bar: 2019 to 2048
Commercial_Education_Existing_Water Heating_Natural Gas_Water Heater_E7_Codes & Standards Forecast | Commercial | Education | Existing | Water Heating | Natural Gas | Water Heater | E7 | Gas-Fired Absorption HPWH | Codes & Standards Forecast | [30 empty] | 0% | 0% | bar: 2019 to 2048
Commercial_Education_Existing_Water Heating_Natural Gas_Water Heater_E8_Codes & Standards Forecast | Commercial | Education | Existing | Water Heating | Natural Gas | Water Heater | E8 |  | Codes & Standards Forecast | [30 empty] | 0% | 0% | bar: 2019 to 2048
Commercial_Education_Existing_Water Heating_Natural Gas_Water Heater_E9_Codes & Standards Forecast | Commercial | Education | Existing | Water Heating | Natural Gas | Water Heater | E9 |  | Codes & Standards Forecast | [30 empty] | 0% | 0% | bar: 2019 to 2048
Commercial_Education_Existing_Water Heating_Natural Gas_Water Heater_E10_Codes & Standards Forecast | Commercial | Education | Existing | Water Heating | Natural Gas | Water Heater | E10 |  | Codes & Standards Forecast | [30 empty] | 0% | 0% | bar: 2019 to 2048
Commercial_Education_Existing_Food Preparation_Natural Gas_Oven_E1_Codes & Standards Forecast | Commercial | Education | Existing | Food Preparation | Natural Gas | Oven | E1 | Standard | Codes & Standards Forecast | 100% | 100% | 100% | 100% | 100% | 100% | 100% | 100% | 100% | 100% | 100% | 100% | 100% | 100% | 100% | 100% | 100% | 100% | 100% | 100% | 100% | 100% | 100% | 100% | 100% | 100% | 100% | 100% | 100% | 100% | 100% | 100%
Commercial_Education_Existing_Food Preparation_Natural Gas_Oven_E2_Codes & Standards Forecast | Commercial | Education | Existing | Food Preparation | Natural Gas | Oven | E2 | ENERGY STAR (>44% Baking Efficiency) | Codes & Standards Forecast | [30 empty] | 0% | 0% | bar: 2019 to 2048
Commercial_Education_Existing_Food Preparation_Natural Gas_Oven_E3_Codes & Standards Forecast | Commercial | Education | Existing | Food Preparation | Natural Gas | Oven | E3 |  | Codes & Standards Forecast | [30 empty] | 0% | 0% | bar: 2019 to 2048
Commercial_Education_Existing_Food Preparation_Natural Gas_Oven_E4_Codes & Standards Forecast | Commercial | Education | Existing | Food Preparation | Natural Gas | Oven | E4 |  | Codes & Standards Forecast | [30 empty] | 0% | 0% | bar: 2019 to 2048
Commercial_Education_Existing_Food Preparation_Natural Gas_Oven_E5_Codes & Standards Forecast | Commercial | Education | Existing | Food Preparation | Natural Gas | Oven | E5 |  | Codes & Standards Forecast | [30 empty] | 0% | 0% | bar: 2019 to 2048
Commercial_Education_Existing_Food Preparation_Natural Gas_Oven_E6_Codes & Standards Forecast | Commercial | Education | Existing | Food Preparation | Natural Gas | Oven | E6 |  | Codes & Standards Forecast | [30 empty] | 0% | 0% | bar: 2019 to 2048
Commercial_Education_Existing_Food Preparation_Natural Gas_Oven_E7_Codes & Standards Forecast | Commercial | Education | Existing | Food Preparation | Natural Gas | Oven | E7 |  | Codes & Standards Forecast | [30 empty] | 0% | 0% | bar: 2019 to 2048
Commercial_Education_Existing_Food Preparation_Natural Gas_Oven_E8_Codes & Standards Forecast | Commercial | Education | Existing | Food Preparation | Natural Gas | Oven | E8 |  | Codes & Standards Forecast | [30 empty] | 0% | 0% | bar: 2019 to 2048
Commercial_Education_Existing_Food Preparation_Natural Gas_Oven_E9_Codes & Standards Forecast | Commercial | Education | Existing | Food Preparation | Natural Gas | Oven | E9 |  | Codes & Standards Forecast | [30 empty] | 0% | 0% | bar: 2019 to 2048
Commercial_Education_Existing_Food Preparation_Natural Gas_Oven_E10_Codes & Standards Forecast | Commercial | Education | Existing | Food Preparation | Natural Gas | Oven | E10 |  | Codes & Standards Forecast | [30 empty] | 0% | 0% | bar: 2019 to 2048
Commercial_Education_Existing_Food Preparation_Natural Gas_Conveyor Oven_E1_Codes & Standards Forecast | Commercial | Education | Existing | Food Preparation | Natural Gas | Conveyor Oven | E1 | Standard | Codes & Standards Forecast | 100% | 100% | 100% | 100% | 100% | 100% | 100% | 100% | 100% | 100% | 100% | 100% | 100% | 100% | 100% | 100% | 100% | 100% | 100% | 100% | 100% | 100% | 100% | 100% | 100% | 100% | 100% | 100% | 100% | 100% | 100% | 100%
Commercial_Education_Existing_Food Preparation_Natural Gas_Conveyor Oven_E2_Codes & Standards Forecast | Commercial | Education | Existing | Food Preparation | Natural Gas | Conveyor Oven | E2 | Efficient (>44% Baking Efficiency) | Codes & Standards Forecast | [30 empty] | 0% | 0% | bar: 2019 to 2048
Commercial_Education_Existing_Food Preparation_Natural Gas_Conveyor Oven_E3_Codes & Standards Forecast | Commercial | Education | Existing | Food Preparation | Natural Gas | Conveyor Oven | E3 |  | Codes & Standards Forecast | [30 empty] | 0% | 0% | bar: 2019 to 2048
Commercial_Education_Existing_Food Preparation_Natural Gas_Conveyor Oven_E4_Codes & Standards Forecast | Commercial | Education | Existing | Food Preparation | Natural Gas | Conveyor Oven | E4 |  | Codes & Standards Forecast | [30 empty] | 0% | 0% | bar: 2019 to 2048
Commercial_Education_Existing_Food Preparation_Natural Gas_Conveyor Oven_E5_Codes & Standards Forecast | Commercial | Education | Existing | Food Preparation | Natural Gas | Conveyor Oven | E5 |  | Codes & Standards Forecast | [30 empty] | 0% | 0% | bar: 2019 to 2048
Commercial_Education_Existing_Food Preparation_Natural Gas_Conveyor Oven_E6_Codes & Standards Forecast | Commercial | Education | Existing | Food Preparation | Natural Gas | Conveyor Oven | E6 |  | Codes & Standards Forecast | [30 empty] | 0% | 0% | bar: 2019 to 2048
Commercial_Education_Existing_Food Preparation_Natural Gas_Conveyor Oven_E7_Codes & Standards Forecast | Commercial | Education | Existing | Food Preparation | Natural Gas | Conveyor Oven | E7 |  | Codes & Standards Forecast | [30 empty] | 0% | 0% | bar: 2019 to 2048
Commercial_Education_Existing_Food Preparation_Natural Gas_Conveyor Oven_E8_Codes & Standards Forecast | Commercial | Education | Existing | Food Preparation | Natural Gas | Conveyor Oven | E8 |  | Codes & Standards Forecast | [30 empty] | 0% | 0% | bar: 2019 to 2048
Commercial_Education_Existing_Food Preparation_Natural Gas_Conveyor Oven_E9_Codes & Standards Forecast | Commercial | Education | Existing | Food Preparation | Natural Gas | Conveyor Oven | E9 |  | Codes & Standards Forecast | [30 empty] | 0% | 0% | bar: 2019 to 2048
Commercial_Education_Existing_Food Preparation_Natural Gas_Conveyor Oven_E10_Codes & Standards Forecast | Commercial | Education | Existing | Food Preparation | Natural Gas | Conveyor Oven | E10 |  | Codes & Standards Forecast | [30 empty] | 0% | 0% | bar: 2019 to 2048
Commercial_Education_Existing_Food Preparation_Natural Gas_Double Rack Oven_E1_Codes & Standards Forecast | Commercial | Education | Existing | Food Preparation | Natural Gas | Double Rack Oven | E1 | Standard | Codes & Standards Forecast | 100% | 100% | 100% | 100% | 100% | 100% | 100% | 100% | 100% | 100% | 100% | 100% | 100% | 100% | 100% | 100% | 100% | 100% | 100% | 100% | 100% | 100% | 100% | 100% | 100% | 100% | 100% | 100% | 100% | 100% | 100% | 100%
Commercial_Education_Existing_Food Preparation_Natural Gas_Double Rack Oven_E2_Codes & Standards Forecast | Commercial | Education | Existing | Food Preparation | Natural Gas | Double Rack Oven | E2 | FTSC Qualified (>50% Cooking Efficiency) | Codes & Standards Forecast | [30 empty] | 0% | 0% | bar: 2019 to 2048
Commercial_Education_Existing_Food Preparation_Natural Gas_Double Rack Oven_E3_Codes & Standards Forecast | Commercial | Education | Existing | Food Preparation | Natural Gas | Double Rack Oven | E3 |  | Codes & Standards Forecast | [30 empty] | 0% | 0% | bar: 2019 to 2048
Commercial_Education_Existing_Food Preparation_Natural Gas_Double Rack Oven_E4_Codes & Standards Forecast | Commercial | Education | Existing | Food Preparation | Natural Gas | Double Rack Oven | E4 |  | Codes & Standards Forecast | [30 empty] | 0% | 0% | bar: 2019 to 2048
Commercial_Education_Existing_Food Preparation_Natural Gas_Double Rack Oven_E5_Codes & Standards Forecast | Commercial | Education | Existing | Food Preparation | Natural Gas | Double Rack Oven | E5 |  | Codes & Standards Forecast | [30 empty] | 0% | 0% | bar: 2019 to 2048
Commercial_Education_Existing_Food Preparation_Natural Gas_Double Rack Oven_E6_Codes & Standards Forecast | Commercial | Education | Existing | Food Preparation | Natural Gas | Double Rack Oven | E6 |  | Codes & Standards Forecast | [30 empty] | 0% | 0% | bar: 2019 to 2048
Commercial_Education_Existing_Food Preparation_Natural Gas_Double Rack Oven_E7_Codes & Standards Forecast | Commercial | Education | Existing | Food Preparation | Natural Gas | Double Rack Oven | E7 |  | Codes & Standards Forecast | [30 empty] | 0% | 0% | bar: 2019 to 2048
Commercial_Education_Existing_Food Preparation_Natural Gas_Double Rack Oven_E8_Codes & Standards Forecast | Commercial | Education | Existing | Food Preparation | Natural Gas | Double Rack Oven | E8 |  | Codes & Standards Forecast | [30 empty] | 0% | 0% | bar: 2019 to 2048
Commercial_Education_Existing_Food Preparation_Natural Gas_Double Rack Oven_E9_Codes & Standards Forecast | Commercial | Education | Existing | Food Preparation | Natural Gas | Double Rack Oven | E9 |  | Codes & Standards Forecast | [30 empty] | 0% | 0% | bar: 2019 to 2048
Commercial_Education_Existing_Food Preparation_Natural Gas_Double Rack Oven_E10_Codes & Standards Forecast | Commercial | Education | Existing | Food Preparation | Natural Gas | Double Rack Oven | E10 |  | Codes & Standards Forecast | [30 empty] | 0% | 0% | bar: 2019 to 2048
Commercial_Education_Existing_Food Preparation_Natural Gas_Fryer_E1_Codes & Standards Forecast | Commercial | Education | Existing | Food Preparation | Natural Gas | Fryer | E1 | Standard | Codes & Standards Forecast | 100% | 100% | 100% | 0% | 0% | 0% | 0% | 0% | 0% | 0% | 0% | 0% | 0% | 0% | 0% | 0% | 0% | 0% | 0% | 0% | 0% | 0% | 0% | 0% | 0% | 0% | 0% | 0% | 0% | 0% | 0% | 0%
Commercial_Education_Existing_Food Preparation_Natural Gas_Fryer_E2_Codes & Standards Forecast | Commercial | Education | Existing | Food Preparation | Natural Gas | Fryer | E2 | ENERGY STAR | Codes & Standards Forecast | 0% | 0% | 0% | 100% | 100% | 100% | 100% | 100% | 100% | 100% | 100% | 100% | 100% | 100% | 100% | 100% | 100% | 100% | 100% | 100% | 100% | 100% | 100% | 100% | 100% | 100% | 100% | 100% | 100% | 100% | 100% | 100%
Commercial_Education_Existing_Food Preparation_Natural Gas_Fryer_E3_Codes & Standards Forecast | Commercial | Education | Existing | Food Preparation | Natural Gas | Fryer | E3 |  | Codes & Standards Forecast | [30 empty] | 0% | 0% | bar: 2019 to 2048
Commercial_Education_Existing_Food Preparation_Natural Gas_Fryer_E4_Codes & Standards Forecast | Commercial | Education | Existing | Food Preparation | Natural Gas | Fryer | E4 |  | Codes & Standards Forecast | [30 empty] | 0% | 0% | bar: 2019 to 2048
Commercial_Education_Existing_Food Preparation_Natural Gas_Fryer_E5_Codes & Standards Forecast | Commercial | Education | Existing | Food Preparation | Natural Gas | Fryer | E5 |  | Codes & Standards Forecast | [30 empty] | 0% | 0% | bar: 2019 to 2048
Commercial_Education_Existing_Food Preparation_Natural Gas_Fryer_E6_Codes & Standards Forecast | Commercial | Education | Existing | Food Preparation | Natural Gas | Fryer | E6 |  | Codes & Standards Forecast | [30 empty] | 0% | 0% | bar: 2019 to 2048
Commercial_Education_Existing_Food Preparation_Natural Gas_Fryer_E7_Codes & Standards Forecast | Commercial | Education | Existing | Food Preparation | Natural Gas | Fryer | E7 |  | Codes & Standards Forecast | [30 empty] | 0% | 0% | bar: 2019 to 2048
Commercial_Education_Existing_Food Preparation_Natural Gas_Fryer_E8_Codes & Standards Forecast | Commercial | Education | Existing | Food Preparation | Natural Gas | Fryer | E8 |  | Codes & Standards Forecast | [30 empty] | 0% | 0% | bar: 2019 to 2048
Commercial_Education_Existing_Food Preparation_Natural Gas_Fryer_E9_Codes & Standards Forecast | Commercial | Education | Existing | Food Preparation | Natural Gas | Fryer | E9 |  | Codes & Standards Forecast | [30 empty] | 0% | 0% | bar: 2019 to 2048
Commercial_Education_Existing_Food Preparation_Natural Gas_Fryer_E10_Codes & Standards Forecast | Commercial | Education | Existing | Food Preparation | Natural Gas | Fryer | E10 |  | Codes & Standards Forecast | [30 empty] | 0% | 0% | bar: 2019 to 2048
Commercial_Education_Existing_Food Preparation_Natural Gas_Broiler_E1_Codes & Standards Forecast | Commercial | Education | Existing | Food Preparation | Natural Gas | Broiler | E1 | Standard | Codes & Standards Forecast | 100% | 100% | 100% | 100% | 100% | 100% | 100% | 100% | 100% | 100% | 100% | 100% | 100% | 100% | 100% | 100% | 100% | 100% | 100% | 100% | 100% | 100% | 100% | 100% | 100% | 100% | 100% | 100% | 100% | 100% | 100% | 100%
Commercial_Education_Existing_Food Preparation_Natural Gas_Broiler_E2_Codes & Standards Forecast | Commercial | Education | Existing | Food Preparation | Natural Gas | Broiler | E2 | Infrared Burners | Codes & Standards Forecast | [30 empty] | 0% | 0% | bar: 2019 to 2048
Commercial_Education_Existing_Food Preparation_Natural Gas_Broiler_E3_Codes & Standards Forecast | Commercial | Education | Existing | Food Preparation | Natural Gas | Broiler | E3 |  | Codes & Standards Forecast | [30 empty] | 0% | 0% | bar: 2019 to 2048
Commercial_Education_Existing_Food Preparation_Natural Gas_Broiler_E4_Codes & Standards Forecast | Commercial | Education | Existing | Food Preparation | Natural Gas | Broiler | E4 |  | Codes & Standards Forecast | [30 empty] | 0% | 0% | bar: 2019 to 2048
Commercial_Education_Existing_Food Preparation_Natural Gas_Broiler_E5_Codes & Standards Forecast | Commercial | Education | Existing | Food Preparation | Natural Gas | Broiler | E5 |  | Codes & Standards Forecast | [30 empty] | 0% | 0% | bar: 2019 to 2048
Commercial_Education_Existing_Food Preparation_Natural Gas_Broiler_E6_Codes & Standards Forecast | Commercial | Education | Existing | Food Preparation | Natural Gas | Broiler | E6 |  | Codes & Standards Forecast | [30 empty] | 0% | 0% | bar: 2019 to 2048
Commercial_Education_Existing_Food Preparation_Natural Gas_Broiler_E7_Codes & Standards Forecast | Commercial | Education | Existing | Food Preparation | Natural Gas | Broiler | E7 |  | Codes & Standards Forecast | [30 empty] | 0% | 0% | bar: 2019 to 2048
Commercial_Education_Existing_Food Preparation_Natural Gas_Broiler_E8_Codes & Standards Forecast | Commercial | Education | Existing | Food Preparation | Natural Gas | Broiler | E8 |  | Codes & Standards Forecast | [30 empty] | 0% | 0% | bar: 2019 to 2048
Commercial_Education_Existing_Food Preparation_Natural Gas_Broiler_E9_Codes & Standards Forecast | Commercial | Education | Existing | Food Preparation | Natural Gas | Broiler | E9 |  | Codes & Standards Forecast | [30 empty] | 0% | 0% | bar: 2019 to 2048
Commercial_Education_Existing_Food Preparation_Natural Gas_Broiler_E10_Codes & Standards Forecast | Commercial | Education | Existing | Food Preparation | Natural Gas | Broiler | E10 |  | Codes & Standards Forecast | [30 empty] | 0% | 0% | bar: 2019 to 2048
Commercial_Education_Existing_Food Preparation_Natural Gas_Griddle_E1_Codes & Standards Forecast | Commercial | Education | Existing | Food Preparation | Natural Gas | Griddle | E1 | Standard | Codes & Standards Forecast | 100% | 100% | 100% | 100% | 100% | 100% | 100% | 100% | 100% | 100% | 100% | 100% | 100% | 100% | 100% | 100% | 100% | 100% | 100% | 100% | 100% | 100% | 100% | 100% | 100% | 100% | 100% | 100% | 100% | 100% | 100% | 100%
Commercial_Education_Existing_Food Preparation_Natural Gas_Griddle_E2_Codes & Standards Forecast | Commercial | Education | Existing | Food Preparation | Natural Gas | Griddle | E2 | ENERGY STAR | Codes & Standards Forecast | [30 empty] | 0% | 0% | bar: 2019 to 2048
Commercial_Education_Existing_Food Preparation_Natural Gas_Griddle_E3_Codes & Standards Forecast | Commercial | Education | Existing | Food Preparation | Natural Gas | Griddle | E3 |  | Codes & Standards Forecast | [30 empty] | 0% | 0% | bar: 2019 to 2048
Commercial_Education_Existing_Food Preparation_Natural Gas_Griddle_E4_Codes & Standards Forecast | Commercial | Education | Existing | Food Preparation | Natural Gas | Griddle | E4 |  | Codes & Standards Forecast | [30 empty] | 0% | 0% | bar: 2019 to 2048
Commercial_Education_Existing_Food Preparation_Natural Gas_Griddle_E5_Codes & Standards Forecast | Commercial | Education | Existing | Food Preparation | Natural Gas | Griddle | E5 |  | Codes & Standards Forecast | [30 empty] | 0% | 0% | bar: 2019 to 2048
Commercial_Education_Existing_Food Preparation_Natural Gas_Griddle_E6_Codes & Standards Forecast | Commercial | Education | Existing | Food Preparation | Natural Gas | Griddle | E6 |  | Codes & Standards Forecast | [30 empty] | 0% | 0% | bar: 2019 to 2048
Commercial_Education_Existing_Food Preparation_Natural Gas_Griddle_E7_Codes & Standards Forecast | Commercial | Education | Existing | Food Preparation | Natural Gas | Griddle | E7 |  | Codes & Standards Forecast | [30 empty] | 0% | 0% | bar: 2019 to 2048
Commercial_Education_Existing_Food Preparation_Natural Gas_Griddle_E8_Codes & Standards Forecast | Commercial | Education | Existing | Food Preparation | Natural Gas | Griddle | E8 |  | Codes & Standards Forecast | [30 empty] | 0% | 0% | bar: 2019 to 2048
Commercial_Education_Existing_Food Preparation_Natural Gas_Griddle_E9_Codes & Standards Forecast | Commercial | Education | Existing | Food Preparation | Natural Gas | Griddle | E9 |  | Codes & Standards Forecast | [30 empty] | 0% | 0% | bar: 2019 to 2048
Commercial_Education_Existing_Food Preparation_Natural Gas_Griddle_E10_Codes & Standards Forecast | Commercial | Education | Existing | Food Preparation | Natural Gas | Griddle | E10 |  | Codes & Standards Forecast | [30 empty] | 0% | 0% | bar: 2019 to 2048
Commercial_Education_Existing_Food Preparation_Natural Gas_Range_E1_Codes & Standards Forecast | Commercial | Education | Existing | Food Preparation | Natural Gas | Range | E1 | Standard | Codes & Standards Forecast | 100% | 100% | 100% | 100% | 100% | 100% | 100% | 100% | 100% | 100% | 100% | 100% | 100% | 100% | 100% | 100% | 100% | 100% | 100% | 100% | 100% | 100% | 100% | 100% | 100% | 100% | 100% | 100% | 100% | 100% | 100% | 100%
Commercial_Education_Existing_Food Preparation_Natural Gas_Range_E2_Codes & Standards Forecast | Commercial | Education | Existing | Food Preparation | Natural Gas | Range | E2 | High Efficiency | Codes & Standards Forecast | [30 empty] | 0% | 0% | bar: 2019 to 2048
Commercial_Education_Existing_Food Preparation_Natural Gas_Range_E3_Codes & Standards Forecast | Commercial | Education | Existing | Food Preparation | Natural Gas | Range | E3 |  | Codes & Standards Forecast | [30 empty] | 0% | 0% | bar: 2019 to 2048
Commercial_Education_Existing_Food Preparation_Natural Gas_Range_E4_Codes & Standards Forecast | Commercial | Education | Existing | Food Preparation | Natural Gas | Range | E4 |  | Codes & Standards Forecast | [30 empty] | 0% | 0% | bar: 2019 to 2048
Commercial_Education_Existing_Food Preparation_Natural Gas_Range_E5_Codes & Standards Forecast | Commercial | Education | Existing | Food Preparation | Natural Gas | Range | E5 |  | Codes & Standards Forecast | [30 empty] | 0% | 0% | bar: 2019 to 2048
Commercial_Education_Existing_Food Preparation_Natural Gas_Range_E6_Codes & Standards Forecast | Commercial | Education | Existing | Food Preparation | Natural Gas | Range | E6 |  | Codes & Standards Forecast | [30 empty] | 0% | 0% | bar: 2019 to 2048
Commercial_Education_Existing_Food Preparation_Natural Gas_Range_E7_Codes & Standards Forecast | Commercial | Education | Existing | Food Preparation | Natural Gas | Range | E7 |  | Codes & Standards Forecast | [30 empty] | 0% | 0% | bar: 2019 to 2048
Commercial_Education_Existing_Food Preparation_Natural Gas_Range_E8_Codes & Standards Forecast | Commercial | Education | Existing | Food Preparation | Natural Gas | Range | E8 |  | Codes & Standards Forecast | [30 empty] | 0% | 0% | bar: 2019 to 2048
Commercial_Education_Existing_Food Preparation_Natural Gas_Range_E9_Codes & Standards Forecast | Commercial | Education | Existing | Food Preparation | Natural Gas | Range | E9 |  | Codes & Standards Forecast | [30 empty] | 0% | 0% | bar: 2019 to 2048
Commercial_Education_Existing_Food Preparation_Natural Gas_Range_E10_Codes & Standards Forecast | Commercial | Education | Existing | Food Preparation | Natural Gas | Range | E10 |  | Codes & Standards Forecast | [30 empty] | 0% | 0% | bar: 2019 to 2048
Commercial_Education_Existing_Food Preparation_Natural Gas_Steamer_E1_Codes & Standards Forecast | Commercial | Education | Existing | Food Preparation | Natural Gas | Steamer | E1 | Standard | Codes & Standards Forecast | 100% | 100% | 100% | 0% | 0% | 0% | 0% | 0% | 0% | 0% | 0% | 0% | 0% | 0% | 0% | 0% | 0% | 0% | 0% | 0% | 0% | 0% | 0% | 0% | 0% | 0% | 0% | 0% | 0% | 0% | 0% | 0%
Commercial_Education_Existing_Food Preparation_Natural Gas_Steamer_E2_Codes & Standards Forecast | Commercial | Education | Existing | Food Preparation | Natural Gas | Steamer | E2 | ENERGY STAR | Codes & Standards Forecast | 0% | 0% | 0% | 100% | 100% | 100% | 100% | 100% | 100% | 100% | 100% | 100% | 100% | 100% | 100% | 100% | 100% | 100% | 100% | 100% | 100% | 100% | 100% | 100% | 100% | 100% | 100% | 100% | 100% | 100% | 100% | 100%
Commercial_Education_Existing_Food Preparation_Natural Gas_Steamer_E3_Codes & Standards Forecast | Commercial | Education | Existing | Food Preparation | Natural Gas | Steamer | E3 |  | Codes & Standards Forecast | [30 empty] | 0% | 0% | bar: 2019 to 2048
Commercial_Education_Existing_Food Preparation_Natural Gas_Steamer_E4_Codes & Standards Forecast | Commercial | Education | Existing | Food Preparation | Natural Gas | Steamer | E4 |  | Codes & Standards Forecast | [30 empty] | 0% | 0% | bar: 2019 to 2048
Commercial_Education_Existing_Food Preparation_Natural Gas_Steamer_E5_Codes & Standards Forecast | Commercial | Education | Existing | Food Preparation | Natural Gas | Steamer | E5 |  | Codes & Standards Forecast | [30 empty] | 0% | 0% | bar: 2019 to 2048
Commercial_Education_Existing_Food Preparation_Natural Gas_Steamer_E6_Codes & Standards Forecast | Commercial | Education | Existing | Food Preparation | Natural Gas | Steamer | E6 |  | Codes & Standards Forecast | [30 empty] | 0% | 0% | bar: 2019 to 2048
Commercial_Education_Existing_Food Preparation_Natural Gas_Steamer_E7_Codes & Standards Forecast | Commercial | Education | Existing | Food Preparation | Natural Gas | Steamer | E7 |  | Codes & Standards Forecast | [30 empty] | 0% | 0% | bar: 2019 to 2048
Commercial_Education_Existing_Food Preparation_Natural Gas_Steamer_E8_Codes & Standards Forecast | Commercial | Education | Existing | Food Preparation | Natural Gas | Steamer | E8 |  | Codes & Standards Forecast | [30 empty] | 0% | 0% | bar: 2019 to 2048
Commercial_Education_Existing_Food Preparation_Natural Gas_Steamer_E9_Codes & Standards Forecast | Commercial | Education | Existing | Food Preparation | Natural Gas | Steamer | E9 |  | Codes & Standards Forecast | [30 empty] | 0% | 0% | bar: 2019 to 2048
Commercial_Education_Existing_Food Preparation_Natural Gas_Steamer_E10_Codes & Standards Forecast | Commercial | Education | Existing | Food Preparation | Natural Gas | Steamer | E10 |  | Codes & Standards Forecast | [30 empty] | 0% | 0% | bar: 2019 to 2048
Commercial_Education_Existing_Food Preparation_Natural Gas_Food Prep Other_E1_Codes & Standards Forecast | Commercial | Education | Existing | Food Preparation | Natural Gas | Food Prep Other | E1 | Standard | Codes & Standards Forecast | 100% | 100% | 100% | 100% | 100% | 100% | 100% | 100% | 100% | 100% | 100% | 100% | 100% | 100% | 100% | 100% | 100% | 100% | 100% | 100% | 100% | 100% | 100% | 100% | 100% | 100% | 100% | 100% | 100% | 100% | 100% | 100%
Commercial_Education_Existing_Food Preparation_Natural Gas_Food Prep Other_E2_Codes & Standards Forecast | Commercial | Education | Existing | Food Preparation | Natural Gas | Food Prep Other | E2 | ENERGY STAR | Codes & Standards Forecast | [30 empty] | 0% | 0% | bar: 2019 to 2048
Commercial_Education_Existing_Food Preparation_Natural Gas_Food Prep Other_E3_Codes & Standards Forecast | Commercial | Education | Existing | Food Preparation | Natural Gas | Food Prep Other | E3 |  | Codes & Standards Forecast | [30 empty] | 0% | 0% | bar: 2019 to 2048
Commercial_Education_Existing_Food Preparation_Natural Gas_Food Prep Other_E4_Codes & Standards Forecast | Commercial | Education | Existing | Food Preparation | Natural Gas | Food Prep Other | E4 |  | Codes & Standards Forecast | [30 empty] | 0% | 0% | bar: 2019 to 2048
Commercial_Education_Existing_Food Preparation_Natural Gas_Food Prep Other_E5_Codes & Standards Forecast | Commercial | Education | Existing | Food Preparation | Natural Gas | Food Prep Other | E5 |  | Codes & Standards Forecast | [30 empty] | 0% | 0% | bar: 2019 to 2048
Commercial_Education_Existing_Food Preparation_Natural Gas_Food Prep Other_E6_Codes & Standards Forecast | Commercial | Education | Existing | Food Preparation | Natural Gas | Food Prep Other | E6 |  | Codes & Standards Forecast | [30 empty] | 0% | 0% | bar: 2019 to 2048
Commercial_Education_Existing_Food Preparation_Natural Gas_Food Prep Other_E7_Codes & Standards Forecast | Commercial | Education | Existing | Food Preparation | Natural Gas | Food Prep Other | E7 |  | Codes & Standards Forecast | [30 empty] | 0% | 0% | bar: 2019 to 2048
Commercial_Education_Existing_Food Preparation_Natural Gas_Food Prep Other_E8_Codes & Standards Forecast | Commercial | Education | Existing | Food Preparation | Natural Gas | Food Prep Other | E8 |  | Codes & Standards Forecast | [30 empty] | 0% | 0% | bar: 2019 to 2048
Commercial_Education_Existing_Food Preparation_Natural Gas_Food Prep Other_E9_Codes & Standards Forecast | Commercial | Education | Existing | Food Preparation | Natural Gas | Food Prep Other | E9 |  | Codes & Standards Forecast | [30 empty] | 0% | 0% | bar: 2019 to 2048
Commercial_Education_Existing_Food Preparation_Natural Gas_Food Prep Other_E10_Codes & Standards Forecast | Commercial | Education | Existing | Food Preparation | Natural Gas | Food Prep Other | E10 |  | Codes & Standards Forecast | [30 empty] | 0% | 0% | bar: 2019 to 2048
Commercial_Education_Existing_Miscellaneous_Natural Gas_Pool Heater_E1_Codes & Standards Forecast | Commercial | Education | Existing | Miscellaneous | Natural Gas | Pool Heater | E1 | Standard (EF .78) | Codes & Standards Forecast | 100% | 100% | 100% | 100% | 100% | 100% | 100% | 100% | 100% | 100% | 100% | 100% | 100% | 100% | 100% | 100% | 100% | 100% | 100% | 100% | 100% | 100% | 100% | 100% | 100% | 100% | 100% | 100% | 100% | 100% | 100% | 100%
Commercial_Education_Existing_Miscellaneous_Natural Gas_Pool Heater_E2_Codes & Standards Forecast | Commercial | Education | Existing | Miscellaneous | Natural Gas | Pool Heater | E2 | Condensing (EF .90) | Codes & Standards Forecast | [30 empty] | 0% | 0% | bar: 2019 to 2048
Commercial_Education_Existing_Miscellaneous_Natural Gas_Pool Heater_E3_Codes & Standards Forecast | Commercial | Education | Existing | Miscellaneous | Natural Gas | Pool Heater | E3 |  | Codes & Standards Forecast | [30 empty] | 0% | 0% | bar: 2019 to 2048
Commercial_Education_Existing_Miscellaneous_Natural Gas_Pool Heater_E4_Codes & Standards Forecast | Commercial | Education | Existing | Miscellaneous | Natural Gas | Pool Heater | E4 |  | Codes & Standards Forecast | [30 empty] | 0% | 0% | bar: 2019 to 2048
Commercial_Education_Existing_Miscellaneous_Natural Gas_Pool Heater_E5_Codes & Standards Forecast | Commercial | Education | Existing | Miscellaneous | Natural Gas | Pool Heater | E5 |  | Codes & Standards Forecast | [30 empty] | 0% | 0% | bar: 2019 to 2048
Commercial_Education_Existing_Miscellaneous_Natural Gas_Pool Heater_E6_Codes & Standards Forecast | Commercial | Education | Existing | Miscellaneous | Natural Gas | Pool Heater | E6 |  | Codes & Standards Forecast | [30 empty] | 0% | 0% | bar: 2019 to 2048
Commercial_Education_Existing_Miscellaneous_Natural Gas_Pool Heater_E7_Codes & Standards Forecast | Commercial | Education | Existing | Miscellaneous | Natural Gas | Pool Heater | E7 |  | Codes & Standards Forecast | [30 empty] | 0% | 0% | bar: 2019 to 2048
Commercial_Education_Existing_Miscellaneous_Natural Gas_Pool Heater_E8_Codes & Standards Forecast | Commercial | Education | Existing | Miscellaneous | Natural Gas | Pool Heater | E8 |  | Codes & Standards Forecast | [30 empty] | 0% | 0% | bar: 2019 to 2048
Commercial_Education_Existing_Miscellaneous_Natural Gas_Pool Heater_E9_Codes & Standards Forecast | Commercial | Education | Existing | Miscellaneous | Natural Gas | Pool Heater | E9 |  | Codes & Standards Forecast | [30 empty] | 0% | 0% | bar: 2019 to 2048
Commercial_Education_Existing_Miscellaneous_Natural Gas_Pool Heater_E10_Codes & Standards Forecast | Commercial | Education | Existing | Miscellaneous | Natural Gas | Pool Heater | E10 |  | Codes & Standards Forecast | [30 empty] | 0% | 0% | bar: 2019 to 2048
Commercial_Education_Existing_Miscellaneous_Natural Gas_Miscellaneous_E1_Codes & Standards Forecast | Commercial | Education | Existing | Miscellaneous | Natural Gas | Miscellaneous | E1 | Miscellaneous | Codes & Standards Forecast | 100% | 100% | 100% | 100% | 100% | 100% | 100% | 100% | 100% | 100% | 100% | 100% | 100% | 100% | 100% | 100% | 100% | 100% | 100% | 100% | 100% | 100% | 100% | 100% | 100% | 100% | 100% | 100% | 100% | 100% | 100% | 100%
Commercial_Education_Existing_Miscellaneous_Natural Gas_Miscellaneous_E2_Codes & Standards Forecast | Commercial | Education | Existing | Miscellaneous | Natural Gas | Miscellaneous | E2 |  | Codes & Standards Forecast | [30 empty] | 0% | 0% | bar: 2019 to 2048
Commercial_Education_Existing_Miscellaneous_Natural Gas_Miscellaneous_E3_Codes & Standards Forecast | Commercial | Education | Existing | Miscellaneous | Natural Gas | Miscellaneous | E3 |  | Codes & Standards Forecast | [30 empty] | 0% | 0% | bar: 2019 to 2048
Commercial_Education_Existing_Miscellaneous_Natural Gas_Miscellaneous_E4_Codes & Standards Forecast | Commercial | Education | Existing | Miscellaneous | Natural Gas | Miscellaneous | E4 |  | Codes & Standards Forecast | [30 empty] | 0% | 0% | bar: 2019 to 2048
Commercial_Education_Existing_Miscellaneous_Natural Gas_Miscellaneous_E5_Codes & Standards Forecast | Commercial | Education | Existing | Miscellaneous | Natural Gas | Miscellaneous | E5 |  | Codes & Standards Forecast | [30 empty] | 0% | 0% | bar: 2019 to 2048
Commercial_Education_Existing_Miscellaneous_Natural Gas_Miscellaneous_E6_Codes & Standards Forecast | Commercial | Education | Existing | Miscellaneous | Natural Gas | Miscellaneous | E6 |  | Codes & Standards Forecast | [30 empty] | 0% | 0% | bar: 2019 to 2048
Commercial_Education_Existing_Miscellaneous_Natural Gas_Miscellaneous_E7_Codes & Standards Forecast | Commercial | Education | Existing | Miscellaneous | Natural Gas | Miscellaneous | E7 |  | Codes & Standards Forecast | [30 empty] | 0% | 0% | bar: 2019 to 2048
Commercial_Education_Existing_Miscellaneous_Natural Gas_Miscellaneous_E8_Codes & Standards Forecast | Commercial | Education | Existing | Miscellaneous | Natural Gas | Miscellaneous | E8 |  | Codes & Standards Forecast | [30 empty] | 0% | 0% | bar: 2019 to 2048
Commercial_Education_Existing_Miscellaneous_Natural Gas_Miscellaneous_E9_Codes & Standards Forecast | Commercial | Education | Existing | Miscellaneous | Natural Gas | Miscellaneous | E9 |  | Codes & Standards Forecast | [30 empty] | 0% | 0% | bar: 2019 to 2048
Commercial_Education_Existing_Miscellaneous_Natural Gas_Miscellaneous_E10_Codes & Standards Forecast | Commercial | Education | Existing | Miscellaneous | Natural Gas | Miscellaneous | E10 |  | Codes & Standards Forecast | [30 empty] | 0% | 0% | bar: 2019 to 2048
Commercial_Education_New_Space Heating_Natural Gas_Furnace_E1_Codes & Standards Forecast | Commercial | Education | New | Space Heating | Natural Gas | Furnace | E1 | AFUE 80% (Standard) | Codes & Standards Forecast | 100% | 100% | 100% | 100% | 100% | 0% | 0% | 0% | 0% | 0% | 0% | 0% | 0% | 0% | 0% | 0% | 0% | 0% | 0% | 0% | 0% | 0% | 0% | 0% | 0% | 0% | 0% | 0% | 0% | 0% | 0% | 0%
Commercial_Education_New_Space Heating_Natural Gas_Furnace_E2_Codes & Standards Forecast | Commercial | Education | New | Space Heating | Natural Gas | Furnace | E2 | AFUE 90% | Codes & Standards Forecast | [30 empty] | 0% | 0% | bar: 2019 to 2048
Commercial_Education_New_Space Heating_Natural Gas_Furnace_E3_Codes & Standards Forecast | Commercial | Education | New | Space Heating | Natural Gas | Furnace | E3 | AFUE 96% | Codes & Standards Forecast | 0% | 0% | 0% | 0% | 0% | 100% | 100% | 100% | 100% | 100% | 100% | 100% | 100% | 100% | 100% | 100% | 100% | 100% | 100% | 100% | 100% | 100% | 100% | 100% | 100% | 100% | 100% | 100% | 100% | 100% | 100% | 100%
Commercial_Education_New_Space Heating_Natural Gas_Furnace_E4_Codes & Standards Forecast | Commercial | Education | New | Space Heating | Natural Gas | Furnace | E4 |  | Codes & Standards Forecast | [30 empty] | 0% | 0% | bar: 2019 to 2048
Commercial_Education_New_Space Heating_Natural Gas_Furnace_E5_Codes & Standards Forecast | Commercial | Education | New | Space Heating | Natural Gas | Furnace | E5 |  | Codes & Standards Forecast | [30 empty] | 0% | 0% | bar: 2019 to 2048
Commercial_Education_New_Space Heating_Natural Gas_Furnace_E6_Codes & Standards Forecast | Commercial | Education | New | Space Heating | Natural Gas | Furnace | E6 |  | Codes & Standards Forecast | [30 empty] | 0% | 0% | bar: 2019 to 2048
Commercial_Education_New_Space Heating_Natural Gas_Furnace_E7_Codes & Standards Forecast | Commercial | Education | New | Space Heating | Natural Gas | Furnace | E7 |  | Codes & Standards Forecast | [30 empty] | 0% | 0% | bar: 2019 to 2048
Commercial_Education_New_Space Heating_Natural Gas_Furnace_E8_Codes & Standards Forecast | Commercial | Education | New | Space Heating | Natural Gas | Furnace | E8 |  | Codes & Standards Forecast | [30 empty] | 0% | 0% | bar: 2019 to 2048
Commercial_Education_New_Space Heating_Natural Gas_Furnace_E9_Codes & Standards Forecast | Commercial | Education | New | Space Heating | Natural Gas | Furnace | E9 |  | Codes & Standards Forecast | [30 empty] | 0% | 0% | bar: 2019 to 2048
Commercial_Education_New_Space Heating_Natural Gas_Furnace_E10_Codes & Standards Forecast | Commercial | Education | New | Space Heating | Natural Gas | Furnace | E10 |  | Codes & Standards Forecast | [30 empty] | 0% | 0% | bar: 2019 to 2048
Commercial_Education_New_Space Heating_Natural Gas_Boiler_E1_Codes & Standards Forecast | Commercial | Education | New | Space Heating | Natural Gas | Boiler | E1 | AFUE 80% (Standard) | Codes & Standards Forecast | 100% | 100% | 100% | 100% | 100% | 0% | 0% | 0% | 0% | 0% | 0% | 0% | 0% | 0% | 0% | 0% | 0% | 0% | 0% | 0% | 0% | 0% | 0% | 0% | 0% | 0% | 0% | 0% | 0% | 0% | 0% | 0%
Commercial_Education_New_Space Heating_Natural Gas_Boiler_E2_Codes & Standards Forecast | Commercial | Education | New | Space Heating | Natural Gas | Boiler | E2 | AFUE 85% | Codes & Standards Forecast | [30 empty] | 0% | 0% | bar: 2019 to 2048
Commercial_Education_New_Space Heating_Natural Gas_Boiler_E3_Codes & Standards Forecast | Commercial | Education | New | Space Heating | Natural Gas | Boiler | E3 | AFUE 97% | Codes & Standards Forecast | 0% | 0% | 0% | 0% | 0% | 100% | 100% | 100% | 100% | 100% | 100% | 100% | 100% | 100% | 100% | 100% | 100% | 100% | 100% | 100% | 100% | 100% | 100% | 100% | 100% | 100% | 100% | 100% | 100% | 100% | 100% | 100%
Commercial_Education_New_Space Heating_Natural Gas_Boiler_E4_Codes & Standards Forecast | Commercial | Education | New | Space Heating | Natural Gas | Boiler | E4 | Convert to NG Air Source Heat Pump | Codes & Standards Forecast | [30 empty] | 0% | 0% | bar: 2019 to 2048
Commercial_Education_New_Space Heating_Natural Gas_Boiler_E5_Codes & Standards Forecast | Commercial | Education | New | Space Heating | Natural Gas | Boiler | E5 |  | Codes & Standards Forecast | [30 empty] | 0% | 0% | bar: 2019 to 2048
Commercial_Education_New_Space Heating_Natural Gas_Boiler_E6_Codes & Standards Forecast | Commercial | Education | New | Space Heating | Natural Gas | Boiler | E6 |  | Codes & Standards Forecast | [30 empty] | 0% | 0% | bar: 2019 to 2048
Commercial_Education_New_Space Heating_Natural Gas_Boiler_E7_Codes & Standards Forecast | Commercial | Education | New | Space Heating | Natural Gas | Boiler | E7 |  | Codes & Standards Forecast | [30 empty] | 0% | 0% | bar: 2019 to 2048
Commercial_Education_New_Space Heating_Natural Gas_Boiler_E8_Codes & Standards Forecast | Commercial | Education | New | Space Heating | Natural Gas | Boiler | E8 |  | Codes & Standards Forecast | [30 empty] | 0% | 0% | bar: 2019 to 2048
Commercial_Education_New_Space Heating_Natural Gas_Boiler_E9_Codes & Standards Forecast | Commercial | Education | New | Space Heating | Natural Gas | Boiler | E9 |  | Codes & Standards Forecast | [30 empty] | 0% | 0% | bar: 2019 to 2048
Commercial_Education_New_Space Heating_Natural Gas_Boiler_E10_Codes & Standards Forecast | Commercial | Education | New | Space Heating | Natural Gas | Boiler | E10 |  | Codes & Standards Forecast | [30 empty] | 0% | 0% | bar: 2019 to 2048
Commercial_Education_New_Space Heating_Natural Gas_Unit Heater_E1_Codes & Standards Forecast | Commercial | Education | New | Space Heating | Natural Gas | Unit Heater | E1 | Standard | Codes & Standards Forecast | 100% | 100% | 100% | 100% | 100% | 0% | 0% | 0% | 0% | 0% | 0% | 0% | 0% | 0% | 0% | 0% | 0% | 0% | 0% | 0% | 0% | 0% | 0% | 0% | 0% | 0% | 0% | 0% | 0% | 0% | 0% | 0%
Commercial_Education_New_Space Heating_Natural Gas_Unit Heater_E2_Codes & Standards Forecast | Commercial | Education | New | Space Heating | Natural Gas | Unit Heater | E2 | Condensing | Codes & Standards Forecast | 0% | 0% | 0% | 0% | 0% | 100% | 100% | 100% | 100% | 100% | 100% | 100% | 100% | 100% | 100% | 100% | 100% | 100% | 100% | 100% | 100% | 100% | 100% | 100% | 100% | 100% | 100% | 100% | 100% | 100% | 100% | 100%
Commercial_Education_New_Space Heating_Natural Gas_Unit Heater_E3_Codes & Standards Forecast | Commercial | Education | New | Space Heating | Natural Gas | Unit Heater | E3 | Infrared Radiant | Codes & Standards Forecast | [30 empty] | 0% | 0% | bar: 2019 to 2048
Commercial_Education_New_Space Heating_Natural Gas_Unit Heater_E4_Codes & Standards Forecast | Commercial | Education | New | Space Heating | Natural Gas | Unit Heater | E4 |  | Codes & Standards Forecast | [30 empty] | 0% | 0% | bar: 2019 to 2048
Commercial_Education_New_Space Heating_Natural Gas_Unit Heater_E5_Codes & Standards Forecast | Commercial | Education | New | Space Heating | Natural Gas | Unit Heater | E5 |  | Codes & Standards Forecast | [30 empty] | 0% | 0% | bar: 2019 to 2048
Commercial_Education_New_Space Heating_Natural Gas_Unit Heater_E6_Codes & Standards Forecast | Commercial | Education | New | Space Heating | Natural Gas | Unit Heater | E6 |  | Codes & Standards Forecast | [30 empty] | 0% | 0% | bar: 2019 to 2048
Commercial_Education_New_Space Heating_Natural Gas_Unit Heater_E7_Codes & Standards Forecast | Commercial | Education | New | Space Heating | Natural Gas | Unit Heater | E7 |  | Codes & Standards Forecast | [30 empty] | 0% | 0% | bar: 2019 to 2048
Commercial_Education_New_Space Heating_Natural Gas_Unit Heater_E8_Codes & Standards Forecast | Commercial | Education | New | Space Heating | Natural Gas | Unit Heater | E8 |  | Codes & Standards Forecast | [30 empty] | 0% | 0% | bar: 2019 to 2048
Commercial_Education_New_Space Heating_Natural Gas_Unit Heater_E9_Codes & Standards Forecast | Commercial | Education | New | Space Heating | Natural Gas | Unit Heater | E9 |  | Codes & Standards Forecast | [30 empty] | 0% | 0% | bar: 2019 to 2048
Commercial_Education_New_Space Heating_Natural Gas_Unit Heater_E10_Codes & Standards Forecast | Commercial | Education | New | Space Heating | Natural Gas | Unit Heater | E10 |  | Codes & Standards Forecast | [30 empty] | 0% | 0% | bar: 2019 to 2048
Commercial_Education_New_Water Heating_Natural Gas_Water Heater_E1_Codes & Standards Forecast | Commercial | Education | New | Water Heating | Natural Gas | Water Heater | E1 | TE 80% | Codes & Standards Forecast | 100% | 100% | 100% | 100% | 100% | 100% | 100% | 100% | 100% | 100% | 100% | 100% | 100% | 100% | 100% | 100% | 100% | 100% | 100% | 100% | 100% | 100% | 100% | 100% | 100% | 100% | 100% | 100% | 100% | 100% | 100% | 100%
Commercial_Education_New_Water Heating_Natural Gas_Water Heater_E2_Codes & Standards Forecast | Commercial | Education | New | Water Heating | Natural Gas | Water Heater | E2 | TE 81% | Codes & Standards Forecast | [30 empty] | 0% | 0% | bar: 2019 to 2048
Commercial_Education_New_Water Heating_Natural Gas_Water Heater_E3_Codes & Standards Forecast | Commercial | Education | New | Water Heating | Natural Gas | Water Heater | E3 | TE 88% | Codes & Standards Forecast | [30 empty] | 0% | 0% | bar: 2019 to 2048
Commercial_Education_New_Water Heating_Natural Gas_Water Heater_E4_Codes & Standards Forecast | Commercial | Education | New | Water Heating | Natural Gas | Water Heater | E4 | TE 94% | Codes & Standards Forecast | [30 empty] | 0% | 0% | bar: 2019 to 2048
Commercial_Education_New_Water Heating_Natural Gas_Water Heater_E5_Codes & Standards Forecast | Commercial | Education | New | Water Heating | Natural Gas | Water Heater | E5 | TE 96% | Codes & Standards Forecast | [30 empty] | 0% | 0% | bar: 2019 to 2048
Commercial_Education_New_Water Heating_Natural Gas_Water Heater_E6_Codes & Standards Forecast | Commercial | Education | New | Water Heating | Natural Gas | Water Heater | E6 | Tankless | Codes & Standards Forecast | [30 empty] | 0% | 0% | bar: 2019 to 2048
Commercial_Education_New_Water Heating_Natural Gas_Water Heater_E7_Codes & Standards Forecast | Commercial | Education | New | Water Heating | Natural Gas | Water Heater | E7 | Gas-Fired Absorption HPWH | Codes & Standards Forecast | [30 empty] | 0% | 0% | bar: 2019 to 2048
Commercial_Education_New_Water Heating_Natural Gas_Water Heater_E8_Codes & Standards Forecast | Commercial | Education | New | Water Heating | Natural Gas | Water Heater | E8 |  | Codes & Standards Forecast | [30 empty] | 0% | 0% | bar: 2019 to 2048
Commercial_Education_New_Water Heating_Natural Gas_Water Heater_E9_Codes & Standards Forecast | Commercial | Education | New | Water Heating | Natural Gas | Water Heater | E9 |  | Codes & Standards Forecast | [30 empty] | 0% | 0% | bar: 2019 to 2048
Commercial_Education_New_Water Heating_Natural Gas_Water Heater_E10_Codes & Standards Forecast | Commercial | Education | New | Water Heating | Natural Gas | Water Heater | E10 |  | Codes & Standards Forecast | [30 empty] | 0% | 0% | bar: 2019 to 2048
Commercial_Education_New_Food Preparation_Natural Gas_Oven_E1_Codes & Standards Forecast | Commercial | Education | New | Food Preparation | Natural Gas | Oven | E1 | Standard | Codes & Standards Forecast | 100% | 100% | 100% | 100% | 100% | 100% | 100% | 100% | 100% | 100% | 100% | 100% | 100% | 100% | 100% | 100% | 100% | 100% | 100% | 100% | 100% | 100% | 100% | 100% | 100% | 100% | 100% | 100% | 100% | 100% | 100% | 100%
Commercial_Education_New_Food Preparation_Natural Gas_Oven_E2_Codes & Standards Forecast | Commercial | Education | New | Food Preparation | Natural Gas | Oven | E2 | ENERGY STAR (>44% Baking Efficiency) | Codes & Standards Forecast | [30 empty] | 0% | 0% | bar: 2019 to 2048
Commercial_Education_New_Food Preparation_Natural Gas_Oven_E3_Codes & Standards Forecast | Commercial | Education | New | Food Preparation | Natural Gas | Oven | E3 |  | Codes & Standards Forecast | [30 empty] | 0% | 0% | bar: 2019 to 2048
Commercial_Education_New_Food Preparation_Natural Gas_Oven_E4_Codes & Standards Forecast | Commercial | Education | New | Food Preparation | Natural Gas | Oven | E4 |  | Codes & Standards Forecast | [30 empty] | 0% | 0% | bar: 2019 to 2048
Commercial_Education_New_Food Preparation_Natural Gas_Oven_E5_Codes & Standards Forecast | Commercial | Education | New | Food Preparation | Natural Gas | Oven | E5 |  | Codes & Standards Forecast | [30 empty] | 0% | 0% | bar: 2019 to 2048
Commercial_Education_New_Food Preparation_Natural Gas_Oven_E6_Codes & Standards Forecast | Commercial | Education | New | Food Preparation | Natural Gas | Oven | E6 |  | Codes & Standards Forecast | [30 empty] | 0% | 0% | bar: 2019 to 2048
Commercial_Education_New_Food Preparation_Natural Gas_Oven_E7_Codes & Standards Forecast | Commercial | Education | New | Food Preparation | Natural Gas | Oven | E7 |  | Codes & Standards Forecast | [30 empty] | 0% | 0% | bar: 2019 to 2048
Commercial_Education_New_Food Preparation_Natural Gas_Oven_E8_Codes & Standards Forecast | Commercial | Education | New | Food Preparation | Natural Gas | Oven | E8 |  | Codes & Standards Forecast | [30 empty] | 0% | 0% | bar: 2019 to 2048
Commercial_Education_New_Food Preparation_Natural Gas_Oven_E9_Codes & Standards Forecast | Commercial | Education | New | Food Preparation | Natural Gas | Oven | E9 |  | Codes & Standards Forecast | [30 empty] | 0% | 0% | bar: 2019 to 2048
Commercial_Education_New_Food Preparation_Natural Gas_Oven_E10_Codes & Standards Forecast | Commercial | Education | New | Food Preparation | Natural Gas | Oven | E10 |  | Codes & Standards Forecast | [30 empty] | 0% | 0% | bar: 2019 to 2048
Commercial_Education_New_Food Preparation_Natural Gas_Conveyor Oven_E1_Codes & Standards Forecast | Commercial | Education | New | Food Preparation | Natural Gas | Conveyor Oven | E1 | Standard | Codes & Standards Forecast | 100% | 100% | 100% | 100% | 100% | 100% | 100% | 100% | 100% | 100% | 100% | 100% | 100% | 100% | 100% | 100% | 100% | 100% | 100% | 100% | 100% | 100% | 100% | 100% | 100% | 100% | 100% | 100% | 100% | 100% | 100% | 100%
Commercial_Education_New_Food Preparation_Natural Gas_Conveyor Oven_E2_Codes & Standards Forecast | Commercial | Education | New | Food Preparation | Natural Gas | Conveyor Oven | E2 | Efficient (>44% Baking Efficiency) | Codes & Standards Forecast | [30 empty] | 0% | 0% | bar: 2019 to 2048
Commercial_Education_New_Food Preparation_Natural Gas_Conveyor Oven_E3_Codes & Standards Forecast | Commercial | Education | New | Food Preparation | Natural Gas | Conveyor Oven | E3 |  | Codes & Standards Forecast | [30 empty] | 0% | 0% | bar: 2019 to 2048
Commercial_Education_New_Food Preparation_Natural Gas_Conveyor Oven_E4_Codes & Standards Forecast | Commercial | Education | New | Food Preparation | Natural Gas | Conveyor Oven | E4 |  | Codes & Standards Forecast | [30 empty] | 0% | 0% | bar: 2019 to 2048
Commercial_Education_New_Food Preparation_Natural Gas_Conveyor Oven_E5_Codes & Standards Forecast | Commercial | Education | New | Food Preparation | Natural Gas | Conveyor Oven | E5 |  | Codes & Standards Forecast | [30 empty] | 0% | 0% | bar: 2019 to 2048
Commercial_Education_New_Food Preparation_Natural Gas_Conveyor Oven_E6_Codes & Standards Forecast | Commercial | Education | New | Food Preparation | Natural Gas | Conveyor Oven | E6 |  | Codes & Standards Forecast | [30 empty] | 0% | 0% | bar: 2019 to 2048
Commercial_Education_New_Food Preparation_Natural Gas_Conveyor Oven_E7_Codes & Standards Forecast | Commercial | Education | New | Food Preparation | Natural Gas | Conveyor Oven | E7 |  | Codes & Standards Forecast | [30 empty] | 0% | 0% | bar: 2019 to 2048
Commercial_Education_New_Food Preparation_Natural Gas_Conveyor Oven_E8_Codes & Standards Forecast | Commercial | Education | New | Food Preparation | Natural Gas | Conveyor Oven | E8 |  | Codes & Standards Forecast | [30 empty] | 0% | 0% | bar: 2019 to 2048
Commercial_Education_New_Food Preparation_Natural Gas_Conveyor Oven_E9_Codes & Standards Forecast | Commercial | Education | New | Food Preparation | Natural Gas | Conveyor Oven | E9 |  | Codes & Standards Forecast | [30 empty] | 0% | 0% | bar: 2019 to 2048
Commercial_Education_New_Food Preparation_Natural Gas_Conveyor Oven_E10_Codes & Standards Forecast | Commercial | Education | New | Food Preparation | Natural Gas | Conveyor Oven | E10 |  | Codes & Standards Forecast | [30 empty] | 0% | 0% | bar: 2019 to 2048
Commercial_Education_New_Food Preparation_Natural Gas_Double Rack Oven_E1_Codes & Standards Forecast | Commercial | Education | New | Food Preparation | Natural Gas | Double Rack Oven | E1 | Standard | Codes & Standards Forecast | 100% | 100% | 100% | 100% | 100% | 100% | 100% | 100% | 100% | 100% | 100% | 100% | 100% | 100% | 100% | 100% | 100% | 100% | 100% | 100% | 100% | 100% | 100% | 100% | 100% | 100% | 100% | 100% | 100% | 100% | 100% | 100%
Commercial_Education_New_Food Preparation_Natural Gas_Double Rack Oven_E2_Codes & Standards Forecast | Commercial | Education | New | Food Preparation | Natural Gas | Double Rack Oven | E2 | FTSC Qualified (>50% Cooking Efficiency) | Codes & Standards Forecast | [30 empty] | 0% | 0% | bar: 2019 to 2048
Commercial_Education_New_Food Preparation_Natural Gas_Double Rack Oven_E3_Codes & Standards Forecast | Commercial | Education | New | Food Preparation | Natural Gas | Double Rack Oven | E3 |  | Codes & Standards Forecast | [30 empty] | 0% | 0% | bar: 2019 to 2048
Commercial_Education_New_Food Preparation_Natural Gas_Double Rack Oven_E4_Codes & Standards Forecast | Commercial | Education | New | Food Preparation | Natural Gas | Double Rack Oven | E4 |  | Codes & Standards Forecast | [30 empty] | 0% | 0% | bar: 2019 to 2048
Commercial_Education_New_Food Preparation_Natural Gas_Double Rack Oven_E5_Codes & Standards Forecast | Commercial | Education | New | Food Preparation | Natural Gas | Double Rack Oven | E5 |  | Codes & Standards Forecast | [30 empty] | 0% | 0% | bar: 2019 to 2048
Commercial_Education_New_Food Preparation_Natural Gas_Double Rack Oven_E6_Codes & Standards Forecast | Commercial | Education | New | Food Preparation | Natural Gas | Double Rack Oven | E6 |  | Codes & Standards Forecast | [30 empty] | 0% | 0% | bar: 2019 to 2048
Commercial_Education_New_Food Preparation_Natural Gas_Double Rack Oven_E7_Codes & Standards Forecast | Commercial | Education | New | Food Preparation | Natural Gas | Double Rack Oven | E7 |  | Codes & Standards Forecast | [30 empty] | 0% | 0% | bar: 2019 to 2048
Commercial_Education_New_Food Preparation_Natural Gas_Double Rack Oven_E8_Codes & Standards Forecast | Commercial | Education | New | Food Preparation | Natural Gas | Double Rack Oven | E8 |  | Codes & Standards Forecast | [30 empty] | 0% | 0% | bar: 2019 to 2048
Commercial_Education_New_Food Preparation_Natural Gas_Double Rack Oven_E9_Codes & Standards Forecast | Commercial | Education | New | Food Preparation | Natural Gas | Double Rack Oven | E9 |  | Codes & Standards Forecast | [30 empty] | 0% | 0% | bar: 2019 to 2048
Commercial_Education_New_Food Preparation_Natural Gas_Double Rack Oven_E10_Codes & Standards Forecast | Commercial | Education | New | Food Preparation | Natural Gas | Double Rack Oven | E10 |  | Codes & Standards Forecast | [30 empty] | 0% | 0% | bar: 2019 to 2048
Commercial_Education_New_Food Preparation_Natural Gas_Fryer_E1_Codes & Standards Forecast | Commercial | Education | New | Food Preparation | Natural Gas | Fryer | E1 | Standard | Codes & Standards Forecast | 100% | 100% | 100% | 0% | 0% | 0% | 0% | 0% | 0% | 0% | 0% | 0% | 0% | 0% | 0% | 0% | 0% | 0% | 0% | 0% | 0% | 0% | 0% | 0% | 0% | 0% | 0% | 0% | 0% | 0% | 0% | 0%
Commercial_Education_New_Food Preparation_Natural Gas_Fryer_E2_Codes & Standards Forecast | Commercial | Education | New | Food Preparation | Natural Gas | Fryer | E2 | ENERGY STAR | Codes & Standards Forecast | 0% | 0% | 0% | 100% | 100% | 100% | 100% | 100% | 100% | 100% | 100% | 100% | 100% | 100% | 100% | 100% | 100% | 100% | 100% | 100% | 100% | 100% | 100% | 100% | 100% | 100% | 100% | 100% | 100% | 100% | 100% | 100%
Commercial_Education_New_Food Preparation_Natural Gas_Fryer_E3_Codes & Standards Forecast | Commercial | Education | New | Food Preparation | Natural Gas | Fryer | E3 |  | Codes & Standards Forecast | [30 empty] | 0% | 0% | bar: 2019 to 2048
Commercial_Education_New_Food Preparation_Natural Gas_Fryer_E4_Codes & Standards Forecast | Commercial | Education | New | Food Preparation | Natural Gas | Fryer | E4 |  | Codes & Standards Forecast | [30 empty] | 0% | 0% | bar: 2019 to 2048
Commercial_Education_New_Food Preparation_Natural Gas_Fryer_E5_Codes & Standards Forecast | Commercial | Education | New | Food Preparation | Natural Gas | Fryer | E5 |  | Codes & Standards Forecast | [30 empty] | 0% | 0% | bar: 2019 to 2048
Commercial_Education_New_Food Preparation_Natural Gas_Fryer_E6_Codes & Standards Forecast | Commercial | Education | New | Food Preparation | Natural Gas | Fryer | E6 |  | Codes & Standards Forecast | [30 empty] | 0% | 0% | bar: 2019 to 2048
Commercial_Education_New_Food Preparation_Natural Gas_Fryer_E7_Codes & Standards Forecast | Commercial | Education | New | Food Preparation | Natural Gas | Fryer | E7 |  | Codes & Standards Forecast | [30 empty] | 0% | 0% | bar: 2019 to 2048
Commercial_Education_New_Food Preparation_Natural Gas_Fryer_E8_Codes & Standards Forecast | Commercial | Education | New | Food Preparation | Natural Gas | Fryer | E8 |  | Codes & Standards Forecast | [30 empty] | 0% | 0% | bar: 2019 to 2048
Commercial_Education_New_Food Preparation_Natural Gas_Fryer_E9_Codes & Standards Forecast | Commercial | Education | New | Food Preparation | Natural Gas | Fryer | E9 |  | Codes & Standards Forecast | [30 empty] | 0% | 0% | bar: 2019 to 2048
Commercial_Education_New_Food Preparation_Natural Gas_Fryer_E10_Codes & Standards Forecast | Commercial | Education | New | Food Preparation | Natural Gas | Fryer | E10 |  | Codes & Standards Forecast | [30 empty] | 0% | 0% | bar: 2019 to 2048
Commercial_Education_New_Food Preparation_Natural Gas_Broiler_E1_Codes & Standards Forecast | Commercial | Education | New | Food Preparation | Natural Gas | Broiler | E1 | Standard | Codes & Standards Forecast | 100% | 100% | 100% | 100% | 100% | 100% | 100% | 100% | 100% | 100% | 100% | 100% | 100% | 100% | 100% | 100% | 100% | 100% | 100% | 100% | 100% | 100% | 100% | 100% | 100% | 100% | 100% | 100% | 100% | 100% | 100% | 100%
Commercial_Education_New_Food Preparation_Natural Gas_Broiler_E2_Codes & Standards Forecast | Commercial | Education | New | Food Preparation | Natural Gas | Broiler | E2 | Infrared Burners | Codes & Standards Forecast | [30 empty] | 0% | 0% | bar: 2019 to 2048
Commercial_Education_New_Food Preparation_Natural Gas_Broiler_E3_Codes & Standards Forecast | Commercial | Education | New | Food Preparation | Natural Gas | Broiler | E3 |  | Codes & Standards Forecast | [30 empty] | 0% | 0% | bar: 2019 to 2048
Commercial_Education_New_Food Preparation_Natural Gas_Broiler_E4_Codes & Standards Forecast | Commercial | Education | New | Food Preparation | Natural Gas | Broiler | E4 |  | Codes & Standards Forecast | [30 empty] | 0% | 0% | bar: 2019 to 2048
Commercial_Education_New_Food Preparation_Natural Gas_Broiler_E5_Codes & Standards Forecast | Commercial | Education | New | Food Preparation | Natural Gas | Broiler | E5 |  | Codes & Standards Forecast | [30 empty] | 0% | 0% | bar: 2019 to 2048
Commercial_Education_New_Food Preparation_Natural Gas_Broiler_E6_Codes & Standards Forecast | Commercial | Education | New | Food Preparation | Natural Gas | Broiler | E6 |  | Codes & Standards Forecast | [30 empty] | 0% | 0% | bar: 2019 to 2048
Commercial_Education_New_Food Preparation_Natural Gas_Broiler_E7_Codes & Standards Forecast | Commercial | Education | New | Food Preparation | Natural Gas | Broiler | E7 |  | Codes & Standards Forecast | [30 empty] | 0% | 0% | bar: 2019 to 2048
Commercial_Education_New_Food Preparation_Natural Gas_Broiler_E8_Codes & Standards Forecast | Commercial | Education | New | Food Preparation | Natural Gas | Broiler | E8 |  | Codes & Standards Forecast | [30 empty] | 0% | 0% | bar: 2019 to 2048
Commercial_Education_New_Food Preparation_Natural Gas_Broiler_E9_Codes & Standards Forecast | Commercial | Education | New | Food Preparation | Natural Gas | Broiler | E9 |  | Codes & Standards Forecast | [30 empty] | 0% | 0% | bar: 2019 to 2048
Commercial_Education_New_Food Preparation_Natural Gas_Broiler_E10_Codes & Standards Forecast | Commercial | Education | New | Food Preparation | Natural Gas | Broiler | E10 |  | Codes & Standards Forecast | [30 empty] | 0% | 0% | bar: 2019 to 2048
Commercial_Education_New_Food Preparation_Natural Gas_Griddle_E1_Codes & Standards Forecast | Commercial | Education | New | Food Preparation | Natural Gas | Griddle | E1 | Standard | Codes & Standards Forecast | 100% | 100% | 100% | 100% | 100% | 100% | 100% | 100% | 100% | 100% | 100% | 100% | 100% | 100% | 100% | 100% | 100% | 100% | 100% | 100% | 100% | 100% | 100% | 100% | 100% | 100% | 100% | 100% | 100% | 100% | 100% | 100%
Commercial_Education_New_Food Preparation_Natural Gas_Griddle_E2_Codes & Standards Forecast | Commercial | Education | New | Food Preparation | Natural Gas | Griddle | E2 | ENERGY STAR | Codes & Standards Forecast | [30 empty] | 0% | 0% | bar: 2019 to 2048
Commercial_Education_New_Food Preparation_Natural Gas_Griddle_E3_Codes & Standards Forecast | Commercial | Education | New | Food Preparation | Natural Gas | Griddle | E3 |  | Codes & Standards Forecast | [30 empty] | 0% | 0% | bar: 2019 to 2048
Commercial_Education_New_Food Preparation_Natural Gas_Griddle_E4_Codes & Standards Forecast | Commercial | Education | New | Food Preparation | Natural Gas | Griddle | E4 |  | Codes & Standards Forecast | [30 empty] | 0% | 0% | bar: 2019 to 2048
Commercial_Education_New_Food Preparation_Natural Gas_Griddle_E5_Codes & Standards Forecast | Commercial | Education | New | Food Preparation | Natural Gas | Griddle | E5 |  | Codes & Standards Forecast | [30 empty] | 0% | 0% | bar: 2019 to 2048
Commercial_Education_New_Food Preparation_Natural Gas_Griddle_E6_Codes & Standards Forecast | Commercial | Education | New | Food Preparation | Natural Gas | Griddle | E6 |  | Codes & Standards Forecast | [30 empty] | 0% | 0% | bar: 2019 to 2048
Commercial_Education_New_Food Preparation_Natural Gas_Griddle_E7_Codes & Standards Forecast | Commercial | Education | New | Food Preparation | Natural Gas | Griddle | E7 |  | Codes & Standards Forecast | [30 empty] | 0% | 0% | bar: 2019 to 2048
Commercial_Education_New_Food Preparation_Natural Gas_Griddle_E8_Codes & Standards Forecast | Commercial | Education | New | Food Preparation | Natural Gas | Griddle | E8 |  | Codes & Standards Forecast | [30 empty] | 0% | 0% | bar: 2019 to 2048
Commercial_Education_New_Food Preparation_Natural Gas_Griddle_E9_Codes & Standards Forecast | Commercial | Education | New | Food Preparation | Natural Gas | Griddle | E9 |  | Codes & Standards Forecast | [30 empty] | 0% | 0% | bar: 2019 to 2048
Commercial_Education_New_Food Preparation_Natural Gas_Griddle_E10_Codes & Standards Forecast | Commercial | Education | New | Food Preparation | Natural Gas | Griddle | E10 |  | Codes & Standards Forecast | [30 empty] | 0% | 0% | bar: 2019 to 2048
Commercial_Education_New_Food Preparation_Natural Gas_Range_E1_Codes & Standards Forecast | Commercial | Education | New | Food Preparation | Natural Gas | Range | E1 | Standard | Codes & Standards Forecast | 100% | 100% | 100% | 100% | 100% | 100% | 100% | 100% | 100% | 100% | 100% | 100% | 100% | 100% | 100% | 100% | 100% | 100% | 100% | 100% | 100% | 100% | 100% | 100% | 100% | 100% | 100% | 100% | 100% | 100% | 100% | 100%
Commercial_Education_New_Food Preparation_Natural Gas_Range_E2_Codes & Standards Forecast | Commercial | Education | New | Food Preparation | Natural Gas | Range | E2 | High Efficiency | Codes & Standards Forecast | [30 empty] | 0% | 0% | bar: 2019 to 2048
Commercial_Education_New_Food Preparation_Natural Gas_Range_E3_Codes & Standards Forecast | Commercial | Education | New | Food Preparation | Natural Gas | Range | E3 |  | Codes & Standards Forecast | [30 empty] | 0% | 0% | bar: 2019 to 2048
Commercial_Education_New_Food Preparation_Natural Gas_Range_E4_Codes & Standards Forecast | Commercial | Education | New | Food Preparation | Natural Gas | Range | E4 |  | Codes & Standards Forecast | [30 empty] | 0% | 0% | bar: 2019 to 2048
Commercial_Education_New_Food Preparation_Natural Gas_Range_E5_Codes & Standards Forecast | Commercial | Education | New | Food Preparation | Natural Gas | Range | E5 |  | Codes & Standards Forecast | [30 empty] | 0% | 0% | bar: 2019 to 2048
Commercial_Education_New_Food Preparation_Natural Gas_Range_E6_Codes & Standards Forecast | Commercial | Education | New | Food Preparation | Natural Gas | Range | E6 |  | Codes & Standards Forecast | [30 empty] | 0% | 0% | bar: 2019 to 2048
Commercial_Education_New_Food Preparation_Natural Gas_Range_E7_Codes & Standards Forecast | Commercial | Education | New | Food Preparation | Natural Gas | Range | E7 |  | Codes & Standards Forecast | [30 empty] | 0% | 0% | bar: 2019 to 2048
Commercial_Education_New_Food Preparation_Natural Gas_Range_E8_Codes & Standards Forecast | Commercial | Education | New | Food Preparation | Natural Gas | Range | E8 |  | Codes & Standards Forecast | [30 empty] | 0% | 0% | bar: 2019 to 2048
Commercial_Education_New_Food Preparation_Natural Gas_Range_E9_Codes & Standards Forecast | Commercial | Education | New | Food Preparation | Natural Gas | Range | E9 |  | Codes & Standards Forecast | [30 empty] | 0% | 0% | bar: 2019 to 2048
Commercial_Education_New_Food Preparation_Natural Gas_Range_E10_Codes & Standards Forecast | Commercial | Education | New | Food Preparation | Natural Gas | Range | E10 |  | Codes & Standards Forecast | [30 empty] | 0% | 0% | bar: 2019 to 2048
Commercial_Education_New_Food Preparation_Natural Gas_Steamer_E1_Codes & Standards Forecast | Commercial | Education | New | Food Preparation | Natural Gas | Steamer | E1 | Standard | Codes & Standards Forecast | 100% | 100% | 100% | 0% | 0% | 0% | 0% | 0% | 0% | 0% | 0% | 0% | 0% | 0% | 0% | 0% | 0% | 0% | 0% | 0% | 0% | 0% | 0% | 0% | 0% | 0% | 0% | 0% | 0% | 0% | 0% | 0%
Commercial_Education_New_Food Preparation_Natural Gas_Steamer_E2_Codes & Standards Forecast | Commercial | Education | New | Food Preparation | Natural Gas | Steamer | E2 | ENERGY STAR | Codes & Standards Forecast | 0% | 0% | 0% | 100% | 100% | 100% | 100% | 100% | 100% | 100% | 100% | 100% | 100% | 100% | 100% | 100% | 100% | 100% | 100% | 100% | 100% | 100% | 100% | 100% | 100% | 100% | 100% | 100% | 100% | 100% | 100% | 100%
Commercial_Education_New_Food Preparation_Natural Gas_Steamer_E3_Codes & Standards Forecast | Commercial | Education | New | Food Preparation | Natural Gas | Steamer | E3 |  | Codes & Standards Forecast | [30 empty] | 0% | 0% | bar: 2019 to 2048
Commercial_Education_New_Food Preparation_Natural Gas_Steamer_E4_Codes & Standards Forecast | Commercial | Education | New | Food Preparation | Natural Gas | Steamer | E4 |  | Codes & Standards Forecast | [30 empty] | 0% | 0% | bar: 2019 to 2048
Commercial_Education_New_Food Preparation_Natural Gas_Steamer_E5_Codes & Standards Forecast | Commercial | Education | New | Food Preparation | Natural Gas | Steamer | E5 |  | Codes & Standards Forecast | [30 empty] | 0% | 0% | bar: 2019 to 2048
Commercial_Education_New_Food Preparation_Natural Gas_Steamer_E6_Codes & Standards Forecast | Commercial | Education | New | Food Preparation | Natural Gas | Steamer | E6 |  | Codes & Standards Forecast | [30 empty] | 0% | 0% | bar: 2019 to 2048
Commercial_Education_New_Food Preparation_Natural Gas_Steamer_E7_Codes & Standards Forecast | Commercial | Education | New | Food Preparation | Natural Gas | Steamer | E7 |  | Codes & Standards Forecast | [30 empty] | 0% | 0% | bar: 2019 to 2048
Commercial_Education_New_Food Preparation_Natural Gas_Steamer_E8_Codes & Standards Forecast | Commercial | Education | New | Food Preparation | Natural Gas | Steamer | E8 |  | Codes & Standards Forecast | [30 empty] | 0% | 0% | bar: 2019 to 2048
Commercial_Education_New_Food Preparation_Natural Gas_Steamer_E9_Codes & Standards Forecast | Commercial | Education | New | Food Preparation | Natural Gas | Steamer | E9 |  | Codes & Standards Forecast | [30 empty] | 0% | 0% | bar: 2019 to 2048
Commercial_Education_New_Food Preparation_Natural Gas_Steamer_E10_Codes & Standards Forecast | Commercial | Education | New | Food Preparation | Natural Gas | Steamer | E10 |  | Codes & Standards Forecast | [30 empty] | 0% | 0% | bar: 2019 to 2048
Commercial_Education_New_Food Preparation_Natural Gas_Food Prep Other_E1_Codes & Standards Forecast | Commercial | Education | New | Food Preparation | Natural Gas | Food Prep Other | E1 | Standard | Codes & Standards Forecast | 100% | 100% | 100% | 100% | 100% | 100% | 100% | 100% | 100% | 100% | 100% | 100% | 100% | 100% | 100% | 100% | 100% | 100% | 100% | 100% | 100% | 100% | 100% | 100% | 100% | 100% | 100% | 100% | 100% | 100% | 100% | 100%
Commercial_Education_New_Food Preparation_Natural Gas_Food Prep Other_E2_Codes & Standards Forecast | Commercial | Education | New | Food Preparation | Natural Gas | Food Prep Other | E2 | ENERGY STAR | Codes & Standards Forecast | [30 empty] | 0% | 0% | bar: 2019 to 2048
Commercial_Education_New_Food Preparation_Natural Gas_Food Prep Other_E3_Codes & Standards Forecast | Commercial | Education | New | Food Preparation | Natural Gas | Food Prep Other | E3 |  | Codes & Standards Forecast | [30 empty] | 0% | 0% | bar: 2019 to 2048
Commercial_Education_New_Food Preparation_Natural Gas_Food Prep Other_E4_Codes & Standards Forecast | Commercial | Education | New | Food Preparation | Natural Gas | Food Prep Other | E4 |  | Codes & Standards Forecast | [30 empty] | 0% | 0% | bar: 2019 to 2048
Commercial_Education_New_Food Preparation_Natural Gas_Food Prep Other_E5_Codes & Standards Forecast | Commercial | Education | New | Food Preparation | Natural Gas | Food Prep Other | E5 |  | Codes & Standards Forecast | [30 empty] | 0% | 0% | bar: 2019 to 2048
Commercial_Education_New_Food Preparation_Natural Gas_Food Prep Other_E6_Codes & Standards Forecast | Commercial | Education | New | Food Preparation | Natural Gas | Food Prep Other | E6 |  | Codes & Standards Forecast | [30 empty] | 0% | 0% | bar: 2019 to 2048
Commercial_Education_New_Food Preparation_Natural Gas_Food Prep Other_E7_Codes & Standards Forecast | Commercial | Education | New | Food Preparation | Natural Gas | Food Prep Other | E7 |  | Codes & Standards Forecast | [30 empty] | 0% | 0% | bar: 2019 to 2048
Commercial_Education_New_Food Preparation_Natural Gas_Food Prep Other_E8_Codes & Standards Forecast | Commercial | Education | New | Food Preparation | Natural Gas | Food Prep Other | E8 |  | Codes & Standards Forecast | [30 empty] | 0% | 0% | bar: 2019 to 2048
Commercial_Education_New_Food Preparation_Natural Gas_Food Prep Other_E9_Codes & Standards Forecast | Commercial | Education | New | Food Preparation | Natural Gas | Food Prep Other | E9 |  | Codes & Standards Forecast | [30 empty] | 0% | 0% | bar: 2019 to 2048
Commercial_Education_New_Food Preparation_Natural Gas_Food Prep Other_E10_Codes & Standards Forecast | Commercial | Education | New | Food Preparation | Natural Gas | Food Prep Other | E10 |  | Codes & Standards Forecast | [30 empty] | 0% | 0% | bar: 2019 to 2048
Commercial_Education_New_Miscellaneous_Natural Gas_Pool Heater_E1_Codes & Standards Forecast | Commercial | Education | New | Miscellaneous | Natural Gas | Pool Heater | E1 | Standard (EF .78) | Codes & Standards Forecast | 100% | 100% | 100% | 100% | 100% | 100% | 100% | 100% | 100% | 100% | 100% | 100% | 100% | 100% | 100% | 100% | 100% | 100% | 100% | 100% | 100% | 100% | 100% | 100% | 100% | 100% | 100% | 100% | 100% | 100% | 100% | 100%
Commercial_Education_New_Miscellaneous_Natural Gas_Pool Heater_E2_Codes & Standards Forecast | Commercial | Education | New | Miscellaneous | Natural Gas | Pool Heater | E2 | Condensing (EF .90) | Codes & Standards Forecast | [30 empty] | 0% | 0% | bar: 2019 to 2048
Commercial_Education_New_Miscellaneous_Natural Gas_Pool Heater_E3_Codes & Standards Forecast | Commercial | Education | New | Miscellaneous | Natural Gas | Pool Heater | E3 |  | Codes & Standards Forecast | [30 empty] | 0% | 0% | bar: 2019 to 2048
Commercial_Education_New_Miscellaneous_Natural Gas_Pool Heater_E4_Codes & Standards Forecast | Commercial | Education | New | Miscellaneous | Natural Gas | Pool Heater | E4 |  | Codes & Standards Forecast | [30 empty] | 0% | 0% | bar: 2019 to 2048
Commercial_Education_New_Miscellaneous_Natural Gas_Pool Heater_E5_Codes & Standards Forecast | Commercial | Education | New | Miscellaneous | Natural Gas | Pool Heater | E5 |  | Codes & Standards Forecast | [30 empty] | 0% | 0% | bar: 2019 to 2048
Commercial_Education_New_Miscellaneous_Natural Gas_Pool Heater_E6_Codes & Standards Forecast | Commercial | Education | New | Miscellaneous | Natural Gas | Pool Heater | E6 |  | Codes & Standards Forecast | [30 empty] | 0% | 0% | bar: 2019 to 2048
Commercial_Education_New_Miscellaneous_Natural Gas_Pool Heater_E7_Codes & Standards Forecast | Commercial | Education | New | Miscellaneous | Natural Gas | Pool Heater | E7 |  | Codes & Standards Forecast | [30 empty] | 0% | 0% | bar: 2019 to 2048
Commercial_Education_New_Miscellaneous_Natural Gas_Pool Heater_E8_Codes & Standards Forecast | Commercial | Education | New | Miscellaneous | Natural Gas | Pool Heater | E8 |  | Codes & Standards Forecast | [30 empty] | 0% | 0% | bar: 2019 to 2048
Commercial_Education_New_Miscellaneous_Natural Gas_Pool Heater_E9_Codes & Standards Forecast | Commercial | Education | New | Miscellaneous | Natural Gas | Pool Heater | E9 |  | Codes & Standards Forecast | [30 empty] | 0% | 0% | bar: 2019 to 2048
Commercial_Education_New_Miscellaneous_Natural Gas_Pool Heater_E10_Codes & Standards Forecast | Commercial | Education | New | Miscellaneous | Natural Gas | Pool Heater | E10 |  | Codes & Standards Forecast | [30 empty] | 0% | 0% | bar: 2019 to 2048
Commercial_Education_New_Miscellaneous_Natural Gas_Miscellaneous_E1_Codes & Standards Forecast | Commercial | Education | New | Miscellaneous | Natural Gas | Miscellaneous | E1 | Miscellaneous | Codes & Standards Forecast | 100% | 100% | 100% | 100% | 100% | 100% | 100% | 100% | 100% | 100% | 100% | 100% | 100% | 100% | 100% | 100% | 100% | 100% | 100% | 100% | 100% | 100% | 100% | 100% | 100% | 100% | 100% | 100% | 100% | 100% | 100% | 100%
Commercial_Education_New_Miscellaneous_Natural Gas_Miscellaneous_E2_Codes & Standards Forecast | Commercial | Education | New | Miscellaneous | Natural Gas | Miscellaneous | E2 |  | Codes & Standards Forecast | [30 empty] | 0% | 0% | bar: 2019 to 2048
Commercial_Education_New_Miscellaneous_Natural Gas_Miscellaneous_E3_Codes & Standards Forecast | Commercial | Education | New | Miscellaneous | Natural Gas | Miscellaneous | E3 |  | Codes & Standards Forecast | [30 empty] | 0% | 0% | bar: 2019 to 2048
Commercial_Education_New_Miscellaneous_Natural Gas_Miscellaneous_E4_Codes & Standards Forecast | Commercial | Education | New | Miscellaneous | Natural Gas | Miscellaneous | E4 |  | Codes & Standards Forecast | [30 empty] | 0% | 0% | bar: 2019 to 2048
Commercial_Education_New_Miscellaneous_Natural Gas_Miscellaneous_E5_Codes & Standards Forecast | Commercial | Education | New | Miscellaneous | Natural Gas | Miscellaneous | E5 |  | Codes & Standards Forecast | [30 empty] | 0% | 0% | bar: 2019 to 2048
Commercial_Education_New_Miscellaneous_Natural Gas_Miscellaneous_E6_Codes & Standards Forecast | Commercial | Education | New | Miscellaneous | Natural Gas | Miscellaneous | E6 |  | Codes & Standards Forecast | [30 empty] | 0% | 0% | bar: 2019 to 2048
Commercial_Education_New_Miscellaneous_Natural Gas_Miscellaneous_E7_Codes & Standards Forecast | Commercial | Education | New | Miscellaneous | Natural Gas | Miscellaneous | E7 |  | Codes & Standards Forecast | [30 empty] | 0% | 0% | bar: 2019 to 2048
Commercial_Education_New_Miscellaneous_Natural Gas_Miscellaneous_E8_Codes & Standards Forecast | Commercial | Education | New | Miscellaneous | Natural Gas | Miscellaneous | E8 |  | Codes & Standards Forecast | [30 empty] | 0% | 0% | bar: 2019 to 2048
Commercial_Education_New_Miscellaneous_Natural Gas_Miscellaneous_E9_Codes & Standards Forecast | Commercial | Education | New | Miscellaneous | Natural Gas | Miscellaneous | E9 |  | Codes & Standards Forecast | [30 empty] | 0% | 0% | bar: 2019 to 2048
Commercial_Education_New_Miscellaneous_Natural Gas_Miscellaneous_E10_Codes & Standards Forecast | Commercial | Education | New | Miscellaneous | Natural Gas | Miscellaneous | E10 |  | Codes & Standards Forecast | [30 empty] | 0% | 0% | bar: 2019 to 2048
Commercial_Healthcare_Existing_Space Heating_Natural Gas_Furnace_E1_Codes & Standards Forecast | Commercial | Healthcare | Existing | Space Heating | Natural Gas | Furnace | E1 | AFUE 80% (Standard) | Codes & Standards Forecast | 100% | 100% | 100% | 100% | 100% | 0% | 0% | 0% | 0% | 0% | 0% | 0% | 0% | 0% | 0% | 0% | 0% | 0% | 0% | 0% | 0% | 0% | 0% | 0% | 0% | 0% | 0% | 0% | 0% | 0% | 0% | 0%
Commercial_Healthcare_Existing_Space Heating_Natural Gas_Furnace_E2_Codes & Standards Forecast | Commercial | Healthcare | Existing | Space Heating | Natural Gas | Furnace | E2 | AFUE 90% | Codes & Standards Forecast | [30 empty] | 0% | 0% | bar: 2019 to 2048
Commercial_Healthcare_Existing_Space Heating_Natural Gas_Furnace_E3_Codes & Standards Forecast | Commercial | Healthcare | Existing | Space Heating | Natural Gas | Furnace | E3 | AFUE 96% | Codes & Standards Forecast | 0% | 0% | 0% | 0% | 0% | 100% | 100% | 100% | 100% | 100% | 100% | 100% | 100% | 100% | 100% | 100% | 100% | 100% | 100% | 100% | 100% | 100% | 100% | 100% | 100% | 100% | 100% | 100% | 100% | 100% | 100% | 100%
Commercial_Healthcare_Existing_Space Heating_Natural Gas_Furnace_E4_Codes & Standards Forecast | Commercial | Healthcare | Existing | Space Heating | Natural Gas | Furnace | E4 |  | Codes & Standards Forecast | [30 empty] | 0% | 0% | bar: 2019 to 2048
Commercial_Healthcare_Existing_Space Heating_Natural Gas_Furnace_E5_Codes & Standards Forecast | Commercial | Healthcare | Existing | Space Heating | Natural Gas | Furnace | E5 |  | Codes & Standards Forecast | [30 empty] | 0% | 0% | bar: 2019 to 2048
Commercial_Healthcare_Existing_Space Heating_Natural Gas_Furnace_E6_Codes & Standards Forecast | Commercial | Healthcare | Existing | Space Heating | Natural Gas | Furnace | E6 |  | Codes & Standards Forecast | [30 empty] | 0% | 0% | bar: 2019 to 2048
Commercial_Healthcare_Existing_Space Heating_Natural Gas_Furnace_E7_Codes & Standards Forecast | Commercial | Healthcare | Existing | Space Heating | Natural Gas | Furnace | E7 |  | Codes & Standards Forecast | [30 empty] | 0% | 0% | bar: 2019 to 2048
Commercial_Healthcare_Existing_Space Heating_Natural Gas_Furnace_E8_Codes & Standards Forecast | Commercial | Healthcare | Existing | Space Heating | Natural Gas | Furnace | E8 |  | Codes & Standards Forecast | [30 empty] | 0% | 0% | bar: 2019 to 2048
Commercial_Healthcare_Existing_Space Heating_Natural Gas_Furnace_E9_Codes & Standards Forecast | Commercial | Healthcare | Existing | Space Heating | Natural Gas | Furnace | E9 |  | Codes & Standards Forecast | [30 empty] | 0% | 0% | bar: 2019 to 2048
Commercial_Healthcare_Existing_Space Heating_Natural Gas_Furnace_E10_Codes & Standards Forecast | Commercial | Healthcare | Existing | Space Heating | Natural Gas | Furnace | E10 |  | Codes & Standards Forecast | [30 empty] | 0% | 0% | bar: 2019 to 2048
Commercial_Healthcare_Existing_Space Heating_Natural Gas_Boiler_E1_Codes & Standards Forecast | Commercial | Healthcare | Existing | Space Heating | Natural Gas | Boiler | E1 | AFUE 80% (Standard) | Codes & Standards Forecast | 100% | 100% | 100% | 100% | 100% | 0% | 0% | 0% | 0% | 0% | 0% | 0% | 0% | 0% | 0% | 0% | 0% | 0% | 0% | 0% | 0% | 0% | 0% | 0% | 0% | 0% | 0% | 0% | 0% | 0% | 0% | 0%
Commercial_Healthcare_Existing_Space Heating_Natural Gas_Boiler_E2_Codes & Standards Forecast | Commercial | Healthcare | Existing | Space Heating | Natural Gas | Boiler | E2 | AFUE 85% | Codes & Standards Forecast | [30 empty] | 0% | 0% | bar: 2019 to 2048
Commercial_Healthcare_Existing_Space Heating_Natural Gas_Boiler_E3_Codes & Standards Forecast | Commercial | Healthcare | Existing | Space Heating | Natural Gas | Boiler | E3 | AFUE 97% | Codes & Standards Forecast | 0% | 0% | 0% | 0% | 0% | 100% | 100% | 100% | 100% | 100% | 100% | 100% | 100% | 100% | 100% | 100% | 100% | 100% | 100% | 100% | 100% | 100% | 100% | 100% | 100% | 100% | 100% | 100% | 100% | 100% | 100% | 100%
Commercial_Healthcare_Existing_Space Heating_Natural Gas_Boiler_E4_Codes & Standards Forecast | Commercial | Healthcare | Existing | Space Heating | Natural Gas | Boiler | E4 | Convert to NG Air Source Heat Pump | Codes & Standards Forecast | [30 empty] | 0% | 0% | bar: 2019 to 2048
Commercial_Healthcare_Existing_Space Heating_Natural Gas_Boiler_E5_Codes & Standards Forecast | Commercial | Healthcare | Existing | Space Heating | Natural Gas | Boiler | E5 |  | Codes & Standards Forecast | [30 empty] | 0% | 0% | bar: 2019 to 2048
Commercial_Healthcare_Existing_Space Heating_Natural Gas_Boiler_E6_Codes & Standards Forecast | Commercial | Healthcare | Existing | Space Heating | Natural Gas | Boiler | E6 |  | Codes & Standards Forecast | [30 empty] | 0% | 0% | bar: 2019 to 2048
Commercial_Healthcare_Existing_Space Heating_Natural Gas_Boiler_E7_Codes & Standards Forecast | Commercial | Healthcare | Existing | Space Heating | Natural Gas | Boiler | E7 |  | Codes & Standards Forecast | [30 empty] | 0% | 0% | bar: 2019 to 2048
Commercial_Healthcare_Existing_Space Heating_Natural Gas_Boiler_E8_Codes & Standards Forecast | Commercial | Healthcare | Existing | Space Heating | Natural Gas | Boiler | E8 |  | Codes & Standards Forecast | [30 empty] | 0% | 0% | bar: 2019 to 2048
Commercial_Healthcare_Existing_Space Heating_Natural Gas_Boiler_E9_Codes & Standards Forecast | Commercial | Healthcare | Existing | Space Heating | Natural Gas | Boiler | E9 |  | Codes & Standards Forecast | [30 empty] | 0% | 0% | bar: 2019 to 2048
Commercial_Healthcare_Existing_Space Heating_Natural Gas_Boiler_E10_Codes & Standards Forecast | Commercial | Healthcare | Existing | Space Heating | Natural Gas | Boiler | E10 |  | Codes & Standards Forecast | [30 empty] | 0% | 0% | bar: 2019 to 2048
Commercial_Healthcare_Existing_Space Heating_Natural Gas_Unit Heater_E1_Codes & Standards Forecast | Commercial | Healthcare | Existing | Space Heating | Natural Gas | Unit Heater | E1 | Standard | Codes & Standards Forecast | 100% | 100% | 100% | 100% | 100% | 0% | 0% | 0% | 0% | 0% | 0% | 0% | 0% | 0% | 0% | 0% | 0% | 0% | 0% | 0% | 0% | 0% | 0% | 0% | 0% | 0% | 0% | 0% | 0% | 0% | 0% | 0%
Commercial_Healthcare_Existing_Space Heating_Natural Gas_Unit Heater_E2_Codes & Standards Forecast | Commercial | Healthcare | Existing | Space Heating | Natural Gas | Unit Heater | E2 | Condensing | Codes & Standards Forecast | 0% | 0% | 0% | 0% | 0% | 100% | 100% | 100% | 100% | 100% | 100% | 100% | 100% | 100% | 100% | 100% | 100% | 100% | 100% | 100% | 100% | 100% | 100% | 100% | 100% | 100% | 100% | 100% | 100% | 100% | 100% | 100%
Commercial_Healthcare_Existing_Space Heating_Natural Gas_Unit Heater_E3_Codes & Standards Forecast | Commercial | Healthcare | Existing | Space Heating | Natural Gas | Unit Heater | E3 | Infrared Radiant | Codes & Standards Forecast | [30 empty] | 0% | 0% | bar: 2019 to 2048
Commercial_Healthcare_Existing_Space Heating_Natural Gas_Unit Heater_E4_Codes & Standards Forecast | Commercial | Healthcare | Existing | Space Heating | Natural Gas | Unit Heater | E4 |  | Codes & Standards Forecast | [30 empty] | 0% | 0% | bar: 2019 to 2048
Commercial_Healthcare_Existing_Space Heating_Natural Gas_Unit Heater_E5_Codes & Standards Forecast | Commercial | Healthcare | Existing | Space Heating | Natural Gas | Unit Heater | E5 |  | Codes & Standards Forecast | [30 empty] | 0% | 0% | bar: 2019 to 2048
Commercial_Healthcare_Existing_Space Heating_Natural Gas_Unit Heater_E6_Codes & Standards Forecast | Commercial | Healthcare | Existing | Space Heating | Natural Gas | Unit Heater | E6 |  | Codes & Standards Forecast | [30 empty] | 0% | 0% | bar: 2019 to 2048
Commercial_Healthcare_Existing_Space Heating_Natural Gas_Unit Heater_E7_Codes & Standards Forecast | Commercial | Healthcare | Existing | Space Heating | Natural Gas | Unit Heater | E7 |  | Codes & Standards Forecast | [30 empty] | 0% | 0% | bar: 2019 to 2048
Commercial_Healthcare_Existing_Space Heating_Natural Gas_Unit Heater_E8_Codes & Standards Forecast | Commercial | Healthcare | Existing | Space Heating | Natural Gas | Unit Heater | E8 |  | Codes & Standards Forecast | [30 empty] | 0% | 0% | bar: 2019 to 2048
Commercial_Healthcare_Existing_Space Heating_Natural Gas_Unit Heater_E9_Codes & Standards Forecast | Commercial | Healthcare | Existing | Space Heating | Natural Gas | Unit Heater | E9 |  | Codes & Standards Forecast | [30 empty] | 0% | 0% | bar: 2019 to 2048
Commercial_Healthcare_Existing_Space Heating_Natural Gas_Unit Heater_E10_Codes & Standards Forecast | Commercial | Healthcare | Existing | Space Heating | Natural Gas | Unit Heater | E10 |  | Codes & Standards Forecast | [30 empty] | 0% | 0% | bar: 2019 to 2048
Commercial_Healthcare_Existing_Water Heating_Natural Gas_Water Heater_E1_Codes & Standards Forecast | Commercial | Healthcare | Existing | Water Heating | Natural Gas | Water Heater | E1 | TE 80% | Codes & Standards Forecast | 100% | 100% | 100% | 100% | 100% | 100% | 100% | 100% | 100% | 100% | 100% | 100% | 100% | 100% | 100% | 100% | 100% | 100% | 100% | 100% | 100% | 100% | 100% | 100% | 100% | 100% | 100% | 100% | 100% | 100% | 100% | 100%
Commercial_Healthcare_Existing_Water Heating_Natural Gas_Water Heater_E2_Codes & Standards Forecast | Commercial | Healthcare | Existing | Water Heating | Natural Gas | Water Heater | E2 | TE 81% | Codes & Standards Forecast | [30 empty] | 0% | 0% | bar: 2019 to 2048
Commercial_Healthcare_Existing_Water Heating_Natural Gas_Water Heater_E3_Codes & Standards Forecast | Commercial | Healthcare | Existing | Water Heating | Natural Gas | Water Heater | E3 | TE 88% | Codes & Standards Forecast | [30 empty] | 0% | 0% | bar: 2019 to 2048
Commercial_Healthcare_Existing_Water Heating_Natural Gas_Water Heater_E4_Codes & Standards Forecast | Commercial | Healthcare | Existing | Water Heating | Natural Gas | Water Heater | E4 | TE 94% | Codes & Standards Forecast | [30 empty] | 0% | 0% | bar: 2019 to 2048
Commercial_Healthcare_Existing_Water Heating_Natural Gas_Water Heater_E5_Codes & Standards Forecast | Commercial | Healthcare | Existing | Water Heating | Natural Gas | Water Heater | E5 | TE 96% | Codes & Standards Forecast | [30 empty] | 0% | 0% | bar: 2019 to 2048
Commercial_Healthcare_Existing_Water Heating_Natural Gas_Water Heater_E6_Codes & Standards Forecast | Commercial | Healthcare | Existing | Water Heating | Natural Gas | Water Heater | E6 | Tankless | Codes & Standards Forecast | [30 empty] | 0% | 0% | bar: 2019 to 2048
Commercial_Healthcare_Existing_Water Heating_Natural Gas_Water Heater_E7_Codes & Standards Forecast | Commercial | Healthcare | Existing | Water Heating | Natural Gas | Water Heater | E7 | Gas-Fired Absorption HPWH | Codes & Standards Forecast | [30 empty] | 0% | 0% | bar: 2019 to 2048
Commercial_Healthcare_Existing_Water Heating_Natural Gas_Water Heater_E8_Codes & Standards Forecast | Commercial | Healthcare | Existing | Water Heating | Natural Gas | Water Heater | E8 |  | Codes & Standards Forecast | [30 empty] | 0% | 0% | bar: 2019 to 2048
Commercial_Healthcare_Existing_Water Heating_Natural Gas_Water Heater_E9_Codes & Standards Forecast | Commercial | Healthcare | Existing | Water Heating | Natural Gas | Water Heater | E9 |  | Codes & Standards Forecast | [30 empty] | 0% | 0% | bar: 2019 to 2048
Commercial_Healthcare_Existing_Water Heating_Natural Gas_Water Heater_E10_Codes & Standards Forecast | Commercial | Healthcare | Existing | Water Heating | Natural Gas | Water Heater | E10 |  | Codes & Standards Forecast | [30 empty] | 0% | 0% | bar: 2019 to 2048
Commercial_Healthcare_Existing_Food Preparation_Natural Gas_Oven_E1_Codes & Standards Forecast | Commercial | Healthcare | Existing | Food Preparation | Natural Gas | Oven | E1 | Standard | Codes & Standards Forecast | 100% | 100% | 100% | 100% | 100% | 100% | 100% | 100% | 100% | 100% | 100% | 100% | 100% | 100% | 100% | 100% | 100% | 100% | 100% | 100% | 100% | 100% | 100% | 100% | 100% | 100% | 100% | 100% | 100% | 100% | 100% | 100%
Commercial_Healthcare_Existing_Food Preparation_Natural Gas_Oven_E2_Codes & Standards Forecast | Commercial | Healthcare | Existing | Food Preparation | Natural Gas | Oven | E2 | ENERGY STAR (>44% Baking Efficiency) | Codes & Standards Forecast | [30 empty] | 0% | 0% | bar: 2019 to 2048
Commercial_Healthcare_Existing_Food Preparation_Natural Gas_Oven_E3_Codes & Standards Forecast | Commercial | Healthcare | Existing | Food Preparation | Natural Gas | Oven | E3 |  | Codes & Standards Forecast | [30 empty] | 0% | 0% | bar: 2019 to 2048
Commercial_Healthcare_Existing_Food Preparation_Natural Gas_Oven_E4_Codes & Standards Forecast | Commercial | Healthcare | Existing | Food Preparation | Natural Gas | Oven | E4 |  | Codes & Standards Forecast | [30 empty] | 0% | 0% | bar: 2019 to 2048
Commercial_Healthcare_Existing_Food Preparation_Natural Gas_Oven_E5_Codes & Standards Forecast | Commercial | Healthcare | Existing | Food Preparation | Natural Gas | Oven | E5 |  | Codes & Standards Forecast | [30 empty] | 0% | 0% | bar: 2019 to 2048
Commercial_Healthcare_Existing_Food Preparation_Natural Gas_Oven_E6_Codes & Standards Forecast | Commercial | Healthcare | Existing | Food Preparation | Natural Gas | Oven | E6 |  | Codes & Standards Forecast | [30 empty] | 0% | 0% | bar: 2019 to 2048
Commercial_Healthcare_Existing_Food Preparation_Natural Gas_Oven_E7_Codes & Standards Forecast | Commercial | Healthcare | Existing | Food Preparation | Natural Gas | Oven | E7 |  | Codes & Standards Forecast | [30 empty] | 0% | 0% | bar: 2019 to 2048
Commercial_Healthcare_Existing_Food Preparation_Natural Gas_Oven_E8_Codes & Standards Forecast | Commercial | Healthcare | Existing | Food Preparation | Natural Gas | Oven | E8 |  | Codes & Standards Forecast | [30 empty] | 0% | 0% | bar: 2019 to 2048
Commercial_Healthcare_Existing_Food Preparation_Natural Gas_Oven_E9_Codes & Standards Forecast | Commercial | Healthcare | Existing | Food Preparation | Natural Gas | Oven | E9 |  | Codes & Standards Forecast | [30 empty] | 0% | 0% | bar: 2019 to 2048
Commercial_Healthcare_Existing_Food Preparation_Natural Gas_Oven_E10_Codes & Standards Forecast | Commercial | Healthcare | Existing | Food Preparation | Natural Gas | Oven | E10 |  | Codes & Standards Forecast | [30 empty] | 0% | 0% | bar: 2019 to 2048
Commercial_Healthcare_Existing_Food Preparation_Natural Gas_Conveyor Oven_E1_Codes & Standards Forecast | Commercial | Healthcare | Existing | Food Preparation | Natural Gas | Conveyor Oven | E1 | Standard | Codes & Standards Forecast | 100% | 100% | 100% | 100% | 100% | 100% | 100% | 100% | 100% | 100% | 100% | 100% | 100% | 100% | 100% | 100% | 100% | 100% | 100% | 100% | 100% | 100% | 100% | 100% | 100% | 100% | 100% | 100% | 100% | 100% | 100% | 100%
Commercial_Healthcare_Existing_Food Preparation_Natural Gas_Conveyor Oven_E2_Codes & Standards Forecast | Commercial | Healthcare | Existing | Food Preparation | Natural Gas | Conveyor Oven | E2 | Efficient (>44% Baking Efficiency) | Codes & Standards Forecast | [30 empty] | 0% | 0% | bar: 2019 to 2048
Commercial_Healthcare_Existing_Food Preparation_Natural Gas_Conveyor Oven_E3_Codes & Standards Forecast | Commercial | Healthcare | Existing | Food Preparation | Natural Gas | Conveyor Oven | E3 |  | Codes & Standards Forecast | [30 empty] | 0% | 0% | bar: 2019 to 2048
Commercial_Healthcare_Existing_Food Preparation_Natural Gas_Conveyor Oven_E4_Codes & Standards Forecast | Commercial | Healthcare | Existing | Food Preparation | Natural Gas | Conveyor Oven | E4 |  | Codes & Standards Forecast | [30 empty] | 0% | 0% | bar: 2019 to 2048
Commercial_Healthcare_Existing_Food Preparation_Natural Gas_Conveyor Oven_E5_Codes & Standards Forecast | Commercial | Healthcare | Existing | Food Preparation | Natural Gas | Conveyor Oven | E5 |  | Codes & Standards Forecast | [30 empty] | 0% | 0% | bar: 2019 to 2048
Commercial_Healthcare_Existing_Food Preparation_Natural Gas_Conveyor Oven_E6_Codes & Standards Forecast | Commercial | Healthcare | Existing | Food Preparation | Natural Gas | Conveyor Oven | E6 |  | Codes & Standards Forecast | [30 empty] | 0% | 0% | bar: 2019 to 2048
Commercial_Healthcare_Existing_Food Preparation_Natural Gas_Conveyor Oven_E7_Codes & Standards Forecast | Commercial | Healthcare | Existing | Food Preparation | Natural Gas | Conveyor Oven | E7 |  | Codes & Standards Forecast | [30 empty] | 0% | 0% | bar: 2019 to 2048
Commercial_Healthcare_Existing_Food Preparation_Natural Gas_Conveyor Oven_E8_Codes & Standards Forecast | Commercial | Healthcare | Existing | Food Preparation | Natural Gas | Conveyor Oven | E8 |  | Codes & Standards Forecast | [30 empty] | 0% | 0% | bar: 2019 to 2048
Commercial_Healthcare_Existing_Food Preparation_Natural Gas_Conveyor Oven_E9_Codes & Standards Forecast | Commercial | Healthcare | Existing | Food Preparation | Natural Gas | Conveyor Oven | E9 |  | Codes & Standards Forecast | [30 empty] | 0% | 0% | bar: 2019 to 2048
Commercial_Healthcare_Existing_Food Preparation_Natural Gas_Conveyor Oven_E10_Codes & Standards Forecast | Commercial | Healthcare | Existing | Food Preparation | Natural Gas | Conveyor Oven | E10 |  | Codes & Standards Forecast | [30 empty] | 0% | 0% | bar: 2019 to 2048
Commercial_Healthcare_Existing_Food Preparation_Natural Gas_Double Rack Oven_E1_Codes & Standards Forecast | Commercial | Healthcare | Existing | Food Preparation | Natural Gas | Double Rack Oven | E1 | Standard | Codes & Standards Forecast | 100% | 100% | 100% | 100% | 100% | 100% | 100% | 100% | 100% | 100% | 100% | 100% | 100% | 100% | 100% | 100% | 100% | 100% | 100% | 100% | 100% | 100% | 100% | 100% | 100% | 100% | 100% | 100% | 100% | 100% | 100% | 100%
Commercial_Healthcare_Existing_Food Preparation_Natural Gas_Double Rack Oven_E2_Codes & Standards Forecast | Commercial | Healthcare | Existing | Food Preparation | Natural Gas | Double Rack Oven | E2 | FTSC Qualified (>50% Cooking Efficiency) | Codes & Standards Forecast | [30 empty] | 0% | 0% | bar: 2019 to 2048
Commercial_Healthcare_Existing_Food Preparation_Natural Gas_Double Rack Oven_E3_Codes & Standards Forecast | Commercial | Healthcare | Existing | Food Preparation | Natural Gas | Double Rack Oven | E3 |  | Codes & Standards Forecast | [30 empty] | 0% | 0% | bar: 2019 to 2048
Commercial_Healthcare_Existing_Food Preparation_Natural Gas_Double Rack Oven_E4_Codes & Standards Forecast | Commercial | Healthcare | Existing | Food Preparation | Natural Gas | Double Rack Oven | E4 |  | Codes & Standards Forecast | [30 empty] | 0% | 0% | bar: 2019 to 2048
Commercial_Healthcare_Existing_Food Preparation_Natural Gas_Double Rack Oven_E5_Codes & Standards Forecast | Commercial | Healthcare | Existing | Food Preparation | Natural Gas | Double Rack Oven | E5 |  | Codes & Standards Forecast | [30 empty] | 0% | 0% | bar: 2019 to 2048
Commercial_Healthcare_Existing_Food Preparation_Natural Gas_Double Rack Oven_E6_Codes & Standards Forecast | Commercial | Healthcare | Existing | Food Preparation | Natural Gas | Double Rack Oven | E6 |  | Codes & Standards Forecast | [30 empty] | 0% | 0% | bar: 2019 to 2048
Commercial_Healthcare_Existing_Food Preparation_Natural Gas_Double Rack Oven_E7_Codes & Standards Forecast | Commercial | Healthcare | Existing | Food Preparation | Natural Gas | Double Rack Oven | E7 |  | Codes & Standards Forecast | [30 empty] | 0% | 0% | bar: 2019 to 2048
Commercial_Healthcare_Existing_Food Preparation_Natural Gas_Double Rack Oven_E8_Codes & Standards Forecast | Commercial | Healthcare | Existing | Food Preparation | Natural Gas | Double Rack Oven | E8 |  | Codes & Standards Forecast | [30 empty] | 0% | 0% | bar: 2019 to 2048
Commercial_Healthcare_Existing_Food Preparation_Natural Gas_Double Rack Oven_E9_Codes & Standards Forecast | Commercial | Healthcare | Existing | Food Preparation | Natural Gas | Double Rack Oven | E9 |  | Codes & Standards Forecast | [30 empty] | 0% | 0% | bar: 2019 to 2048
Commercial_Healthcare_Existing_Food Preparation_Natural Gas_Double Rack Oven_E10_Codes & Standards Forecast | Commercial | Healthcare | Existing | Food Preparation | Natural Gas | Double Rack Oven | E10 |  | Codes & Standards Forecast | [30 empty] | 0% | 0% | bar: 2019 to 2048
Commercial_Healthcare_Existing_Food Preparation_Natural Gas_Fryer_E1_Codes & Standards Forecast | Commercial | Healthcare | Existing | Food Preparation | Natural Gas | Fryer | E1 | Standard | Codes & Standards Forecast | 100% | 100% | 100% | 0% | 0% | 0% | 0% | 0% | 0% | 0% | 0% | 0% | 0% | 0% | 0% | 0% | 0% | 0% | 0% | 0% | 0% | 0% | 0% | 0% | 0% | 0% | 0% | 0% | 0% | 0% | 0% | 0%
Commercial_Healthcare_Existing_Food Preparation_Natural Gas_Fryer_E2_Codes & Standards Forecast | Commercial | Healthcare | Existing | Food Preparation | Natural Gas | Fryer | E2 | ENERGY STAR | Codes & Standards Forecast | 0% | 0% | 0% | 100% | 100% | 100% | 100% | 100% | 100% | 100% | 100% | 100% | 100% | 100% | 100% | 100% | 100% | 100% | 100% | 100% | 100% | 100% | 100% | 100% | 100% | 100% | 100% | 100% | 100% | 100% | 100% | 100%
Commercial_Healthcare_Existing_Food Preparation_Natural Gas_Fryer_E3_Codes & Standards Forecast | Commercial | Healthcare | Existing | Food Preparation | Natural Gas | Fryer | E3 |  | Codes & Standards Forecast | [30 empty] | 0% | 0% | bar: 2019 to 2048
Commercial_Healthcare_Existing_Food Preparation_Natural Gas_Fryer_E4_Codes & Standards Forecast | Commercial | Healthcare | Existing | Food Preparation | Natural Gas | Fryer | E4 |  | Codes & Standards Forecast | [30 empty] | 0% | 0% | bar: 2019 to 2048
Commercial_Healthcare_Existing_Food Preparation_Natural Gas_Fryer_E5_Codes & Standards Forecast | Commercial | Healthcare | Existing | Food Preparation | Natural Gas | Fryer | E5 |  | Codes & Standards Forecast | [30 empty] | 0% | 0% | bar: 2019 to 2048
Commercial_Healthcare_Existing_Food Preparation_Natural Gas_Fryer_E6_Codes & Standards Forecast | Commercial | Healthcare | Existing | Food Preparation | Natural Gas | Fryer | E6 |  | Codes & Standards Forecast | [30 empty] | 0% | 0% | bar: 2019 to 2048
Commercial_Healthcare_Existing_Food Preparation_Natural Gas_Fryer_E7_Codes & Standards Forecast | Commercial | Healthcare | Existing | Food Preparation | Natural Gas | Fryer | E7 |  | Codes & Standards Forecast | [30 empty] | 0% | 0% | bar: 2019 to 2048
Commercial_Healthcare_Existing_Food Preparation_Natural Gas_Fryer_E8_Codes & Standards Forecast | Commercial | Healthcare | Existing | Food Preparation | Natural Gas | Fryer | E8 |  | Codes & Standards Forecast | [30 empty] | 0% | 0% | bar: 2019 to 2048
Commercial_Healthcare_Existing_Food Preparation_Natural Gas_Fryer_E9_Codes & Standards Forecast | Commercial | Healthcare | Existing | Food Preparation | Natural Gas | Fryer | E9 |  | Codes & Standards Forecast | [30 empty] | 0% | 0% | bar: 2019 to 2048
Commercial_Healthcare_Existing_Food Preparation_Natural Gas_Fryer_E10_Codes & Standards Forecast | Commercial | Healthcare | Existing | Food Preparation | Natural Gas | Fryer | E10 |  | Codes & Standards Forecast | [30 empty] | 0% | 0% | bar: 2019 to 2048
Commercial_Healthcare_Existing_Food Preparation_Natural Gas_Broiler_E1_Codes & Standards Forecast | Commercial | Healthcare | Existing | Food Preparation | Natural Gas | Broiler | E1 | Standard | Codes & Standards Forecast | 100% | 100% | 100% | 100% | 100% | 100% | 100% | 100% | 100% | 100% | 100% | 100% | 100% | 100% | 100% | 100% | 100% | 100% | 100% | 100% | 100% | 100% | 100% | 100% | 100% | 100% | 100% | 100% | 100% | 100% | 100% | 100%
Commercial_Healthcare_Existing_Food Preparation_Natural Gas_Broiler_E2_Codes & Standards Forecast | Commercial | Healthcare | Existing | Food Preparation | Natural Gas | Broiler | E2 | Infrared Burners | Codes & Standards Forecast | [30 empty] | 0% | 0% | bar: 2019 to 2048
Commercial_Healthcare_Existing_Food Preparation_Natural Gas_Broiler_E3_Codes & Standards Forecast | Commercial | Healthcare | Existing | Food Preparation | Natural Gas | Broiler | E3 |  | Codes & Standards Forecast | [30 empty] | 0% | 0% | bar: 2019 to 2048
Commercial_Healthcare_Existing_Food Preparation_Natural Gas_Broiler_E4_Codes & Standards Forecast | Commercial | Healthcare | Existing | Food Preparation | Natural Gas | Broiler | E4 |  | Codes & Standards Forecast | [30 empty] | 0% | 0% | bar: 2019 to 2048
Commercial_Healthcare_Existing_Food Preparation_Natural Gas_Broiler_E5_Codes & Standards Forecast | Commercial | Healthcare | Existing | Food Preparation | Natural Gas | Broiler | E5 |  | Codes & Standards Forecast | [30 empty] | 0% | 0% | bar: 2019 to 2048
Commercial_Healthcare_Existing_Food Preparation_Natural Gas_Broiler_E6_Codes & Standards Forecast | Commercial | Healthcare | Existing | Food Preparation | Natural Gas | Broiler | E6 |  | Codes & Standards Forecast | [30 empty] | 0% | 0% | bar: 2019 to 2048
Commercial_Healthcare_Existing_Food Preparation_Natural Gas_Broiler_E7_Codes & Standards Forecast | Commercial | Healthcare | Existing | Food Preparation | Natural Gas | Broiler | E7 |  | Codes & Standards Forecast | [30 empty] | 0% | 0% | bar: 2019 to 2048
Commercial_Healthcare_Existing_Food Preparation_Natural Gas_Broiler_E8_Codes & Standards Forecast | Commercial | Healthcare | Existing | Food Preparation | Natural Gas | Broiler | E8 |  | Codes & Standards Forecast | [30 empty] | 0% | 0% | bar: 2019 to 2048
Commercial_Healthcare_Existing_Food Preparation_Natural Gas_Broiler_E9_Codes & Standards Forecast | Commercial | Healthcare | Existing | Food Preparation | Natural Gas | Broiler | E9 |  | Codes & Standards Forecast | [30 empty] | 0% | 0% | bar: 2019 to 2048
Commercial_Healthcare_Existing_Food Preparation_Natural Gas_Broiler_E10_Codes & Standards Forecast | Commercial | Healthcare | Existing | Food Preparation | Natural Gas | Broiler | E10 |  | Codes & Standards Forecast | [30 empty] | 0% | 0% | bar: 2019 to 2048
Commercial_Healthcare_Existing_Food Preparation_Natural Gas_Griddle_E1_Codes & Standards Forecast | Commercial | Healthcare | Existing | Food Preparation | Natural Gas | Griddle | E1 | Standard | Codes & Standards Forecast | 100% | 100% | 100% | 100% | 100% | 100% | 100% | 100% | 100% | 100% | 100% | 100% | 100% | 100% | 100% | 100% | 100% | 100% | 100% | 100% | 100% | 100% | 100% | 100% | 100% | 100% | 100% | 100% | 100% | 100% | 100% | 100%
Commercial_Healthcare_Existing_Food Preparation_Natural Gas_Griddle_E2_Codes & Standards Forecast | Commercial | Healthcare | Existing | Food Preparation | Natural Gas | Griddle | E2 | ENERGY STAR | Codes & Standards Forecast | [30 empty] | 0% | 0% | bar: 2019 to 2048
Commercial_Healthcare_Existing_Food Preparation_Natural Gas_Griddle_E3_Codes & Standards Forecast | Commercial | Healthcare | Existing | Food Preparation | Natural Gas | Griddle | E3 |  | Codes & Standards Forecast | [30 empty] | 0% | 0% | bar: 2019 to 2048
Commercial_Healthcare_Existing_Food Preparation_Natural Gas_Griddle_E4_Codes & Standards Forecast | Commercial | Healthcare | Existing | Food Preparation | Natural Gas | Griddle | E4 |  | Codes & Standards Forecast | [30 empty] | 0% | 0% | bar: 2019 to 2048
Commercial_Healthcare_Existing_Food Preparation_Natural Gas_Griddle_E5_Codes & Standards Forecast | Commercial | Healthcare | Existing | Food Preparation | Natural Gas | Griddle | E5 |  | Codes & Standards Forecast | [30 empty] | 0% | 0% | bar: 2019 to 2048
Commercial_Healthcare_Existing_Food Preparation_Natural Gas_Griddle_E6_Codes & Standards Forecast | Commercial | Healthcare | Existing | Food Preparation | Natural Gas | Griddle | E6 |  | Codes & Standards Forecast | [30 empty] | 0% | 0% | bar: 2019 to 2048
Commercial_Healthcare_Existing_Food Preparation_Natural Gas_Griddle_E7_Codes & Standards Forecast | Commercial | Healthcare | Existing | Food Preparation | Natural Gas | Griddle | E7 |  | Codes & Standards Forecast | [30 empty] | 0% | 0% | bar: 2019 to 2048
Commercial_Healthcare_Existing_Food Preparation_Natural Gas_Griddle_E8_Codes & Standards Forecast | Commercial | Healthcare | Existing | Food Preparation | Natural Gas | Griddle | E8 |  | Codes & Standards Forecast | [30 empty] | 0% | 0% | bar: 2019 to 2048
Commercial_Healthcare_Existing_Food Preparation_Natural Gas_Griddle_E9_Codes & Standards Forecast | Commercial | Healthcare | Existing | Food Preparation | Natural Gas | Griddle | E9 |  | Codes & Standards Forecast | [30 empty] | 0% | 0% | bar: 2019 to 2048
Commercial_Healthcare_Existing_Food Preparation_Natural Gas_Griddle_E10_Codes & Standards Forecast | Commercial | Healthcare | Existing | Food Preparation | Natural Gas | Griddle | E10 |  | Codes & Standards Forecast | [30 empty] | 0% | 0% | bar: 2019 to 2048
Commercial_Healthcare_Existing_Food Preparation_Natural Gas_Range_E1_Codes & Standards Forecast | Commercial | Healthcare | Existing | Food Preparation | Natural Gas | Range | E1 | Standard | Codes & Standards Forecast | 100% | 100% | 100% | 100% | 100% | 100% | 100% | 100% | 100% | 100% | 100% | 100% | 100% | 100% | 100% | 100% | 100% | 100% | 100% | 100% | 100% | 100% | 100% | 100% | 100% | 100% | 100% | 100% | 100% | 100% | 100% | 100%
Commercial_Healthcare_Existing_Food Preparation_Natural Gas_Range_E2_Codes & Standards Forecast | Commercial | Healthcare | Existing | Food Preparation | Natural Gas | Range | E2 | High Efficiency | Codes & Standards Forecast | [30 empty] | 0% | 0% | bar: 2019 to 2048
Commercial_Healthcare_Existing_Food Preparation_Natural Gas_Range_E3_Codes & Standards Forecast | Commercial | Healthcare | Existing | Food Preparation | Natural Gas | Range | E3 |  | Codes & Standards Forecast | [30 empty] | 0% | 0% | bar: 2019 to 2048
Commercial_Healthcare_Existing_Food Preparation_Natural Gas_Range_E4_Codes & Standards Forecast | Commercial | Healthcare | Existing | Food Preparation | Natural Gas | Range | E4 |  | Codes & Standards Forecast | [30 empty] | 0% | 0% | bar: 2019 to 2048
Commercial_Healthcare_Existing_Food Preparation_Natural Gas_Range_E5_Codes & Standards Forecast | Commercial | Healthcare | Existing | Food Preparation | Natural Gas | Range | E5 |  | Codes & Standards Forecast | [30 empty] | 0% | 0% | bar: 2019 to 2048
Commercial_Healthcare_Existing_Food Preparation_Natural Gas_Range_E6_Codes & Standards Forecast | Commercial | Healthcare | Existing | Food Preparation | Natural Gas | Range | E6 |  | Codes & Standards Forecast | [30 empty] | 0% | 0% | bar: 2019 to 2048
Commercial_Healthcare_Existing_Food Preparation_Natural Gas_Range_E7_Codes & Standards Forecast | Commercial | Healthcare | Existing | Food Preparation | Natural Gas | Range | E7 |  | Codes & Standards Forecast | [30 empty] | 0% | 0% | bar: 2019 to 2048
Commercial_Healthcare_Existing_Food Preparation_Natural Gas_Range_E8_Codes & Standards Forecast | Commercial | Healthcare | Existing | Food Preparation | Natural Gas | Range | E8 |  | Codes & Standards Forecast | [30 empty] | 0% | 0% | bar: 2019 to 2048
Commercial_Healthcare_Existing_Food Preparation_Natural Gas_Range_E9_Codes & Standards Forecast | Commercial | Healthcare | Existing | Food Preparation | Natural Gas | Range | E9 |  | Codes & Standards Forecast | [30 empty] | 0% | 0% | bar: 2019 to 2048
Commercial_Healthcare_Existing_Food Preparation_Natural Gas_Range_E10_Codes & Standards Forecast | Commercial | Healthcare | Existing | Food Preparation | Natural Gas | Range | E10 |  | Codes & Standards Forecast | [30 empty] | 0% | 0% | bar: 2019 to 2048
Commercial_Healthcare_Existing_Food Preparation_Natural Gas_Steamer_E1_Codes & Standards Forecast | Commercial | Healthcare | Existing | Food Preparation | Natural Gas | Steamer | E1 | Standard | Codes & Standards Forecast | 100% | 100% | 100% | 0% | 0% | 0% | 0% | 0% | 0% | 0% | 0% | 0% | 0% | 0% | 0% | 0% | 0% | 0% | 0% | 0% | 0% | 0% | 0% | 0% | 0% | 0% | 0% | 0% | 0% | 0% | 0% | 0%
Commercial_Healthcare_Existing_Food Preparation_Natural Gas_Steamer_E2_Codes & Standards Forecast | Commercial | Healthcare | Existing | Food Preparation | Natural Gas | Steamer | E2 | ENERGY STAR | Codes & Standards Forecast | 0% | 0% | 0% | 100% | 100% | 100% | 100% | 100% | 100% | 100% | 100% | 100% | 100% | 100% | 100% | 100% | 100% | 100% | 100% | 100% | 100% | 100% | 100% | 100% | 100% | 100% | 100% | 100% | 100% | 100% | 100% | 100%
Commercial_Healthcare_Existing_Food Preparation_Natural Gas_Steamer_E3_Codes & Standards Forecast | Commercial | Healthcare | Existing | Food Preparation | Natural Gas | Steamer | E3 |  | Codes & Standards Forecast | [30 empty] | 0% | 0% | bar: 2019 to 2048
Commercial_Healthcare_Existing_Food Preparation_Natural Gas_Steamer_E4_Codes & Standards Forecast | Commercial | Healthcare | Existing | Food Preparation | Natural Gas | Steamer | E4 |  | Codes & Standards Forecast | [30 empty] | 0% | 0% | bar: 2019 to 2048
Commercial_Healthcare_Existing_Food Preparation_Natural Gas_Steamer_E5_Codes & Standards Forecast | Commercial | Healthcare | Existing | Food Preparation | Natural Gas | Steamer | E5 |  | Codes & Standards Forecast | [30 empty] | 0% | 0% | bar: 2019 to 2048
Commercial_Healthcare_Existing_Food Preparation_Natural Gas_Steamer_E6_Codes & Standards Forecast | Commercial | Healthcare | Existing | Food Preparation | Natural Gas | Steamer | E6 |  | Codes & Standards Forecast | [30 empty] | 0% | 0% | bar: 2019 to 2048
Commercial_Healthcare_Existing_Food Preparation_Natural Gas_Steamer_E7_Codes & Standards Forecast | Commercial | Healthcare | Existing | Food Preparation | Natural Gas | Steamer | E7 |  | Codes & Standards Forecast | [30 empty] | 0% | 0% | bar: 2019 to 2048
Commercial_Healthcare_Existing_Food Preparation_Natural Gas_Steamer_E8_Codes & Standards Forecast | Commercial | Healthcare | Existing | Food Preparation | Natural Gas | Steamer | E8 |  | Codes & Standards Forecast | [30 empty] | 0% | 0% | bar: 2019 to 2048
Commercial_Healthcare_Existing_Food Preparation_Natural Gas_Steamer_E9_Codes & Standards Forecast | Commercial | Healthcare | Existing | Food Preparation | Natural Gas | Steamer | E9 |  | Codes & Standards Forecast | [30 empty] | 0% | 0% | bar: 2019 to 2048
Commercial_Healthcare_Existing_Food Preparation_Natural Gas_Steamer_E10_Codes & Standards Forecast | Commercial | Healthcare | Existing | Food Preparation | Natural Gas | Steamer | E10 |  | Codes & Standards Forecast | [30 empty] | 0% | 0% | bar: 2019 to 2048
Commercial_Healthcare_Existing_Food Preparation_Natural Gas_Food Prep Other_E1_Codes & Standards Forecast | Commercial | Healthcare | Existing | Food Preparation | Natural Gas | Food Prep Other | E1 | Standard | Codes & Standards Forecast | 100% | 100% | 100% | 100% | 100% | 100% | 100% | 100% | 100% | 100% | 100% | 100% | 100% | 100% | 100% | 100% | 100% | 100% | 100% | 100% | 100% | 100% | 100% | 100% | 100% | 100% | 100% | 100% | 100% | 100% | 100% | 100%
Commercial_Healthcare_Existing_Food Preparation_Natural Gas_Food Prep Other_E2_Codes & Standards Forecast | Commercial | Healthcare | Existing | Food Preparation | Natural Gas | Food Prep Other | E2 | ENERGY STAR | Codes & Standards Forecast | [30 empty] | 0% | 0% | bar: 2019 to 2048
Commercial_Healthcare_Existing_Food Preparation_Natural Gas_Food Prep Other_E3_Codes & Standards Forecast | Commercial | Healthcare | Existing | Food Preparation | Natural Gas | Food Prep Other | E3 |  | Codes & Standards Forecast | [30 empty] | 0% | 0% | bar: 2019 to 2048
Commercial_Healthcare_Existing_Food Preparation_Natural Gas_Food Prep Other_E4_Codes & Standards Forecast | Commercial | Healthcare | Existing | Food Preparation | Natural Gas | Food Prep Other | E4 |  | Codes & Standards Forecast | [30 empty] | 0% | 0% | bar: 2019 to 2048
Commercial_Healthcare_Existing_Food Preparation_Natural Gas_Food Prep Other_E5_Codes & Standards Forecast | Commercial | Healthcare | Existing | Food Preparation | Natural Gas | Food Prep Other | E5 |  | Codes & Standards Forecast | [30 empty] | 0% | 0% | bar: 2019 to 2048
Commercial_Healthcare_Existing_Food Preparation_Natural Gas_Food Prep Other_E6_Codes & Standards Forecast | Commercial | Healthcare | Existing | Food Preparation | Natural Gas | Food Prep Other | E6 |  | Codes & Standards Forecast | [30 empty] | 0% | 0% | bar: 2019 to 2048
Commercial_Healthcare_Existing_Food Preparation_Natural Gas_Food Prep Other_E7_Codes & Standards Forecast | Commercial | Healthcare | Existing | Food Preparation | Natural Gas | Food Prep Other | E7 |  | Codes & Standards Forecast | [30 empty] | 0% | 0% | bar: 2019 to 2048
Commercial_Healthcare_Existing_Food Preparation_Natural Gas_Food Prep Other_E8_Codes & Standards Forecast | Commercial | Healthcare | Existing | Food Preparation | Natural Gas | Food Prep Other | E8 |  | Codes & Standards Forecast | [30 empty] | 0% | 0% | bar: 2019 to 2048
Commercial_Healthcare_Existing_Food Preparation_Natural Gas_Food Prep Other_E9_Codes & Standards Forecast | Commercial | Healthcare | Existing | Food Preparation | Natural Gas | Food Prep Other | E9 |  | Codes & Standards Forecast | [30 empty] | 0% | 0% | bar: 2019 to 2048
Commercial_Healthcare_Existing_Food Preparation_Natural Gas_Food Prep Other_E10_Codes & Standards Forecast | Commercial | Healthcare | Existing | Food Preparation | Natural Gas | Food Prep Other | E10 |  | Codes & Standards Forecast | [30 empty] | 0% | 0% | bar: 2019 to 2048
Commercial_Healthcare_Existing_Miscellaneous_Natural Gas_Pool Heater_E1_Codes & Standards Forecast | Commercial | Healthcare | Existing | Miscellaneous | Natural Gas | Pool Heater | E1 | Standard (EF .78) | Codes & Standards Forecast | 100% | 100% | 100% | 100% | 100% | 100% | 100% | 100% | 100% | 100% | 100% | 100% | 100% | 100% | 100% | 100% | 100% | 100% | 100% | 100% | 100% | 100% | 100% | 100% | 100% | 100% | 100% | 100% | 100% | 100% | 100% | 100%
Commercial_Healthcare_Existing_Miscellaneous_Natural Gas_Pool Heater_E2_Codes & Standards Forecast | Commercial | Healthcare | Existing | Miscellaneous | Natural Gas | Pool Heater | E2 | Condensing (EF .90) | Codes & Standards Forecast | [30 empty] | 0% | 0% | bar: 2019 to 2048
Commercial_Healthcare_Existing_Miscellaneous_Natural Gas_Pool Heater_E3_Codes & Standards Forecast | Commercial | Healthcare | Existing | Miscellaneous | Natural Gas | Pool Heater | E3 |  | Codes & Standards Forecast | [30 empty] | 0% | 0% | bar: 2019 to 2048
Commercial_Healthcare_Existing_Miscellaneous_Natural Gas_Pool Heater_E4_Codes & Standards Forecast | Commercial | Healthcare | Existing | Miscellaneous | Natural Gas | Pool Heater | E4 |  | Codes & Standards Forecast | [30 empty] | 0% | 0% | bar: 2019 to 2048
Commercial_Healthcare_Existing_Miscellaneous_Natural Gas_Pool Heater_E5_Codes & Standards Forecast | Commercial | Healthcare | Existing | Miscellaneous | Natural Gas | Pool Heater | E5 |  | Codes & Standards Forecast | [30 empty] | 0% | 0% | bar: 2019 to 2048
Commercial_Healthcare_Existing_Miscellaneous_Natural Gas_Pool Heater_E6_Codes & Standards Forecast | Commercial | Healthcare | Existing | Miscellaneous | Natural Gas | Pool Heater | E6 |  | Codes & Standards Forecast | [30 empty] | 0% | 0% | bar: 2019 to 2048
Commercial_Healthcare_Existing_Miscellaneous_Natural Gas_Pool Heater_E7_Codes & Standards Forecast | Commercial | Healthcare | Existing | Miscellaneous | Natural Gas | Pool Heater | E7 |  | Codes & Standards Forecast | [30 empty] | 0% | 0% | bar: 2019 to 2048
Commercial_Healthcare_Existing_Miscellaneous_Natural Gas_Pool Heater_E8_Codes & Standards Forecast | Commercial | Healthcare | Existing | Miscellaneous | Natural Gas | Pool Heater | E8 |  | Codes & Standards Forecast | [30 empty] | 0% | 0% | bar: 2019 to 2048
Commercial_Healthcare_Existing_Miscellaneous_Natural Gas_Pool Heater_E9_Codes & Standards Forecast | Commercial | Healthcare | Existing | Miscellaneous | Natural Gas | Pool Heater | E9 |  | Codes & Standards Forecast | [30 empty] | 0% | 0% | bar: 2019 to 2048
Commercial_Healthcare_Existing_Miscellaneous_Natural Gas_Pool Heater_E10_Codes & Standards Forecast | Commercial | Healthcare | Existing | Miscellaneous | Natural Gas | Pool Heater | E10 |  | Codes & Standards Forecast | [30 empty] | 0% | 0% | bar: 2019 to 2048
Commercial_Healthcare_Existing_Miscellaneous_Natural Gas_Miscellaneous_E1_Codes & Standards Forecast | Commercial | Healthcare | Existing | Miscellaneous | Natural Gas | Miscellaneous | E1 | Miscellaneous | Codes & Standards Forecast | 100% | 100% | 100% | 100% | 100% | 100% | 100% | 100% | 100% | 100% | 100% | 100% | 100% | 100% | 100% | 100% | 100% | 100% | 100% | 100% | 100% | 100% | 100% | 100% | 100% | 100% | 100% | 100% | 100% | 100% | 100% | 100%
Commercial_Healthcare_Existing_Miscellaneous_Natural Gas_Miscellaneous_E2_Codes & Standards Forecast | Commercial | Healthcare | Existing | Miscellaneous | Natural Gas | Miscellaneous | E2 |  | Codes & Standards Forecast | [30 empty] | 0% | 0% | bar: 2019 to 2048
Commercial_Healthcare_Existing_Miscellaneous_Natural Gas_Miscellaneous_E3_Codes & Standards Forecast | Commercial | Healthcare | Existing | Miscellaneous | Natural Gas | Miscellaneous | E3 |  | Codes & Standards Forecast | [30 empty] | 0% | 0% | bar: 2019 to 2048
Commercial_Healthcare_Existing_Miscellaneous_Natural Gas_Miscellaneous_E4_Codes & Standards Forecast | Commercial | Healthcare | Existing | Miscellaneous | Natural Gas | Miscellaneous | E4 |  | Codes & Standards Forecast | [30 empty] | 0% | 0% | bar: 2019 to 2048
Commercial_Healthcare_Existing_Miscellaneous_Natural Gas_Miscellaneous_E5_Codes & Standards Forecast | Commercial | Healthcare | Existing | Miscellaneous | Natural Gas | Miscellaneous | E5 |  | Codes & Standards Forecast | [30 empty] | 0% | 0% | bar: 2019 to 2048
Commercial_Healthcare_Existing_Miscellaneous_Natural Gas_Miscellaneous_E6_Codes & Standards Forecast | Commercial | Healthcare | Existing | Miscellaneous | Natural Gas | Miscellaneous | E6 |  | Codes & Standards Forecast | [30 empty] | 0% | 0% | bar: 2019 to 2048
Commercial_Healthcare_Existing_Miscellaneous_Natural Gas_Miscellaneous_E7_Codes & Standards Forecast | Commercial | Healthcare | Existing | Miscellaneous | Natural Gas | Miscellaneous | E7 |  | Codes & Standards Forecast | [30 empty] | 0% | 0% | bar: 2019 to 2048
Commercial_Healthcare_Existing_Miscellaneous_Natural Gas_Miscellaneous_E8_Codes & Standards Forecast | Commercial | Healthcare | Existing | Miscellaneous | Natural Gas | Miscellaneous | E8 |  | Codes & Standards Forecast | [30 empty] | 0% | 0% | bar: 2019 to 2048
Commercial_Healthcare_Existing_Miscellaneous_Natural Gas_Miscellaneous_E9_Codes & Standards Forecast | Commercial | Healthcare | Existing | Miscellaneous | Natural Gas | Miscellaneous | E9 |  | Codes & Standards Forecast | [30 empty] | 0% | 0% | bar: 2019 to 2048
Commercial_Healthcare_Existing_Miscellaneous_Natural Gas_Miscellaneous_E10_Codes & Standards Forecast | Commercial | Healthcare | Existing | Miscellaneous | Natural Gas | Miscellaneous | E10 |  | Codes & Standards Forecast | [30 empty] | 0% | 0% | bar: 2019 to 2048
Commercial_Healthcare_New_Space Heating_Natural Gas_Furnace_E1_Codes & Standards Forecast | Commercial | Healthcare | New | Space Heating | Natural Gas | Furnace | E1 | AFUE 80% (Standard) | Codes & Standards Forecast | 100% | 100% | 100% | 100% | 100% | 0% | 0% | 0% | 0% | 0% | 0% | 0% | 0% | 0% | 0% | 0% | 0% | 0% | 0% | 0% | 0% | 0% | 0% | 0% | 0% | 0% | 0% | 0% | 0% | 0% | 0% | 0%
Commercial_Healthcare_New_Space Heating_Natural Gas_Furnace_E2_Codes & Standards Forecast | Commercial | Healthcare | New | Space Heating | Natural Gas | Furnace | E2 | AFUE 90% | Codes & Standards Forecast | [30 empty] | 0% | 0% | bar: 2019 to 2048
Commercial_Healthcare_New_Space Heating_Natural Gas_Furnace_E3_Codes & Standards Forecast | Commercial | Healthcare | New | Space Heating | Natural Gas | Furnace | E3 | AFUE 96% | Codes & Standards Forecast | 0% | 0% | 0% | 0% | 0% | 100% | 100% | 100% | 100% | 100% | 100% | 100% | 100% | 100% | 100% | 100% | 100% | 100% | 100% | 100% | 100% | 100% | 100% | 100% | 100% | 100% | 100% | 100% | 100% | 100% | 100% | 100%
Commercial_Healthcare_New_Space Heating_Natural Gas_Furnace_E4_Codes & Standards Forecast | Commercial | Healthcare | New | Space Heating | Natural Gas | Furnace | E4 |  | Codes & Standards Forecast | [30 empty] | 0% | 0% | bar: 2019 to 2048
Commercial_Healthcare_New_Space Heating_Natural Gas_Furnace_E5_Codes & Standards Forecast | Commercial | Healthcare | New | Space Heating | Natural Gas | Furnace | E5 |  | Codes & Standards Forecast | [30 empty] | 0% | 0% | bar: 2019 to 2048
Commercial_Healthcare_New_Space Heating_Natural Gas_Furnace_E6_Codes & Standards Forecast | Commercial | Healthcare | New | Space Heating | Natural Gas | Furnace | E6 |  | Codes & Standards Forecast | [30 empty] | 0% | 0% | bar: 2019 to 2048
Commercial_Healthcare_New_Space Heating_Natural Gas_Furnace_E7_Codes & Standards Forecast | Commercial | Healthcare | New | Space Heating | Natural Gas | Furnace | E7 |  | Codes & Standards Forecast | [30 empty] | 0% | 0% | bar: 2019 to 2048
Commercial_Healthcare_New_Space Heating_Natural Gas_Furnace_E8_Codes & Standards Forecast | Commercial | Healthcare | New | Space Heating | Natural Gas | Furnace | E8 |  | Codes & Standards Forecast | [30 empty] | 0% | 0% | bar: 2019 to 2048
Commercial_Healthcare_New_Space Heating_Natural Gas_Furnace_E9_Codes & Standards Forecast | Commercial | Healthcare | New | Space Heating | Natural Gas | Furnace | E9 |  | Codes & Standards Forecast | [30 empty] | 0% | 0% | bar: 2019 to 2048
Commercial_Healthcare_New_Space Heating_Natural Gas_Furnace_E10_Codes & Standards Forecast | Commercial | Healthcare | New | Space Heating | Natural Gas | Furnace | E10 |  | Codes & Standards Forecast | [30 empty] | 0% | 0% | bar: 2019 to 2048
Commercial_Healthcare_New_Space Heating_Natural Gas_Boiler_E1_Codes & Standards Forecast | Commercial | Healthcare | New | Space Heating | Natural Gas | Boiler | E1 | AFUE 80% (Standard) | Codes & Standards Forecast | 100% | 100% | 100% | 100% | 100% | 0% | 0% | 0% | 0% | 0% | 0% | 0% | 0% | 0% | 0% | 0% | 0% | 0% | 0% | 0% | 0% | 0% | 0% | 0% | 0% | 0% | 0% | 0% | 0% | 0% | 0% | 0%
Commercial_Healthcare_New_Space Heating_Natural Gas_Boiler_E2_Codes & Standards Forecast | Commercial | Healthcare | New | Space Heating | Natural Gas | Boiler | E2 | AFUE 85% | Codes & Standards Forecast | [30 empty] | 0% | 0% | bar: 2019 to 2048
Commercial_Healthcare_New_Space Heating_Natural Gas_Boiler_E3_Codes & Standards Forecast | Commercial | Healthcare | New | Space Heating | Natural Gas | Boiler | E3 | AFUE 97% | Codes & Standards Forecast | 0% | 0% | 0% | 0% | 0% | 100% | 100% | 100% | 100% | 100% | 100% | 100% | 100% | 100% | 100% | 100% | 100% | 100% | 100% | 100% | 100% | 100% | 100% | 100% | 100% | 100% | 100% | 100% | 100% | 100% | 100% | 100%
Commercial_Healthcare_New_Space Heating_Natural Gas_Boiler_E4_Codes & Standards Forecast | Commercial | Healthcare | New | Space Heating | Natural Gas | Boiler | E4 | Convert to NG Air Source Heat Pump | Codes & Standards Forecast | [30 empty] | 0% | 0% | bar: 2019 to 2048
Commercial_Healthcare_New_Space Heating_Natural Gas_Boiler_E5_Codes & Standards Forecast | Commercial | Healthcare | New | Space Heating | Natural Gas | Boiler | E5 |  | Codes & Standards Forecast | [30 empty] | 0% | 0% | bar: 2019 to 2048
Commercial_Healthcare_New_Space Heating_Natural Gas_Boiler_E6_Codes & Standards Forecast | Commercial | Healthcare | New | Space Heating | Natural Gas | Boiler | E6 |  | Codes & Standards Forecast | [30 empty] | 0% | 0% | bar: 2019 to 2048
Commercial_Healthcare_New_Space Heating_Natural Gas_Boiler_E7_Codes & Standards Forecast | Commercial | Healthcare | New | Space Heating | Natural Gas | Boiler | E7 |  | Codes & Standards Forecast | [30 empty] | 0% | 0% | bar: 2019 to 2048
Commercial_Healthcare_New_Space Heating_Natural Gas_Boiler_E8_Codes & Standards Forecast | Commercial | Healthcare | New | Space Heating | Natural Gas | Boiler | E8 |  | Codes & Standards Forecast | [30 empty] | 0% | 0% | bar: 2019 to 2048
Commercial_Healthcare_New_Space Heating_Natural Gas_Boiler_E9_Codes & Standards Forecast | Commercial | Healthcare | New | Space Heating | Natural Gas | Boiler | E9 |  | Codes & Standards Forecast | [30 empty] | 0% | 0% | bar: 2019 to 2048
Commercial_Healthcare_New_Space Heating_Natural Gas_Boiler_E10_Codes & Standards Forecast | Commercial | Healthcare | New | Space Heating | Natural Gas | Boiler | E10 |  | Codes & Standards Forecast | [30 empty] | 0% | 0% | bar: 2019 to 2048
Commercial_Healthcare_New_Space Heating_Natural Gas_Unit Heater_E1_Codes & Standards Forecast | Commercial | Healthcare | New | Space Heating | Natural Gas | Unit Heater | E1 | Standard | Codes & Standards Forecast | 100% | 100% | 100% | 100% | 100% | 0% | 0% | 0% | 0% | 0% | 0% | 0% | 0% | 0% | 0% | 0% | 0% | 0% | 0% | 0% | 0% | 0% | 0% | 0% | 0% | 0% | 0% | 0% | 0% | 0% | 0% | 0%
Commercial_Healthcare_New_Space Heating_Natural Gas_Unit Heater_E2_Codes & Standards Forecast | Commercial | Healthcare | New | Space Heating | Natural Gas | Unit Heater | E2 | Condensing | Codes & Standards Forecast | 0% | 0% | 0% | 0% | 0% | 100% | 100% | 100% | 100% | 100% | 100% | 100% | 100% | 100% | 100% | 100% | 100% | 100% | 100% | 100% | 100% | 100% | 100% | 100% | 100% | 100% | 100% | 100% | 100% | 100% | 100% | 100%
Commercial_Healthcare_New_Space Heating_Natural Gas_Unit Heater_E3_Codes & Standards Forecast | Commercial | Healthcare | New | Space Heating | Natural Gas | Unit Heater | E3 | Infrared Radiant | Codes & Standards Forecast | [30 empty] | 0% | 0% | bar: 2019 to 2048
Commercial_Healthcare_New_Space Heating_Natural Gas_Unit Heater_E4_Codes & Standards Forecast | Commercial | Healthcare | New | Space Heating | Natural Gas | Unit Heater | E4 |  | Codes & Standards Forecast | [30 empty] | 0% | 0% | bar: 2019 to 2048
Commercial_Healthcare_New_Space Heating_Natural Gas_Unit Heater_E5_Codes & Standards Forecast | Commercial | Healthcare | New | Space Heating | Natural Gas | Unit Heater | E5 |  | Codes & Standards Forecast | [30 empty] | 0% | 0% | bar: 2019 to 2048
Commercial_Healthcare_New_Space Heating_Natural Gas_Unit Heater_E6_Codes & Standards Forecast | Commercial | Healthcare | New | Space Heating | Natural Gas | Unit Heater | E6 |  | Codes & Standards Forecast | [30 empty] | 0% | 0% | bar: 2019 to 2048
Commercial_Healthcare_New_Space Heating_Natural Gas_Unit Heater_E7_Codes & Standards Forecast | Commercial | Healthcare | New | Space Heating | Natural Gas | Unit Heater | E7 |  | Codes & Standards Forecast | [30 empty] | 0% | 0% | bar: 2019 to 2048
Commercial_Healthcare_New_Space Heating_Natural Gas_Unit Heater_E8_Codes & Standards Forecast | Commercial | Healthcare | New | Space Heating | Natural Gas | Unit Heater | E8 |  | Codes & Standards Forecast | [30 empty] | 0% | 0% | bar: 2019 to 2048
Commercial_Healthcare_New_Space Heating_Natural Gas_Unit Heater_E9_Codes & Standards Forecast | Commercial | Healthcare | New | Space Heating | Natural Gas | Unit Heater | E9 |  | Codes & Standards Forecast | [30 empty] | 0% | 0% | bar: 2019 to 2048
Commercial_Healthcare_New_Space Heating_Natural Gas_Unit Heater_E10_Codes & Standards Forecast | Commercial | Healthcare | New | Space Heating | Natural Gas | Unit Heater | E10 |  | Codes & Standards Forecast | [30 empty] | 0% | 0% | bar: 2019 to 2048
Commercial_Healthcare_New_Water Heating_Natural Gas_Water Heater_E1_Codes & Standards Forecast | Commercial | Healthcare | New | Water Heating | Natural Gas | Water Heater | E1 | TE 80% | Codes & Standards Forecast | 100% | 100% | 100% | 100% | 100% | 100% | 100% | 100% | 100% | 100% | 100% | 100% | 100% | 100% | 100% | 100% | 100% | 100% | 100% | 100% | 100% | 100% | 100% | 100% | 100% | 100% | 100% | 100% | 100% | 100% | 100% | 100%
Commercial_Healthcare_New_Water Heating_Natural Gas_Water Heater_E2_Codes & Standards Forecast | Commercial | Healthcare | New | Water Heating | Natural Gas | Water Heater | E2 | TE 81% | Codes & Standards Forecast | [30 empty] | 0% | 0% | bar: 2019 to 2048
Commercial_Healthcare_New_Water Heating_Natural Gas_Water Heater_E3_Codes & Standards Forecast | Commercial | Healthcare | New | Water Heating | Natural Gas | Water Heater | E3 | TE 88% | Codes & Standards Forecast | [30 empty] | 0% | 0% | bar: 2019 to 2048
Commercial_Healthcare_New_Water Heating_Natural Gas_Water Heater_E4_Codes & Standards Forecast | Commercial | Healthcare | New | Water Heating | Natural Gas | Water Heater | E4 | TE 94% | Codes & Standards Forecast | [30 empty] | 0% | 0% | bar: 2019 to 2048
Commercial_Healthcare_New_Water Heating_Natural Gas_Water Heater_E5_Codes & Standards Forecast | Commercial | Healthcare | New | Water Heating | Natural Gas | Water Heater | E5 | TE 96% | Codes & Standards Forecast | [30 empty] | 0% | 0% | bar: 2019 to 2048
Commercial_Healthcare_New_Water Heating_Natural Gas_Water Heater_E6_Codes & Standards Forecast | Commercial | Healthcare | New | Water Heating | Natural Gas | Water Heater | E6 | Tankless | Codes & Standards Forecast | [30 empty] | 0% | 0% | bar: 2019 to 2048
Commercial_Healthcare_New_Water Heating_Natural Gas_Water Heater_E7_Codes & Standards Forecast | Commercial | Healthcare | New | Water Heating | Natural Gas | Water Heater | E7 | Gas-Fired Absorption HPWH | Codes & Standards Forecast | [30 empty] | 0% | 0% | bar: 2019 to 2048
Commercial_Healthcare_New_Water Heating_Natural Gas_Water Heater_E8_Codes & Standards Forecast | Commercial | Healthcare | New | Water Heating | Natural Gas | Water Heater | E8 |  | Codes & Standards Forecast | [30 empty] | 0% | 0% | bar: 2019 to 2048
Commercial_Healthcare_New_Water Heating_Natural Gas_Water Heater_E9_Codes & Standards Forecast | Commercial | Healthcare | New | Water Heating | Natural Gas | Water Heater | E9 |  | Codes & Standards Forecast | [30 empty] | 0% | 0% | bar: 2019 to 2048
Commercial_Healthcare_New_Water Heating_Natural Gas_Water Heater_E10_Codes & Standards Forecast | Commercial | Healthcare | New | Water Heating | Natural Gas | Water Heater | E10 |  | Codes & Standards Forecast | [30 empty] | 0% | 0% | bar: 2019 to 2048
Commercial_Healthcare_New_Food Preparation_Natural Gas_Oven_E1_Codes & Standards Forecast | Commercial | Healthcare | New | Food Preparation | Natural Gas | Oven | E1 | Standard | Codes & Standards Forecast | 100% | 100% | 100% | 100% | 100% | 100% | 100% | 100% | 100% | 100% | 100% | 100% | 100% | 100% | 100% | 100% | 100% | 100% | 100% | 100% | 100% | 100% | 100% | 100% | 100% | 100% | 100% | 100% | 100% | 100% | 100% | 100%
Commercial_Healthcare_New_Food Preparation_Natural Gas_Oven_E2_Codes & Standards Forecast | Commercial | Healthcare | New | Food Preparation | Natural Gas | Oven | E2 | ENERGY STAR (>44% Baking Efficiency) | Codes & Standards Forecast | [30 empty] | 0% | 0% | bar: 2019 to 2048
Commercial_Healthcare_New_Food Preparation_Natural Gas_Oven_E3_Codes & Standards Forecast | Commercial | Healthcare | New | Food Preparation | Natural Gas | Oven | E3 |  | Codes & Standards Forecast | [30 empty] | 0% | 0% | bar: 2019 to 2048
Commercial_Healthcare_New_Food Preparation_Natural Gas_Oven_E4_Codes & Standards Forecast | Commercial | Healthcare | New | Food Preparation | Natural Gas | Oven | E4 |  | Codes & Standards Forecast | [30 empty] | 0% | 0% | bar: 2019 to 2048
Commercial_Healthcare_New_Food Preparation_Natural Gas_Oven_E5_Codes & Standards Forecast | Commercial | Healthcare | New | Food Preparation | Natural Gas | Oven | E5 |  | Codes & Standards Forecast | [30 empty] | 0% | 0% | bar: 2019 to 2048
Commercial_Healthcare_New_Food Preparation_Natural Gas_Oven_E6_Codes & Standards Forecast | Commercial | Healthcare | New | Food Preparation | Natural Gas | Oven | E6 |  | Codes & Standards Forecast | [30 empty] | 0% | 0% | bar: 2019 to 2048
Commercial_Healthcare_New_Food Preparation_Natural Gas_Oven_E7_Codes & Standards Forecast | Commercial | Healthcare | New | Food Preparation | Natural Gas | Oven | E7 |  | Codes & Standards Forecast | [30 empty] | 0% | 0% | bar: 2019 to 2048
Commercial_Healthcare_New_Food Preparation_Natural Gas_Oven_E8_Codes & Standards Forecast | Commercial | Healthcare | New | Food Preparation | Natural Gas | Oven | E8 |  | Codes & Standards Forecast | [30 empty] | 0% | 0% | bar: 2019 to 2048
Commercial_Healthcare_New_Food Preparation_Natural Gas_Oven_E9_Codes & Standards Forecast | Commercial | Healthcare | New | Food Preparation | Natural Gas | Oven | E9 |  | Codes & Standards Forecast | [30 empty] | 0% | 0% | bar: 2019 to 2048
Commercial_Healthcare_New_Food Preparation_Natural Gas_Oven_E10_Codes & Standards Forecast | Commercial | Healthcare | New | Food Preparation | Natural Gas | Oven | E10 |  | Codes & Standards Forecast | [30 empty] | 0% | 0% | bar: 2019 to 2048
Commercial_Healthcare_New_Food Preparation_Natural Gas_Conveyor Oven_E1_Codes & Standards Forecast | Commercial | Healthcare | New | Food Preparation | Natural Gas | Conveyor Oven | E1 | Standard | Codes & Standards Forecast | 100% | 100% | 100% | 100% | 100% | 100% | 100% | 100% | 100% | 100% | 100% | 100% | 100% | 100% | 100% | 100% | 100% | 100% | 100% | 100% | 100% | 100% | 100% | 100% | 100% | 100% | 100% | 100% | 100% | 100% | 100% | 100%
Commercial_Healthcare_New_Food Preparation_Natural Gas_Conveyor Oven_E2_Codes & Standards Forecast | Commercial | Healthcare | New | Food Preparation | Natural Gas | Conveyor Oven | E2 | Efficient (>44% Baking Efficiency) | Codes & Standards Forecast | [30 empty] | 0% | 0% | bar: 2019 to 2048
Commercial_Healthcare_New_Food Preparation_Natural Gas_Conveyor Oven_E3_Codes & Standards Forecast | Commercial | Healthcare | New | Food Preparation | Natural Gas | Conveyor Oven | E3 |  | Codes & Standards Forecast | [30 empty] | 0% | 0% | bar: 2019 to 2048
Commercial_Healthcare_New_Food Preparation_Natural Gas_Conveyor Oven_E4_Codes & Standards Forecast | Commercial | Healthcare | New | Food Preparation | Natural Gas | Conveyor Oven | E4 |  | Codes & Standards Forecast | [30 empty] | 0% | 0% | bar: 2019 to 2048
Commercial_Healthcare_New_Food Preparation_Natural Gas_Conveyor Oven_E5_Codes & Standards Forecast | Commercial | Healthcare | New | Food Preparation | Natural Gas | Conveyor Oven | E5 |  | Codes & Standards Forecast | [30 empty] | 0% | 0% | bar: 2019 to 2048
Commercial_Healthcare_New_Food Preparation_Natural Gas_Conveyor Oven_E6_Codes & Standards Forecast | Commercial | Healthcare | New | Food Preparation | Natural Gas | Conveyor Oven | E6 |  | Codes & Standards Forecast | [30 empty] | 0% | 0% | bar: 2019 to 2048
Commercial_Healthcare_New_Food Preparation_Natural Gas_Conveyor Oven_E7_Codes & Standards Forecast | Commercial | Healthcare | New | Food Preparation | Natural Gas | Conveyor Oven | E7 |  | Codes & Standards Forecast | [30 empty] | 0% | 0% | bar: 2019 to 2048
Commercial_Healthcare_New_Food Preparation_Natural Gas_Conveyor Oven_E8_Codes & Standards Forecast | Commercial | Healthcare | New | Food Preparation | Natural Gas | Conveyor Oven | E8 |  | Codes & Standards Forecast | [30 empty] | 0% | 0% | bar: 2019 to 2048
Commercial_Healthcare_New_Food Preparation_Natural Gas_Conveyor Oven_E9_Codes & Standards Forecast | Commercial | Healthcare | New | Food Preparation | Natural Gas | Conveyor Oven | E9 |  | Codes & Standards Forecast | [30 empty] | 0% | 0% | bar: 2019 to 2048
Commercial_Healthcare_New_Food Preparation_Natural Gas_Conveyor Oven_E10_Codes & Standards Forecast | Commercial | Healthcare | New | Food Preparation | Natural Gas | Conveyor Oven | E10 |  | Codes & Standards Forecast | [30 empty] | 0% | 0% | bar: 2019 to 2048
Commercial_Healthcare_New_Food Preparation_Natural Gas_Double Rack Oven_E1_Codes & Standards Forecast | Commercial | Healthcare | New | Food Preparation | Natural Gas | Double Rack Oven | E1 | Standard | Codes & Standards Forecast | 100% | 100% | 100% | 100% | 100% | 100% | 100% | 100% | 100% | 100% | 100% | 100% | 100% | 100% | 100% | 100% | 100% | 100% | 100% | 100% | 100% | 100% | 100% | 100% | 100% | 100% | 100% | 100% | 100% | 100% | 100% | 100%
Commercial_Healthcare_New_Food Preparation_Natural Gas_Double Rack Oven_E2_Codes & Standards Forecast | Commercial | Healthcare | New | Food Preparation | Natural Gas | Double Rack Oven | E2 | FTSC Qualified (>50% Cooking Efficiency) | Codes & Standards Forecast | [30 empty] | 0% | 0% | bar: 2019 to 2048
Commercial_Healthcare_New_Food Preparation_Natural Gas_Double Rack Oven_E3_Codes & Standards Forecast | Commercial | Healthcare | New | Food Preparation | Natural Gas | Double Rack Oven | E3 |  | Codes & Standards Forecast | [30 empty] | 0% | 0% | bar: 2019 to 2048
Commercial_Healthcare_New_Food Preparation_Natural Gas_Double Rack Oven_E4_Codes & Standards Forecast | Commercial | Healthcare | New | Food Preparation | Natural Gas | Double Rack Oven | E4 |  | Codes & Standards Forecast | [30 empty] | 0% | 0% | bar: 2019 to 2048
Commercial_Healthcare_New_Food Preparation_Natural Gas_Double Rack Oven_E5_Codes & Standards Forecast | Commercial | Healthcare | New | Food Preparation | Natural Gas | Double Rack Oven | E5 |  | Codes & Standards Forecast | [30 empty] | 0% | 0% | bar: 2019 to 2048
Commercial_Healthcare_New_Food Preparation_Natural Gas_Double Rack Oven_E6_Codes & Standards Forecast | Commercial | Healthcare | New | Food Preparation | Natural Gas | Double Rack Oven | E6 |  | Codes & Standards Forecast | [30 empty] | 0% | 0% | bar: 2019 to 2048
Commercial_Healthcare_New_Food Preparation_Natural Gas_Double Rack Oven_E7_Codes & Standards Forecast | Commercial | Healthcare | New | Food Preparation | Natural Gas | Double Rack Oven | E7 |  | Codes & Standards Forecast | [30 empty] | 0% | 0% | bar: 2019 to 2048
Commercial_Healthcare_New_Food Preparation_Natural Gas_Double Rack Oven_E8_Codes & Standards Forecast | Commercial | Healthcare | New | Food Preparation | Natural Gas | Double Rack Oven | E8 |  | Codes & Standards Forecast | [30 empty] | 0% | 0% | bar: 2019 to 2048
Commercial_Healthcare_New_Food Preparation_Natural Gas_Double Rack Oven_E9_Codes & Standards Forecast | Commercial | Healthcare | New | Food Preparation | Natural Gas | Double Rack Oven | E9 |  | Codes & Standards Forecast | [30 empty] | 0% | 0% | bar: 2019 to 2048
Commercial_Healthcare_New_Food Preparation_Natural Gas_Double Rack Oven_E10_Codes & Standards Forecast | Commercial | Healthcare | New | Food Preparation | Natural Gas | Double Rack Oven | E10 |  | Codes & Standards Forecast | [30 empty] | 0% | 0% | bar: 2019 to 2048
Commercial_Healthcare_New_Food Preparation_Natural Gas_Fryer_E1_Codes & Standards Forecast | Commercial | Healthcare | New | Food Preparation | Natural Gas | Fryer | E1 | Standard | Codes & Standards Forecast | 100% | 100% | 100% | 0% | 0% | 0% | 0% | 0% | 0% | 0% | 0% | 0% | 0% | 0% | 0% | 0% | 0% | 0% | 0% | 0% | 0% | 0% | 0% | 0% | 0% | 0% | 0% | 0% | 0% | 0% | 0% | 0%
Commercial_Healthcare_New_Food Preparation_Natural Gas_Fryer_E2_Codes & Standards Forecast | Commercial | Healthcare | New | Food Preparation | Natural Gas | Fryer | E2 | ENERGY STAR | Codes & Standards Forecast | 0% | 0% | 0% | 100% | 100% | 100% | 100% | 100% | 100% | 100% | 100% | 100% | 100% | 100% | 100% | 100% | 100% | 100% | 100% | 100% | 100% | 100% | 100% | 100% | 100% | 100% | 100% | 100% | 100% | 100% | 100% | 100%
Commercial_Healthcare_New_Food Preparation_Natural Gas_Fryer_E3_Codes & Standards Forecast | Commercial | Healthcare | New | Food Preparation | Natural Gas | Fryer | E3 |  | Codes & Standards Forecast | [30 empty] | 0% | 0% | bar: 2019 to 2048
Commercial_Healthcare_New_Food Preparation_Natural Gas_Fryer_E4_Codes & Standards Forecast | Commercial | Healthcare | New | Food Preparation | Natural Gas | Fryer | E4 |  | Codes & Standards Forecast | [30 empty] | 0% | 0% | bar: 2019 to 2048
Commercial_Healthcare_New_Food Preparation_Natural Gas_Fryer_E5_Codes & Standards Forecast | Commercial | Healthcare | New | Food Preparation | Natural Gas | Fryer | E5 |  | Codes & Standards Forecast | [30 empty] | 0% | 0% | bar: 2019 to 2048
Commercial_Healthcare_New_Food Preparation_Natural Gas_Fryer_E6_Codes & Standards Forecast | Commercial | Healthcare | New | Food Preparation | Natural Gas | Fryer | E6 |  | Codes & Standards Forecast | [30 empty] | 0% | 0% | bar: 2019 to 2048
Commercial_Healthcare_New_Food Preparation_Natural Gas_Fryer_E7_Codes & Standards Forecast | Commercial | Healthcare | New | Food Preparation | Natural Gas | Fryer | E7 |  | Codes & Standards Forecast | [30 empty] | 0% | 0% | bar: 2019 to 2048
Commercial_Healthcare_New_Food Preparation_Natural Gas_Fryer_E8_Codes & Standards Forecast | Commercial | Healthcare | New | Food Preparation | Natural Gas | Fryer | E8 |  | Codes & Standards Forecast | [30 empty] | 0% | 0% | bar: 2019 to 2048
Commercial_Healthcare_New_Food Preparation_Natural Gas_Fryer_E9_Codes & Standards Forecast | Commercial | Healthcare | New | Food Preparation | Natural Gas | Fryer | E9 |  | Codes & Standards Forecast | [30 empty] | 0% | 0% | bar: 2019 to 2048
Commercial_Healthcare_New_Food Preparation_Natural Gas_Fryer_E10_Codes & Standards Forecast | Commercial | Healthcare | New | Food Preparation | Natural Gas | Fryer | E10 |  | Codes & Standards Forecast | [30 empty] | 0% | 0% | bar: 2019 to 2048
Commercial_Healthcare_New_Food Preparation_Natural Gas_Broiler_E1_Codes & Standards Forecast | Commercial | Healthcare | New | Food Preparation | Natural Gas | Broiler | E1 | Standard | Codes & Standards Forecast | 100% | 100% | 100% | 100% | 100% | 100% | 100% | 100% | 100% | 100% | 100% | 100% | 100% | 100% | 100% | 100% | 100% | 100% | 100% | 100% | 100% | 100% | 100% | 100% | 100% | 100% | 100% | 100% | 100% | 100% | 100% | 100%
Commercial_Healthcare_New_Food Preparation_Natural Gas_Broiler_E2_Codes & Standards Forecast | Commercial | Healthcare | New | Food Preparation | Natural Gas | Broiler | E2 | Infrared Burners | Codes & Standards Forecast | [30 empty] | 0% | 0% | bar: 2019 to 2048
Commercial_Healthcare_New_Food Preparation_Natural Gas_Broiler_E3_Codes & Standards Forecast | Commercial | Healthcare | New | Food Preparation | Natural Gas | Broiler | E3 |  | Codes & Standards Forecast | [30 empty] | 0% | 0% | bar: 2019 to 2048
Commercial_Healthcare_New_Food Preparation_Natural Gas_Broiler_E4_Codes & Standards Forecast | Commercial | Healthcare | New | Food Preparation | Natural Gas | Broiler | E4 |  | Codes & Standards Forecast | [30 empty] | 0% | 0% | bar: 2019 to 2048
Commercial_Healthcare_New_Food Preparation_Natural Gas_Broiler_E5_Codes & Standards Forecast | Commercial | Healthcare | New | Food Preparation | Natural Gas | Broiler | E5 |  | Codes & Standards Forecast | [30 empty] | 0% | 0% | bar: 2019 to 2048
Commercial_Healthcare_New_Food Preparation_Natural Gas_Broiler_E6_Codes & Standards Forecast | Commercial | Healthcare | New | Food Preparation | Natural Gas | Broiler | E6 |  | Codes & Standards Forecast | [30 empty] | 0% | 0% | bar: 2019 to 2048
Commercial_Healthcare_New_Food Preparation_Natural Gas_Broiler_E7_Codes & Standards Forecast | Commercial | Healthcare | New | Food Preparation | Natural Gas | Broiler | E7 |  | Codes & Standards Forecast | [30 empty] | 0% | 0% | bar: 2019 to 2048
Commercial_Healthcare_New_Food Preparation_Natural Gas_Broiler_E8_Codes & Standards Forecast | Commercial | Healthcare | New | Food Preparation | Natural Gas | Broiler | E8 |  | Codes & Standards Forecast | [30 empty] | 0% | 0% | bar: 2019 to 2048
Commercial_Healthcare_New_Food Preparation_Natural Gas_Broiler_E9_Codes & Standards Forecast | Commercial | Healthcare | New | Food Preparation | Natural Gas | Broiler | E9 |  | Codes & Standards Forecast | [30 empty] | 0% | 0% | bar: 2019 to 2048
Commercial_Healthcare_New_Food Preparation_Natural Gas_Broiler_E10_Codes & Standards Forecast | Commercial | Healthcare | New | Food Preparation | Natural Gas | Broiler | E10 |  | Codes & Standards Forecast | [30 empty] | 0% | 0% | bar: 2019 to 2048
Commercial_Healthcare_New_Food Preparation_Natural Gas_Griddle_E1_Codes & Standards Forecast | Commercial | Healthcare | New | Food Preparation | Natural Gas | Griddle | E1 | Standard | Codes & Standards Forecast | 100% | 100% | 100% | 100% | 100% | 100% | 100% | 100% | 100% | 100% | 100% | 100% | 100% | 100% | 100% | 100% | 100% | 100% | 100% | 100% | 100% | 100% | 100% | 100% | 100% | 100% | 100% | 100% | 100% | 100% | 100% | 100%
Commercial_Healthcare_New_Food Preparation_Natural Gas_Griddle_E2_Codes & Standards Forecast | Commercial | Healthcare | New | Food Preparation | Natural Gas | Griddle | E2 | ENERGY STAR | Codes & Standards Forecast | [30 empty] | 0% | 0% | bar: 2019 to 2048
Commercial_Healthcare_New_Food Preparation_Natural Gas_Griddle_E3_Codes & Standards Forecast | Commercial | Healthcare | New | Food Preparation | Natural Gas | Griddle | E3 |  | Codes & Standards Forecast | [30 empty] | 0% | 0% | bar: 2019 to 2048
Commercial_Healthcare_New_Food Preparation_Natural Gas_Griddle_E4_Codes & Standards Forecast | Commercial | Healthcare | New | Food Preparation | Natural Gas | Griddle | E4 |  | Codes & Standards Forecast | [30 empty] | 0% | 0% | bar: 2019 to 2048
Commercial_Healthcare_New_Food Preparation_Natural Gas_Griddle_E5_Codes & Standards Forecast | Commercial | Healthcare | New | Food Preparation | Natural Gas | Griddle | E5 |  | Codes & Standards Forecast | [30 empty] | 0% | 0% | bar: 2019 to 2048
Commercial_Healthcare_New_Food Preparation_Natural Gas_Griddle_E6_Codes & Standards Forecast | Commercial | Healthcare | New | Food Preparation | Natural Gas | Griddle | E6 |  | Codes & Standards Forecast | [30 empty] | 0% | 0% | bar: 2019 to 2048
Commercial_Healthcare_New_Food Preparation_Natural Gas_Griddle_E7_Codes & Standards Forecast | Commercial | Healthcare | New | Food Preparation | Natural Gas | Griddle | E7 |  | Codes & Standards Forecast | [30 empty] | 0% | 0% | bar: 2019 to 2048
Commercial_Healthcare_New_Food Preparation_Natural Gas_Griddle_E8_Codes & Standards Forecast | Commercial | Healthcare | New | Food Preparation | Natural Gas | Griddle | E8 |  | Codes & Standards Forecast | [30 empty] | 0% | 0% | bar: 2019 to 2048
Commercial_Healthcare_New_Food Preparation_Natural Gas_Griddle_E9_Codes & Standards Forecast | Commercial | Healthcare | New | Food Preparation | Natural Gas | Griddle | E9 |  | Codes & Standards Forecast | [30 empty] | 0% | 0% | bar: 2019 to 2048
Commercial_Healthcare_New_Food Preparation_Natural Gas_Griddle_E10_Codes & Standards Forecast | Commercial | Healthcare | New | Food Preparation | Natural Gas | Griddle | E10 |  | Codes & Standards Forecast | [30 empty] | 0% | 0% | bar: 2019 to 2048
Commercial_Healthcare_New_Food Preparation_Natural Gas_Range_E1_Codes & Standards Forecast | Commercial | Healthcare | New | Food Preparation | Natural Gas | Range | E1 | Standard | Codes & Standards Forecast | 100% | 100% | 100% | 100% | 100% | 100% | 100% | 100% | 100% | 100% | 100% | 100% | 100% | 100% | 100% | 100% | 100% | 100% | 100% | 100% | 100% | 100% | 100% | 100% | 100% | 100% | 100% | 100% | 100% | 100% | 100% | 100%
Commercial_Healthcare_New_Food Preparation_Natural Gas_Range_E2_Codes & Standards Forecast | Commercial | Healthcare | New | Food Preparation | Natural Gas | Range | E2 | High Efficiency | Codes & Standards Forecast | [30 empty] | 0% | 0% | bar: 2019 to 2048
Commercial_Healthcare_New_Food Preparation_Natural Gas_Range_E3_Codes & Standards Forecast | Commercial | Healthcare | New | Food Preparation | Natural Gas | Range | E3 |  | Codes & Standards Forecast | [30 empty] | 0% | 0% | bar: 2019 to 2048
Commercial_Healthcare_New_Food Preparation_Natural Gas_Range_E4_Codes & Standards Forecast | Commercial | Healthcare | New | Food Preparation | Natural Gas | Range | E4 |  | Codes & Standards Forecast | [30 empty] | 0% | 0% | bar: 2019 to 2048
Commercial_Healthcare_New_Food Preparation_Natural Gas_Range_E5_Codes & Standards Forecast | Commercial | Healthcare | New | Food Preparation | Natural Gas | Range | E5 |  | Codes & Standards Forecast | [30 empty] | 0% | 0% | bar: 2019 to 2048
Commercial_Healthcare_New_Food Preparation_Natural Gas_Range_E6_Codes & Standards Forecast | Commercial | Healthcare | New | Food Preparation | Natural Gas | Range | E6 |  | Codes & Standards Forecast | [30 empty] | 0% | 0% | bar: 2019 to 2048
Commercial_Healthcare_New_Food Preparation_Natural Gas_Range_E7_Codes & Standards Forecast | Commercial | Healthcare | New | Food Preparation | Natural Gas | Range | E7 |  | Codes & Standards Forecast | [30 empty] | 0% | 0% | bar: 2019 to 2048
Commercial_Healthcare_New_Food Preparation_Natural Gas_Range_E8_Codes & Standards Forecast | Commercial | Healthcare | New | Food Preparation | Natural Gas | Range | E8 |  | Codes & Standards Forecast | [30 empty] | 0% | 0% | bar: 2019 to 2048
Commercial_Healthcare_New_Food Preparation_Natural Gas_Range_E9_Codes & Standards Forecast | Commercial | Healthcare | New | Food Preparation | Natural Gas | Range | E9 |  | Codes & Standards Forecast | [30 empty] | 0% | 0% | bar: 2019 to 2048
Commercial_Healthcare_New_Food Preparation_Natural Gas_Range_E10_Codes & Standards Forecast | Commercial | Healthcare | New | Food Preparation | Natural Gas | Range | E10 |  | Codes & Standards Forecast | [30 empty] | 0% | 0% | bar: 2019 to 2048
Commercial_Healthcare_New_Food Preparation_Natural Gas_Steamer_E1_Codes & Standards Forecast | Commercial | Healthcare | New | Food Preparation | Natural Gas | Steamer | E1 | Standard | Codes & Standards Forecast | 100% | 100% | 100% | 0% | 0% | 0% | 0% | 0% | 0% | 0% | 0% | 0% | 0% | 0% | 0% | 0% | 0% | 0% | 0% | 0% | 0% | 0% | 0% | 0% | 0% | 0% | 0% | 0% | 0% | 0% | 0% | 0%
Commercial_Healthcare_New_Food Preparation_Natural Gas_Steamer_E2_Codes & Standards Forecast | Commercial | Healthcare | New | Food Preparation | Natural Gas | Steamer | E2 | ENERGY STAR | Codes & Standards Forecast | 0% | 0% | 0% | 100% | 100% | 100% | 100% | 100% | 100% | 100% | 100% | 100% | 100% | 100% | 100% | 100% | 100% | 100% | 100% | 100% | 100% | 100% | 100% | 100% | 100% | 100% | 100% | 100% | 100% | 100% | 100% | 100%
Commercial_Healthcare_New_Food Preparation_Natural Gas_Steamer_E3_Codes & Standards Forecast | Commercial | Healthcare | New | Food Preparation | Natural Gas | Steamer | E3 |  | Codes & Standards Forecast | [30 empty] | 0% | 0% | bar: 2019 to 2048
Commercial_Healthcare_New_Food Preparation_Natural Gas_Steamer_E4_Codes & Standards Forecast | Commercial | Healthcare | New | Food Preparation | Natural Gas | Steamer | E4 |  | Codes & Standards Forecast | [30 empty] | 0% | 0% | bar: 2019 to 2048
Commercial_Healthcare_New_Food Preparation_Natural Gas_Steamer_E5_Codes & Standards Forecast | Commercial | Healthcare | New | Food Preparation | Natural Gas | Steamer | E5 |  | Codes & Standards Forecast | [30 empty] | 0% | 0% | bar: 2019 to 2048
Commercial_Healthcare_New_Food Preparation_Natural Gas_Steamer_E6_Codes & Standards Forecast | Commercial | Healthcare | New | Food Preparation | Natural Gas | Steamer | E6 |  | Codes & Standards Forecast | [30 empty] | 0% | 0% | bar: 2019 to 2048
Commercial_Healthcare_New_Food Preparation_Natural Gas_Steamer_E7_Codes & Standards Forecast | Commercial | Healthcare | New | Food Preparation | Natural Gas | Steamer | E7 |  | Codes & Standards Forecast | [30 empty] | 0% | 0% | bar: 2019 to 2048
Commercial_Healthcare_New_Food Preparation_Natural Gas_Steamer_E8_Codes & Standards Forecast | Commercial | Healthcare | New | Food Preparation | Natural Gas | Steamer | E8 |  | Codes & Standards Forecast | [30 empty] | 0% | 0% | bar: 2019 to 2048
Commercial_Healthcare_New_Food Preparation_Natural Gas_Steamer_E9_Codes & Standards Forecast | Commercial | Healthcare | New | Food Preparation | Natural Gas | Steamer | E9 |  | Codes & Standards Forecast | [30 empty] | 0% | 0% | bar: 2019 to 2048
Commercial_Healthcare_New_Food Preparation_Natural Gas_Steamer_E10_Codes & Standards Forecast | Commercial | Healthcare | New | Food Preparation | Natural Gas | Steamer | E10 |  | Codes & Standards Forecast | [30 empty] | 0% | 0% | bar: 2019 to 2048
Commercial_Healthcare_New_Food Preparation_Natural Gas_Food Prep Other_E1_Codes & Standards Forecast | Commercial | Healthcare | New | Food Preparation | Natural Gas | Food Prep Other | E1 | Standard | Codes & Standards Forecast | 100% | 100% | 100% | 100% | 100% | 100% | 100% | 100% | 100% | 100% | 100% | 100% | 100% | 100% | 100% | 100% | 100% | 100% | 100% | 100% | 100% | 100% | 100% | 100% | 100% | 100% | 100% | 100% | 100% | 100% | 100% | 100%
Commercial_Healthcare_New_Food Preparation_Natural Gas_Food Prep Other_E2_Codes & Standards Forecast | Commercial | Healthcare | New | Food Preparation | Natural Gas | Food Prep Other | E2 | ENERGY STAR | Codes & Standards Forecast | [30 empty] | 0% | 0% | bar: 2019 to 2048
Commercial_Healthcare_New_Food Preparation_Natural Gas_Food Prep Other_E3_Codes & Standards Forecast | Commercial | Healthcare | New | Food Preparation | Natural Gas | Food Prep Other | E3 |  | Codes & Standards Forecast | [30 empty] | 0% | 0% | bar: 2019 to 2048
Commercial_Healthcare_New_Food Preparation_Natural Gas_Food Prep Other_E4_Codes & Standards Forecast | Commercial | Healthcare | New | Food Preparation | Natural Gas | Food Prep Other | E4 |  | Codes & Standards Forecast | [30 empty] | 0% | 0% | bar: 2019 to 2048
Commercial_Healthcare_New_Food Preparation_Natural Gas_Food Prep Other_E5_Codes & Standards Forecast | Commercial | Healthcare | New | Food Preparation | Natural Gas | Food Prep Other | E5 |  | Codes & Standards Forecast | [30 empty] | 0% | 0% | bar: 2019 to 2048
Commercial_Healthcare_New_Food Preparation_Natural Gas_Food Prep Other_E6_Codes & Standards Forecast | Commercial | Healthcare | New | Food Preparation | Natural Gas | Food Prep Other | E6 |  | Codes & Standards Forecast | [30 empty] | 0% | 0% | bar: 2019 to 2048
Commercial_Healthcare_New_Food Preparation_Natural Gas_Food Prep Other_E7_Codes & Standards Forecast | Commercial | Healthcare | New | Food Preparation | Natural Gas | Food Prep Other | E7 |  | Codes & Standards Forecast | [30 empty] | 0% | 0% | bar: 2019 to 2048
Commercial_Healthcare_New_Food Preparation_Natural Gas_Food Prep Other_E8_Codes & Standards Forecast | Commercial | Healthcare | New | Food Preparation | Natural Gas | Food Prep Other | E8 |  | Codes & Standards Forecast | [30 empty] | 0% | 0% | bar: 2019 to 2048
Commercial_Healthcare_New_Food Preparation_Natural Gas_Food Prep Other_E9_Codes & Standards Forecast | Commercial | Healthcare | New | Food Preparation | Natural Gas | Food Prep Other | E9 |  | Codes & Standards Forecast | [30 empty] | 0% | 0% | bar: 2019 to 2048
Commercial_Healthcare_New_Food Preparation_Natural Gas_Food Prep Other_E10_Codes & Standards Forecast | Commercial | Healthcare | New | Food Preparation | Natural Gas | Food Prep Other | E10 |  | Codes & Standards Forecast | [30 empty] | 0% | 0% | bar: 2019 to 2048
Commercial_Healthcare_New_Miscellaneous_Natural Gas_Pool Heater_E1_Codes & Standards Forecast | Commercial | Healthcare | New | Miscellaneous | Natural Gas | Pool Heater | E1 | Standard (EF .78) | Codes & Standards Forecast | 100% | 100% | 100% | 100% | 100% | 100% | 100% | 100% | 100% | 100% | 100% | 100% | 100% | 100% | 100% | 100% | 100% | 100% | 100% | 100% | 100% | 100% | 100% | 100% | 100% | 100% | 100% | 100% | 100% | 100% | 100% | 100%
Commercial_Healthcare_New_Miscellaneous_Natural Gas_Pool Heater_E2_Codes & Standards Forecast | Commercial | Healthcare | New | Miscellaneous | Natural Gas | Pool Heater | E2 | Condensing (EF .90) | Codes & Standards Forecast | [30 empty] | 0% | 0% | bar: 2019 to 2048
Commercial_Healthcare_New_Miscellaneous_Natural Gas_Pool Heater_E3_Codes & Standards Forecast | Commercial | Healthcare | New | Miscellaneous | Natural Gas | Pool Heater | E3 |  | Codes & Standards Forecast | [30 empty] | 0% | 0% | bar: 2019 to 2048
Commercial_Healthcare_New_Miscellaneous_Natural Gas_Pool Heater_E4_Codes & Standards Forecast | Commercial | Healthcare | New | Miscellaneous | Natural Gas | Pool Heater | E4 |  | Codes & Standards Forecast | [30 empty] | 0% | 0% | bar: 2019 to 2048
Commercial_Healthcare_New_Miscellaneous_Natural Gas_Pool Heater_E5_Codes & Standards Forecast | Commercial | Healthcare | New | Miscellaneous | Natural Gas | Pool Heater | E5 |  | Codes & Standards Forecast | [30 empty] | 0% | 0% | bar: 2019 to 2048
Commercial_Healthcare_New_Miscellaneous_Natural Gas_Pool Heater_E6_Codes & Standards Forecast | Commercial | Healthcare | New | Miscellaneous | Natural Gas | Pool Heater | E6 |  | Codes & Standards Forecast | [30 empty] | 0% | 0% | bar: 2019 to 2048
Commercial_Healthcare_New_Miscellaneous_Natural Gas_Pool Heater_E7_Codes & Standards Forecast | Commercial | Healthcare | New | Miscellaneous | Natural Gas | Pool Heater | E7 |  | Codes & Standards Forecast | [30 empty] | 0% | 0% | bar: 2019 to 2048
Commercial_Healthcare_New_Miscellaneous_Natural Gas_Pool Heater_E8_Codes & Standards Forecast | Commercial | Healthcare | New | Miscellaneous | Natural Gas | Pool Heater | E8 |  | Codes & Standards Forecast | [30 empty] | 0% | 0% | bar: 2019 to 2048
Commercial_Healthcare_New_Miscellaneous_Natural Gas_Pool Heater_E9_Codes & Standards Forecast | Commercial | Healthcare | New | Miscellaneous | Natural Gas | Pool Heater | E9 |  | Codes & Standards Forecast | [30 empty] | 0% | 0% | bar: 2019 to 2048
Commercial_Healthcare_New_Miscellaneous_Natural Gas_Pool Heater_E10_Codes & Standards Forecast | Commercial | Healthcare | New | Miscellaneous | Natural Gas | Pool Heater | E10 |  | Codes & Standards Forecast | [30 empty] | 0% | 0% | bar: 2019 to 2048
Commercial_Healthcare_New_Miscellaneous_Natural Gas_Miscellaneous_E1_Codes & Standards Forecast | Commercial | Healthcare | New | Miscellaneous | Natural Gas | Miscellaneous | E1 | Miscellaneous | Codes & Standards Forecast | 100% | 100% | 100% | 100% | 100% | 100% | 100% | 100% | 100% | 100% | 100% | 100% | 100% | 100% | 100% | 100% | 100% | 100% | 100% | 100% | 100% | 100% | 100% | 100% | 100% | 100% | 100% | 100% | 100% | 100% | 100% | 100%
Commercial_Healthcare_New_Miscellaneous_Natural Gas_Miscellaneous_E2_Codes & Standards Forecast | Commercial | Healthcare | New | Miscellaneous | Natural Gas | Miscellaneous | E2 |  | Codes & Standards Forecast | [30 empty] | 0% | 0% | bar: 2019 to 2048
Commercial_Healthcare_New_Miscellaneous_Natural Gas_Miscellaneous_E3_Codes & Standards Forecast | Commercial | Healthcare | New | Miscellaneous | Natural Gas | Miscellaneous | E3 |  | Codes & Standards Forecast | [30 empty] | 0% | 0% | bar: 2019 to 2048
Commercial_Healthcare_New_Miscellaneous_Natural Gas_Miscellaneous_E4_Codes & Standards Forecast | Commercial | Healthcare | New | Miscellaneous | Natural Gas | Miscellaneous | E4 |  | Codes & Standards Forecast | [30 empty] | 0% | 0% | bar: 2019 to 2048
Commercial_Healthcare_New_Miscellaneous_Natural Gas_Miscellaneous_E5_Codes & Standards Forecast | Commercial | Healthcare | New | Miscellaneous | Natural Gas | Miscellaneous | E5 |  | Codes & Standards Forecast | [30 empty] | 0% | 0% | bar: 2019 to 2048
Commercial_Healthcare_New_Miscellaneous_Natural Gas_Miscellaneous_E6_Codes & Standards Forecast | Commercial | Healthcare | New | Miscellaneous | Natural Gas | Miscellaneous | E6 |  | Codes & Standards Forecast | [30 empty] | 0% | 0% | bar: 2019 to 2048
Commercial_Healthcare_New_Miscellaneous_Natural Gas_Miscellaneous_E7_Codes & Standards Forecast | Commercial | Healthcare | New | Miscellaneous | Natural Gas | Miscellaneous | E7 |  | Codes & Standards Forecast | [30 empty] | 0% | 0% | bar: 2019 to 2048
Commercial_Healthcare_New_Miscellaneous_Natural Gas_Miscellaneous_E8_Codes & Standards Forecast | Commercial | Healthcare | New | Miscellaneous | Natural Gas | Miscellaneous | E8 |  | Codes & Standards Forecast | [30 empty] | 0% | 0% | bar: 2019 to 2048
Commercial_Healthcare_New_Miscellaneous_Natural Gas_Miscellaneous_E9_Codes & Standards Forecast | Commercial | Healthcare | New | Miscellaneous | Natural Gas | Miscellaneous | E9 |  | Codes & Standards Forecast | [30 empty] | 0% | 0% | bar: 2019 to 2048
Commercial_Healthcare_New_Miscellaneous_Natural Gas_Miscellaneous_E10_Codes & Standards Forecast | Commercial | Healthcare | New | Miscellaneous | Natural Gas | Miscellaneous | E10 |  | Codes & Standards Forecast | [30 empty] | 0% | 0% | bar: 2019 to 2048
Commercial_Lodging_Existing_Space Heating_Natural Gas_Furnace_E1_Codes & Standards Forecast | Commercial | Lodging | Existing | Space Heating | Natural Gas | Furnace | E1 | AFUE 80% (Standard) | Codes & Standards Forecast | 100% | 100% | 100% | 100% | 100% | 0% | 0% | 0% | 0% | 0% | 0% | 0% | 0% | 0% | 0% | 0% | 0% | 0% | 0% | 0% | 0% | 0% | 0% | 0% | 0% | 0% | 0% | 0% | 0% | 0% | 0% | 0%
Commercial_Lodging_Existing_Space Heating_Natural Gas_Furnace_E2_Codes & Standards Forecast | Commercial | Lodging | Existing | Space Heating | Natural Gas | Furnace | E2 | AFUE 90% | Codes & Standards Forecast | [30 empty] | 0% | 0% | bar: 2019 to 2048
Commercial_Lodging_Existing_Space Heating_Natural Gas_Furnace_E3_Codes & Standards Forecast | Commercial | Lodging | Existing | Space Heating | Natural Gas | Furnace | E3 | AFUE 96% | Codes & Standards Forecast | 0% | 0% | 0% | 0% | 0% | 100% | 100% | 100% | 100% | 100% | 100% | 100% | 100% | 100% | 100% | 100% | 100% | 100% | 100% | 100% | 100% | 100% | 100% | 100% | 100% | 100% | 100% | 100% | 100% | 100% | 100% | 100%
Commercial_Lodging_Existing_Space Heating_Natural Gas_Furnace_E4_Codes & Standards Forecast | Commercial | Lodging | Existing | Space Heating | Natural Gas | Furnace | E4 |  | Codes & Standards Forecast | [30 empty] | 0% | 0% | bar: 2019 to 2048
Commercial_Lodging_Existing_Space Heating_Natural Gas_Furnace_E5_Codes & Standards Forecast | Commercial | Lodging | Existing | Space Heating | Natural Gas | Furnace | E5 |  | Codes & Standards Forecast | [30 empty] | 0% | 0% | bar: 2019 to 2048
Commercial_Lodging_Existing_Space Heating_Natural Gas_Furnace_E6_Codes & Standards Forecast | Commercial | Lodging | Existing | Space Heating | Natural Gas | Furnace | E6 |  | Codes & Standards Forecast | [30 empty] | 0% | 0% | bar: 2019 to 2048
Commercial_Lodging_Existing_Space Heating_Natural Gas_Furnace_E7_Codes & Standards Forecast | Commercial | Lodging | Existing | Space Heating | Natural Gas | Furnace | E7 |  | Codes & Standards Forecast | [30 empty] | 0% | 0% | bar: 2019 to 2048
Commercial_Lodging_Existing_Space Heating_Natural Gas_Furnace_E8_Codes & Standards Forecast | Commercial | Lodging | Existing | Space Heating | Natural Gas | Furnace | E8 |  | Codes & Standards Forecast | [30 empty] | 0% | 0% | bar: 2019 to 2048
Commercial_Lodging_Existing_Space Heating_Natural Gas_Furnace_E9_Codes & Standards Forecast | Commercial | Lodging | Existing | Space Heating | Natural Gas | Furnace | E9 |  | Codes & Standards Forecast | [30 empty] | 0% | 0% | bar: 2019 to 2048
Commercial_Lodging_Existing_Space Heating_Natural Gas_Furnace_E10_Codes & Standards Forecast | Commercial | Lodging | Existing | Space Heating | Natural Gas | Furnace | E10 |  | Codes & Standards Forecast | [30 empty] | 0% | 0% | bar: 2019 to 2048
Commercial_Lodging_Existing_Space Heating_Natural Gas_Boiler_E1_Codes & Standards Forecast | Commercial | Lodging | Existing | Space Heating | Natural Gas | Boiler | E1 | AFUE 80% (Standard) | Codes & Standards Forecast | 100% | 100% | 100% | 100% | 100% | 0% | 0% | 0% | 0% | 0% | 0% | 0% | 0% | 0% | 0% | 0% | 0% | 0% | 0% | 0% | 0% | 0% | 0% | 0% | 0% | 0% | 0% | 0% | 0% | 0% | 0% | 0%
Commercial_Lodging_Existing_Space Heating_Natural Gas_Boiler_E2_Codes & Standards Forecast | Commercial | Lodging | Existing | Space Heating | Natural Gas | Boiler | E2 | AFUE 85% | Codes & Standards Forecast | [30 empty] | 0% | 0% | bar: 2019 to 2048
Commercial_Lodging_Existing_Space Heating_Natural Gas_Boiler_E3_Codes & Standards Forecast | Commercial | Lodging | Existing | Space Heating | Natural Gas | Boiler | E3 | AFUE 97% | Codes & Standards Forecast | 0% | 0% | 0% | 0% | 0% | 100% | 100% | 100% | 100% | 100% | 100% | 100% | 100% | 100% | 100% | 100% | 100% | 100% | 100% | 100% | 100% | 100% | 100% | 100% | 100% | 100% | 100% | 100% | 100% | 100% | 100% | 100%
Commercial_Lodging_Existing_Space Heating_Natural Gas_Boiler_E4_Codes & Standards Forecast | Commercial | Lodging | Existing | Space Heating | Natural Gas | Boiler | E4 | Convert to NG Air Source Heat Pump | Codes & Standards Forecast | [30 empty] | 0% | 0% | bar: 2019 to 2048
Commercial_Lodging_Existing_Space Heating_Natural Gas_Boiler_E5_Codes & Standards Forecast | Commercial | Lodging | Existing | Space Heating | Natural Gas | Boiler | E5 |  | Codes & Standards Forecast | [30 empty] | 0% | 0% | bar: 2019 to 2048
Commercial_Lodging_Existing_Space Heating_Natural Gas_Boiler_E6_Codes & Standards Forecast | Commercial | Lodging | Existing | Space Heating | Natural Gas | Boiler | E6 |  | Codes & Standards Forecast | [30 empty] | 0% | 0% | bar: 2019 to 2048
Commercial_Lodging_Existing_Space Heating_Natural Gas_Boiler_E7_Codes & Standards Forecast | Commercial | Lodging | Existing | Space Heating | Natural Gas | Boiler | E7 |  | Codes & Standards Forecast | [30 empty] | 0% | 0% | bar: 2019 to 2048
Commercial_Lodging_Existing_Space Heating_Natural Gas_Boiler_E8_Codes & Standards Forecast | Commercial | Lodging | Existing | Space Heating | Natural Gas | Boiler | E8 |  | Codes & Standards Forecast | [30 empty] | 0% | 0% | bar: 2019 to 2048
Commercial_Lodging_Existing_Space Heating_Natural Gas_Boiler_E9_Codes & Standards Forecast | Commercial | Lodging | Existing | Space Heating | Natural Gas | Boiler | E9 |  | Codes & Standards Forecast | [30 empty] | 0% | 0% | bar: 2019 to 2048
Commercial_Lodging_Existing_Space Heating_Natural Gas_Boiler_E10_Codes & Standards Forecast | Commercial | Lodging | Existing | Space Heating | Natural Gas | Boiler | E10 |  | Codes & Standards Forecast | [30 empty] | 0% | 0% | bar: 2019 to 2048
Commercial_Lodging_Existing_Space Heating_Natural Gas_Unit Heater_E1_Codes & Standards Forecast | Commercial | Lodging | Existing | Space Heating | Natural Gas | Unit Heater | E1 | Standard | Codes & Standards Forecast | 100% | 100% | 100% | 100% | 100% | 0% | 0% | 0% | 0% | 0% | 0% | 0% | 0% | 0% | 0% | 0% | 0% | 0% | 0% | 0% | 0% | 0% | 0% | 0% | 0% | 0% | 0% | 0% | 0% | 0% | 0% | 0%
Commercial_Lodging_Existing_Space Heating_Natural Gas_Unit Heater_E2_Codes & Standards Forecast | Commercial | Lodging | Existing | Space Heating | Natural Gas | Unit Heater | E2 | Condensing | Codes & Standards Forecast | 0% | 0% | 0% | 0% | 0% | 100% | 100% | 100% | 100% | 100% | 100% | 100% | 100% | 100% | 100% | 100% | 100% | 100% | 100% | 100% | 100% | 100% | 100% | 100% | 100% | 100% | 100% | 100% | 100% | 100% | 100% | 100%
Commercial_Lodging_Existing_Space Heating_Natural Gas_Unit Heater_E3_Codes & Standards Forecast | Commercial | Lodging | Existing | Space Heating | Natural Gas | Unit Heater | E3 | Infrared Radiant | Codes & Standards Forecast | [30 empty] | 0% | 0% | bar: 2019 to 2048
Commercial_Lodging_Existing_Space Heating_Natural Gas_Unit Heater_E4_Codes & Standards Forecast | Commercial | Lodging | Existing | Space Heating | Natural Gas | Unit Heater | E4 |  | Codes & Standards Forecast | [30 empty] | 0% | 0% | bar: 2019 to 2048
Commercial_Lodging_Existing_Space Heating_Natural Gas_Unit Heater_E5_Codes & Standards Forecast | Commercial | Lodging | Existing | Space Heating | Natural Gas | Unit Heater | E5 |  | Codes & Standards Forecast | [30 empty] | 0% | 0% | bar: 2019 to 2048
Commercial_Lodging_Existing_Space Heating_Natural Gas_Unit Heater_E6_Codes & Standards Forecast | Commercial | Lodging | Existing | Space Heating | Natural Gas | Unit Heater | E6 |  | Codes & Standards Forecast | [30 empty] | 0% | 0% | bar: 2019 to 2048
Commercial_Lodging_Existing_Space Heating_Natural Gas_Unit Heater_E7_Codes & Standards Forecast | Commercial | Lodging | Existing | Space Heating | Natural Gas | Unit Heater | E7 |  | Codes & Standards Forecast | [30 empty] | 0% | 0% | bar: 2019 to 2048
Commercial_Lodging_Existing_Space Heating_Natural Gas_Unit Heater_E8_Codes & Standards Forecast | Commercial | Lodging | Existing | Space Heating | Natural Gas | Unit Heater | E8 |  | Codes & Standards Forecast | [30 empty] | 0% | 0% | bar: 2019 to 2048
Commercial_Lodging_Existing_Space Heating_Natural Gas_Unit Heater_E9_Codes & Standards Forecast | Commercial | Lodging | Existing | Space Heating | Natural Gas | Unit Heater | E9 |  | Codes & Standards Forecast | [30 empty] | 0% | 0% | bar: 2019 to 2048
Commercial_Lodging_Existing_Space Heating_Natural Gas_Unit Heater_E10_Codes & Standards Forecast | Commercial | Lodging | Existing | Space Heating | Natural Gas | Unit Heater | E10 |  | Codes & Standards Forecast | [30 empty] | 0% | 0% | bar: 2019 to 2048
Commercial_Lodging_Existing_Water Heating_Natural Gas_Water Heater_E1_Codes & Standards Forecast | Commercial | Lodging | Existing | Water Heating | Natural Gas | Water Heater | E1 | TE 80% | Codes & Standards Forecast | 100% | 100% | 100% | 100% | 100% | 100% | 100% | 100% | 100% | 100% | 100% | 100% | 100% | 100% | 100% | 100% | 100% | 100% | 100% | 100% | 100% | 100% | 100% | 100% | 100% | 100% | 100% | 100% | 100% | 100% | 100% | 100%
Commercial_Lodging_Existing_Water Heating_Natural Gas_Water Heater_E2_Codes & Standards Forecast | Commercial | Lodging | Existing | Water Heating | Natural Gas | Water Heater | E2 | TE 81% | Codes & Standards Forecast | [30 empty] | 0% | 0% | bar: 2019 to 2048
Commercial_Lodging_Existing_Water Heating_Natural Gas_Water Heater_E3_Codes & Standards Forecast | Commercial | Lodging | Existing | Water Heating | Natural Gas | Water Heater | E3 | TE 88% | Codes & Standards Forecast | [30 empty] | 0% | 0% | bar: 2019 to 2048
Commercial_Lodging_Existing_Water Heating_Natural Gas_Water Heater_E4_Codes & Standards Forecast | Commercial | Lodging | Existing | Water Heating | Natural Gas | Water Heater | E4 | TE 94% | Codes & Standards Forecast | [30 empty] | 0% | 0% | bar: 2019 to 2048
Commercial_Lodging_Existing_Water Heating_Natural Gas_Water Heater_E5_Codes & Standards Forecast | Commercial | Lodging | Existing | Water Heating | Natural Gas | Water Heater | E5 | TE 96% | Codes & Standards Forecast | [30 empty] | 0% | 0% | bar: 2019 to 2048
Commercial_Lodging_Existing_Water Heating_Natural Gas_Water Heater_E6_Codes & Standards Forecast | Commercial | Lodging | Existing | Water Heating | Natural Gas | Water Heater | E6 | Tankless | Codes & Standards Forecast | [30 empty] | 0% | 0% | bar: 2019 to 2048
Commercial_Lodging_Existing_Water Heating_Natural Gas_Water Heater_E7_Codes & Standards Forecast | Commercial | Lodging | Existing | Water Heating | Natural Gas | Water Heater | E7 | Gas-Fired Absorption HPWH | Codes & Standards Forecast | [30 empty] | 0% | 0% | bar: 2019 to 2048
Commercial_Lodging_Existing_Water Heating_Natural Gas_Water Heater_E8_Codes & Standards Forecast | Commercial | Lodging | Existing | Water Heating | Natural Gas | Water Heater | E8 |  | Codes & Standards Forecast | [30 empty] | 0% | 0% | bar: 2019 to 2048
Commercial_Lodging_Existing_Water Heating_Natural Gas_Water Heater_E9_Codes & Standards Forecast | Commercial | Lodging | Existing | Water Heating | Natural Gas | Water Heater | E9 |  | Codes & Standards Forecast | [30 empty] | 0% | 0% | bar: 2019 to 2048
Commercial_Lodging_Existing_Water Heating_Natural Gas_Water Heater_E10_Codes & Standards Forecast | Commercial | Lodging | Existing | Water Heating | Natural Gas | Water Heater | E10 |  | Codes & Standards Forecast | [30 empty] | 0% | 0% | bar: 2019 to 2048
Commercial_Lodging_Existing_Food Preparation_Natural Gas_Oven_E1_Codes & Standards Forecast | Commercial | Lodging | Existing | Food Preparation | Natural Gas | Oven | E1 | Standard | Codes & Standards Forecast | 100% | 100% | 100% | 100% | 100% | 100% | 100% | 100% | 100% | 100% | 100% | 100% | 100% | 100% | 100% | 100% | 100% | 100% | 100% | 100% | 100% | 100% | 100% | 100% | 100% | 100% | 100% | 100% | 100% | 100% | 100% | 100%
Commercial_Lodging_Existing_Food Preparation_Natural Gas_Oven_E2_Codes & Standards Forecast | Commercial | Lodging | Existing | Food Preparation | Natural Gas | Oven | E2 | ENERGY STAR (>44% Baking Efficiency) | Codes & Standards Forecast | [30 empty] | 0% | 0% | bar: 2019 to 2048
Commercial_Lodging_Existing_Food Preparation_Natural Gas_Oven_E3_Codes & Standards Forecast | Commercial | Lodging | Existing | Food Preparation | Natural Gas | Oven | E3 |  | Codes & Standards Forecast | [30 empty] | 0% | 0% | bar: 2019 to 2048
Commercial_Lodging_Existing_Food Preparation_Natural Gas_Oven_E4_Codes & Standards Forecast | Commercial | Lodging | Existing | Food Preparation | Natural Gas | Oven | E4 |  | Codes & Standards Forecast | [30 empty] | 0% | 0% | bar: 2019 to 2048
Commercial_Lodging_Existing_Food Preparation_Natural Gas_Oven_E5_Codes & Standards Forecast | Commercial | Lodging | Existing | Food Preparation | Natural Gas | Oven | E5 |  | Codes & Standards Forecast | [30 empty] | 0% | 0% | bar: 2019 to 2048
Commercial_Lodging_Existing_Food Preparation_Natural Gas_Oven_E6_Codes & Standards Forecast | Commercial | Lodging | Existing | Food Preparation | Natural Gas | Oven | E6 |  | Codes & Standards Forecast | [30 empty] | 0% | 0% | bar: 2019 to 2048
Commercial_Lodging_Existing_Food Preparation_Natural Gas_Oven_E7_Codes & Standards Forecast | Commercial | Lodging | Existing | Food Preparation | Natural Gas | Oven | E7 |  | Codes & Standards Forecast | [30 empty] | 0% | 0% | bar: 2019 to 2048
Commercial_Lodging_Existing_Food Preparation_Natural Gas_Oven_E8_Codes & Standards Forecast | Commercial | Lodging | Existing | Food Preparation | Natural Gas | Oven | E8 |  | Codes & Standards Forecast | [30 empty] | 0% | 0% | bar: 2019 to 2048
Commercial_Lodging_Existing_Food Preparation_Natural Gas_Oven_E9_Codes & Standards Forecast | Commercial | Lodging | Existing | Food Preparation | Natural Gas | Oven | E9 |  | Codes & Standards Forecast | [30 empty] | 0% | 0% | bar: 2019 to 2048
Commercial_Lodging_Existing_Food Preparation_Natural Gas_Oven_E10_Codes & Standards Forecast | Commercial | Lodging | Existing | Food Preparation | Natural Gas | Oven | E10 |  | Codes & Standards Forecast | [30 empty] | 0% | 0% | bar: 2019 to 2048
Commercial_Lodging_Existing_Food Preparation_Natural Gas_Conveyor Oven_E1_Codes & Standards Forecast | Commercial | Lodging | Existing | Food Preparation | Natural Gas | Conveyor Oven | E1 | Standard | Codes & Standards Forecast | 100% | 100% | 100% | 100% | 100% | 100% | 100% | 100% | 100% | 100% | 100% | 100% | 100% | 100% | 100% | 100% | 100% | 100% | 100% | 100% | 100% | 100% | 100% | 100% | 100% | 100% | 100% | 100% | 100% | 100% | 100% | 100%
Commercial_Lodging_Existing_Food Preparation_Natural Gas_Conveyor Oven_E2_Codes & Standards Forecast | Commercial | Lodging | Existing | Food Preparation | Natural Gas | Conveyor Oven | E2 | Efficient (>44% Baking Efficiency) | Codes & Standards Forecast | [30 empty] | 0% | 0% | bar: 2019 to 2048
Commercial_Lodging_Existing_Food Preparation_Natural Gas_Conveyor Oven_E3_Codes & Standards Forecast | Commercial | Lodging | Existing | Food Preparation | Natural Gas | Conveyor Oven | E3 |  | Codes & Standards Forecast | [30 empty] | 0% | 0% | bar: 2019 to 2048
Commercial_Lodging_Existing_Food Preparation_Natural Gas_Conveyor Oven_E4_Codes & Standards Forecast | Commercial | Lodging | Existing | Food Preparation | Natural Gas | Conveyor Oven | E4 |  | Codes & Standards Forecast | [30 empty] | 0% | 0% | bar: 2019 to 2048
Commercial_Lodging_Existing_Food Preparation_Natural Gas_Conveyor Oven_E5_Codes & Standards Forecast | Commercial | Lodging | Existing | Food Preparation | Natural Gas | Conveyor Oven | E5 |  | Codes & Standards Forecast | [30 empty] | 0% | 0% | bar: 2019 to 2048
Commercial_Lodging_Existing_Food Preparation_Natural Gas_Conveyor Oven_E6_Codes & Standards Forecast | Commercial | Lodging | Existing | Food Preparation | Natural Gas | Conveyor Oven | E6 |  | Codes & Standards Forecast | [30 empty] | 0% | 0% | bar: 2019 to 2048
Commercial_Lodging_Existing_Food Preparation_Natural Gas_Conveyor Oven_E7_Codes & Standards Forecast | Commercial | Lodging | Existing | Food Preparation | Natural Gas | Conveyor Oven | E7 |  | Codes & Standards Forecast | [30 empty] | 0% | 0% | bar: 2019 to 2048
Commercial_Lodging_Existing_Food Preparation_Natural Gas_Conveyor Oven_E8_Codes & Standards Forecast | Commercial | Lodging | Existing | Food Preparation | Natural Gas | Conveyor Oven | E8 |  | Codes & Standards Forecast | [30 empty] | 0% | 0% | bar: 2019 to 2048
Commercial_Lodging_Existing_Food Preparation_Natural Gas_Conveyor Oven_E9_Codes & Standards Forecast | Commercial | Lodging | Existing | Food Preparation | Natural Gas | Conveyor Oven | E9 |  | Codes & Standards Forecast | [30 empty] | 0% | 0% | bar: 2019 to 2048
Commercial_Lodging_Existing_Food Preparation_Natural Gas_Conveyor Oven_E10_Codes & Standards Forecast | Commercial | Lodging | Existing | Food Preparation | Natural Gas | Conveyor Oven | E10 |  | Codes & Standards Forecast | [30 empty] | 0% | 0% | bar: 2019 to 2048
Commercial_Lodging_Existing_Food Preparation_Natural Gas_Double Rack Oven_E1_Codes & Standards Forecast | Commercial | Lodging | Existing | Food Preparation | Natural Gas | Double Rack Oven | E1 | Standard | Codes & Standards Forecast | 100% | 100% | 100% | 100% | 100% | 100% | 100% | 100% | 100% | 100% | 100% | 100% | 100% | 100% | 100% | 100% | 100% | 100% | 100% | 100% | 100% | 100% | 100% | 100% | 100% | 100% | 100% | 100% | 100% | 100% | 100% | 100%
Commercial_Lodging_Existing_Food Preparation_Natural Gas_Double Rack Oven_E2_Codes & Standards Forecast | Commercial | Lodging | Existing | Food Preparation | Natural Gas | Double Rack Oven | E2 | FTSC Qualified (>50% Cooking Efficiency) | Codes & Standards Forecast | [30 empty] | 0% | 0% | bar: 2019 to 2048
Commercial_Lodging_Existing_Food Preparation_Natural Gas_Double Rack Oven_E3_Codes & Standards Forecast | Commercial | Lodging | Existing | Food Preparation | Natural Gas | Double Rack Oven | E3 |  | Codes & Standards Forecast | [30 empty] | 0% | 0% | bar: 2019 to 2048
Commercial_Lodging_Existing_Food Preparation_Natural Gas_Double Rack Oven_E4_Codes & Standards Forecast | Commercial | Lodging | Existing | Food Preparation | Natural Gas | Double Rack Oven | E4 |  | Codes & Standards Forecast | [30 empty] | 0% | 0% | bar: 2019 to 2048
Commercial_Lodging_Existing_Food Preparation_Natural Gas_Double Rack Oven_E5_Codes & Standards Forecast | Commercial | Lodging | Existing | Food Preparation | Natural Gas | Double Rack Oven | E5 |  | Codes & Standards Forecast | [30 empty] | 0% | 0% | bar: 2019 to 2048
Commercial_Lodging_Existing_Food Preparation_Natural Gas_Double Rack Oven_E6_Codes & Standards Forecast | Commercial | Lodging | Existing | Food Preparation | Natural Gas | Double Rack Oven | E6 |  | Codes & Standards Forecast | [30 empty] | 0% | 0% | bar: 2019 to 2048
Commercial_Lodging_Existing_Food Preparation_Natural Gas_Double Rack Oven_E7_Codes & Standards Forecast | Commercial | Lodging | Existing | Food Preparation | Natural Gas | Double Rack Oven | E7 |  | Codes & Standards Forecast | [30 empty] | 0% | 0% | bar: 2019 to 2048
Commercial_Lodging_Existing_Food Preparation_Natural Gas_Double Rack Oven_E8_Codes & Standards Forecast | Commercial | Lodging | Existing | Food Preparation | Natural Gas | Double Rack Oven | E8 |  | Codes & Standards Forecast | [30 empty] | 0% | 0% | bar: 2019 to 2048
Commercial_Lodging_Existing_Food Preparation_Natural Gas_Double Rack Oven_E9_Codes & Standards Forecast | Commercial | Lodging | Existing | Food Preparation | Natural Gas | Double Rack Oven | E9 |  | Codes & Standards Forecast | [30 empty] | 0% | 0% | bar: 2019 to 2048
Commercial_Lodging_Existing_Food Preparation_Natural Gas_Double Rack Oven_E10_Codes & Standards Forecast | Commercial | Lodging | Existing | Food Preparation | Natural Gas | Double Rack Oven | E10 |  | Codes & Standards Forecast | [30 empty] | 0% | 0% | bar: 2019 to 2048
Commercial_Lodging_Existing_Food Preparation_Natural Gas_Fryer_E1_Codes & Standards Forecast | Commercial | Lodging | Existing | Food Preparation | Natural Gas | Fryer | E1 | Standard | Codes & Standards Forecast | 100% | 100% | 100% | 0% | 0% | 0% | 0% | 0% | 0% | 0% | 0% | 0% | 0% | 0% | 0% | 0% | 0% | 0% | 0% | 0% | 0% | 0% | 0% | 0% | 0% | 0% | 0% | 0% | 0% | 0% | 0% | 0%
Commercial_Lodging_Existing_Food Preparation_Natural Gas_Fryer_E2_Codes & Standards Forecast | Commercial | Lodging | Existing | Food Preparation | Natural Gas | Fryer | E2 | ENERGY STAR | Codes & Standards Forecast | 0% | 0% | 0% | 100% | 100% | 100% | 100% | 100% | 100% | 100% | 100% | 100% | 100% | 100% | 100% | 100% | 100% | 100% | 100% | 100% | 100% | 100% | 100% | 100% | 100% | 100% | 100% | 100% | 100% | 100% | 100% | 100%
Commercial_Lodging_Existing_Food Preparation_Natural Gas_Fryer_E3_Codes & Standards Forecast | Commercial | Lodging | Existing | Food Preparation | Natural Gas | Fryer | E3 |  | Codes & Standards Forecast | [30 empty] | 0% | 0% | bar: 2019 to 2048
Commercial_Lodging_Existing_Food Preparation_Natural Gas_Fryer_E4_Codes & Standards Forecast | Commercial | Lodging | Existing | Food Preparation | Natural Gas | Fryer | E4 |  | Codes & Standards Forecast | [30 empty] | 0% | 0% | bar: 2019 to 2048
Commercial_Lodging_Existing_Food Preparation_Natural Gas_Fryer_E5_Codes & Standards Forecast | Commercial | Lodging | Existing | Food Preparation | Natural Gas | Fryer | E5 |  | Codes & Standards Forecast | [30 empty] | 0% | 0% | bar: 2019 to 2048
Commercial_Lodging_Existing_Food Preparation_Natural Gas_Fryer_E6_Codes & Standards Forecast | Commercial | Lodging | Existing | Food Preparation | Natural Gas | Fryer | E6 |  | Codes & Standards Forecast | [30 empty] | 0% | 0% | bar: 2019 to 2048
Commercial_Lodging_Existing_Food Preparation_Natural Gas_Fryer_E7_Codes & Standards Forecast | Commercial | Lodging | Existing | Food Preparation | Natural Gas | Fryer | E7 |  | Codes & Standards Forecast | [30 empty] | 0% | 0% | bar: 2019 to 2048
Commercial_Lodging_Existing_Food Preparation_Natural Gas_Fryer_E8_Codes & Standards Forecast | Commercial | Lodging | Existing | Food Preparation | Natural Gas | Fryer | E8 |  | Codes & Standards Forecast | [30 empty] | 0% | 0% | bar: 2019 to 2048
Commercial_Lodging_Existing_Food Preparation_Natural Gas_Fryer_E9_Codes & Standards Forecast | Commercial | Lodging | Existing | Food Preparation | Natural Gas | Fryer | E9 |  | Codes & Standards Forecast | [30 empty] | 0% | 0% | bar: 2019 to 2048
Commercial_Lodging_Existing_Food Preparation_Natural Gas_Fryer_E10_Codes & Standards Forecast | Commercial | Lodging | Existing | Food Preparation | Natural Gas | Fryer | E10 |  | Codes & Standards Forecast | [30 empty] | 0% | 0% | bar: 2019 to 2048
Commercial_Lodging_Existing_Food Preparation_Natural Gas_Broiler_E1_Codes & Standards Forecast | Commercial | Lodging | Existing | Food Preparation | Natural Gas | Broiler | E1 | Standard | Codes & Standards Forecast | 100% | 100% | 100% | 100% | 100% | 100% | 100% | 100% | 100% | 100% | 100% | 100% | 100% | 100% | 100% | 100% | 100% | 100% | 100% | 100% | 100% | 100% | 100% | 100% | 100% | 100% | 100% | 100% | 100% | 100% | 100% | 100%
Commercial_Lodging_Existing_Food Preparation_Natural Gas_Broiler_E2_Codes & Standards Forecast | Commercial | Lodging | Existing | Food Preparation | Natural Gas | Broiler | E2 | Infrared Burners | Codes & Standards Forecast | [30 empty] | 0% | 0% | bar: 2019 to 2048
Commercial_Lodging_Existing_Food Preparation_Natural Gas_Broiler_E3_Codes & Standards Forecast | Commercial | Lodging | Existing | Food Preparation | Natural Gas | Broiler | E3 |  | Codes & Standards Forecast | [30 empty] | 0% | 0% | bar: 2019 to 2048
Commercial_Lodging_Existing_Food Preparation_Natural Gas_Broiler_E4_Codes & Standards Forecast | Commercial | Lodging | Existing | Food Preparation | Natural Gas | Broiler | E4 |  | Codes & Standards Forecast | [30 empty] | 0% | 0% | bar: 2019 to 2048
Commercial_Lodging_Existing_Food Preparation_Natural Gas_Broiler_E5_Codes & Standards Forecast | Commercial | Lodging | Existing | Food Preparation | Natural Gas | Broiler | E5 |  | Codes & Standards Forecast | [30 empty] | 0% | 0% | bar: 2019 to 2048
Commercial_Lodging_Existing_Food Preparation_Natural Gas_Broiler_E6_Codes & Standards Forecast | Commercial | Lodging | Existing | Food Preparation | Natural Gas | Broiler | E6 |  | Codes & Standards Forecast | [30 empty] | 0% | 0% | bar: 2019 to 2048
Commercial_Lodging_Existing_Food Preparation_Natural Gas_Broiler_E7_Codes & Standards Forecast | Commercial | Lodging | Existing | Food Preparation | Natural Gas | Broiler | E7 |  | Codes & Standards Forecast | [30 empty] | 0% | 0% | bar: 2019 to 2048
Commercial_Lodging_Existing_Food Preparation_Natural Gas_Broiler_E8_Codes & Standards Forecast | Commercial | Lodging | Existing | Food Preparation | Natural Gas | Broiler | E8 |  | Codes & Standards Forecast | [30 empty] | 0% | 0% | bar: 2019 to 2048
Commercial_Lodging_Existing_Food Preparation_Natural Gas_Broiler_E9_Codes & Standards Forecast | Commercial | Lodging | Existing | Food Preparation | Natural Gas | Broiler | E9 |  | Codes & Standards Forecast | [30 empty] | 0% | 0% | bar: 2019 to 2048
Commercial_Lodging_Existing_Food Preparation_Natural Gas_Broiler_E10_Codes & Standards Forecast | Commercial | Lodging | Existing | Food Preparation | Natural Gas | Broiler | E10 |  | Codes & Standards Forecast | [30 empty] | 0% | 0% | bar: 2019 to 2048
Commercial_Lodging_Existing_Food Preparation_Natural Gas_Griddle_E1_Codes & Standards Forecast | Commercial | Lodging | Existing | Food Preparation | Natural Gas | Griddle | E1 | Standard | Codes & Standards Forecast | 100% | 100% | 100% | 100% | 100% | 100% | 100% | 100% | 100% | 100% | 100% | 100% | 100% | 100% | 100% | 100% | 100% | 100% | 100% | 100% | 100% | 100% | 100% | 100% | 100% | 100% | 100% | 100% | 100% | 100% | 100% | 100%
Commercial_Lodging_Existing_Food Preparation_Natural Gas_Griddle_E2_Codes & Standards Forecast | Commercial | Lodging | Existing | Food Preparation | Natural Gas | Griddle | E2 | ENERGY STAR | Codes & Standards Forecast | [30 empty] | 0% | 0% | bar: 2019 to 2048
Commercial_Lodging_Existing_Food Preparation_Natural Gas_Griddle_E3_Codes & Standards Forecast | Commercial | Lodging | Existing | Food Preparation | Natural Gas | Griddle | E3 |  | Codes & Standards Forecast | [30 empty] | 0% | 0% | bar: 2019 to 2048
Commercial_Lodging_Existing_Food Preparation_Natural Gas_Griddle_E4_Codes & Standards Forecast | Commercial | Lodging | Existing | Food Preparation | Natural Gas | Griddle | E4 |  | Codes & Standards Forecast | [30 empty] | 0% | 0% | bar: 2019 to 2048
Commercial_Lodging_Existing_Food Preparation_Natural Gas_Griddle_E5_Codes & Standards Forecast | Commercial | Lodging | Existing | Food Preparation | Natural Gas | Griddle | E5 |  | Codes & Standards Forecast | [30 empty] | 0% | 0% | bar: 2019 to 2048
Commercial_Lodging_Existing_Food Preparation_Natural Gas_Griddle_E6_Codes & Standards Forecast | Commercial | Lodging | Existing | Food Preparation | Natural Gas | Griddle | E6 |  | Codes & Standards Forecast | [30 empty] | 0% | 0% | bar: 2019 to 2048
Commercial_Lodging_Existing_Food Preparation_Natural Gas_Griddle_E7_Codes & Standards Forecast | Commercial | Lodging | Existing | Food Preparation | Natural Gas | Griddle | E7 |  | Codes & Standards Forecast | [30 empty] | 0% | 0% | bar: 2019 to 2048
Commercial_Lodging_Existing_Food Preparation_Natural Gas_Griddle_E8_Codes & Standards Forecast | Commercial | Lodging | Existing | Food Preparation | Natural Gas | Griddle | E8 |  | Codes & Standards Forecast | [30 empty] | 0% | 0% | bar: 2019 to 2048
Commercial_Lodging_Existing_Food Preparation_Natural Gas_Griddle_E9_Codes & Standards Forecast | Commercial | Lodging | Existing | Food Preparation | Natural Gas | Griddle | E9 |  | Codes & Standards Forecast | [30 empty] | 0% | 0% | bar: 2019 to 2048
Commercial_Lodging_Existing_Food Preparation_Natural Gas_Griddle_E10_Codes & Standards Forecast | Commercial | Lodging | Existing | Food Preparation | Natural Gas | Griddle | E10 |  | Codes & Standards Forecast | [30 empty] | 0% | 0% | bar: 2019 to 2048
Commercial_Lodging_Existing_Food Preparation_Natural Gas_Range_E1_Codes & Standards Forecast | Commercial | Lodging | Existing | Food Preparation | Natural Gas | Range | E1 | Standard | Codes & Standards Forecast | 100% | 100% | 100% | 100% | 100% | 100% | 100% | 100% | 100% | 100% | 100% | 100% | 100% | 100% | 100% | 100% | 100% | 100% | 100% | 100% | 100% | 100% | 100% | 100% | 100% | 100% | 100% | 100% | 100% | 100% | 100% | 100%
Commercial_Lodging_Existing_Food Preparation_Natural Gas_Range_E2_Codes & Standards Forecast | Commercial | Lodging | Existing | Food Preparation | Natural Gas | Range | E2 | High Efficiency | Codes & Standards Forecast | [30 empty] | 0% | 0% | bar: 2019 to 2048
Commercial_Lodging_Existing_Food Preparation_Natural Gas_Range_E3_Codes & Standards Forecast | Commercial | Lodging | Existing | Food Preparation | Natural Gas | Range | E3 |  | Codes & Standards Forecast | [30 empty] | 0% | 0% | bar: 2019 to 2048
Commercial_Lodging_Existing_Food Preparation_Natural Gas_Range_E4_Codes & Standards Forecast | Commercial | Lodging | Existing | Food Preparation | Natural Gas | Range | E4 |  | Codes & Standards Forecast | [30 empty] | 0% | 0% | bar: 2019 to 2048
Commercial_Lodging_Existing_Food Preparation_Natural Gas_Range_E5_Codes & Standards Forecast | Commercial | Lodging | Existing | Food Preparation | Natural Gas | Range | E5 |  | Codes & Standards Forecast | [30 empty] | 0% | 0% | bar: 2019 to 2048
Commercial_Lodging_Existing_Food Preparation_Natural Gas_Range_E6_Codes & Standards Forecast | Commercial | Lodging | Existing | Food Preparation | Natural Gas | Range | E6 |  | Codes & Standards Forecast | [30 empty] | 0% | 0% | bar: 2019 to 2048
Commercial_Lodging_Existing_Food Preparation_Natural Gas_Range_E7_Codes & Standards Forecast | Commercial | Lodging | Existing | Food Preparation | Natural Gas | Range | E7 |  | Codes & Standards Forecast | [30 empty] | 0% | 0% | bar: 2019 to 2048
Commercial_Lodging_Existing_Food Preparation_Natural Gas_Range_E8_Codes & Standards Forecast | Commercial | Lodging | Existing | Food Preparation | Natural Gas | Range | E8 |  | Codes & Standards Forecast | [30 empty] | 0% | 0% | bar: 2019 to 2048
Commercial_Lodging_Existing_Food Preparation_Natural Gas_Range_E9_Codes & Standards Forecast | Commercial | Lodging | Existing | Food Preparation | Natural Gas | Range | E9 |  | Codes & Standards Forecast | [30 empty] | 0% | 0% | bar: 2019 to 2048
Commercial_Lodging_Existing_Food Preparation_Natural Gas_Range_E10_Codes & Standards Forecast | Commercial | Lodging | Existing | Food Preparation | Natural Gas | Range | E10 |  | Codes & Standards Forecast | [30 empty] | 0% | 0% | bar: 2019 to 2048
Commercial_Lodging_Existing_Food Preparation_Natural Gas_Steamer_E1_Codes & Standards Forecast | Commercial | Lodging | Existing | Food Preparation | Natural Gas | Steamer | E1 | Standard | Codes & Standards Forecast | 100% | 100% | 100% | 0% | 0% | 0% | 0% | 0% | 0% | 0% | 0% | 0% | 0% | 0% | 0% | 0% | 0% | 0% | 0% | 0% | 0% | 0% | 0% | 0% | 0% | 0% | 0% | 0% | 0% | 0% | 0% | 0%
Commercial_Lodging_Existing_Food Preparation_Natural Gas_Steamer_E2_Codes & Standards Forecast | Commercial | Lodging | Existing | Food Preparation | Natural Gas | Steamer | E2 | ENERGY STAR | Codes & Standards Forecast | 0% | 0% | 0% | 100% | 100% | 100% | 100% | 100% | 100% | 100% | 100% | 100% | 100% | 100% | 100% | 100% | 100% | 100% | 100% | 100% | 100% | 100% | 100% | 100% | 100% | 100% | 100% | 100% | 100% | 100% | 100% | 100%
Commercial_Lodging_Existing_Food Preparation_Natural Gas_Steamer_E3_Codes & Standards Forecast | Commercial | Lodging | Existing | Food Preparation | Natural Gas | Steamer | E3 |  | Codes & Standards Forecast | [30 empty] | 0% | 0% | bar: 2019 to 2048
Commercial_Lodging_Existing_Food Preparation_Natural Gas_Steamer_E4_Codes & Standards Forecast | Commercial | Lodging | Existing | Food Preparation | Natural Gas | Steamer | E4 |  | Codes & Standards Forecast | [30 empty] | 0% | 0% | bar: 2019 to 2048
Commercial_Lodging_Existing_Food Preparation_Natural Gas_Steamer_E5_Codes & Standards Forecast | Commercial | Lodging | Existing | Food Preparation | Natural Gas | Steamer | E5 |  | Codes & Standards Forecast | [30 empty] | 0% | 0% | bar: 2019 to 2048
Commercial_Lodging_Existing_Food Preparation_Natural Gas_Steamer_E6_Codes & Standards Forecast | Commercial | Lodging | Existing | Food Preparation | Natural Gas | Steamer | E6 |  | Codes & Standards Forecast | [30 empty] | 0% | 0% | bar: 2019 to 2048
Commercial_Lodging_Existing_Food Preparation_Natural Gas_Steamer_E7_Codes & Standards Forecast | Commercial | Lodging | Existing | Food Preparation | Natural Gas | Steamer | E7 |  | Codes & Standards Forecast | [30 empty] | 0% | 0% | bar: 2019 to 2048
Commercial_Lodging_Existing_Food Preparation_Natural Gas_Steamer_E8_Codes & Standards Forecast | Commercial | Lodging | Existing | Food Preparation | Natural Gas | Steamer | E8 |  | Codes & Standards Forecast | [30 empty] | 0% | 0% | bar: 2019 to 2048
Commercial_Lodging_Existing_Food Preparation_Natural Gas_Steamer_E9_Codes & Standards Forecast | Commercial | Lodging | Existing | Food Preparation | Natural Gas | Steamer | E9 |  | Codes & Standards Forecast | [30 empty] | 0% | 0% | bar: 2019 to 2048
Commercial_Lodging_Existing_Food Preparation_Natural Gas_Steamer_E10_Codes & Standards Forecast | Commercial | Lodging | Existing | Food Preparation | Natural Gas | Steamer | E10 |  | Codes & Standards Forecast | [30 empty] | 0% | 0% | bar: 2019 to 2048
Commercial_Lodging_Existing_Food Preparation_Natural Gas_Food Prep Other_E1_Codes & Standards Forecast | Commercial | Lodging | Existing | Food Preparation | Natural Gas | Food Prep Other | E1 | Standard | Codes & Standards Forecast | 100% | 100% | 100% | 100% | 100% | 100% | 100% | 100% | 100% | 100% | 100% | 100% | 100% | 100% | 100% | 100% | 100% | 100% | 100% | 100% | 100% | 100% | 100% | 100% | 100% | 100% | 100% | 100% | 100% | 100% | 100% | 100%
Commercial_Lodging_Existing_Food Preparation_Natural Gas_Food Prep Other_E2_Codes & Standards Forecast | Commercial | Lodging | Existing | Food Preparation | Natural Gas | Food Prep Other | E2 | ENERGY STAR | Codes & Standards Forecast | [30 empty] | 0% | 0% | bar: 2019 to 2048
Commercial_Lodging_Existing_Food Preparation_Natural Gas_Food Prep Other_E3_Codes & Standards Forecast | Commercial | Lodging | Existing | Food Preparation | Natural Gas | Food Prep Other | E3 |  | Codes & Standards Forecast | [30 empty] | 0% | 0% | bar: 2019 to 2048
Commercial_Lodging_Existing_Food Preparation_Natural Gas_Food Prep Other_E4_Codes & Standards Forecast | Commercial | Lodging | Existing | Food Preparation | Natural Gas | Food Prep Other | E4 |  | Codes & Standards Forecast | [30 empty] | 0% | 0% | bar: 2019 to 2048
Commercial_Lodging_Existing_Food Preparation_Natural Gas_Food Prep Other_E5_Codes & Standards Forecast | Commercial | Lodging | Existing | Food Preparation | Natural Gas | Food Prep Other | E5 |  | Codes & Standards Forecast | [30 empty] | 0% | 0% | bar: 2019 to 2048
Commercial_Lodging_Existing_Food Preparation_Natural Gas_Food Prep Other_E6_Codes & Standards Forecast | Commercial | Lodging | Existing | Food Preparation | Natural Gas | Food Prep Other | E6 |  | Codes & Standards Forecast | [30 empty] | 0% | 0% | bar: 2019 to 2048
Commercial_Lodging_Existing_Food Preparation_Natural Gas_Food Prep Other_E7_Codes & Standards Forecast | Commercial | Lodging | Existing | Food Preparation | Natural Gas | Food Prep Other | E7 |  | Codes & Standards Forecast | [30 empty] | 0% | 0% | bar: 2019 to 2048
Commercial_Lodging_Existing_Food Preparation_Natural Gas_Food Prep Other_E8_Codes & Standards Forecast | Commercial | Lodging | Existing | Food Preparation | Natural Gas | Food Prep Other | E8 |  | Codes & Standards Forecast | [30 empty] | 0% | 0% | bar: 2019 to 2048
Commercial_Lodging_Existing_Food Preparation_Natural Gas_Food Prep Other_E9_Codes & Standards Forecast | Commercial | Lodging | Existing | Food Preparation | Natural Gas | Food Prep Other | E9 |  | Codes & Standards Forecast | [30 empty] | 0% | 0% | bar: 2019 to 2048
Commercial_Lodging_Existing_Food Preparation_Natural Gas_Food Prep Other_E10_Codes & Standards Forecast | Commercial | Lodging | Existing | Food Preparation | Natural Gas | Food Prep Other | E10 |  | Codes & Standards Forecast | [30 empty] | 0% | 0% | bar: 2019 to 2048
Commercial_Lodging_Existing_Miscellaneous_Natural Gas_Pool Heater_E1_Codes & Standards Forecast | Commercial | Lodging | Existing | Miscellaneous | Natural Gas | Pool Heater | E1 | Standard (EF .78) | Codes & Standards Forecast | 100% | 100% | 100% | 100% | 100% | 100% | 100% | 100% | 100% | 100% | 100% | 100% | 100% | 100% | 100% | 100% | 100% | 100% | 100% | 100% | 100% | 100% | 100% | 100% | 100% | 100% | 100% | 100% | 100% | 100% | 100% | 100%
Commercial_Lodging_Existing_Miscellaneous_Natural Gas_Pool Heater_E2_Codes & Standards Forecast | Commercial | Lodging | Existing | Miscellaneous | Natural Gas | Pool Heater | E2 | Condensing (EF .90) | Codes & Standards Forecast | [30 empty] | 0% | 0% | bar: 2019 to 2048
Commercial_Lodging_Existing_Miscellaneous_Natural Gas_Pool Heater_E3_Codes & Standards Forecast | Commercial | Lodging | Existing | Miscellaneous | Natural Gas | Pool Heater | E3 |  | Codes & Standards Forecast | [30 empty] | 0% | 0% | bar: 2019 to 2048
Commercial_Lodging_Existing_Miscellaneous_Natural Gas_Pool Heater_E4_Codes & Standards Forecast | Commercial | Lodging | Existing | Miscellaneous | Natural Gas | Pool Heater | E4 |  | Codes & Standards Forecast | [30 empty] | 0% | 0% | bar: 2019 to 2048
Commercial_Lodging_Existing_Miscellaneous_Natural Gas_Pool Heater_E5_Codes & Standards Forecast | Commercial | Lodging | Existing | Miscellaneous | Natural Gas | Pool Heater | E5 |  | Codes & Standards Forecast | [30 empty] | 0% | 0% | bar: 2019 to 2048
Commercial_Lodging_Existing_Miscellaneous_Natural Gas_Pool Heater_E6_Codes & Standards Forecast | Commercial | Lodging | Existing | Miscellaneous | Natural Gas | Pool Heater | E6 |  | Codes & Standards Forecast | [30 empty] | 0% | 0% | bar: 2019 to 2048
Commercial_Lodging_Existing_Miscellaneous_Natural Gas_Pool Heater_E7_Codes & Standards Forecast | Commercial | Lodging | Existing | Miscellaneous | Natural Gas | Pool Heater | E7 |  | Codes & Standards Forecast | [30 empty] | 0% | 0% | bar: 2019 to 2048
Commercial_Lodging_Existing_Miscellaneous_Natural Gas_Pool Heater_E8_Codes & Standards Forecast | Commercial | Lodging | Existing | Miscellaneous | Natural Gas | Pool Heater | E8 |  | Codes & Standards Forecast | [30 empty] | 0% | 0% | bar: 2019 to 2048
Commercial_Lodging_Existing_Miscellaneous_Natural Gas_Pool Heater_E9_Codes & Standards Forecast | Commercial | Lodging | Existing | Miscellaneous | Natural Gas | Pool Heater | E9 |  | Codes & Standards Forecast | [30 empty] | 0% | 0% | bar: 2019 to 2048
Commercial_Lodging_Existing_Miscellaneous_Natural Gas_Pool Heater_E10_Codes & Standards Forecast | Commercial | Lodging | Existing | Miscellaneous | Natural Gas | Pool Heater | E10 |  | Codes & Standards Forecast | [30 empty] | 0% | 0% | bar: 2019 to 2048
Commercial_Lodging_Existing_Miscellaneous_Natural Gas_Miscellaneous_E1_Codes & Standards Forecast | Commercial | Lodging | Existing | Miscellaneous | Natural Gas | Miscellaneous | E1 | Miscellaneous | Codes & Standards Forecast | 100% | 100% | 100% | 100% | 100% | 100% | 100% | 100% | 100% | 100% | 100% | 100% | 100% | 100% | 100% | 100% | 100% | 100% | 100% | 100% | 100% | 100% | 100% | 100% | 100% | 100% | 100% | 100% | 100% | 100% | 100% | 100%
Commercial_Lodging_Existing_Miscellaneous_Natural Gas_Miscellaneous_E2_Codes & Standards Forecast | Commercial | Lodging | Existing | Miscellaneous | Natural Gas | Miscellaneous | E2 |  | Codes & Standards Forecast | [30 empty] | 0% | 0% | bar: 2019 to 2048
Commercial_Lodging_Existing_Miscellaneous_Natural Gas_Miscellaneous_E3_Codes & Standards Forecast | Commercial | Lodging | Existing | Miscellaneous | Natural Gas | Miscellaneous | E3 |  | Codes & Standards Forecast | [30 empty] | 0% | 0% | bar: 2019 to 2048
Commercial_Lodging_Existing_Miscellaneous_Natural Gas_Miscellaneous_E4_Codes & Standards Forecast | Commercial | Lodging | Existing | Miscellaneous | Natural Gas | Miscellaneous | E4 |  | Codes & Standards Forecast | [30 empty] | 0% | 0% | bar: 2019 to 2048
Commercial_Lodging_Existing_Miscellaneous_Natural Gas_Miscellaneous_E5_Codes & Standards Forecast | Commercial | Lodging | Existing | Miscellaneous | Natural Gas | Miscellaneous | E5 |  | Codes & Standards Forecast | [30 empty] | 0% | 0% | bar: 2019 to 2048
Commercial_Lodging_Existing_Miscellaneous_Natural Gas_Miscellaneous_E6_Codes & Standards Forecast | Commercial | Lodging | Existing | Miscellaneous | Natural Gas | Miscellaneous | E6 |  | Codes & Standards Forecast | [30 empty] | 0% | 0% | bar: 2019 to 2048
Commercial_Lodging_Existing_Miscellaneous_Natural Gas_Miscellaneous_E7_Codes & Standards Forecast | Commercial | Lodging | Existing | Miscellaneous | Natural Gas | Miscellaneous | E7 |  | Codes & Standards Forecast | [30 empty] | 0% | 0% | bar: 2019 to 2048
Commercial_Lodging_Existing_Miscellaneous_Natural Gas_Miscellaneous_E8_Codes & Standards Forecast | Commercial | Lodging | Existing | Miscellaneous | Natural Gas | Miscellaneous | E8 |  | Codes & Standards Forecast | [30 empty] | 0% | 0% | bar: 2019 to 2048
Commercial_Lodging_Existing_Miscellaneous_Natural Gas_Miscellaneous_E9_Codes & Standards Forecast | Commercial | Lodging | Existing | Miscellaneous | Natural Gas | Miscellaneous | E9 |  | Codes & Standards Forecast | [30 empty] | 0% | 0% | bar: 2019 to 2048
Commercial_Lodging_Existing_Miscellaneous_Natural Gas_Miscellaneous_E10_Codes & Standards Forecast | Commercial | Lodging | Existing | Miscellaneous | Natural Gas | Miscellaneous | E10 |  | Codes & Standards Forecast | [30 empty] | 0% | 0% | bar: 2019 to 2048
Commercial_Lodging_New_Space Heating_Natural Gas_Furnace_E1_Codes & Standards Forecast | Commercial | Lodging | New | Space Heating | Natural Gas | Furnace | E1 | AFUE 80% (Standard) | Codes & Standards Forecast | 100% | 100% | 100% | 100% | 100% | 0% | 0% | 0% | 0% | 0% | 0% | 0% | 0% | 0% | 0% | 0% | 0% | 0% | 0% | 0% | 0% | 0% | 0% | 0% | 0% | 0% | 0% | 0% | 0% | 0% | 0% | 0%
Commercial_Lodging_New_Space Heating_Natural Gas_Furnace_E2_Codes & Standards Forecast | Commercial | Lodging | New | Space Heating | Natural Gas | Furnace | E2 | AFUE 90% | Codes & Standards Forecast | [30 empty] | 0% | 0% | bar: 2019 to 2048
Commercial_Lodging_New_Space Heating_Natural Gas_Furnace_E3_Codes & Standards Forecast | Commercial | Lodging | New | Space Heating | Natural Gas | Furnace | E3 | AFUE 96% | Codes & Standards Forecast | 0% | 0% | 0% | 0% | 0% | 100% | 100% | 100% | 100% | 100% | 100% | 100% | 100% | 100% | 100% | 100% | 100% | 100% | 100% | 100% | 100% | 100% | 100% | 100% | 100% | 100% | 100% | 100% | 100% | 100% | 100% | 100%
Commercial_Lodging_New_Space Heating_Natural Gas_Furnace_E4_Codes & Standards Forecast | Commercial | Lodging | New | Space Heating | Natural Gas | Furnace | E4 |  | Codes & Standards Forecast | [30 empty] | 0% | 0% | bar: 2019 to 2048
Commercial_Lodging_New_Space Heating_Natural Gas_Furnace_E5_Codes & Standards Forecast | Commercial | Lodging | New | Space Heating | Natural Gas | Furnace | E5 |  | Codes & Standards Forecast | [30 empty] | 0% | 0% | bar: 2019 to 2048
Commercial_Lodging_New_Space Heating_Natural Gas_Furnace_E6_Codes & Standards Forecast | Commercial | Lodging | New | Space Heating | Natural Gas | Furnace | E6 |  | Codes & Standards Forecast | [30 empty] | 0% | 0% | bar: 2019 to 2048
Commercial_Lodging_New_Space Heating_Natural Gas_Furnace_E7_Codes & Standards Forecast | Commercial | Lodging | New | Space Heating | Natural Gas | Furnace | E7 |  | Codes & Standards Forecast | [30 empty] | 0% | 0% | bar: 2019 to 2048
Commercial_Lodging_New_Space Heating_Natural Gas_Furnace_E8_Codes & Standards Forecast | Commercial | Lodging | New | Space Heating | Natural Gas | Furnace | E8 |  | Codes & Standards Forecast | [30 empty] | 0% | 0% | bar: 2019 to 2048
Commercial_Lodging_New_Space Heating_Natural Gas_Furnace_E9_Codes & Standards Forecast | Commercial | Lodging | New | Space Heating | Natural Gas | Furnace | E9 |  | Codes & Standards Forecast | [30 empty] | 0% | 0% | bar: 2019 to 2048
Commercial_Lodging_New_Space Heating_Natural Gas_Furnace_E10_Codes & Standards Forecast | Commercial | Lodging | New | Space Heating | Natural Gas | Furnace | E10 |  | Codes & Standards Forecast | [30 empty] | 0% | 0% | bar: 2019 to 2048
Commercial_Lodging_New_Space Heating_Natural Gas_Boiler_E1_Codes & Standards Forecast | Commercial | Lodging | New | Space Heating | Natural Gas | Boiler | E1 | AFUE 80% (Standard) | Codes & Standards Forecast | 100% | 100% | 100% | 100% | 100% | 0% | 0% | 0% | 0% | 0% | 0% | 0% | 0% | 0% | 0% | 0% | 0% | 0% | 0% | 0% | 0% | 0% | 0% | 0% | 0% | 0% | 0% | 0% | 0% | 0% | 0% | 0%
Commercial_Lodging_New_Space Heating_Natural Gas_Boiler_E2_Codes & Standards Forecast | Commercial | Lodging | New | Space Heating | Natural Gas | Boiler | E2 | AFUE 85% | Codes & Standards Forecast | [30 empty] | 0% | 0% | bar: 2019 to 2048
Commercial_Lodging_New_Space Heating_Natural Gas_Boiler_E3_Codes & Standards Forecast | Commercial | Lodging | New | Space Heating | Natural Gas | Boiler | E3 | AFUE 97% | Codes & Standards Forecast | 0% | 0% | 0% | 0% | 0% | 100% | 100% | 100% | 100% | 100% | 100% | 100% | 100% | 100% | 100% | 100% | 100% | 100% | 100% | 100% | 100% | 100% | 100% | 100% | 100% | 100% | 100% | 100% | 100% | 100% | 100% | 100%
Commercial_Lodging_New_Space Heating_Natural Gas_Boiler_E4_Codes & Standards Forecast | Commercial | Lodging | New | Space Heating | Natural Gas | Boiler | E4 | Convert to NG Air Source Heat Pump | Codes & Standards Forecast | [30 empty] | 0% | 0% | bar: 2019 to 2048
Commercial_Lodging_New_Space Heating_Natural Gas_Boiler_E5_Codes & Standards Forecast | Commercial | Lodging | New | Space Heating | Natural Gas | Boiler | E5 |  | Codes & Standards Forecast | [30 empty] | 0% | 0% | bar: 2019 to 2048
Commercial_Lodging_New_Space Heating_Natural Gas_Boiler_E6_Codes & Standards Forecast | Commercial | Lodging | New | Space Heating | Natural Gas | Boiler | E6 |  | Codes & Standards Forecast | [30 empty] | 0% | 0% | bar: 2019 to 2048
Commercial_Lodging_New_Space Heating_Natural Gas_Boiler_E7_Codes & Standards Forecast | Commercial | Lodging | New | Space Heating | Natural Gas | Boiler | E7 |  | Codes & Standards Forecast | [30 empty] | 0% | 0% | bar: 2019 to 2048
Commercial_Lodging_New_Space Heating_Natural Gas_Boiler_E8_Codes & Standards Forecast | Commercial | Lodging | New | Space Heating | Natural Gas | Boiler | E8 |  | Codes & Standards Forecast | [30 empty] | 0% | 0% | bar: 2019 to 2048
Commercial_Lodging_New_Space Heating_Natural Gas_Boiler_E9_Codes & Standards Forecast | Commercial | Lodging | New | Space Heating | Natural Gas | Boiler | E9 |  | Codes & Standards Forecast | [30 empty] | 0% | 0% | bar: 2019 to 2048
Commercial_Lodging_New_Space Heating_Natural Gas_Boiler_E10_Codes & Standards Forecast | Commercial | Lodging | New | Space Heating | Natural Gas | Boiler | E10 |  | Codes & Standards Forecast | [30 empty] | 0% | 0% | bar: 2019 to 2048
Commercial_Lodging_New_Space Heating_Natural Gas_Unit Heater_E1_Codes & Standards Forecast | Commercial | Lodging | New | Space Heating | Natural Gas | Unit Heater | E1 | Standard | Codes & Standards Forecast | 100% | 100% | 100% | 100% | 100% | 0% | 0% | 0% | 0% | 0% | 0% | 0% | 0% | 0% | 0% | 0% | 0% | 0% | 0% | 0% | 0% | 0% | 0% | 0% | 0% | 0% | 0% | 0% | 0% | 0% | 0% | 0%
Commercial_Lodging_New_Space Heating_Natural Gas_Unit Heater_E2_Codes & Standards Forecast | Commercial | Lodging | New | Space Heating | Natural Gas | Unit Heater | E2 | Condensing | Codes & Standards Forecast | 0% | 0% | 0% | 0% | 0% | 100% | 100% | 100% | 100% | 100% | 100% | 100% | 100% | 100% | 100% | 100% | 100% | 100% | 100% | 100% | 100% | 100% | 100% | 100% | 100% | 100% | 100% | 100% | 100% | 100% | 100% | 100%
Commercial_Lodging_New_Space Heating_Natural Gas_Unit Heater_E3_Codes & Standards Forecast | Commercial | Lodging | New | Space Heating | Natural Gas | Unit Heater | E3 | Infrared Radiant | Codes & Standards Forecast | [30 empty] | 0% | 0% | bar: 2019 to 2048
Commercial_Lodging_New_Space Heating_Natural Gas_Unit Heater_E4_Codes & Standards Forecast | Commercial | Lodging | New | Space Heating | Natural Gas | Unit Heater | E4 |  | Codes & Standards Forecast | [30 empty] | 0% | 0% | bar: 2019 to 2048
Commercial_Lodging_New_Space Heating_Natural Gas_Unit Heater_E5_Codes & Standards Forecast | Commercial | Lodging | New | Space Heating | Natural Gas | Unit Heater | E5 |  | Codes & Standards Forecast | [30 empty] | 0% | 0% | bar: 2019 to 2048
Commercial_Lodging_New_Space Heating_Natural Gas_Unit Heater_E6_Codes & Standards Forecast | Commercial | Lodging | New | Space Heating | Natural Gas | Unit Heater | E6 |  | Codes & Standards Forecast | [30 empty] | 0% | 0% | bar: 2019 to 2048
Commercial_Lodging_New_Space Heating_Natural Gas_Unit Heater_E7_Codes & Standards Forecast | Commercial | Lodging | New | Space Heating | Natural Gas | Unit Heater | E7 |  | Codes & Standards Forecast | [30 empty] | 0% | 0% | bar: 2019 to 2048
Commercial_Lodging_New_Space Heating_Natural Gas_Unit Heater_E8_Codes & Standards Forecast | Commercial | Lodging | New | Space Heating | Natural Gas | Unit Heater | E8 |  | Codes & Standards Forecast | [30 empty] | 0% | 0% | bar: 2019 to 2048
Commercial_Lodging_New_Space Heating_Natural Gas_Unit Heater_E9_Codes & Standards Forecast | Commercial | Lodging | New | Space Heating | Natural Gas | Unit Heater | E9 |  | Codes & Standards Forecast | [30 empty] | 0% | 0% | bar: 2019 to 2048
Commercial_Lodging_New_Space Heating_Natural Gas_Unit Heater_E10_Codes & Standards Forecast | Commercial | Lodging | New | Space Heating | Natural Gas | Unit Heater | E10 |  | Codes & Standards Forecast | [30 empty] | 0% | 0% | bar: 2019 to 2048
Commercial_Lodging_New_Water Heating_Natural Gas_Water Heater_E1_Codes & Standards Forecast | Commercial | Lodging | New | Water Heating | Natural Gas | Water Heater | E1 | TE 80% | Codes & Standards Forecast | [30 empty] | 1 | 1 | bar: 2019 to 2048
Commercial_Lodging_New_Water Heating_Natural Gas_Water Heater_E2_Codes & Standards Forecast | Commercial | Lodging | New | Water Heating | Natural Gas | Water Heater | E2 | TE 81% | Codes & Standards Forecast | 0 | 0 | 0 | 0 | 0 | 0 | 0 | 0 | 0 | 0 | 0 | 0 | 0 | 0 | 0 | 0 | 0 | 0 | 0 | 0 | 0 | 0 | 0 | 0 | 0 | 0 | 0 | 0 | 0 | 0 | 0 | 0
Commercial_Lodging_New_Water Heating_Natural Gas_Water Heater_E3_Codes & Standards Forecast | Commercial | Lodging | New | Water Heating | Natural Gas | Water Heater | E3 | TE 88% | Codes & Standards Forecast | 0 | 0 | 0 | 0 | 0 | 0 | 0 | 0 | 0 | 0 | 0 | 0 | 0 | 0 | 0 | 0 | 0 | 0 | 0 | 0 | 0 | 0 | 0 | 0 | 0 | 0 | 0 | 0 | 0 | 0 | 0 | 0
Commercial_Lodging_New_Water Heating_Natural Gas_Water Heater_E4_Codes & Standards Forecast | Commercial | Lodging | New | Water Heating | Natural Gas | Water Heater | E4 | TE 94% | Codes & Standards Forecast | 0 | 0 | 0 | 0 | 0 | 0 | 0 | 0 | 0 | 0 | 0 | 0 | 0 | 0 | 0 | 0 | 0 | 0 | 0 | 0 | 0 | 0 | 0 | 0 | 0 | 0 | 0 | 0 | 0 | 0 | 0 | 0
Commercial_Lodging_New_Water Heating_Natural Gas_Water Heater_E5_Codes & Standards Forecast | Commercial | Lodging | New | Water Heating | Natural Gas | Water Heater | E5 | TE 96% | Codes & Standards Forecast | 0 | 0 | 0 | 0 | 0 | 0 | 0 | 0 | 0 | 0 | 0 | 0 | 0 | 0 | 0 | 0 | 0 | 0 | 0 | 0 | 0 | 0 | 0 | 0 | 0 | 0 | 0 | 0 | 0 | 0 | 0 | 0
Commercial_Lodging_New_Water Heating_Natural Gas_Water Heater_E6_Codes & Standards Forecast | Commercial | Lodging | New | Water Heating | Natural Gas | Water Heater | E6 | Tankless | Codes & Standards Forecast | 0 | 0 | 0 | 0 | 0 | 0 | 0 | 0 | 0 | 0 | 0 | 0 | 0 | 0 | 0 | 0 | 0 | 0 | 0 | 0 | 0 | 0 | 0 | 0 | 0 | 0 | 0 | 0 | 0 | 0 | 0 | 0
Commercial_Lodging_New_Water Heating_Natural Gas_Water Heater_E7_Codes & Standards Forecast | Commercial | Lodging | New | Water Heating | Natural Gas | Water Heater | E7 | Gas-Fired Absorption HPWH | Codes & Standards Forecast | 0 | 0 | 0 | 0 | 0 | 0 | 0 | 0 | 0 | 0 | 0 | 0 | 0 | 0 | 0 | 0 | 0 | 0 | 0 | 0 | 0 | 0 | 0 | 0 | 0 | 0 | 0 | 0 | 0 | 0 | 0 | 0
Commercial_Lodging_New_Water Heating_Natural Gas_Water Heater_E8_Codes & Standards Forecast | Commercial | Lodging | New | Water Heating | Natural Gas | Water Heater | E8 |  | Codes & Standards Forecast | 0 | 0 | 0 | 0 | 0 | 0 | 0 | 0 | 0 | 0 | 0 | 0 | 0 | 0 | 0 | 0 | 0 | 0 | 0 | 0 | 0 | 0 | 0 | 0 | 0 | 0 | 0 | 0 | 0 | 0 | 0 | 0
Commercial_Lodging_New_Water Heating_Natural Gas_Water Heater_E9_Codes & Standards Forecast | Commercial | Lodging | New | Water Heating | Natural Gas | Water Heater | E9 |  | Codes & Standards Forecast | 0 | 0 | 0 | 0 | 0 | 0 | 0 | 0 | 0 | 0 | 0 | 0 | 0 | 0 | 0 | 0 | 0 | 0 | 0 | 0 | 0 | 0 | 0 | 0 | 0 | 0 | 0 | 0 | 0 | 0 | 0 | 0
Commercial_Lodging_New_Water Heating_Natural Gas_Water Heater_E10_Codes & Standards Forecast | Commercial | Lodging | New | Water Heating | Natural Gas | Water Heater | E10 |  | Codes & Standards Forecast | 0 | 0 | 0 | 0 | 0 | 0 | 0 | 0 | 0 | 0 | 0 | 0 | 0 | 0 | 0 | 0 | 0 | 0 | 0 | 0 | 0 | 0 | 0 | 0 | 0 | 0 | 0 | 0 | 0 | 0 | 0 | 0
Commercial_Lodging_New_Food Preparation_Natural Gas_Oven_E1_Codes & Standards Forecast | Commercial | Lodging | New | Food Preparation | Natural Gas | Oven | E1 | Standard | Codes & Standards Forecast | [30 empty] | 1 | 1 | bar: 2019 to 2048
Commercial_Lodging_New_Food Preparation_Natural Gas_Oven_E2_Codes & Standards Forecast | Commercial | Lodging | New | Food Preparation | Natural Gas | Oven | E2 | ENERGY STAR (>44% Baking Efficiency) | Codes & Standards Forecast | 0 | 0 | 0 | 0 | 0 | 0 | 0 | 0 | 0 | 0 | 0 | 0 | 0 | 0 | 0 | 0 | 0 | 0 | 0 | 0 | 0 | 0 | 0 | 0 | 0 | 0 | 0 | 0 | 0 | 0 | 0 | 0
Commercial_Lodging_New_Food Preparation_Natural Gas_Oven_E3_Codes & Standards Forecast | Commercial | Lodging | New | Food Preparation | Natural Gas | Oven | E3 |  | Codes & Standards Forecast | 0 | 0 | 0 | 0 | 0 | 0 | 0 | 0 | 0 | 0 | 0 | 0 | 0 | 0 | 0 | 0 | 0 | 0 | 0 | 0 | 0 | 0 | 0 | 0 | 0 | 0 | 0 | 0 | 0 | 0 | 0 | 0
Commercial_Lodging_New_Food Preparation_Natural Gas_Oven_E4_Codes & Standards Forecast | Commercial | Lodging | New | Food Preparation | Natural Gas | Oven | E4 |  | Codes & Standards Forecast | 0 | 0 | 0 | 0 | 0 | 0 | 0 | 0 | 0 | 0 | 0 | 0 | 0 | 0 | 0 | 0 | 0 | 0 | 0 | 0 | 0 | 0 | 0 | 0 | 0 | 0 | 0 | 0 | 0 | 0 | 0 | 0
Commercial_Lodging_New_Food Preparation_Natural Gas_Oven_E5_Codes & Standards Forecast | Commercial | Lodging | New | Food Preparation | Natural Gas | Oven | E5 |  | Codes & Standards Forecast | 0 | 0 | 0 | 0 | 0 | 0 | 0 | 0 | 0 | 0 | 0 | 0 | 0 | 0 | 0 | 0 | 0 | 0 | 0 | 0 | 0 | 0 | 0 | 0 | 0 | 0 | 0 | 0 | 0 | 0 | 0 | 0
Commercial_Lodging_New_Food Preparation_Natural Gas_Oven_E6_Codes & Standards Forecast | Commercial | Lodging | New | Food Preparation | Natural Gas | Oven | E6 |  | Codes & Standards Forecast | 0 | 0 | 0 | 0 | 0 | 0 | 0 | 0 | 0 | 0 | 0 | 0 | 0 | 0 | 0 | 0 | 0 | 0 | 0 | 0 | 0 | 0 | 0 | 0 | 0 | 0 | 0 | 0 | 0 | 0 | 0 | 0
Commercial_Lodging_New_Food Preparation_Natural Gas_Oven_E7_Codes & Standards Forecast | Commercial | Lodging | New | Food Preparation | Natural Gas | Oven | E7 |  | Codes & Standards Forecast | 0 | 0 | 0 | 0 | 0 | 0 | 0 | 0 | 0 | 0 | 0 | 0 | 0 | 0 | 0 | 0 | 0 | 0 | 0 | 0 | 0 | 0 | 0 | 0 | 0 | 0 | 0 | 0 | 0 | 0 | 0 | 0
Commercial_Lodging_New_Food Preparation_Natural Gas_Oven_E8_Codes & Standards Forecast | Commercial | Lodging | New | Food Preparation | Natural Gas | Oven | E8 |  | Codes & Standards Forecast | 0 | 0 | 0 | 0 | 0 | 0 | 0 | 0 | 0 | 0 | 0 | 0 | 0 | 0 | 0 | 0 | 0 | 0 | 0 | 0 | 0 | 0 | 0 | 0 | 0 | 0 | 0 | 0 | 0 | 0 | 0 | 0
Commercial_Lodging_New_Food Preparation_Natural Gas_Oven_E9_Codes & Standards Forecast | Commercial | Lodging | New | Food Preparation | Natural Gas | Oven | E9 |  | Codes & Standards Forecast | 0 | 0 | 0 | 0 | 0 | 0 | 0 | 0 | 0 | 0 | 0 | 0 | 0 | 0 | 0 | 0 | 0 | 0 | 0 | 0 | 0 | 0 | 0 | 0 | 0 | 0 | 0 | 0 | 0 | 0 | 0 | 0
Commercial_Lodging_New_Food Preparation_Natural Gas_Oven_E10_Codes & Standards Forecast | Commercial | Lodging | New | Food Preparation | Natural Gas | Oven | E10 |  | Codes & Standards Forecast | 0 | 0 | 0 | 0 | 0 | 0 | 0 | 0 | 0 | 0 | 0 | 0 | 0 | 0 | 0 | 0 | 0 | 0 | 0 | 0 | 0 | 0 | 0 | 0 | 0 | 0 | 0 | 0 | 0 | 0 | 0 | 0
Commercial_Lodging_New_Food Preparation_Natural Gas_Conveyor Oven_E1_Codes & Standards Forecast | Commercial | Lodging | New | Food Preparation | Natural Gas | Conveyor Oven | E1 | Standard | Codes & Standards Forecast | [30 empty] | 1 | 1 | bar: 2019 to 2048
Commercial_Lodging_New_Food Preparation_Natural Gas_Conveyor Oven_E2_Codes & Standards Forecast | Commercial | Lodging | New | Food Preparation | Natural Gas | Conveyor Oven | E2 | Efficient (>44% Baking Efficiency) | Codes & Standards Forecast | 0 | 0 | 0 | 0 | 0 | 0 | 0 | 0 | 0 | 0 | 0 | 0 | 0 | 0 | 0 | 0 | 0 | 0 | 0 | 0 | 0 | 0 | 0 | 0 | 0 | 0 | 0 | 0 | 0 | 0 | 0 | 0
Commercial_Lodging_New_Food Preparation_Natural Gas_Conveyor Oven_E3_Codes & Standards Forecast | Commercial | Lodging | New | Food Preparation | Natural Gas | Conveyor Oven | E3 |  | Codes & Standards Forecast | 0 | 0 | 0 | 0 | 0 | 0 | 0 | 0 | 0 | 0 | 0 | 0 | 0 | 0 | 0 | 0 | 0 | 0 | 0 | 0 | 0 | 0 | 0 | 0 | 0 | 0 | 0 | 0 | 0 | 0 | 0 | 0
Commercial_Lodging_New_Food Preparation_Natural Gas_Conveyor Oven_E4_Codes & Standards Forecast | Commercial | Lodging | New | Food Preparation | Natural Gas | Conveyor Oven | E4 |  | Codes & Standards Forecast | 0 | 0 | 0 | 0 | 0 | 0 | 0 | 0 | 0 | 0 | 0 | 0 | 0 | 0 | 0 | 0 | 0 | 0 | 0 | 0 | 0 | 0 | 0 | 0 | 0 | 0 | 0 | 0 | 0 | 0 | 0 | 0
Commercial_Lodging_New_Food Preparation_Natural Gas_Conveyor Oven_E5_Codes & Standards Forecast | Commercial | Lodging | New | Food Preparation | Natural Gas | Conveyor Oven | E5 |  | Codes & Standards Forecast | 0 | 0 | 0 | 0 | 0 | 0 | 0 | 0 | 0 | 0 | 0 | 0 | 0 | 0 | 0 | 0 | 0 | 0 | 0 | 0 | 0 | 0 | 0 | 0 | 0 | 0 | 0 | 0 | 0 | 0 | 0 | 0
Commercial_Lodging_New_Food Preparation_Natural Gas_Conveyor Oven_E6_Codes & Standards Forecast | Commercial | Lodging | New | Food Preparation | Natural Gas | Conveyor Oven | E6 |  | Codes & Standards Forecast | 0 | 0 | 0 | 0 | 0 | 0 | 0 | 0 | 0 | 0 | 0 | 0 | 0 | 0 | 0 | 0 | 0 | 0 | 0 | 0 | 0 | 0 | 0 | 0 | 0 | 0 | 0 | 0 | 0 | 0 | 0 | 0
Commercial_Lodging_New_Food Preparation_Natural Gas_Conveyor Oven_E7_Codes & Standards Forecast | Commercial | Lodging | New | Food Preparation | Natural Gas | Conveyor Oven | E7 |  | Codes & Standards Forecast | 0 | 0 | 0 | 0 | 0 | 0 | 0 | 0 | 0 | 0 | 0 | 0 | 0 | 0 | 0 | 0 | 0 | 0 | 0 | 0 | 0 | 0 | 0 | 0 | 0 | 0 | 0 | 0 | 0 | 0 | 0 | 0
Commercial_Lodging_New_Food Preparation_Natural Gas_Conveyor Oven_E8_Codes & Standards Forecast | Commercial | Lodging | New | Food Preparation | Natural Gas | Conveyor Oven | E8 |  | Codes & Standards Forecast | 0 | 0 | 0 | 0 | 0 | 0 | 0 | 0 | 0 | 0 | 0 | 0 | 0 | 0 | 0 | 0 | 0 | 0 | 0 | 0 | 0 | 0 | 0 | 0 | 0 | 0 | 0 | 0 | 0 | 0 | 0 | 0
Commercial_Lodging_New_Food Preparation_Natural Gas_Conveyor Oven_E9_Codes & Standards Forecast | Commercial | Lodging | New | Food Preparation | Natural Gas | Conveyor Oven | E9 |  | Codes & Standards Forecast | 0 | 0 | 0 | 0 | 0 | 0 | 0 | 0 | 0 | 0 | 0 | 0 | 0 | 0 | 0 | 0 | 0 | 0 | 0 | 0 | 0 | 0 | 0 | 0 | 0 | 0 | 0 | 0 | 0 | 0 | 0 | 0
Commercial_Lodging_New_Food Preparation_Natural Gas_Conveyor Oven_E10_Codes & Standards Forecast | Commercial | Lodging | New | Food Preparation | Natural Gas | Conveyor Oven | E10 |  | Codes & Standards Forecast | 0 | 0 | 0 | 0 | 0 | 0 | 0 | 0 | 0 | 0 | 0 | 0 | 0 | 0 | 0 | 0 | 0 | 0 | 0 | 0 | 0 | 0 | 0 | 0 | 0 | 0 | 0 | 0 | 0 | 0 | 0 | 0
Commercial_Lodging_New_Food Preparation_Natural Gas_Double Rack Oven_E1_Codes & Standards Forecast | Commercial | Lodging | New | Food Preparation | Natural Gas | Double Rack Oven | E1 | Standard | Codes & Standards Forecast | [30 empty] | 1 | 1 | bar: 2019 to 2048
Commercial_Lodging_New_Food Preparation_Natural Gas_Double Rack Oven_E2_Codes & Standards Forecast | Commercial | Lodging | New | Food Preparation | Natural Gas | Double Rack Oven | E2 | FTSC Qualified (>50% Cooking Efficiency) | Codes & Standards Forecast | 0 | 0 | 0 | 0 | 0 | 0 | 0 | 0 | 0 | 0 | 0 | 0 | 0 | 0 | 0 | 0 | 0 | 0 | 0 | 0 | 0 | 0 | 0 | 0 | 0 | 0 | 0 | 0 | 0 | 0 | 0 | 0
Commercial_Lodging_New_Food Preparation_Natural Gas_Double Rack Oven_E3_Codes & Standards Forecast | Commercial | Lodging | New | Food Preparation | Natural Gas | Double Rack Oven | E3 |  | Codes & Standards Forecast | 0 | 0 | 0 | 0 | 0 | 0 | 0 | 0 | 0 | 0 | 0 | 0 | 0 | 0 | 0 | 0 | 0 | 0 | 0 | 0 | 0 | 0 | 0 | 0 | 0 | 0 | 0 | 0 | 0 | 0 | 0 | 0
Commercial_Lodging_New_Food Preparation_Natural Gas_Double Rack Oven_E4_Codes & Standards Forecast | Commercial | Lodging | New | Food Preparation | Natural Gas | Double Rack Oven | E4 |  | Codes & Standards Forecast | 0 | 0 | 0 | 0 | 0 | 0 | 0 | 0 | 0 | 0 | 0 | 0 | 0 | 0 | 0 | 0 | 0 | 0 | 0 | 0 | 0 | 0 | 0 | 0 | 0 | 0 | 0 | 0 | 0 | 0 | 0 | 0
Commercial_Lodging_New_Food Preparation_Natural Gas_Double Rack Oven_E5_Codes & Standards Forecast | Commercial | Lodging | New | Food Preparation | Natural Gas | Double Rack Oven | E5 |  | Codes & Standards Forecast | 0 | 0 | 0 | 0 | 0 | 0 | 0 | 0 | 0 | 0 | 0 | 0 | 0 | 0 | 0 | 0 | 0 | 0 | 0 | 0 | 0 | 0 | 0 | 0 | 0 | 0 | 0 | 0 | 0 | 0 | 0 | 0
Commercial_Lodging_New_Food Preparation_Natural Gas_Double Rack Oven_E6_Codes & Standards Forecast | Commercial | Lodging | New | Food Preparation | Natural Gas | Double Rack Oven | E6 |  | Codes & Standards Forecast | 0 | 0 | 0 | 0 | 0 | 0 | 0 | 0 | 0 | 0 | 0 | 0 | 0 | 0 | 0 | 0 | 0 | 0 | 0 | 0 | 0 | 0 | 0 | 0 | 0 | 0 | 0 | 0 | 0 | 0 | 0 | 0
Commercial_Lodging_New_Food Preparation_Natural Gas_Double Rack Oven_E7_Codes & Standards Forecast | Commercial | Lodging | New | Food Preparation | Natural Gas | Double Rack Oven | E7 |  | Codes & Standards Forecast | 0 | 0 | 0 | 0 | 0 | 0 | 0 | 0 | 0 | 0 | 0 | 0 | 0 | 0 | 0 | 0 | 0 | 0 | 0 | 0 | 0 | 0 | 0 | 0 | 0 | 0 | 0 | 0 | 0 | 0 | 0 | 0
Commercial_Lodging_New_Food Preparation_Natural Gas_Double Rack Oven_E8_Codes & Standards Forecast | Commercial | Lodging | New | Food Preparation | Natural Gas | Double Rack Oven | E8 |  | Codes & Standards Forecast | 0 | 0 | 0 | 0 | 0 | 0 | 0 | 0 | 0 | 0 | 0 | 0 | 0 | 0 | 0 | 0 | 0 | 0 | 0 | 0 | 0 | 0 | 0 | 0 | 0 | 0 | 0 | 0 | 0 | 0 | 0 | 0
Commercial_Lodging_New_Food Preparation_Natural Gas_Double Rack Oven_E9_Codes & Standards Forecast | Commercial | Lodging | New | Food Preparation | Natural Gas | Double Rack Oven | E9 |  | Codes & Standards Forecast | 0 | 0 | 0 | 0 | 0 | 0 | 0 | 0 | 0 | 0 | 0 | 0 | 0 | 0 | 0 | 0 | 0 | 0 | 0 | 0 | 0 | 0 | 0 | 0 | 0 | 0 | 0 | 0 | 0 | 0 | 0 | 0
Commercial_Lodging_New_Food Preparation_Natural Gas_Double Rack Oven_E10_Codes & Standards Forecast | Commercial | Lodging | New | Food Preparation | Natural Gas | Double Rack Oven | E10 |  | Codes & Standards Forecast | 0 | 0 | 0 | 0 | 0 | 0 | 0 | 0 | 0 | 0 | 0 | 0 | 0 | 0 | 0 | 0 | 0 | 0 | 0 | 0 | 0 | 0 | 0 | 0 | 0 | 0 | 0 | 0 | 0 | 0 | 0 | 0
Commercial_Lodging_New_Food Preparation_Natural Gas_Fryer_E1_Codes & Standards Forecast | Commercial | Lodging | New | Food Preparation | Natural Gas | Fryer | E1 | Standard | Codes & Standards Forecast | 1 | 1 | 1 | 0 | 0 | 0 | 0 | 0 | 0 | 0 | 0 | 0 | 0 | 0 | 0 | 0 | 0 | 0 | 0 | 0 | 0 | 0 | 0 | 0 | 0 | 0 | 0 | 0 | 0 | 0 | 0 | 0
Commercial_Lodging_New_Food Preparation_Natural Gas_Fryer_E2_Codes & Standards Forecast | Commercial | Lodging | New | Food Preparation | Natural Gas | Fryer | E2 | ENERGY STAR | Codes & Standards Forecast | 0 | 0 | 0 | 1 | 1 | 1 | 1 | 1 | 1 | 1 | 1 | 1 | 1 | 1 | 1 | 1 | 1 | 1 | 1 | 1 | 1 | 1 | 1 | 1 | 1 | 1 | 1 | 1 | 1 | 1 | 1 | 1
Commercial_Lodging_New_Food Preparation_Natural Gas_Fryer_E3_Codes & Standards Forecast | Commercial | Lodging | New | Food Preparation | Natural Gas | Fryer | E3 |  | Codes & Standards Forecast | 0 | 0 | 0 | 0 | 0 | 0 | 0 | 0 | 0 | 0 | 0 | 0 | 0 | 0 | 0 | 0 | 0 | 0 | 0 | 0 | 0 | 0 | 0 | 0 | 0 | 0 | 0 | 0 | 0 | 0 | 0 | 0
Commercial_Lodging_New_Food Preparation_Natural Gas_Fryer_E4_Codes & Standards Forecast | Commercial | Lodging | New | Food Preparation | Natural Gas | Fryer | E4 |  | Codes & Standards Forecast | 0 | 0 | 0 | 0 | 0 | 0 | 0 | 0 | 0 | 0 | 0 | 0 | 0 | 0 | 0 | 0 | 0 | 0 | 0 | 0 | 0 | 0 | 0 | 0 | 0 | 0 | 0 | 0 | 0 | 0 | 0 | 0
Commercial_Lodging_New_Food Preparation_Natural Gas_Fryer_E5_Codes & Standards Forecast | Commercial | Lodging | New | Food Preparation | Natural Gas | Fryer | E5 |  | Codes & Standards Forecast | 0 | 0 | 0 | 0 | 0 | 0 | 0 | 0 | 0 | 0 | 0 | 0 | 0 | 0 | 0 | 0 | 0 | 0 | 0 | 0 | 0 | 0 | 0 | 0 | 0 | 0 | 0 | 0 | 0 | 0 | 0 | 0
Commercial_Lodging_New_Food Preparation_Natural Gas_Fryer_E6_Codes & Standards Forecast | Commercial | Lodging | New | Food Preparation | Natural Gas | Fryer | E6 |  | Codes & Standards Forecast | 0 | 0 | 0 | 0 | 0 | 0 | 0 | 0 | 0 | 0 | 0 | 0 | 0 | 0 | 0 | 0 | 0 | 0 | 0 | 0 | 0 | 0 | 0 | 0 | 0 | 0 | 0 | 0 | 0 | 0 | 0 | 0
Commercial_Lodging_New_Food Preparation_Natural Gas_Fryer_E7_Codes & Standards Forecast | Commercial | Lodging | New | Food Preparation | Natural Gas | Fryer | E7 |  | Codes & Standards Forecast | 0 | 0 | 0 | 0 | 0 | 0 | 0 | 0 | 0 | 0 | 0 | 0 | 0 | 0 | 0 | 0 | 0 | 0 | 0 | 0 | 0 | 0 | 0 | 0 | 0 | 0 | 0 | 0 | 0 | 0 | 0 | 0
Commercial_Lodging_New_Food Preparation_Natural Gas_Fryer_E8_Codes & Standards Forecast | Commercial | Lodging | New | Food Preparation | Natural Gas | Fryer | E8 |  | Codes & Standards Forecast | 0 | 0 | 0 | 0 | 0 | 0 | 0 | 0 | 0 | 0 | 0 | 0 | 0 | 0 | 0 | 0 | 0 | 0 | 0 | 0 | 0 | 0 | 0 | 0 | 0 | 0 | 0 | 0 | 0 | 0 | 0 | 0
Commercial_Lodging_New_Food Preparation_Natural Gas_Fryer_E9_Codes & Standards Forecast | Commercial | Lodging | New | Food Preparation | Natural Gas | Fryer | E9 |  | Codes & Standards Forecast | 0 | 0 | 0 | 0 | 0 | 0 | 0 | 0 | 0 | 0 | 0 | 0 | 0 | 0 | 0 | 0 | 0 | 0 | 0 | 0 | 0 | 0 | 0 | 0 | 0 | 0 | 0 | 0 | 0 | 0 | 0 | 0
Commercial_Lodging_New_Food Preparation_Natural Gas_Fryer_E10_Codes & Standards Forecast | Commercial | Lodging | New | Food Preparation | Natural Gas | Fryer | E10 |  | Codes & Standards Forecast | 0 | 0 | 0 | 0 | 0 | 0 | 0 | 0 | 0 | 0 | 0 | 0 | 0 | 0 | 0 | 0 | 0 | 0 | 0 | 0 | 0 | 0 | 0 | 0 | 0 | 0 | 0 | 0 | 0 | 0 | 0 | 0
Commercial_Lodging_New_Food Preparation_Natural Gas_Broiler_E1_Codes & Standards Forecast | Commercial | Lodging | New | Food Preparation | Natural Gas | Broiler | E1 | Standard | Codes & Standards Forecast | [30 empty] | 1 | 1 | bar: 2019 to 2048
Commercial_Lodging_New_Food Preparation_Natural Gas_Broiler_E2_Codes & Standards Forecast | Commercial | Lodging | New | Food Preparation | Natural Gas | Broiler | E2 | Infrared Burners | Codes & Standards Forecast | 0 | 0 | 0 | 0 | 0 | 0 | 0 | 0 | 0 | 0 | 0 | 0 | 0 | 0 | 0 | 0 | 0 | 0 | 0 | 0 | 0 | 0 | 0 | 0 | 0 | 0 | 0 | 0 | 0 | 0 | 0 | 0
Commercial_Lodging_New_Food Preparation_Natural Gas_Broiler_E3_Codes & Standards Forecast | Commercial | Lodging | New | Food Preparation | Natural Gas | Broiler | E3 |  | Codes & Standards Forecast | 0 | 0 | 0 | 0 | 0 | 0 | 0 | 0 | 0 | 0 | 0 | 0 | 0 | 0 | 0 | 0 | 0 | 0 | 0 | 0 | 0 | 0 | 0 | 0 | 0 | 0 | 0 | 0 | 0 | 0 | 0 | 0
Commercial_Lodging_New_Food Preparation_Natural Gas_Broiler_E4_Codes & Standards Forecast | Commercial | Lodging | New | Food Preparation | Natural Gas | Broiler | E4 |  | Codes & Standards Forecast | 0 | 0 | 0 | 0 | 0 | 0 | 0 | 0 | 0 | 0 | 0 | 0 | 0 | 0 | 0 | 0 | 0 | 0 | 0 | 0 | 0 | 0 | 0 | 0 | 0 | 0 | 0 | 0 | 0 | 0 | 0 | 0
Commercial_Lodging_New_Food Preparation_Natural Gas_Broiler_E5_Codes & Standards Forecast | Commercial | Lodging | New | Food Preparation | Natural Gas | Broiler | E5 |  | Codes & Standards Forecast | 0 | 0 | 0 | 0 | 0 | 0 | 0 | 0 | 0 | 0 | 0 | 0 | 0 | 0 | 0 | 0 | 0 | 0 | 0 | 0 | 0 | 0 | 0 | 0 | 0 | 0 | 0 | 0 | 0 | 0 | 0 | 0
Commercial_Lodging_New_Food Preparation_Natural Gas_Broiler_E6_Codes & Standards Forecast | Commercial | Lodging | New | Food Preparation | Natural Gas | Broiler | E6 |  | Codes & Standards Forecast | 0 | 0 | 0 | 0 | 0 | 0 | 0 | 0 | 0 | 0 | 0 | 0 | 0 | 0 | 0 | 0 | 0 | 0 | 0 | 0 | 0 | 0 | 0 | 0 | 0 | 0 | 0 | 0 | 0 | 0 | 0 | 0
Commercial_Lodging_New_Food Preparation_Natural Gas_Broiler_E7_Codes & Standards Forecast | Commercial | Lodging | New | Food Preparation | Natural Gas | Broiler | E7 |  | Codes & Standards Forecast | 0 | 0 | 0 | 0 | 0 | 0 | 0 | 0 | 0 | 0 | 0 | 0 | 0 | 0 | 0 | 0 | 0 | 0 | 0 | 0 | 0 | 0 | 0 | 0 | 0 | 0 | 0 | 0 | 0 | 0 | 0 | 0
Commercial_Lodging_New_Food Preparation_Natural Gas_Broiler_E8_Codes & Standards Forecast | Commercial | Lodging | New | Food Preparation | Natural Gas | Broiler | E8 |  | Codes & Standards Forecast | 0 | 0 | 0 | 0 | 0 | 0 | 0 | 0 | 0 | 0 | 0 | 0 | 0 | 0 | 0 | 0 | 0 | 0 | 0 | 0 | 0 | 0 | 0 | 0 | 0 | 0 | 0 | 0 | 0 | 0 | 0 | 0
Commercial_Lodging_New_Food Preparation_Natural Gas_Broiler_E9_Codes & Standards Forecast | Commercial | Lodging | New | Food Preparation | Natural Gas | Broiler | E9 |  | Codes & Standards Forecast | 0 | 0 | 0 | 0 | 0 | 0 | 0 | 0 | 0 | 0 | 0 | 0 | 0 | 0 | 0 | 0 | 0 | 0 | 0 | 0 | 0 | 0 | 0 | 0 | 0 | 0 | 0 | 0 | 0 | 0 | 0 | 0
Commercial_Lodging_New_Food Preparation_Natural Gas_Broiler_E10_Codes & Standards Forecast | Commercial | Lodging | New | Food Preparation | Natural Gas | Broiler | E10 |  | Codes & Standards Forecast | 0 | 0 | 0 | 0 | 0 | 0 | 0 | 0 | 0 | 0 | 0 | 0 | 0 | 0 | 0 | 0 | 0 | 0 | 0 | 0 | 0 | 0 | 0 | 0 | 0 | 0 | 0 | 0 | 0 | 0 | 0 | 0
Commercial_Lodging_New_Food Preparation_Natural Gas_Griddle_E1_Codes & Standards Forecast | Commercial | Lodging | New | Food Preparation | Natural Gas | Griddle | E1 | Standard | Codes & Standards Forecast | [30 empty] | 1 | 1 | bar: 2019 to 2048
Commercial_Lodging_New_Food Preparation_Natural Gas_Griddle_E2_Codes & Standards Forecast | Commercial | Lodging | New | Food Preparation | Natural Gas | Griddle | E2 | ENERGY STAR | Codes & Standards Forecast | 0 | 0 | 0 | 0 | 0 | 0 | 0 | 0 | 0 | 0 | 0 | 0 | 0 | 0 | 0 | 0 | 0 | 0 | 0 | 0 | 0 | 0 | 0 | 0 | 0 | 0 | 0 | 0 | 0 | 0 | 0 | 0
Commercial_Lodging_New_Food Preparation_Natural Gas_Griddle_E3_Codes & Standards Forecast | Commercial | Lodging | New | Food Preparation | Natural Gas | Griddle | E3 |  | Codes & Standards Forecast | 0 | 0 | 0 | 0 | 0 | 0 | 0 | 0 | 0 | 0 | 0 | 0 | 0 | 0 | 0 | 0 | 0 | 0 | 0 | 0 | 0 | 0 | 0 | 0 | 0 | 0 | 0 | 0 | 0 | 0 | 0 | 0
Commercial_Lodging_New_Food Preparation_Natural Gas_Griddle_E4_Codes & Standards Forecast | Commercial | Lodging | New | Food Preparation | Natural Gas | Griddle | E4 |  | Codes & Standards Forecast | 0 | 0 | 0 | 0 | 0 | 0 | 0 | 0 | 0 | 0 | 0 | 0 | 0 | 0 | 0 | 0 | 0 | 0 | 0 | 0 | 0 | 0 | 0 | 0 | 0 | 0 | 0 | 0 | 0 | 0 | 0 | 0
Commercial_Lodging_New_Food Preparation_Natural Gas_Griddle_E5_Codes & Standards Forecast | Commercial | Lodging | New | Food Preparation | Natural Gas | Griddle | E5 |  | Codes & Standards Forecast | 0 | 0 | 0 | 0 | 0 | 0 | 0 | 0 | 0 | 0 | 0 | 0 | 0 | 0 | 0 | 0 | 0 | 0 | 0 | 0 | 0 | 0 | 0 | 0 | 0 | 0 | 0 | 0 | 0 | 0 | 0 | 0
Commercial_Lodging_New_Food Preparation_Natural Gas_Griddle_E6_Codes & Standards Forecast | Commercial | Lodging | New | Food Preparation | Natural Gas | Griddle | E6 |  | Codes & Standards Forecast | 0 | 0 | 0 | 0 | 0 | 0 | 0 | 0 | 0 | 0 | 0 | 0 | 0 | 0 | 0 | 0 | 0 | 0 | 0 | 0 | 0 | 0 | 0 | 0 | 0 | 0 | 0 | 0 | 0 | 0 | 0 | 0
Commercial_Lodging_New_Food Preparation_Natural Gas_Griddle_E7_Codes & Standards Forecast | Commercial | Lodging | New | Food Preparation | Natural Gas | Griddle | E7 |  | Codes & Standards Forecast | 0 | 0 | 0 | 0 | 0 | 0 | 0 | 0 | 0 | 0 | 0 | 0 | 0 | 0 | 0 | 0 | 0 | 0 | 0 | 0 | 0 | 0 | 0 | 0 | 0 | 0 | 0 | 0 | 0 | 0 | 0 | 0
Commercial_Lodging_New_Food Preparation_Natural Gas_Griddle_E8_Codes & Standards Forecast | Commercial | Lodging | New | Food Preparation | Natural Gas | Griddle | E8 |  | Codes & Standards Forecast | 0 | 0 | 0 | 0 | 0 | 0 | 0 | 0 | 0 | 0 | 0 | 0 | 0 | 0 | 0 | 0 | 0 | 0 | 0 | 0 | 0 | 0 | 0 | 0 | 0 | 0 | 0 | 0 | 0 | 0 | 0 | 0
Commercial_Lodging_New_Food Preparation_Natural Gas_Griddle_E9_Codes & Standards Forecast | Commercial | Lodging | New | Food Preparation | Natural Gas | Griddle | E9 |  | Codes & Standards Forecast | 0 | 0 | 0 | 0 | 0 | 0 | 0 | 0 | 0 | 0 | 0 | 0 | 0 | 0 | 0 | 0 | 0 | 0 | 0 | 0 | 0 | 0 | 0 | 0 | 0 | 0 | 0 | 0 | 0 | 0 | 0 | 0
Commercial_Lodging_New_Food Preparation_Natural Gas_Griddle_E10_Codes & Standards Forecast | Commercial | Lodging | New | Food Preparation | Natural Gas | Griddle | E10 |  | Codes & Standards Forecast | 0 | 0 | 0 | 0 | 0 | 0 | 0 | 0 | 0 | 0 | 0 | 0 | 0 | 0 | 0 | 0 | 0 | 0 | 0 | 0 | 0 | 0 | 0 | 0 | 0 | 0 | 0 | 0 | 0 | 0 | 0 | 0
Commercial_Lodging_New_Food Preparation_Natural Gas_Range_E1_Codes & Standards Forecast | Commercial | Lodging | New | Food Preparation | Natural Gas | Range | E1 | Standard | Codes & Standards Forecast | [30 empty] | 1 | 1 | bar: 2019 to 2048
Commercial_Lodging_New_Food Preparation_Natural Gas_Range_E2_Codes & Standards Forecast | Commercial | Lodging | New | Food Preparation | Natural Gas | Range | E2 | High Efficiency | Codes & Standards Forecast | 0 | 0 | 0 | 0 | 0 | 0 | 0 | 0 | 0 | 0 | 0 | 0 | 0 | 0 | 0 | 0 | 0 | 0 | 0 | 0 | 0 | 0 | 0 | 0 | 0 | 0 | 0 | 0 | 0 | 0 | 0 | 0
Commercial_Lodging_New_Food Preparation_Natural Gas_Range_E3_Codes & Standards Forecast | Commercial | Lodging | New | Food Preparation | Natural Gas | Range | E3 |  | Codes & Standards Forecast | 0 | 0 | 0 | 0 | 0 | 0 | 0 | 0 | 0 | 0 | 0 | 0 | 0 | 0 | 0 | 0 | 0 | 0 | 0 | 0 | 0 | 0 | 0 | 0 | 0 | 0 | 0 | 0 | 0 | 0 | 0 | 0
Commercial_Lodging_New_Food Preparation_Natural Gas_Range_E4_Codes & Standards Forecast | Commercial | Lodging | New | Food Preparation | Natural Gas | Range | E4 |  | Codes & Standards Forecast | 0 | 0 | 0 | 0 | 0 | 0 | 0 | 0 | 0 | 0 | 0 | 0 | 0 | 0 | 0 | 0 | 0 | 0 | 0 | 0 | 0 | 0 | 0 | 0 | 0 | 0 | 0 | 0 | 0 | 0 | 0 | 0
Commercial_Lodging_New_Food Preparation_Natural Gas_Range_E5_Codes & Standards Forecast | Commercial | Lodging | New | Food Preparation | Natural Gas | Range | E5 |  | Codes & Standards Forecast | 0 | 0 | 0 | 0 | 0 | 0 | 0 | 0 | 0 | 0 | 0 | 0 | 0 | 0 | 0 | 0 | 0 | 0 | 0 | 0 | 0 | 0 | 0 | 0 | 0 | 0 | 0 | 0 | 0 | 0 | 0 | 0
Commercial_Lodging_New_Food Preparation_Natural Gas_Range_E6_Codes & Standards Forecast | Commercial | Lodging | New | Food Preparation | Natural Gas | Range | E6 |  | Codes & Standards Forecast | 0 | 0 | 0 | 0 | 0 | 0 | 0 | 0 | 0 | 0 | 0 | 0 | 0 | 0 | 0 | 0 | 0 | 0 | 0 | 0 | 0 | 0 | 0 | 0 | 0 | 0 | 0 | 0 | 0 | 0 | 0 | 0
Commercial_Lodging_New_Food Preparation_Natural Gas_Range_E7_Codes & Standards Forecast | Commercial | Lodging | New | Food Preparation | Natural Gas | Range | E7 |  | Codes & Standards Forecast | 0 | 0 | 0 | 0 | 0 | 0 | 0 | 0 | 0 | 0 | 0 | 0 | 0 | 0 | 0 | 0 | 0 | 0 | 0 | 0 | 0 | 0 | 0 | 0 | 0 | 0 | 0 | 0 | 0 | 0 | 0 | 0
Commercial_Lodging_New_Food Preparation_Natural Gas_Range_E8_Codes & Standards Forecast | Commercial | Lodging | New | Food Preparation | Natural Gas | Range | E8 |  | Codes & Standards Forecast | 0 | 0 | 0 | 0 | 0 | 0 | 0 | 0 | 0 | 0 | 0 | 0 | 0 | 0 | 0 | 0 | 0 | 0 | 0 | 0 | 0 | 0 | 0 | 0 | 0 | 0 | 0 | 0 | 0 | 0 | 0 | 0
Commercial_Lodging_New_Food Preparation_Natural Gas_Range_E9_Codes & Standards Forecast | Commercial | Lodging | New | Food Preparation | Natural Gas | Range | E9 |  | Codes & Standards Forecast | 0 | 0 | 0 | 0 | 0 | 0 | 0 | 0 | 0 | 0 | 0 | 0 | 0 | 0 | 0 | 0 | 0 | 0 | 0 | 0 | 0 | 0 | 0 | 0 | 0 | 0 | 0 | 0 | 0 | 0 | 0 | 0
Commercial_Lodging_New_Food Preparation_Natural Gas_Range_E10_Codes & Standards Forecast | Commercial | Lodging | New | Food Preparation | Natural Gas | Range | E10 |  | Codes & Standards Forecast | 0 | 0 | 0 | 0 | 0 | 0 | 0 | 0 | 0 | 0 | 0 | 0 | 0 | 0 | 0 | 0 | 0 | 0 | 0 | 0 | 0 | 0 | 0 | 0 | 0 | 0 | 0 | 0 | 0 | 0 | 0 | 0
Commercial_Lodging_New_Food Preparation_Natural Gas_Steamer_E1_Codes & Standards Forecast | Commercial | Lodging | New | Food Preparation | Natural Gas | Steamer | E1 | Standard | Codes & Standards Forecast | 1 | 1 | 1 | 0 | 0 | 0 | 0 | 0 | 0 | 0 | 0 | 0 | 0 | 0 | 0 | 0 | 0 | 0 | 0 | 0 | 0 | 0 | 0 | 0 | 0 | 0 | 0 | 0 | 0 | 0 | 0 | 0
Commercial_Lodging_New_Food Preparation_Natural Gas_Steamer_E2_Codes & Standards Forecast | Commercial | Lodging | New | Food Preparation | Natural Gas | Steamer | E2 | ENERGY STAR | Codes & Standards Forecast | 0 | 0 | 0 | 1 | 1 | 1 | 1 | 1 | 1 | 1 | 1 | 1 | 1 | 1 | 1 | 1 | 1 | 1 | 1 | 1 | 1 | 1 | 1 | 1 | 1 | 1 | 1 | 1 | 1 | 1 | 1 | 1
Commercial_Lodging_New_Food Preparation_Natural Gas_Steamer_E3_Codes & Standards Forecast | Commercial | Lodging | New | Food Preparation | Natural Gas | Steamer | E3 |  | Codes & Standards Forecast | 0 | 0 | 0 | 0 | 0 | 0 | 0 | 0 | 0 | 0 | 0 | 0 | 0 | 0 | 0 | 0 | 0 | 0 | 0 | 0 | 0 | 0 | 0 | 0 | 0 | 0 | 0 | 0 | 0 | 0 | 0 | 0
Commercial_Lodging_New_Food Preparation_Natural Gas_Steamer_E4_Codes & Standards Forecast | Commercial | Lodging | New | Food Preparation | Natural Gas | Steamer | E4 |  | Codes & Standards Forecast | 0 | 0 | 0 | 0 | 0 | 0 | 0 | 0 | 0 | 0 | 0 | 0 | 0 | 0 | 0 | 0 | 0 | 0 | 0 | 0 | 0 | 0 | 0 | 0 | 0 | 0 | 0 | 0 | 0 | 0 | 0 | 0
Commercial_Lodging_New_Food Preparation_Natural Gas_Steamer_E5_Codes & Standards Forecast | Commercial | Lodging | New | Food Preparation | Natural Gas | Steamer | E5 |  | Codes & Standards Forecast | 0 | 0 | 0 | 0 | 0 | 0 | 0 | 0 | 0 | 0 | 0 | 0 | 0 | 0 | 0 | 0 | 0 | 0 | 0 | 0 | 0 | 0 | 0 | 0 | 0 | 0 | 0 | 0 | 0 | 0 | 0 | 0
Commercial_Lodging_New_Food Preparation_Natural Gas_Steamer_E6_Codes & Standards Forecast | Commercial | Lodging | New | Food Preparation | Natural Gas | Steamer | E6 |  | Codes & Standards Forecast | 0 | 0 | 0 | 0 | 0 | 0 | 0 | 0 | 0 | 0 | 0 | 0 | 0 | 0 | 0 | 0 | 0 | 0 | 0 | 0 | 0 | 0 | 0 | 0 | 0 | 0 | 0 | 0 | 0 | 0 | 0 | 0
Commercial_Lodging_New_Food Preparation_Natural Gas_Steamer_E7_Codes & Standards Forecast | Commercial | Lodging | New | Food Preparation | Natural Gas | Steamer | E7 |  | Codes & Standards Forecast | 0 | 0 | 0 | 0 | 0 | 0 | 0 | 0 | 0 | 0 | 0 | 0 | 0 | 0 | 0 | 0 | 0 | 0 | 0 | 0 | 0 | 0 | 0 | 0 | 0 | 0 | 0 | 0 | 0 | 0 | 0 | 0
Commercial_Lodging_New_Food Preparation_Natural Gas_Steamer_E8_Codes & Standards Forecast | Commercial | Lodging | New | Food Preparation | Natural Gas | Steamer | E8 |  | Codes & Standards Forecast | 0 | 0 | 0 | 0 | 0 | 0 | 0 | 0 | 0 | 0 | 0 | 0 | 0 | 0 | 0 | 0 | 0 | 0 | 0 | 0 | 0 | 0 | 0 | 0 | 0 | 0 | 0 | 0 | 0 | 0 | 0 | 0
Commercial_Lodging_New_Food Preparation_Natural Gas_Steamer_E9_Codes & Standards Forecast | Commercial | Lodging | New | Food Preparation | Natural Gas | Steamer | E9 |  | Codes & Standards Forecast | 0 | 0 | 0 | 0 | 0 | 0 | 0 | 0 | 0 | 0 | 0 | 0 | 0 | 0 | 0 | 0 | 0 | 0 | 0 | 0 | 0 | 0 | 0 | 0 | 0 | 0 | 0 | 0 | 0 | 0 | 0 | 0
Commercial_Lodging_New_Food Preparation_Natural Gas_Steamer_E10_Codes & Standards Forecast | Commercial | Lodging | New | Food Preparation | Natural Gas | Steamer | E10 |  | Codes & Standards Forecast | 0 | 0 | 0 | 0 | 0 | 0 | 0 | 0 | 0 | 0 | 0 | 0 | 0 | 0 | 0 | 0 | 0 | 0 | 0 | 0 | 0 | 0 | 0 | 0 | 0 | 0 | 0 | 0 | 0 | 0 | 0 | 0
Commercial_Lodging_New_Food Preparation_Natural Gas_Food Prep Other_E1_Codes & Standards Forecast | Commercial | Lodging | New | Food Preparation | Natural Gas | Food Prep Other | E1 | Standard | Codes & Standards Forecast | [30 empty] | 1 | 1 | bar: 2019 to 2048
Commercial_Lodging_New_Food Preparation_Natural Gas_Food Prep Other_E2_Codes & Standards Forecast | Commercial | Lodging | New | Food Preparation | Natural Gas | Food Prep Other | E2 | ENERGY STAR | Codes & Standards Forecast | 0 | 0 | 0 | 0 | 0 | 0 | 0 | 0 | 0 | 0 | 0 | 0 | 0 | 0 | 0 | 0 | 0 | 0 | 0 | 0 | 0 | 0 | 0 | 0 | 0 | 0 | 0 | 0 | 0 | 0 | 0 | 0
Commercial_Lodging_New_Food Preparation_Natural Gas_Food Prep Other_E3_Codes & Standards Forecast | Commercial | Lodging | New | Food Preparation | Natural Gas | Food Prep Other | E3 |  | Codes & Standards Forecast | 0 | 0 | 0 | 0 | 0 | 0 | 0 | 0 | 0 | 0 | 0 | 0 | 0 | 0 | 0 | 0 | 0 | 0 | 0 | 0 | 0 | 0 | 0 | 0 | 0 | 0 | 0 | 0 | 0 | 0 | 0 | 0
Commercial_Lodging_New_Food Preparation_Natural Gas_Food Prep Other_E4_Codes & Standards Forecast | Commercial | Lodging | New | Food Preparation | Natural Gas | Food Prep Other | E4 |  | Codes & Standards Forecast | 0 | 0 | 0 | 0 | 0 | 0 | 0 | 0 | 0 | 0 | 0 | 0 | 0 | 0 | 0 | 0 | 0 | 0 | 0 | 0 | 0 | 0 | 0 | 0 | 0 | 0 | 0 | 0 | 0 | 0 | 0 | 0
Commercial_Lodging_New_Food Preparation_Natural Gas_Food Prep Other_E5_Codes & Standards Forecast | Commercial | Lodging | New | Food Preparation | Natural Gas | Food Prep Other | E5 |  | Codes & Standards Forecast | 0 | 0 | 0 | 0 | 0 | 0 | 0 | 0 | 0 | 0 | 0 | 0 | 0 | 0 | 0 | 0 | 0 | 0 | 0 | 0 | 0 | 0 | 0 | 0 | 0 | 0 | 0 | 0 | 0 | 0 | 0 | 0
Commercial_Lodging_New_Food Preparation_Natural Gas_Food Prep Other_E6_Codes & Standards Forecast | Commercial | Lodging | New | Food Preparation | Natural Gas | Food Prep Other | E6 |  | Codes & Standards Forecast | 0 | 0 | 0 | 0 | 0 | 0 | 0 | 0 | 0 | 0 | 0 | 0 | 0 | 0 | 0 | 0 | 0 | 0 | 0 | 0 | 0 | 0 | 0 | 0 | 0 | 0 | 0 | 0 | 0 | 0 | 0 | 0
Commercial_Lodging_New_Food Preparation_Natural Gas_Food Prep Other_E7_Codes & Standards Forecast | Commercial | Lodging | New | Food Preparation | Natural Gas | Food Prep Other | E7 |  | Codes & Standards Forecast | 0 | 0 | 0 | 0 | 0 | 0 | 0 | 0 | 0 | 0 | 0 | 0 | 0 | 0 | 0 | 0 | 0 | 0 | 0 | 0 | 0 | 0 | 0 | 0 | 0 | 0 | 0 | 0 | 0 | 0 | 0 | 0
Commercial_Lodging_New_Food Preparation_Natural Gas_Food Prep Other_E8_Codes & Standards Forecast | Commercial | Lodging | New | Food Preparation | Natural Gas | Food Prep Other | E8 |  | Codes & Standards Forecast | 0 | 0 | 0 | 0 | 0 | 0 | 0 | 0 | 0 | 0 | 0 | 0 | 0 | 0 | 0 | 0 | 0 | 0 | 0 | 0 | 0 | 0 | 0 | 0 | 0 | 0 | 0 | 0 | 0 | 0 | 0 | 0
Commercial_Lodging_New_Food Preparation_Natural Gas_Food Prep Other_E9_Codes & Standards Forecast | Commercial | Lodging | New | Food Preparation | Natural Gas | Food Prep Other | E9 |  | Codes & Standards Forecast | 0 | 0 | 0 | 0 | 0 | 0 | 0 | 0 | 0 | 0 | 0 | 0 | 0 | 0 | 0 | 0 | 0 | 0 | 0 | 0 | 0 | 0 | 0 | 0 | 0 | 0 | 0 | 0 | 0 | 0 | 0 | 0
Commercial_Lodging_New_Food Preparation_Natural Gas_Food Prep Other_E10_Codes & Standards Forecast | Commercial | Lodging | New | Food Preparation | Natural Gas | Food Prep Other | E10 |  | Codes & Standards Forecast | 0 | 0 | 0 | 0 | 0 | 0 | 0 | 0 | 0 | 0 | 0 | 0 | 0 | 0 | 0 | 0 | 0 | 0 | 0 | 0 | 0 | 0 | 0 | 0 | 0 | 0 | 0 | 0 | 0 | 0 | 0 | 0
Commercial_Lodging_New_Miscellaneous_Natural Gas_Pool Heater_E1_Codes & Standards Forecast | Commercial | Lodging | New | Miscellaneous | Natural Gas | Pool Heater | E1 | Standard (EF .78) | Codes & Standards Forecast | [30 empty] | 1 | 1 | bar: 2019 to 2048
Commercial_Lodging_New_Miscellaneous_Natural Gas_Pool Heater_E2_Codes & Standards Forecast | Commercial | Lodging | New | Miscellaneous | Natural Gas | Pool Heater | E2 | Condensing (EF .90) | Codes & Standards Forecast | 0 | 0 | 0 | 0 | 0 | 0 | 0 | 0 | 0 | 0 | 0 | 0 | 0 | 0 | 0 | 0 | 0 | 0 | 0 | 0 | 0 | 0 | 0 | 0 | 0 | 0 | 0 | 0 | 0 | 0 | 0 | 0
Commercial_Lodging_New_Miscellaneous_Natural Gas_Pool Heater_E3_Codes & Standards Forecast | Commercial | Lodging | New | Miscellaneous | Natural Gas | Pool Heater | E3 |  | Codes & Standards Forecast | 0 | 0 | 0 | 0 | 0 | 0 | 0 | 0 | 0 | 0 | 0 | 0 | 0 | 0 | 0 | 0 | 0 | 0 | 0 | 0 | 0 | 0 | 0 | 0 | 0 | 0 | 0 | 0 | 0 | 0 | 0 | 0
Commercial_Lodging_New_Miscellaneous_Natural Gas_Pool Heater_E4_Codes & Standards Forecast | Commercial | Lodging | New | Miscellaneous | Natural Gas | Pool Heater | E4 |  | Codes & Standards Forecast | 0 | 0 | 0 | 0 | 0 | 0 | 0 | 0 | 0 | 0 | 0 | 0 | 0 | 0 | 0 | 0 | 0 | 0 | 0 | 0 | 0 | 0 | 0 | 0 | 0 | 0 | 0 | 0 | 0 | 0 | 0 | 0
Commercial_Lodging_New_Miscellaneous_Natural Gas_Pool Heater_E5_Codes & Standards Forecast | Commercial | Lodging | New | Miscellaneous | Natural Gas | Pool Heater | E5 |  | Codes & Standards Forecast | 0 | 0 | 0 | 0 | 0 | 0 | 0 | 0 | 0 | 0 | 0 | 0 | 0 | 0 | 0 | 0 | 0 | 0 | 0 | 0 | 0 | 0 | 0 | 0 | 0 | 0 | 0 | 0 | 0 | 0 | 0 | 0
Commercial_Lodging_New_Miscellaneous_Natural Gas_Pool Heater_E6_Codes & Standards Forecast | Commercial | Lodging | New | Miscellaneous | Natural Gas | Pool Heater | E6 |  | Codes & Standards Forecast | 0 | 0 | 0 | 0 | 0 | 0 | 0 | 0 | 0 | 0 | 0 | 0 | 0 | 0 | 0 | 0 | 0 | 0 | 0 | 0 | 0 | 0 | 0 | 0 | 0 | 0 | 0 | 0 | 0 | 0 | 0 | 0
Commercial_Lodging_New_Miscellaneous_Natural Gas_Pool Heater_E7_Codes & Standards Forecast | Commercial | Lodging | New | Miscellaneous | Natural Gas | Pool Heater | E7 |  | Codes & Standards Forecast | 0 | 0 | 0 | 0 | 0 | 0 | 0 | 0 | 0 | 0 | 0 | 0 | 0 | 0 | 0 | 0 | 0 | 0 | 0 | 0 | 0 | 0 | 0 | 0 | 0 | 0 | 0 | 0 | 0 | 0 | 0 | 0
Commercial_Lodging_New_Miscellaneous_Natural Gas_Pool Heater_E8_Codes & Standards Forecast | Commercial | Lodging | New | Miscellaneous | Natural Gas | Pool Heater | E8 |  | Codes & Standards Forecast | 0 | 0 | 0 | 0 | 0 | 0 | 0 | 0 | 0 | 0 | 0 | 0 | 0 | 0 | 0 | 0 | 0 | 0 | 0 | 0 | 0 | 0 | 0 | 0 | 0 | 0 | 0 | 0 | 0 | 0 | 0 | 0
Commercial_Lodging_New_Miscellaneous_Natural Gas_Pool Heater_E9_Codes & Standards Forecast | Commercial | Lodging | New | Miscellaneous | Natural Gas | Pool Heater | E9 |  | Codes & Standards Forecast | 0 | 0 | 0 | 0 | 0 | 0 | 0 | 0 | 0 | 0 | 0 | 0 | 0 | 0 | 0 | 0 | 0 | 0 | 0 | 0 | 0 | 0 | 0 | 0 | 0 | 0 | 0 | 0 | 0 | 0 | 0 | 0
Commercial_Lodging_New_Miscellaneous_Natural Gas_Pool Heater_E10_Codes & Standards Forecast | Commercial | Lodging | New | Miscellaneous | Natural Gas | Pool Heater | E10 |  | Codes & Standards Forecast | 0 | 0 | 0 | 0 | 0 | 0 | 0 | 0 | 0 | 0 | 0 | 0 | 0 | 0 | 0 | 0 | 0 | 0 | 0 | 0 | 0 | 0 | 0 | 0 | 0 | 0 | 0 | 0 | 0 | 0 | 0 | 0
Commercial_Lodging_New_Miscellaneous_Natural Gas_Miscellaneous_E1_Codes & Standards Forecast | Commercial | Lodging | New | Miscellaneous | Natural Gas | Miscellaneous | E1 | Miscellaneous | Codes & Standards Forecast | [30 empty] | 1 | 1 | bar: 2019 to 2048
Commercial_Lodging_New_Miscellaneous_Natural Gas_Miscellaneous_E2_Codes & Standards Forecast | Commercial | Lodging | New | Miscellaneous | Natural Gas | Miscellaneous | E2 |  | Codes & Standards Forecast | 0 | 0 | 0 | 0 | 0 | 0 | 0 | 0 | 0 | 0 | 0 | 0 | 0 | 0 | 0 | 0 | 0 | 0 | 0 | 0 | 0 | 0 | 0 | 0 | 0 | 0 | 0 | 0 | 0 | 0 | 0 | 0
Commercial_Lodging_New_Miscellaneous_Natural Gas_Miscellaneous_E3_Codes & Standards Forecast | Commercial | Lodging | New | Miscellaneous | Natural Gas | Miscellaneous | E3 |  | Codes & Standards Forecast | 0 | 0 | 0 | 0 | 0 | 0 | 0 | 0 | 0 | 0 | 0 | 0 | 0 | 0 | 0 | 0 | 0 | 0 | 0 | 0 | 0 | 0 | 0 | 0 | 0 | 0 | 0 | 0 | 0 | 0 | 0 | 0
Commercial_Lodging_New_Miscellaneous_Natural Gas_Miscellaneous_E4_Codes & Standards Forecast | Commercial | Lodging | New | Miscellaneous | Natural Gas | Miscellaneous | E4 |  | Codes & Standards Forecast | 0 | 0 | 0 | 0 | 0 | 0 | 0 | 0 | 0 | 0 | 0 | 0 | 0 | 0 | 0 | 0 | 0 | 0 | 0 | 0 | 0 | 0 | 0 | 0 | 0 | 0 | 0 | 0 | 0 | 0 | 0 | 0
Commercial_Lodging_New_Miscellaneous_Natural Gas_Miscellaneous_E5_Codes & Standards Forecast | Commercial | Lodging | New | Miscellaneous | Natural Gas | Miscellaneous | E5 |  | Codes & Standards Forecast | 0 | 0 | 0 | 0 | 0 | 0 | 0 | 0 | 0 | 0 | 0 | 0 | 0 | 0 | 0 | 0 | 0 | 0 | 0 | 0 | 0 | 0 | 0 | 0 | 0 | 0 | 0 | 0 | 0 | 0 | 0 | 0
Commercial_Lodging_New_Miscellaneous_Natural Gas_Miscellaneous_E6_Codes & Standards Forecast | Commercial | Lodging | New | Miscellaneous | Natural Gas | Miscellaneous | E6 |  | Codes & Standards Forecast | 0 | 0 | 0 | 0 | 0 | 0 | 0 | 0 | 0 | 0 | 0 | 0 | 0 | 0 | 0 | 0 | 0 | 0 | 0 | 0 | 0 | 0 | 0 | 0 | 0 | 0 | 0 | 0 | 0 | 0 | 0 | 0
Commercial_Lodging_New_Miscellaneous_Natural Gas_Miscellaneous_E7_Codes & Standards Forecast | Commercial | Lodging | New | Miscellaneous | Natural Gas | Miscellaneous | E7 |  | Codes & Standards Forecast | 0 | 0 | 0 | 0 | 0 | 0 | 0 | 0 | 0 | 0 | 0 | 0 | 0 | 0 | 0 | 0 | 0 | 0 | 0 | 0 | 0 | 0 | 0 | 0 | 0 | 0 | 0 | 0 | 0 | 0 | 0 | 0
Commercial_Lodging_New_Miscellaneous_Natural Gas_Miscellaneous_E8_Codes & Standards Forecast | Commercial | Lodging | New | Miscellaneous | Natural Gas | Miscellaneous | E8 |  | Codes & Standards Forecast | 0 | 0 | 0 | 0 | 0 | 0 | 0 | 0 | 0 | 0 | 0 | 0 | 0 | 0 | 0 | 0 | 0 | 0 | 0 | 0 | 0 | 0 | 0 | 0 | 0 | 0 | 0 | 0 | 0 | 0 | 0 | 0
Commercial_Lodging_New_Miscellaneous_Natural Gas_Miscellaneous_E9_Codes & Standards Forecast | Commercial | Lodging | New | Miscellaneous | Natural Gas | Miscellaneous | E9 |  | Codes & Standards Forecast | 0 | 0 | 0 | 0 | 0 | 0 | 0 | 0 | 0 | 0 | 0 | 0 | 0 | 0 | 0 | 0 | 0 | 0 | 0 | 0 | 0 | 0 | 0 | 0 | 0 | 0 | 0 | 0 | 0 | 0 | 0 | 0
Commercial_Lodging_New_Miscellaneous_Natural Gas_Miscellaneous_E10_Codes & Standards Forecast | Commercial | Lodging | New | Miscellaneous | Natural Gas | Miscellaneous | E10 |  | Codes & Standards Forecast | 0 | 0 | 0 | 0 | 0 | 0 | 0 | 0 | 0 | 0 | 0 | 0 | 0 | 0 | 0 | 0 | 0 | 0 | 0 | 0 | 0 | 0 | 0 | 0 | 0 | 0 | 0 | 0 | 0 | 0 | 0 | 0
Commercial_Warehouse_Existing_Space Heating_Natural Gas_Furnace_E1_Codes & Standards Forecast | Commercial | Warehouse | Existing | Space Heating | Natural Gas | Furnace | E1 | AFUE 80% (Standard) | Codes & Standards Forecast | 1 | 1 | 1 | 1 | 1 | 0 | 0 | 0 | 0 | 0 | 0 | 0 | 0 | 0 | 0 | 0 | 0 | 0 | 0 | 0 | 0 | 0 | 0 | 0 | 0 | 0 | 0 | 0 | 0 | 0 | 0 | 0
Commercial_Warehouse_Existing_Space Heating_Natural Gas_Furnace_E2_Codes & Standards Forecast | Commercial | Warehouse | Existing | Space Heating | Natural Gas | Furnace | E2 | AFUE 90% | Codes & Standards Forecast | 0 | 0 | 0 | 0 | 0 | 0 | 0 | 0 | 0 | 0 | 0 | 0 | 0 | 0 | 0 | 0 | 0 | 0 | 0 | 0 | 0 | 0 | 0 | 0 | 0 | 0 | 0 | 0 | 0 | 0 | 0 | 0
Commercial_Warehouse_Existing_Space Heating_Natural Gas_Furnace_E3_Codes & Standards Forecast | Commercial | Warehouse | Existing | Space Heating | Natural Gas | Furnace | E3 | AFUE 96% | Codes & Standards Forecast | 0 | 0 | 0 | 0 | 0 | 1 | 1 | 1 | 1 | 1 | 1 | 1 | 1 | 1 | 1 | 1 | 1 | 1 | 1 | 1 | 1 | 1 | 1 | 1 | 1 | 1 | 1 | 1 | 1 | 1 | 1 | 1
Commercial_Warehouse_Existing_Space Heating_Natural Gas_Furnace_E4_Codes & Standards Forecast | Commercial | Warehouse | Existing | Space Heating | Natural Gas | Furnace | E4 |  | Codes & Standards Forecast | 0 | 0 | 0 | 0 | 0 | 0 | 0 | 0 | 0 | 0 | 0 | 0 | 0 | 0 | 0 | 0 | 0 | 0 | 0 | 0 | 0 | 0 | 0 | 0 | 0 | 0 | 0 | 0 | 0 | 0 | 0 | 0
Commercial_Warehouse_Existing_Space Heating_Natural Gas_Furnace_E5_Codes & Standards Forecast | Commercial | Warehouse | Existing | Space Heating | Natural Gas | Furnace | E5 |  | Codes & Standards Forecast | 0 | 0 | 0 | 0 | 0 | 0 | 0 | 0 | 0 | 0 | 0 | 0 | 0 | 0 | 0 | 0 | 0 | 0 | 0 | 0 | 0 | 0 | 0 | 0 | 0 | 0 | 0 | 0 | 0 | 0 | 0 | 0
Commercial_Warehouse_Existing_Space Heating_Natural Gas_Furnace_E6_Codes & Standards Forecast | Commercial | Warehouse | Existing | Space Heating | Natural Gas | Furnace | E6 |  | Codes & Standards Forecast | 0 | 0 | 0 | 0 | 0 | 0 | 0 | 0 | 0 | 0 | 0 | 0 | 0 | 0 | 0 | 0 | 0 | 0 | 0 | 0 | 0 | 0 | 0 | 0 | 0 | 0 | 0 | 0 | 0 | 0 | 0 | 0
Commercial_Warehouse_Existing_Space Heating_Natural Gas_Furnace_E7_Codes & Standards Forecast | Commercial | Warehouse | Existing | Space Heating | Natural Gas | Furnace | E7 |  | Codes & Standards Forecast | 0 | 0 | 0 | 0 | 0 | 0 | 0 | 0 | 0 | 0 | 0 | 0 | 0 | 0 | 0 | 0 | 0 | 0 | 0 | 0 | 0 | 0 | 0 | 0 | 0 | 0 | 0 | 0 | 0 | 0 | 0 | 0
Commercial_Warehouse_Existing_Space Heating_Natural Gas_Furnace_E8_Codes & Standards Forecast | Commercial | Warehouse | Existing | Space Heating | Natural Gas | Furnace | E8 |  | Codes & Standards Forecast | 0 | 0 | 0 | 0 | 0 | 0 | 0 | 0 | 0 | 0 | 0 | 0 | 0 | 0 | 0 | 0 | 0 | 0 | 0 | 0 | 0 | 0 | 0 | 0 | 0 | 0 | 0 | 0 | 0 | 0 | 0 | 0
Commercial_Warehouse_Existing_Space Heating_Natural Gas_Furnace_E9_Codes & Standards Forecast | Commercial | Warehouse | Existing | Space Heating | Natural Gas | Furnace | E9 |  | Codes & Standards Forecast | 0 | 0 | 0 | 0 | 0 | 0 | 0 | 0 | 0 | 0 | 0 | 0 | 0 | 0 | 0 | 0 | 0 | 0 | 0 | 0 | 0 | 0 | 0 | 0 | 0 | 0 | 0 | 0 | 0 | 0 | 0 | 0
Commercial_Warehouse_Existing_Space Heating_Natural Gas_Furnace_E10_Codes & Standards Forecast | Commercial | Warehouse | Existing | Space Heating | Natural Gas | Furnace | E10 |  | Codes & Standards Forecast | 0 | 0 | 0 | 0 | 0 | 0 | 0 | 0 | 0 | 0 | 0 | 0 | 0 | 0 | 0 | 0 | 0 | 0 | 0 | 0 | 0 | 0 | 0 | 0 | 0 | 0 | 0 | 0 | 0 | 0 | 0 | 0
Commercial_Warehouse_Existing_Space Heating_Natural Gas_Boiler_E1_Codes & Standards Forecast | Commercial | Warehouse | Existing | Space Heating | Natural Gas | Boiler | E1 | AFUE 80% (Standard) | Codes & Standards Forecast | 1 | 1 | 1 | 1 | 1 | 0 | 0 | 0 | 0 | 0 | 0 | 0 | 0 | 0 | 0 | 0 | 0 | 0 | 0 | 0 | 0 | 0 | 0 | 0 | 0 | 0 | 0 | 0 | 0 | 0 | 0 | 0
Commercial_Warehouse_Existing_Space Heating_Natural Gas_Boiler_E2_Codes & Standards Forecast | Commercial | Warehouse | Existing | Space Heating | Natural Gas | Boiler | E2 | AFUE 85% | Codes & Standards Forecast | 0 | 0 | 0 | 0 | 0 | 0 | 0 | 0 | 0 | 0 | 0 | 0 | 0 | 0 | 0 | 0 | 0 | 0 | 0 | 0 | 0 | 0 | 0 | 0 | 0 | 0 | 0 | 0 | 0 | 0 | 0 | 0
Commercial_Warehouse_Existing_Space Heating_Natural Gas_Boiler_E3_Codes & Standards Forecast | Commercial | Warehouse | Existing | Space Heating | Natural Gas | Boiler | E3 | AFUE 97% | Codes & Standards Forecast | 0 | 0 | 0 | 0 | 0 | 1 | 1 | 1 | 1 | 1 | 1 | 1 | 1 | 1 | 1 | 1 | 1 | 1 | 1 | 1 | 1 | 1 | 1 | 1 | 1 | 1 | 1 | 1 | 1 | 1 | 1 | 1
Commercial_Warehouse_Existing_Space Heating_Natural Gas_Boiler_E4_Codes & Standards Forecast | Commercial | Warehouse | Existing | Space Heating | Natural Gas | Boiler | E4 | Convert to NG Air Source Heat Pump | Codes & Standards Forecast | 0 | 0 | 0 | 0 | 0 | 0 | 0 | 0 | 0 | 0 | 0 | 0 | 0 | 0 | 0 | 0 | 0 | 0 | 0 | 0 | 0 | 0 | 0 | 0 | 0 | 0 | 0 | 0 | 0 | 0 | 0 | 0
Commercial_Warehouse_Existing_Space Heating_Natural Gas_Boiler_E5_Codes & Standards Forecast | Commercial | Warehouse | Existing | Space Heating | Natural Gas | Boiler | E5 |  | Codes & Standards Forecast | 0 | 0 | 0 | 0 | 0 | 0 | 0 | 0 | 0 | 0 | 0 | 0 | 0 | 0 | 0 | 0 | 0 | 0 | 0 | 0 | 0 | 0 | 0 | 0 | 0 | 0 | 0 | 0 | 0 | 0 | 0 | 0
Commercial_Warehouse_Existing_Space Heating_Natural Gas_Boiler_E6_Codes & Standards Forecast | Commercial | Warehouse | Existing | Space Heating | Natural Gas | Boiler | E6 |  | Codes & Standards Forecast | 0 | 0 | 0 | 0 | 0 | 0 | 0 | 0 | 0 | 0 | 0 | 0 | 0 | 0 | 0 | 0 | 0 | 0 | 0 | 0 | 0 | 0 | 0 | 0 | 0 | 0 | 0 | 0 | 0 | 0 | 0 | 0
Commercial_Warehouse_Existing_Space Heating_Natural Gas_Boiler_E7_Codes & Standards Forecast | Commercial | Warehouse | Existing | Space Heating | Natural Gas | Boiler | E7 |  | Codes & Standards Forecast | 0 | 0 | 0 | 0 | 0 | 0 | 0 | 0 | 0 | 0 | 0 | 0 | 0 | 0 | 0 | 0 | 0 | 0 | 0 | 0 | 0 | 0 | 0 | 0 | 0 | 0 | 0 | 0 | 0 | 0 | 0 | 0
Commercial_Warehouse_Existing_Space Heating_Natural Gas_Boiler_E8_Codes & Standards Forecast | Commercial | Warehouse | Existing | Space Heating | Natural Gas | Boiler | E8 |  | Codes & Standards Forecast | 0 | 0 | 0 | 0 | 0 | 0 | 0 | 0 | 0 | 0 | 0 | 0 | 0 | 0 | 0 | 0 | 0 | 0 | 0 | 0 | 0 | 0 | 0 | 0 | 0 | 0 | 0 | 0 | 0 | 0 | 0 | 0
Commercial_Warehouse_Existing_Space Heating_Natural Gas_Boiler_E9_Codes & Standards Forecast | Commercial | Warehouse | Existing | Space Heating | Natural Gas | Boiler | E9 |  | Codes & Standards Forecast | 0 | 0 | 0 | 0 | 0 | 0 | 0 | 0 | 0 | 0 | 0 | 0 | 0 | 0 | 0 | 0 | 0 | 0 | 0 | 0 | 0 | 0 | 0 | 0 | 0 | 0 | 0 | 0 | 0 | 0 | 0 | 0
Commercial_Warehouse_Existing_Space Heating_Natural Gas_Boiler_E10_Codes & Standards Forecast | Commercial | Warehouse | Existing | Space Heating | Natural Gas | Boiler | E10 |  | Codes & Standards Forecast | 0 | 0 | 0 | 0 | 0 | 0 | 0 | 0 | 0 | 0 | 0 | 0 | 0 | 0 | 0 | 0 | 0 | 0 | 0 | 0 | 0 | 0 | 0 | 0 | 0 | 0 | 0 | 0 | 0 | 0 | 0 | 0
Commercial_Warehouse_Existing_Space Heating_Natural Gas_Unit Heater_E1_Codes & Standards Forecast | Commercial | Warehouse | Existing | Space Heating | Natural Gas | Unit Heater | E1 | Standard | Codes & Standards Forecast | 1 | 1 | 1 | 1 | 1 | 0 | 0 | 0 | 0 | 0 | 0 | 0 | 0 | 0 | 0 | 0 | 0 | 0 | 0 | 0 | 0 | 0 | 0 | 0 | 0 | 0 | 0 | 0 | 0 | 0 | 0 | 0
Commercial_Warehouse_Existing_Space Heating_Natural Gas_Unit Heater_E2_Codes & Standards Forecast | Commercial | Warehouse | Existing | Space Heating | Natural Gas | Unit Heater | E2 | Condensing | Codes & Standards Forecast | 0 | 0 | 0 | 0 | 0 | 1 | 1 | 1 | 1 | 1 | 1 | 1 | 1 | 1 | 1 | 1 | 1 | 1 | 1 | 1 | 1 | 1 | 1 | 1 | 1 | 1 | 1 | 1 | 1 | 1 | 1 | 1
Commercial_Warehouse_Existing_Space Heating_Natural Gas_Unit Heater_E3_Codes & Standards Forecast | Commercial | Warehouse | Existing | Space Heating | Natural Gas | Unit Heater | E3 | Infrared Radiant | Codes & Standards Forecast | 0 | 0 | 0 | 0 | 0 | 0 | 0 | 0 | 0 | 0 | 0 | 0 | 0 | 0 | 0 | 0 | 0 | 0 | 0 | 0 | 0 | 0 | 0 | 0 | 0 | 0 | 0 | 0 | 0 | 0 | 0 | 0
Commercial_Warehouse_Existing_Space Heating_Natural Gas_Unit Heater_E4_Codes & Standards Forecast | Commercial | Warehouse | Existing | Space Heating | Natural Gas | Unit Heater | E4 |  | Codes & Standards Forecast | 0 | 0 | 0 | 0 | 0 | 0 | 0 | 0 | 0 | 0 | 0 | 0 | 0 | 0 | 0 | 0 | 0 | 0 | 0 | 0 | 0 | 0 | 0 | 0 | 0 | 0 | 0 | 0 | 0 | 0 | 0 | 0
Commercial_Warehouse_Existing_Space Heating_Natural Gas_Unit Heater_E5_Codes & Standards Forecast | Commercial | Warehouse | Existing | Space Heating | Natural Gas | Unit Heater | E5 |  | Codes & Standards Forecast | 0 | 0 | 0 | 0 | 0 | 0 | 0 | 0 | 0 | 0 | 0 | 0 | 0 | 0 | 0 | 0 | 0 | 0 | 0 | 0 | 0 | 0 | 0 | 0 | 0 | 0 | 0 | 0 | 0 | 0 | 0 | 0
Commercial_Warehouse_Existing_Space Heating_Natural Gas_Unit Heater_E6_Codes & Standards Forecast | Commercial | Warehouse | Existing | Space Heating | Natural Gas | Unit Heater | E6 |  | Codes & Standards Forecast | 0 | 0 | 0 | 0 | 0 | 0 | 0 | 0 | 0 | 0 | 0 | 0 | 0 | 0 | 0 | 0 | 0 | 0 | 0 | 0 | 0 | 0 | 0 | 0 | 0 | 0 | 0 | 0 | 0 | 0 | 0 | 0
Commercial_Warehouse_Existing_Space Heating_Natural Gas_Unit Heater_E7_Codes & Standards Forecast | Commercial | Warehouse | Existing | Space Heating | Natural Gas | Unit Heater | E7 |  | Codes & Standards Forecast | 0 | 0 | 0 | 0 | 0 | 0 | 0 | 0 | 0 | 0 | 0 | 0 | 0 | 0 | 0 | 0 | 0 | 0 | 0 | 0 | 0 | 0 | 0 | 0 | 0 | 0 | 0 | 0 | 0 | 0 | 0 | 0
Commercial_Warehouse_Existing_Space Heating_Natural Gas_Unit Heater_E8_Codes & Standards Forecast | Commercial | Warehouse | Existing | Space Heating | Natural Gas | Unit Heater | E8 |  | Codes & Standards Forecast | 0 | 0 | 0 | 0 | 0 | 0 | 0 | 0 | 0 | 0 | 0 | 0 | 0 | 0 | 0 | 0 | 0 | 0 | 0 | 0 | 0 | 0 | 0 | 0 | 0 | 0 | 0 | 0 | 0 | 0 | 0 | 0
Commercial_Warehouse_Existing_Space Heating_Natural Gas_Unit Heater_E9_Codes & Standards Forecast | Commercial | Warehouse | Existing | Space Heating | Natural Gas | Unit Heater | E9 |  | Codes & Standards Forecast | 0 | 0 | 0 | 0 | 0 | 0 | 0 | 0 | 0 | 0 | 0 | 0 | 0 | 0 | 0 | 0 | 0 | 0 | 0 | 0 | 0 | 0 | 0 | 0 | 0 | 0 | 0 | 0 | 0 | 0 | 0 | 0
Commercial_Warehouse_Existing_Space Heating_Natural Gas_Unit Heater_E10_Codes & Standards Forecast | Commercial | Warehouse | Existing | Space Heating | Natural Gas | Unit Heater | E10 |  | Codes & Standards Forecast | 0 | 0 | 0 | 0 | 0 | 0 | 0 | 0 | 0 | 0 | 0 | 0 | 0 | 0 | 0 | 0 | 0 | 0 | 0 | 0 | 0 | 0 | 0 | 0 | 0 | 0 | 0 | 0 | 0 | 0 | 0 | 0
Commercial_Warehouse_Existing_Water Heating_Natural Gas_Water Heater_E1_Codes & Standards Forecast | Commercial | Warehouse | Existing | Water Heating | Natural Gas | Water Heater | E1 | TE 80% | Codes & Standards Forecast | [30 empty] | 1 | 1 | bar: 2019 to 2048
Commercial_Warehouse_Existing_Water Heating_Natural Gas_Water Heater_E2_Codes & Standards Forecast | Commercial | Warehouse | Existing | Water Heating | Natural Gas | Water Heater | E2 | TE 81% | Codes & Standards Forecast | 0 | 0 | 0 | 0 | 0 | 0 | 0 | 0 | 0 | 0 | 0 | 0 | 0 | 0 | 0 | 0 | 0 | 0 | 0 | 0 | 0 | 0 | 0 | 0 | 0 | 0 | 0 | 0 | 0 | 0 | 0 | 0
Commercial_Warehouse_Existing_Water Heating_Natural Gas_Water Heater_E3_Codes & Standards Forecast | Commercial | Warehouse | Existing | Water Heating | Natural Gas | Water Heater | E3 | TE 88% | Codes & Standards Forecast | 0 | 0 | 0 | 0 | 0 | 0 | 0 | 0 | 0 | 0 | 0 | 0 | 0 | 0 | 0 | 0 | 0 | 0 | 0 | 0 | 0 | 0 | 0 | 0 | 0 | 0 | 0 | 0 | 0 | 0 | 0 | 0
Commercial_Warehouse_Existing_Water Heating_Natural Gas_Water Heater_E4_Codes & Standards Forecast | Commercial | Warehouse | Existing | Water Heating | Natural Gas | Water Heater | E4 | TE 94% | Codes & Standards Forecast | 0 | 0 | 0 | 0 | 0 | 0 | 0 | 0 | 0 | 0 | 0 | 0 | 0 | 0 | 0 | 0 | 0 | 0 | 0 | 0 | 0 | 0 | 0 | 0 | 0 | 0 | 0 | 0 | 0 | 0 | 0 | 0
Commercial_Warehouse_Existing_Water Heating_Natural Gas_Water Heater_E5_Codes & Standards Forecast | Commercial | Warehouse | Existing | Water Heating | Natural Gas | Water Heater | E5 | TE 96% | Codes & Standards Forecast | 0 | 0 | 0 | 0 | 0 | 0 | 0 | 0 | 0 | 0 | 0 | 0 | 0 | 0 | 0 | 0 | 0 | 0 | 0 | 0 | 0 | 0 | 0 | 0 | 0 | 0 | 0 | 0 | 0 | 0 | 0 | 0
Commercial_Warehouse_Existing_Water Heating_Natural Gas_Water Heater_E6_Codes & Standards Forecast | Commercial | Warehouse | Existing | Water Heating | Natural Gas | Water Heater | E6 | Tankless | Codes & Standards Forecast | 0 | 0 | 0 | 0 | 0 | 0 | 0 | 0 | 0 | 0 | 0 | 0 | 0 | 0 | 0 | 0 | 0 | 0 | 0 | 0 | 0 | 0 | 0 | 0 | 0 | 0 | 0 | 0 | 0 | 0 | 0 | 0
Commercial_Warehouse_Existing_Water Heating_Natural Gas_Water Heater_E7_Codes & Standards Forecast | Commercial | Warehouse | Existing | Water Heating | Natural Gas | Water Heater | E7 | Gas-Fired Absorption HPWH | Codes & Standards Forecast | 0 | 0 | 0 | 0 | 0 | 0 | 0 | 0 | 0 | 0 | 0 | 0 | 0 | 0 | 0 | 0 | 0 | 0 | 0 | 0 | 0 | 0 | 0 | 0 | 0 | 0 | 0 | 0 | 0 | 0 | 0 | 0
Commercial_Warehouse_Existing_Water Heating_Natural Gas_Water Heater_E8_Codes & Standards Forecast | Commercial | Warehouse | Existing | Water Heating | Natural Gas | Water Heater | E8 |  | Codes & Standards Forecast | 0 | 0 | 0 | 0 | 0 | 0 | 0 | 0 | 0 | 0 | 0 | 0 | 0 | 0 | 0 | 0 | 0 | 0 | 0 | 0 | 0 | 0 | 0 | 0 | 0 | 0 | 0 | 0 | 0 | 0 | 0 | 0
Commercial_Warehouse_Existing_Water Heating_Natural Gas_Water Heater_E9_Codes & Standards Forecast | Commercial | Warehouse | Existing | Water Heating | Natural Gas | Water Heater | E9 |  | Codes & Standards Forecast | 0 | 0 | 0 | 0 | 0 | 0 | 0 | 0 | 0 | 0 | 0 | 0 | 0 | 0 | 0 | 0 | 0 | 0 | 0 | 0 | 0 | 0 | 0 | 0 | 0 | 0 | 0 | 0 | 0 | 0 | 0 | 0
Commercial_Warehouse_Existing_Water Heating_Natural Gas_Water Heater_E10_Codes & Standards Forecast | Commercial | Warehouse | Existing | Water Heating | Natural Gas | Water Heater | E10 |  | Codes & Standards Forecast | 0 | 0 | 0 | 0 | 0 | 0 | 0 | 0 | 0 | 0 | 0 | 0 | 0 | 0 | 0 | 0 | 0 | 0 | 0 | 0 | 0 | 0 | 0 | 0 | 0 | 0 | 0 | 0 | 0 | 0 | 0 | 0
Commercial_Warehouse_Existing_Food Preparation_Natural Gas_Oven_E1_Codes & Standards Forecast | Commercial | Warehouse | Existing | Food Preparation | Natural Gas | Oven | E1 | Standard | Codes & Standards Forecast | [30 empty] | 1 | 1 | bar: 2019 to 2048
Commercial_Warehouse_Existing_Food Preparation_Natural Gas_Oven_E2_Codes & Standards Forecast | Commercial | Warehouse | Existing | Food Preparation | Natural Gas | Oven | E2 | ENERGY STAR (>44% Baking Efficiency) | Codes & Standards Forecast | 0 | 0 | 0 | 0 | 0 | 0 | 0 | 0 | 0 | 0 | 0 | 0 | 0 | 0 | 0 | 0 | 0 | 0 | 0 | 0 | 0 | 0 | 0 | 0 | 0 | 0 | 0 | 0 | 0 | 0 | 0 | 0
Commercial_Warehouse_Existing_Food Preparation_Natural Gas_Oven_E3_Codes & Standards Forecast | Commercial | Warehouse | Existing | Food Preparation | Natural Gas | Oven | E3 |  | Codes & Standards Forecast | 0 | 0 | 0 | 0 | 0 | 0 | 0 | 0 | 0 | 0 | 0 | 0 | 0 | 0 | 0 | 0 | 0 | 0 | 0 | 0 | 0 | 0 | 0 | 0 | 0 | 0 | 0 | 0 | 0 | 0 | 0 | 0
Commercial_Warehouse_Existing_Food Preparation_Natural Gas_Oven_E4_Codes & Standards Forecast | Commercial | Warehouse | Existing | Food Preparation | Natural Gas | Oven | E4 |  | Codes & Standards Forecast | 0 | 0 | 0 | 0 | 0 | 0 | 0 | 0 | 0 | 0 | 0 | 0 | 0 | 0 | 0 | 0 | 0 | 0 | 0 | 0 | 0 | 0 | 0 | 0 | 0 | 0 | 0 | 0 | 0 | 0 | 0 | 0
Commercial_Warehouse_Existing_Food Preparation_Natural Gas_Oven_E5_Codes & Standards Forecast | Commercial | Warehouse | Existing | Food Preparation | Natural Gas | Oven | E5 |  | Codes & Standards Forecast | 0 | 0 | 0 | 0 | 0 | 0 | 0 | 0 | 0 | 0 | 0 | 0 | 0 | 0 | 0 | 0 | 0 | 0 | 0 | 0 | 0 | 0 | 0 | 0 | 0 | 0 | 0 | 0 | 0 | 0 | 0 | 0
Commercial_Warehouse_Existing_Food Preparation_Natural Gas_Oven_E6_Codes & Standards Forecast | Commercial | Warehouse | Existing | Food Preparation | Natural Gas | Oven | E6 |  | Codes & Standards Forecast | 0 | 0 | 0 | 0 | 0 | 0 | 0 | 0 | 0 | 0 | 0 | 0 | 0 | 0 | 0 | 0 | 0 | 0 | 0 | 0 | 0 | 0 | 0 | 0 | 0 | 0 | 0 | 0 | 0 | 0 | 0 | 0
Commercial_Warehouse_Existing_Food Preparation_Natural Gas_Oven_E7_Codes & Standards Forecast | Commercial | Warehouse | Existing | Food Preparation | Natural Gas | Oven | E7 |  | Codes & Standards Forecast | 0 | 0 | 0 | 0 | 0 | 0 | 0 | 0 | 0 | 0 | 0 | 0 | 0 | 0 | 0 | 0 | 0 | 0 | 0 | 0 | 0 | 0 | 0 | 0 | 0 | 0 | 0 | 0 | 0 | 0 | 0 | 0
Commercial_Warehouse_Existing_Food Preparation_Natural Gas_Oven_E8_Codes & Standards Forecast | Commercial | Warehouse | Existing | Food Preparation | Natural Gas | Oven | E8 |  | Codes & Standards Forecast | 0 | 0 | 0 | 0 | 0 | 0 | 0 | 0 | 0 | 0 | 0 | 0 | 0 | 0 | 0 | 0 | 0 | 0 | 0 | 0 | 0 | 0 | 0 | 0 | 0 | 0 | 0 | 0 | 0 | 0 | 0 | 0
Commercial_Warehouse_Existing_Food Preparation_Natural Gas_Oven_E9_Codes & Standards Forecast | Commercial | Warehouse | Existing | Food Preparation | Natural Gas | Oven | E9 |  | Codes & Standards Forecast | 0 | 0 | 0 | 0 | 0 | 0 | 0 | 0 | 0 | 0 | 0 | 0 | 0 | 0 | 0 | 0 | 0 | 0 | 0 | 0 | 0 | 0 | 0 | 0 | 0 | 0 | 0 | 0 | 0 | 0 | 0 | 0
Commercial_Warehouse_Existing_Food Preparation_Natural Gas_Oven_E10_Codes & Standards Forecast | Commercial | Warehouse | Existing | Food Preparation | Natural Gas | Oven | E10 |  | Codes & Standards Forecast | 0 | 0 | 0 | 0 | 0 | 0 | 0 | 0 | 0 | 0 | 0 | 0 | 0 | 0 | 0 | 0 | 0 | 0 | 0 | 0 | 0 | 0 | 0 | 0 | 0 | 0 | 0 | 0 | 0 | 0 | 0 | 0
Commercial_Warehouse_Existing_Food Preparation_Natural Gas_Conveyor Oven_E1_Codes & Standards Forecast | Commercial | Warehouse | Existing | Food Preparation | Natural Gas | Conveyor Oven | E1 | Standard | Codes & Standards Forecast | [30 empty] | 1 | 1 | bar: 2019 to 2048
Commercial_Warehouse_Existing_Food Preparation_Natural Gas_Conveyor Oven_E2_Codes & Standards Forecast | Commercial | Warehouse | Existing | Food Preparation | Natural Gas | Conveyor Oven | E2 | Efficient (>44% Baking Efficiency) | Codes & Standards Forecast | 0 | 0 | 0 | 0 | 0 | 0 | 0 | 0 | 0 | 0 | 0 | 0 | 0 | 0 | 0 | 0 | 0 | 0 | 0 | 0 | 0 | 0 | 0 | 0 | 0 | 0 | 0 | 0 | 0 | 0 | 0 | 0
Commercial_Warehouse_Existing_Food Preparation_Natural Gas_Conveyor Oven_E3_Codes & Standards Forecast | Commercial | Warehouse | Existing | Food Preparation | Natural Gas | Conveyor Oven | E3 |  | Codes & Standards Forecast | 0 | 0 | 0 | 0 | 0 | 0 | 0 | 0 | 0 | 0 | 0 | 0 | 0 | 0 | 0 | 0 | 0 | 0 | 0 | 0 | 0 | 0 | 0 | 0 | 0 | 0 | 0 | 0 | 0 | 0 | 0 | 0
Commercial_Warehouse_Existing_Food Preparation_Natural Gas_Conveyor Oven_E4_Codes & Standards Forecast | Commercial | Warehouse | Existing | Food Preparation | Natural Gas | Conveyor Oven | E4 |  | Codes & Standards Forecast | 0 | 0 | 0 | 0 | 0 | 0 | 0 | 0 | 0 | 0 | 0 | 0 | 0 | 0 | 0 | 0 | 0 | 0 | 0 | 0 | 0 | 0 | 0 | 0 | 0 | 0 | 0 | 0 | 0 | 0 | 0 | 0
Commercial_Warehouse_Existing_Food Preparation_Natural Gas_Conveyor Oven_E5_Codes & Standards Forecast | Commercial | Warehouse | Existing | Food Preparation | Natural Gas | Conveyor Oven | E5 |  | Codes & Standards Forecast | 0 | 0 | 0 | 0 | 0 | 0 | 0 | 0 | 0 | 0 | 0 | 0 | 0 | 0 | 0 | 0 | 0 | 0 | 0 | 0 | 0 | 0 | 0 | 0 | 0 | 0 | 0 | 0 | 0 | 0 | 0 | 0
Commercial_Warehouse_Existing_Food Preparation_Natural Gas_Conveyor Oven_E6_Codes & Standards Forecast | Commercial | Warehouse | Existing | Food Preparation | Natural Gas | Conveyor Oven | E6 |  | Codes & Standards Forecast | 0 | 0 | 0 | 0 | 0 | 0 | 0 | 0 | 0 | 0 | 0 | 0 | 0 | 0 | 0 | 0 | 0 | 0 | 0 | 0 | 0 | 0 | 0 | 0 | 0 | 0 | 0 | 0 | 0 | 0 | 0 | 0
Commercial_Warehouse_Existing_Food Preparation_Natural Gas_Conveyor Oven_E7_Codes & Standards Forecast | Commercial | Warehouse | Existing | Food Preparation | Natural Gas | Conveyor Oven | E7 |  | Codes & Standards Forecast | 0 | 0 | 0 | 0 | 0 | 0 | 0 | 0 | 0 | 0 | 0 | 0 | 0 | 0 | 0 | 0 | 0 | 0 | 0 | 0 | 0 | 0 | 0 | 0 | 0 | 0 | 0 | 0 | 0 | 0 | 0 | 0
Commercial_Warehouse_Existing_Food Preparation_Natural Gas_Conveyor Oven_E8_Codes & Standards Forecast | Commercial | Warehouse | Existing | Food Preparation | Natural Gas | Conveyor Oven | E8 |  | Codes & Standards Forecast | 0 | 0 | 0 | 0 | 0 | 0 | 0 | 0 | 0 | 0 | 0 | 0 | 0 | 0 | 0 | 0 | 0 | 0 | 0 | 0 | 0 | 0 | 0 | 0 | 0 | 0 | 0 | 0 | 0 | 0 | 0 | 0
Commercial_Warehouse_Existing_Food Preparation_Natural Gas_Conveyor Oven_E9_Codes & Standards Forecast | Commercial | Warehouse | Existing | Food Preparation | Natural Gas | Conveyor Oven | E9 |  | Codes & Standards Forecast | 0 | 0 | 0 | 0 | 0 | 0 | 0 | 0 | 0 | 0 | 0 | 0 | 0 | 0 | 0 | 0 | 0 | 0 | 0 | 0 | 0 | 0 | 0 | 0 | 0 | 0 | 0 | 0 | 0 | 0 | 0 | 0
Commercial_Warehouse_Existing_Food Preparation_Natural Gas_Conveyor Oven_E10_Codes & Standards Forecast | Commercial | Warehouse | Existing | Food Preparation | Natural Gas | Conveyor Oven | E10 |  | Codes & Standards Forecast | 0 | 0 | 0 | 0 | 0 | 0 | 0 | 0 | 0 | 0 | 0 | 0 | 0 | 0 | 0 | 0 | 0 | 0 | 0 | 0 | 0 | 0 | 0 | 0 | 0 | 0 | 0 | 0 | 0 | 0 | 0 | 0
Commercial_Warehouse_Existing_Food Preparation_Natural Gas_Double Rack Oven_E1_Codes & Standards Forecast | Commercial | Warehouse | Existing | Food Preparation | Natural Gas | Double Rack Oven | E1 | Standard | Codes & Standards Forecast | [30 empty] | 1 | 1 | bar: 2019 to 2048
Commercial_Warehouse_Existing_Food Preparation_Natural Gas_Double Rack Oven_E2_Codes & Standards Forecast | Commercial | Warehouse | Existing | Food Preparation | Natural Gas | Double Rack Oven | E2 | FTSC Qualified (>50% Cooking Efficiency) | Codes & Standards Forecast | 0 | 0 | 0 | 0 | 0 | 0 | 0 | 0 | 0 | 0 | 0 | 0 | 0 | 0 | 0 | 0 | 0 | 0 | 0 | 0 | 0 | 0 | 0 | 0 | 0 | 0 | 0 | 0 | 0 | 0 | 0 | 0
Commercial_Warehouse_Existing_Food Preparation_Natural Gas_Double Rack Oven_E3_Codes & Standards Forecast | Commercial | Warehouse | Existing | Food Preparation | Natural Gas | Double Rack Oven | E3 |  | Codes & Standards Forecast | 0 | 0 | 0 | 0 | 0 | 0 | 0 | 0 | 0 | 0 | 0 | 0 | 0 | 0 | 0 | 0 | 0 | 0 | 0 | 0 | 0 | 0 | 0 | 0 | 0 | 0 | 0 | 0 | 0 | 0 | 0 | 0
Commercial_Warehouse_Existing_Food Preparation_Natural Gas_Double Rack Oven_E4_Codes & Standards Forecast | Commercial | Warehouse | Existing | Food Preparation | Natural Gas | Double Rack Oven | E4 |  | Codes & Standards Forecast | 0 | 0 | 0 | 0 | 0 | 0 | 0 | 0 | 0 | 0 | 0 | 0 | 0 | 0 | 0 | 0 | 0 | 0 | 0 | 0 | 0 | 0 | 0 | 0 | 0 | 0 | 0 | 0 | 0 | 0 | 0 | 0
Commercial_Warehouse_Existing_Food Preparation_Natural Gas_Double Rack Oven_E5_Codes & Standards Forecast | Commercial | Warehouse | Existing | Food Preparation | Natural Gas | Double Rack Oven | E5 |  | Codes & Standards Forecast | 0 | 0 | 0 | 0 | 0 | 0 | 0 | 0 | 0 | 0 | 0 | 0 | 0 | 0 | 0 | 0 | 0 | 0 | 0 | 0 | 0 | 0 | 0 | 0 | 0 | 0 | 0 | 0 | 0 | 0 | 0 | 0
Commercial_Warehouse_Existing_Food Preparation_Natural Gas_Double Rack Oven_E6_Codes & Standards Forecast | Commercial | Warehouse | Existing | Food Preparation | Natural Gas | Double Rack Oven | E6 |  | Codes & Standards Forecast | 0 | 0 | 0 | 0 | 0 | 0 | 0 | 0 | 0 | 0 | 0 | 0 | 0 | 0 | 0 | 0 | 0 | 0 | 0 | 0 | 0 | 0 | 0 | 0 | 0 | 0 | 0 | 0 | 0 | 0 | 0 | 0
Commercial_Warehouse_Existing_Food Preparation_Natural Gas_Double Rack Oven_E7_Codes & Standards Forecast | Commercial | Warehouse | Existing | Food Preparation | Natural Gas | Double Rack Oven | E7 |  | Codes & Standards Forecast | 0 | 0 | 0 | 0 | 0 | 0 | 0 | 0 | 0 | 0 | 0 | 0 | 0 | 0 | 0 | 0 | 0 | 0 | 0 | 0 | 0 | 0 | 0 | 0 | 0 | 0 | 0 | 0 | 0 | 0 | 0 | 0
Commercial_Warehouse_Existing_Food Preparation_Natural Gas_Double Rack Oven_E8_Codes & Standards Forecast | Commercial | Warehouse | Existing | Food Preparation | Natural Gas | Double Rack Oven | E8 |  | Codes & Standards Forecast | 0 | 0 | 0 | 0 | 0 | 0 | 0 | 0 | 0 | 0 | 0 | 0 | 0 | 0 | 0 | 0 | 0 | 0 | 0 | 0 | 0 | 0 | 0 | 0 | 0 | 0 | 0 | 0 | 0 | 0 | 0 | 0
Commercial_Warehouse_Existing_Food Preparation_Natural Gas_Double Rack Oven_E9_Codes & Standards Forecast | Commercial | Warehouse | Existing | Food Preparation | Natural Gas | Double Rack Oven | E9 |  | Codes & Standards Forecast | 0 | 0 | 0 | 0 | 0 | 0 | 0 | 0 | 0 | 0 | 0 | 0 | 0 | 0 | 0 | 0 | 0 | 0 | 0 | 0 | 0 | 0 | 0 | 0 | 0 | 0 | 0 | 0 | 0 | 0 | 0 | 0
Commercial_Warehouse_Existing_Food Preparation_Natural Gas_Double Rack Oven_E10_Codes & Standards Forecast | Commercial | Warehouse | Existing | Food Preparation | Natural Gas | Double Rack Oven | E10 |  | Codes & Standards Forecast | 0 | 0 | 0 | 0 | 0 | 0 | 0 | 0 | 0 | 0 | 0 | 0 | 0 | 0 | 0 | 0 | 0 | 0 | 0 | 0 | 0 | 0 | 0 | 0 | 0 | 0 | 0 | 0 | 0 | 0 | 0 | 0
Commercial_Warehouse_Existing_Food Preparation_Natural Gas_Fryer_E1_Codes & Standards Forecast | Commercial | Warehouse | Existing | Food Preparation | Natural Gas | Fryer | E1 | Standard | Codes & Standards Forecast | 1 | 1 | 1 | 0 | 0 | 0 | 0 | 0 | 0 | 0 | 0 | 0 | 0 | 0 | 0 | 0 | 0 | 0 | 0 | 0 | 0 | 0 | 0 | 0 | 0 | 0 | 0 | 0 | 0 | 0 | 0 | 0
Commercial_Warehouse_Existing_Food Preparation_Natural Gas_Fryer_E2_Codes & Standards Forecast | Commercial | Warehouse | Existing | Food Preparation | Natural Gas | Fryer | E2 | ENERGY STAR | Codes & Standards Forecast | 0 | 0 | 0 | 1 | 1 | 1 | 1 | 1 | 1 | 1 | 1 | 1 | 1 | 1 | 1 | 1 | 1 | 1 | 1 | 1 | 1 | 1 | 1 | 1 | 1 | 1 | 1 | 1 | 1 | 1 | 1 | 1
Commercial_Warehouse_Existing_Food Preparation_Natural Gas_Fryer_E3_Codes & Standards Forecast | Commercial | Warehouse | Existing | Food Preparation | Natural Gas | Fryer | E3 |  | Codes & Standards Forecast | 0 | 0 | 0 | 0 | 0 | 0 | 0 | 0 | 0 | 0 | 0 | 0 | 0 | 0 | 0 | 0 | 0 | 0 | 0 | 0 | 0 | 0 | 0 | 0 | 0 | 0 | 0 | 0 | 0 | 0 | 0 | 0
Commercial_Warehouse_Existing_Food Preparation_Natural Gas_Fryer_E4_Codes & Standards Forecast | Commercial | Warehouse | Existing | Food Preparation | Natural Gas | Fryer | E4 |  | Codes & Standards Forecast | 0 | 0 | 0 | 0 | 0 | 0 | 0 | 0 | 0 | 0 | 0 | 0 | 0 | 0 | 0 | 0 | 0 | 0 | 0 | 0 | 0 | 0 | 0 | 0 | 0 | 0 | 0 | 0 | 0 | 0 | 0 | 0
Commercial_Warehouse_Existing_Food Preparation_Natural Gas_Fryer_E5_Codes & Standards Forecast | Commercial | Warehouse | Existing | Food Preparation | Natural Gas | Fryer | E5 |  | Codes & Standards Forecast | 0 | 0 | 0 | 0 | 0 | 0 | 0 | 0 | 0 | 0 | 0 | 0 | 0 | 0 | 0 | 0 | 0 | 0 | 0 | 0 | 0 | 0 | 0 | 0 | 0 | 0 | 0 | 0 | 0 | 0 | 0 | 0
Commercial_Warehouse_Existing_Food Preparation_Natural Gas_Fryer_E6_Codes & Standards Forecast | Commercial | Warehouse | Existing | Food Preparation | Natural Gas | Fryer | E6 |  | Codes & Standards Forecast | 0 | 0 | 0 | 0 | 0 | 0 | 0 | 0 | 0 | 0 | 0 | 0 | 0 | 0 | 0 | 0 | 0 | 0 | 0 | 0 | 0 | 0 | 0 | 0 | 0 | 0 | 0 | 0 | 0 | 0 | 0 | 0
Commercial_Warehouse_Existing_Food Preparation_Natural Gas_Fryer_E7_Codes & Standards Forecast | Commercial | Warehouse | Existing | Food Preparation | Natural Gas | Fryer | E7 |  | Codes & Standards Forecast | 0 | 0 | 0 | 0 | 0 | 0 | 0 | 0 | 0 | 0 | 0 | 0 | 0 | 0 | 0 | 0 | 0 | 0 | 0 | 0 | 0 | 0 | 0 | 0 | 0 | 0 | 0 | 0 | 0 | 0 | 0 | 0
Commercial_Warehouse_Existing_Food Preparation_Natural Gas_Fryer_E8_Codes & Standards Forecast | Commercial | Warehouse | Existing | Food Preparation | Natural Gas | Fryer | E8 |  | Codes & Standards Forecast | 0 | 0 | 0 | 0 | 0 | 0 | 0 | 0 | 0 | 0 | 0 | 0 | 0 | 0 | 0 | 0 | 0 | 0 | 0 | 0 | 0 | 0 | 0 | 0 | 0 | 0 | 0 | 0 | 0 | 0 | 0 | 0
Commercial_Warehouse_Existing_Food Preparation_Natural Gas_Fryer_E9_Codes & Standards Forecast | Commercial | Warehouse | Existing | Food Preparation | Natural Gas | Fryer | E9 |  | Codes & Standards Forecast | 0 | 0 | 0 | 0 | 0 | 0 | 0 | 0 | 0 | 0 | 0 | 0 | 0 | 0 | 0 | 0 | 0 | 0 | 0 | 0 | 0 | 0 | 0 | 0 | 0 | 0 | 0 | 0 | 0 | 0 | 0 | 0
Commercial_Warehouse_Existing_Food Preparation_Natural Gas_Fryer_E10_Codes & Standards Forecast | Commercial | Warehouse | Existing | Food Preparation | Natural Gas | Fryer | E10 |  | Codes & Standards Forecast | 0 | 0 | 0 | 0 | 0 | 0 | 0 | 0 | 0 | 0 | 0 | 0 | 0 | 0 | 0 | 0 | 0 | 0 | 0 | 0 | 0 | 0 | 0 | 0 | 0 | 0 | 0 | 0 | 0 | 0 | 0 | 0
Commercial_Warehouse_Existing_Food Preparation_Natural Gas_Broiler_E1_Codes & Standards Forecast | Commercial | Warehouse | Existing | Food Preparation | Natural Gas | Broiler | E1 | Standard | Codes & Standards Forecast | [30 empty] | 1 | 1 | bar: 2019 to 2048
Commercial_Warehouse_Existing_Food Preparation_Natural Gas_Broiler_E2_Codes & Standards Forecast | Commercial | Warehouse | Existing | Food Preparation | Natural Gas | Broiler | E2 | Infrared Burners | Codes & Standards Forecast | 0 | 0 | 0 | 0 | 0 | 0 | 0 | 0 | 0 | 0 | 0 | 0 | 0 | 0 | 0 | 0 | 0 | 0 | 0 | 0 | 0 | 0 | 0 | 0 | 0 | 0 | 0 | 0 | 0 | 0 | 0 | 0
Commercial_Warehouse_Existing_Food Preparation_Natural Gas_Broiler_E3_Codes & Standards Forecast | Commercial | Warehouse | Existing | Food Preparation | Natural Gas | Broiler | E3 |  | Codes & Standards Forecast | 0 | 0 | 0 | 0 | 0 | 0 | 0 | 0 | 0 | 0 | 0 | 0 | 0 | 0 | 0 | 0 | 0 | 0 | 0 | 0 | 0 | 0 | 0 | 0 | 0 | 0 | 0 | 0 | 0 | 0 | 0 | 0
Commercial_Warehouse_Existing_Food Preparation_Natural Gas_Broiler_E4_Codes & Standards Forecast | Commercial | Warehouse | Existing | Food Preparation | Natural Gas | Broiler | E4 |  | Codes & Standards Forecast | 0 | 0 | 0 | 0 | 0 | 0 | 0 | 0 | 0 | 0 | 0 | 0 | 0 | 0 | 0 | 0 | 0 | 0 | 0 | 0 | 0 | 0 | 0 | 0 | 0 | 0 | 0 | 0 | 0 | 0 | 0 | 0
Commercial_Warehouse_Existing_Food Preparation_Natural Gas_Broiler_E5_Codes & Standards Forecast | Commercial | Warehouse | Existing | Food Preparation | Natural Gas | Broiler | E5 |  | Codes & Standards Forecast | 0 | 0 | 0 | 0 | 0 | 0 | 0 | 0 | 0 | 0 | 0 | 0 | 0 | 0 | 0 | 0 | 0 | 0 | 0 | 0 | 0 | 0 | 0 | 0 | 0 | 0 | 0 | 0 | 0 | 0 | 0 | 0
Commercial_Warehouse_Existing_Food Preparation_Natural Gas_Broiler_E6_Codes & Standards Forecast | Commercial | Warehouse | Existing | Food Preparation | Natural Gas | Broiler | E6 |  | Codes & Standards Forecast | 0 | 0 | 0 | 0 | 0 | 0 | 0 | 0 | 0 | 0 | 0 | 0 | 0 | 0 | 0 | 0 | 0 | 0 | 0 | 0 | 0 | 0 | 0 | 0 | 0 | 0 | 0 | 0 | 0 | 0 | 0 | 0
Commercial_Warehouse_Existing_Food Preparation_Natural Gas_Broiler_E7_Codes & Standards Forecast | Commercial | Warehouse | Existing | Food Preparation | Natural Gas | Broiler | E7 |  | Codes & Standards Forecast | 0 | 0 | 0 | 0 | 0 | 0 | 0 | 0 | 0 | 0 | 0 | 0 | 0 | 0 | 0 | 0 | 0 | 0 | 0 | 0 | 0 | 0 | 0 | 0 | 0 | 0 | 0 | 0 | 0 | 0 | 0 | 0
Commercial_Warehouse_Existing_Food Preparation_Natural Gas_Broiler_E8_Codes & Standards Forecast | Commercial | Warehouse | Existing | Food Preparation | Natural Gas | Broiler | E8 |  | Codes & Standards Forecast | 0 | 0 | 0 | 0 | 0 | 0 | 0 | 0 | 0 | 0 | 0 | 0 | 0 | 0 | 0 | 0 | 0 | 0 | 0 | 0 | 0 | 0 | 0 | 0 | 0 | 0 | 0 | 0 | 0 | 0 | 0 | 0
Commercial_Warehouse_Existing_Food Preparation_Natural Gas_Broiler_E9_Codes & Standards Forecast | Commercial | Warehouse | Existing | Food Preparation | Natural Gas | Broiler | E9 |  | Codes & Standards Forecast | 0 | 0 | 0 | 0 | 0 | 0 | 0 | 0 | 0 | 0 | 0 | 0 | 0 | 0 | 0 | 0 | 0 | 0 | 0 | 0 | 0 | 0 | 0 | 0 | 0 | 0 | 0 | 0 | 0 | 0 | 0 | 0
Commercial_Warehouse_Existing_Food Preparation_Natural Gas_Broiler_E10_Codes & Standards Forecast | Commercial | Warehouse | Existing | Food Preparation | Natural Gas | Broiler | E10 |  | Codes & Standards Forecast | 0 | 0 | 0 | 0 | 0 | 0 | 0 | 0 | 0 | 0 | 0 | 0 | 0 | 0 | 0 | 0 | 0 | 0 | 0 | 0 | 0 | 0 | 0 | 0 | 0 | 0 | 0 | 0 | 0 | 0 | 0 | 0
Commercial_Warehouse_Existing_Food Preparation_Natural Gas_Griddle_E1_Codes & Standards Forecast | Commercial | Warehouse | Existing | Food Preparation | Natural Gas | Griddle | E1 | Standard | Codes & Standards Forecast | [30 empty] | 1 | 1 | bar: 2019 to 2048
Commercial_Warehouse_Existing_Food Preparation_Natural Gas_Griddle_E2_Codes & Standards Forecast | Commercial | Warehouse | Existing | Food Preparation | Natural Gas | Griddle | E2 | ENERGY STAR | Codes & Standards Forecast | 0 | 0 | 0 | 0 | 0 | 0 | 0 | 0 | 0 | 0 | 0 | 0 | 0 | 0 | 0 | 0 | 0 | 0 | 0 | 0 | 0 | 0 | 0 | 0 | 0 | 0 | 0 | 0 | 0 | 0 | 0 | 0
Commercial_Warehouse_Existing_Food Preparation_Natural Gas_Griddle_E3_Codes & Standards Forecast | Commercial | Warehouse | Existing | Food Preparation | Natural Gas | Griddle | E3 |  | Codes & Standards Forecast | 0 | 0 | 0 | 0 | 0 | 0 | 0 | 0 | 0 | 0 | 0 | 0 | 0 | 0 | 0 | 0 | 0 | 0 | 0 | 0 | 0 | 0 | 0 | 0 | 0 | 0 | 0 | 0 | 0 | 0 | 0 | 0
Commercial_Warehouse_Existing_Food Preparation_Natural Gas_Griddle_E4_Codes & Standards Forecast | Commercial | Warehouse | Existing | Food Preparation | Natural Gas | Griddle | E4 |  | Codes & Standards Forecast | 0 | 0 | 0 | 0 | 0 | 0 | 0 | 0 | 0 | 0 | 0 | 0 | 0 | 0 | 0 | 0 | 0 | 0 | 0 | 0 | 0 | 0 | 0 | 0 | 0 | 0 | 0 | 0 | 0 | 0 | 0 | 0
Commercial_Warehouse_Existing_Food Preparation_Natural Gas_Griddle_E5_Codes & Standards Forecast | Commercial | Warehouse | Existing | Food Preparation | Natural Gas | Griddle | E5 |  | Codes & Standards Forecast | 0 | 0 | 0 | 0 | 0 | 0 | 0 | 0 | 0 | 0 | 0 | 0 | 0 | 0 | 0 | 0 | 0 | 0 | 0 | 0 | 0 | 0 | 0 | 0 | 0 | 0 | 0 | 0 | 0 | 0 | 0 | 0
Commercial_Warehouse_Existing_Food Preparation_Natural Gas_Griddle_E6_Codes & Standards Forecast | Commercial | Warehouse | Existing | Food Preparation | Natural Gas | Griddle | E6 |  | Codes & Standards Forecast | 0 | 0 | 0 | 0 | 0 | 0 | 0 | 0 | 0 | 0 | 0 | 0 | 0 | 0 | 0 | 0 | 0 | 0 | 0 | 0 | 0 | 0 | 0 | 0 | 0 | 0 | 0 | 0 | 0 | 0 | 0 | 0
Commercial_Warehouse_Existing_Food Preparation_Natural Gas_Griddle_E7_Codes & Standards Forecast | Commercial | Warehouse | Existing | Food Preparation | Natural Gas | Griddle | E7 |  | Codes & Standards Forecast | 0 | 0 | 0 | 0 | 0 | 0 | 0 | 0 | 0 | 0 | 0 | 0 | 0 | 0 | 0 | 0 | 0 | 0 | 0 | 0 | 0 | 0 | 0 | 0 | 0 | 0 | 0 | 0 | 0 | 0 | 0 | 0
Commercial_Warehouse_Existing_Food Preparation_Natural Gas_Griddle_E8_Codes & Standards Forecast | Commercial | Warehouse | Existing | Food Preparation | Natural Gas | Griddle | E8 |  | Codes & Standards Forecast | 0 | 0 | 0 | 0 | 0 | 0 | 0 | 0 | 0 | 0 | 0 | 0 | 0 | 0 | 0 | 0 | 0 | 0 | 0 | 0 | 0 | 0 | 0 | 0 | 0 | 0 | 0 | 0 | 0 | 0 | 0 | 0
Commercial_Warehouse_Existing_Food Preparation_Natural Gas_Griddle_E9_Codes & Standards Forecast | Commercial | Warehouse | Existing | Food Preparation | Natural Gas | Griddle | E9 |  | Codes & Standards Forecast | 0 | 0 | 0 | 0 | 0 | 0 | 0 | 0 | 0 | 0 | 0 | 0 | 0 | 0 | 0 | 0 | 0 | 0 | 0 | 0 | 0 | 0 | 0 | 0 | 0 | 0 | 0 | 0 | 0 | 0 | 0 | 0
Commercial_Warehouse_Existing_Food Preparation_Natural Gas_Griddle_E10_Codes & Standards Forecast | Commercial | Warehouse | Existing | Food Preparation | Natural Gas | Griddle | E10 |  | Codes & Standards Forecast | 0 | 0 | 0 | 0 | 0 | 0 | 0 | 0 | 0 | 0 | 0 | 0 | 0 | 0 | 0 | 0 | 0 | 0 | 0 | 0 | 0 | 0 | 0 | 0 | 0 | 0 | 0 | 0 | 0 | 0 | 0 | 0
Commercial_Warehouse_Existing_Food Preparation_Natural Gas_Range_E1_Codes & Standards Forecast | Commercial | Warehouse | Existing | Food Preparation | Natural Gas | Range | E1 | Standard | Codes & Standards Forecast | [30 empty] | 1 | 1 | bar: 2019 to 2048
Commercial_Warehouse_Existing_Food Preparation_Natural Gas_Range_E2_Codes & Standards Forecast | Commercial | Warehouse | Existing | Food Preparation | Natural Gas | Range | E2 | High Efficiency | Codes & Standards Forecast | 0 | 0 | 0 | 0 | 0 | 0 | 0 | 0 | 0 | 0 | 0 | 0 | 0 | 0 | 0 | 0 | 0 | 0 | 0 | 0 | 0 | 0 | 0 | 0 | 0 | 0 | 0 | 0 | 0 | 0 | 0 | 0
Commercial_Warehouse_Existing_Food Preparation_Natural Gas_Range_E3_Codes & Standards Forecast | Commercial | Warehouse | Existing | Food Preparation | Natural Gas | Range | E3 |  | Codes & Standards Forecast | 0 | 0 | 0 | 0 | 0 | 0 | 0 | 0 | 0 | 0 | 0 | 0 | 0 | 0 | 0 | 0 | 0 | 0 | 0 | 0 | 0 | 0 | 0 | 0 | 0 | 0 | 0 | 0 | 0 | 0 | 0 | 0
Commercial_Warehouse_Existing_Food Preparation_Natural Gas_Range_E4_Codes & Standards Forecast | Commercial | Warehouse | Existing | Food Preparation | Natural Gas | Range | E4 |  | Codes & Standards Forecast | 0 | 0 | 0 | 0 | 0 | 0 | 0 | 0 | 0 | 0 | 0 | 0 | 0 | 0 | 0 | 0 | 0 | 0 | 0 | 0 | 0 | 0 | 0 | 0 | 0 | 0 | 0 | 0 | 0 | 0 | 0 | 0
Commercial_Warehouse_Existing_Food Preparation_Natural Gas_Range_E5_Codes & Standards Forecast | Commercial | Warehouse | Existing | Food Preparation | Natural Gas | Range | E5 |  | Codes & Standards Forecast | 0 | 0 | 0 | 0 | 0 | 0 | 0 | 0 | 0 | 0 | 0 | 0 | 0 | 0 | 0 | 0 | 0 | 0 | 0 | 0 | 0 | 0 | 0 | 0 | 0 | 0 | 0 | 0 | 0 | 0 | 0 | 0
Commercial_Warehouse_Existing_Food Preparation_Natural Gas_Range_E6_Codes & Standards Forecast | Commercial | Warehouse | Existing | Food Preparation | Natural Gas | Range | E6 |  | Codes & Standards Forecast | 0 | 0 | 0 | 0 | 0 | 0 | 0 | 0 | 0 | 0 | 0 | 0 | 0 | 0 | 0 | 0 | 0 | 0 | 0 | 0 | 0 | 0 | 0 | 0 | 0 | 0 | 0 | 0 | 0 | 0 | 0 | 0
Commercial_Warehouse_Existing_Food Preparation_Natural Gas_Range_E7_Codes & Standards Forecast | Commercial | Warehouse | Existing | Food Preparation | Natural Gas | Range | E7 |  | Codes & Standards Forecast | 0 | 0 | 0 | 0 | 0 | 0 | 0 | 0 | 0 | 0 | 0 | 0 | 0 | 0 | 0 | 0 | 0 | 0 | 0 | 0 | 0 | 0 | 0 | 0 | 0 | 0 | 0 | 0 | 0 | 0 | 0 | 0
Commercial_Warehouse_Existing_Food Preparation_Natural Gas_Range_E8_Codes & Standards Forecast | Commercial | Warehouse | Existing | Food Preparation | Natural Gas | Range | E8 |  | Codes & Standards Forecast | 0 | 0 | 0 | 0 | 0 | 0 | 0 | 0 | 0 | 0 | 0 | 0 | 0 | 0 | 0 | 0 | 0 | 0 | 0 | 0 | 0 | 0 | 0 | 0 | 0 | 0 | 0 | 0 | 0 | 0 | 0 | 0
Commercial_Warehouse_Existing_Food Preparation_Natural Gas_Range_E9_Codes & Standards Forecast | Commercial | Warehouse | Existing | Food Preparation | Natural Gas | Range | E9 |  | Codes & Standards Forecast | 0 | 0 | 0 | 0 | 0 | 0 | 0 | 0 | 0 | 0 | 0 | 0 | 0 | 0 | 0 | 0 | 0 | 0 | 0 | 0 | 0 | 0 | 0 | 0 | 0 | 0 | 0 | 0 | 0 | 0 | 0 | 0
Commercial_Warehouse_Existing_Food Preparation_Natural Gas_Range_E10_Codes & Standards Forecast | Commercial | Warehouse | Existing | Food Preparation | Natural Gas | Range | E10 |  | Codes & Standards Forecast | 0 | 0 | 0 | 0 | 0 | 0 | 0 | 0 | 0 | 0 | 0 | 0 | 0 | 0 | 0 | 0 | 0 | 0 | 0 | 0 | 0 | 0 | 0 | 0 | 0 | 0 | 0 | 0 | 0 | 0 | 0 | 0
Commercial_Warehouse_Existing_Food Preparation_Natural Gas_Steamer_E1_Codes & Standards Forecast | Commercial | Warehouse | Existing | Food Preparation | Natural Gas | Steamer | E1 | Standard | Codes & Standards Forecast | 1 | 1 | 1 | 0 | 0 | 0 | 0 | 0 | 0 | 0 | 0 | 0 | 0 | 0 | 0 | 0 | 0 | 0 | 0 | 0 | 0 | 0 | 0 | 0 | 0 | 0 | 0 | 0 | 0 | 0 | 0 | 0
Commercial_Warehouse_Existing_Food Preparation_Natural Gas_Steamer_E2_Codes & Standards Forecast | Commercial | Warehouse | Existing | Food Preparation | Natural Gas | Steamer | E2 | ENERGY STAR | Codes & Standards Forecast | 0 | 0 | 0 | 1 | 1 | 1 | 1 | 1 | 1 | 1 | 1 | 1 | 1 | 1 | 1 | 1 | 1 | 1 | 1 | 1 | 1 | 1 | 1 | 1 | 1 | 1 | 1 | 1 | 1 | 1 | 1 | 1
Commercial_Warehouse_Existing_Food Preparation_Natural Gas_Steamer_E3_Codes & Standards Forecast | Commercial | Warehouse | Existing | Food Preparation | Natural Gas | Steamer | E3 |  | Codes & Standards Forecast | 0 | 0 | 0 | 0 | 0 | 0 | 0 | 0 | 0 | 0 | 0 | 0 | 0 | 0 | 0 | 0 | 0 | 0 | 0 | 0 | 0 | 0 | 0 | 0 | 0 | 0 | 0 | 0 | 0 | 0 | 0 | 0
Commercial_Warehouse_Existing_Food Preparation_Natural Gas_Steamer_E4_Codes & Standards Forecast | Commercial | Warehouse | Existing | Food Preparation | Natural Gas | Steamer | E4 |  | Codes & Standards Forecast | 0 | 0 | 0 | 0 | 0 | 0 | 0 | 0 | 0 | 0 | 0 | 0 | 0 | 0 | 0 | 0 | 0 | 0 | 0 | 0 | 0 | 0 | 0 | 0 | 0 | 0 | 0 | 0 | 0 | 0 | 0 | 0
Commercial_Warehouse_Existing_Food Preparation_Natural Gas_Steamer_E5_Codes & Standards Forecast | Commercial | Warehouse | Existing | Food Preparation | Natural Gas | Steamer | E5 |  | Codes & Standards Forecast | 0 | 0 | 0 | 0 | 0 | 0 | 0 | 0 | 0 | 0 | 0 | 0 | 0 | 0 | 0 | 0 | 0 | 0 | 0 | 0 | 0 | 0 | 0 | 0 | 0 | 0 | 0 | 0 | 0 | 0 | 0 | 0
Commercial_Warehouse_Existing_Food Preparation_Natural Gas_Steamer_E6_Codes & Standards Forecast | Commercial | Warehouse | Existing | Food Preparation | Natural Gas | Steamer | E6 |  | Codes & Standards Forecast | 0 | 0 | 0 | 0 | 0 | 0 | 0 | 0 | 0 | 0 | 0 | 0 | 0 | 0 | 0 | 0 | 0 | 0 | 0 | 0 | 0 | 0 | 0 | 0 | 0 | 0 | 0 | 0 | 0 | 0 | 0 | 0
Commercial_Warehouse_Existing_Food Preparation_Natural Gas_Steamer_E7_Codes & Standards Forecast | Commercial | Warehouse | Existing | Food Preparation | Natural Gas | Steamer | E7 |  | Codes & Standards Forecast | 0 | 0 | 0 | 0 | 0 | 0 | 0 | 0 | 0 | 0 | 0 | 0 | 0 | 0 | 0 | 0 | 0 | 0 | 0 | 0 | 0 | 0 | 0 | 0 | 0 | 0 | 0 | 0 | 0 | 0 | 0 | 0
Commercial_Warehouse_Existing_Food Preparation_Natural Gas_Steamer_E8_Codes & Standards Forecast | Commercial | Warehouse | Existing | Food Preparation | Natural Gas | Steamer | E8 |  | Codes & Standards Forecast | 0 | 0 | 0 | 0 | 0 | 0 | 0 | 0 | 0 | 0 | 0 | 0 | 0 | 0 | 0 | 0 | 0 | 0 | 0 | 0 | 0 | 0 | 0 | 0 | 0 | 0 | 0 | 0 | 0 | 0 | 0 | 0
Commercial_Warehouse_Existing_Food Preparation_Natural Gas_Steamer_E9_Codes & Standards Forecast | Commercial | Warehouse | Existing | Food Preparation | Natural Gas | Steamer | E9 |  | Codes & Standards Forecast | 0 | 0 | 0 | 0 | 0 | 0 | 0 | 0 | 0 | 0 | 0 | 0 | 0 | 0 | 0 | 0 | 0 | 0 | 0 | 0 | 0 | 0 | 0 | 0 | 0 | 0 | 0 | 0 | 0 | 0 | 0 | 0
Commercial_Warehouse_Existing_Food Preparation_Natural Gas_Steamer_E10_Codes & Standards Forecast | Commercial | Warehouse | Existing | Food Preparation | Natural Gas | Steamer | E10 |  | Codes & Standards Forecast | 0 | 0 | 0 | 0 | 0 | 0 | 0 | 0 | 0 | 0 | 0 | 0 | 0 | 0 | 0 | 0 | 0 | 0 | 0 | 0 | 0 | 0 | 0 | 0 | 0 | 0 | 0 | 0 | 0 | 0 | 0 | 0
Commercial_Warehouse_Existing_Food Preparation_Natural Gas_Food Prep Other_E1_Codes & Standards Forecast | Commercial | Warehouse | Existing | Food Preparation | Natural Gas | Food Prep Other | E1 | Standard | Codes & Standards Forecast | [30 empty] | 1 | 1 | bar: 2019 to 2048
Commercial_Warehouse_Existing_Food Preparation_Natural Gas_Food Prep Other_E2_Codes & Standards Forecast | Commercial | Warehouse | Existing | Food Preparation | Natural Gas | Food Prep Other | E2 | ENERGY STAR | Codes & Standards Forecast | 0 | 0 | 0 | 0 | 0 | 0 | 0 | 0 | 0 | 0 | 0 | 0 | 0 | 0 | 0 | 0 | 0 | 0 | 0 | 0 | 0 | 0 | 0 | 0 | 0 | 0 | 0 | 0 | 0 | 0 | 0 | 0
Commercial_Warehouse_Existing_Food Preparation_Natural Gas_Food Prep Other_E3_Codes & Standards Forecast | Commercial | Warehouse | Existing | Food Preparation | Natural Gas | Food Prep Other | E3 |  | Codes & Standards Forecast | 0 | 0 | 0 | 0 | 0 | 0 | 0 | 0 | 0 | 0 | 0 | 0 | 0 | 0 | 0 | 0 | 0 | 0 | 0 | 0 | 0 | 0 | 0 | 0 | 0 | 0 | 0 | 0 | 0 | 0 | 0 | 0
Commercial_Warehouse_Existing_Food Preparation_Natural Gas_Food Prep Other_E4_Codes & Standards Forecast | Commercial | Warehouse | Existing | Food Preparation | Natural Gas | Food Prep Other | E4 |  | Codes & Standards Forecast | 0 | 0 | 0 | 0 | 0 | 0 | 0 | 0 | 0 | 0 | 0 | 0 | 0 | 0 | 0 | 0 | 0 | 0 | 0 | 0 | 0 | 0 | 0 | 0 | 0 | 0 | 0 | 0 | 0 | 0 | 0 | 0
Commercial_Warehouse_Existing_Food Preparation_Natural Gas_Food Prep Other_E5_Codes & Standards Forecast | Commercial | Warehouse | Existing | Food Preparation | Natural Gas | Food Prep Other | E5 |  | Codes & Standards Forecast | 0 | 0 | 0 | 0 | 0 | 0 | 0 | 0 | 0 | 0 | 0 | 0 | 0 | 0 | 0 | 0 | 0 | 0 | 0 | 0 | 0 | 0 | 0 | 0 | 0 | 0 | 0 | 0 | 0 | 0 | 0 | 0
Commercial_Warehouse_Existing_Food Preparation_Natural Gas_Food Prep Other_E6_Codes & Standards Forecast | Commercial | Warehouse | Existing | Food Preparation | Natural Gas | Food Prep Other | E6 |  | Codes & Standards Forecast | 0 | 0 | 0 | 0 | 0 | 0 | 0 | 0 | 0 | 0 | 0 | 0 | 0 | 0 | 0 | 0 | 0 | 0 | 0 | 0 | 0 | 0 | 0 | 0 | 0 | 0 | 0 | 0 | 0 | 0 | 0 | 0
Commercial_Warehouse_Existing_Food Preparation_Natural Gas_Food Prep Other_E7_Codes & Standards Forecast | Commercial | Warehouse | Existing | Food Preparation | Natural Gas | Food Prep Other | E7 |  | Codes & Standards Forecast | 0 | 0 | 0 | 0 | 0 | 0 | 0 | 0 | 0 | 0 | 0 | 0 | 0 | 0 | 0 | 0 | 0 | 0 | 0 | 0 | 0 | 0 | 0 | 0 | 0 | 0 | 0 | 0 | 0 | 0 | 0 | 0
Commercial_Warehouse_Existing_Food Preparation_Natural Gas_Food Prep Other_E8_Codes & Standards Forecast | Commercial | Warehouse | Existing | Food Preparation | Natural Gas | Food Prep Other | E8 |  | Codes & Standards Forecast | 0 | 0 | 0 | 0 | 0 | 0 | 0 | 0 | 0 | 0 | 0 | 0 | 0 | 0 | 0 | 0 | 0 | 0 | 0 | 0 | 0 | 0 | 0 | 0 | 0 | 0 | 0 | 0 | 0 | 0 | 0 | 0
Commercial_Warehouse_Existing_Food Preparation_Natural Gas_Food Prep Other_E9_Codes & Standards Forecast | Commercial | Warehouse | Existing | Food Preparation | Natural Gas | Food Prep Other | E9 |  | Codes & Standards Forecast | 0 | 0 | 0 | 0 | 0 | 0 | 0 | 0 | 0 | 0 | 0 | 0 | 0 | 0 | 0 | 0 | 0 | 0 | 0 | 0 | 0 | 0 | 0 | 0 | 0 | 0 | 0 | 0 | 0 | 0 | 0 | 0
Commercial_Warehouse_Existing_Food Preparation_Natural Gas_Food Prep Other_E10_Codes & Standards Forecast | Commercial | Warehouse | Existing | Food Preparation | Natural Gas | Food Prep Other | E10 |  | Codes & Standards Forecast | 0 | 0 | 0 | 0 | 0 | 0 | 0 | 0 | 0 | 0 | 0 | 0 | 0 | 0 | 0 | 0 | 0 | 0 | 0 | 0 | 0 | 0 | 0 | 0 | 0 | 0 | 0 | 0 | 0 | 0 | 0 | 0
Commercial_Warehouse_Existing_Miscellaneous_Natural Gas_Pool Heater_E1_Codes & Standards Forecast | Commercial | Warehouse | Existing | Miscellaneous | Natural Gas | Pool Heater | E1 | Standard (EF .78) | Codes & Standards Forecast | [30 empty] | 1 | 1 | bar: 2019 to 2048
Commercial_Warehouse_Existing_Miscellaneous_Natural Gas_Pool Heater_E2_Codes & Standards Forecast | Commercial | Warehouse | Existing | Miscellaneous | Natural Gas | Pool Heater | E2 | Condensing (EF .90) | Codes & Standards Forecast | 0 | 0 | 0 | 0 | 0 | 0 | 0 | 0 | 0 | 0 | 0 | 0 | 0 | 0 | 0 | 0 | 0 | 0 | 0 | 0 | 0 | 0 | 0 | 0 | 0 | 0 | 0 | 0 | 0 | 0 | 0 | 0
Commercial_Warehouse_Existing_Miscellaneous_Natural Gas_Pool Heater_E3_Codes & Standards Forecast | Commercial | Warehouse | Existing | Miscellaneous | Natural Gas | Pool Heater | E3 |  | Codes & Standards Forecast | 0 | 0 | 0 | 0 | 0 | 0 | 0 | 0 | 0 | 0 | 0 | 0 | 0 | 0 | 0 | 0 | 0 | 0 | 0 | 0 | 0 | 0 | 0 | 0 | 0 | 0 | 0 | 0 | 0 | 0 | 0 | 0
Commercial_Warehouse_Existing_Miscellaneous_Natural Gas_Pool Heater_E4_Codes & Standards Forecast | Commercial | Warehouse | Existing | Miscellaneous | Natural Gas | Pool Heater | E4 |  | Codes & Standards Forecast | 0 | 0 | 0 | 0 | 0 | 0 | 0 | 0 | 0 | 0 | 0 | 0 | 0 | 0 | 0 | 0 | 0 | 0 | 0 | 0 | 0 | 0 | 0 | 0 | 0 | 0 | 0 | 0 | 0 | 0 | 0 | 0
Commercial_Warehouse_Existing_Miscellaneous_Natural Gas_Pool Heater_E5_Codes & Standards Forecast | Commercial | Warehouse | Existing | Miscellaneous | Natural Gas | Pool Heater | E5 |  | Codes & Standards Forecast | 0 | 0 | 0 | 0 | 0 | 0 | 0 | 0 | 0 | 0 | 0 | 0 | 0 | 0 | 0 | 0 | 0 | 0 | 0 | 0 | 0 | 0 | 0 | 0 | 0 | 0 | 0 | 0 | 0 | 0 | 0 | 0
Commercial_Warehouse_Existing_Miscellaneous_Natural Gas_Pool Heater_E6_Codes & Standards Forecast | Commercial | Warehouse | Existing | Miscellaneous | Natural Gas | Pool Heater | E6 |  | Codes & Standards Forecast | 0 | 0 | 0 | 0 | 0 | 0 | 0 | 0 | 0 | 0 | 0 | 0 | 0 | 0 | 0 | 0 | 0 | 0 | 0 | 0 | 0 | 0 | 0 | 0 | 0 | 0 | 0 | 0 | 0 | 0 | 0 | 0
Commercial_Warehouse_Existing_Miscellaneous_Natural Gas_Pool Heater_E7_Codes & Standards Forecast | Commercial | Warehouse | Existing | Miscellaneous | Natural Gas | Pool Heater | E7 |  | Codes & Standards Forecast | 0 | 0 | 0 | 0 | 0 | 0 | 0 | 0 | 0 | 0 | 0 | 0 | 0 | 0 | 0 | 0 | 0 | 0 | 0 | 0 | 0 | 0 | 0 | 0 | 0 | 0 | 0 | 0 | 0 | 0 | 0 | 0
Commercial_Warehouse_Existing_Miscellaneous_Natural Gas_Pool Heater_E8_Codes & Standards Forecast | Commercial | Warehouse | Existing | Miscellaneous | Natural Gas | Pool Heater | E8 |  | Codes & Standards Forecast | 0 | 0 | 0 | 0 | 0 | 0 | 0 | 0 | 0 | 0 | 0 | 0 | 0 | 0 | 0 | 0 | 0 | 0 | 0 | 0 | 0 | 0 | 0 | 0 | 0 | 0 | 0 | 0 | 0 | 0 | 0 | 0
Commercial_Warehouse_Existing_Miscellaneous_Natural Gas_Pool Heater_E9_Codes & Standards Forecast | Commercial | Warehouse | Existing | Miscellaneous | Natural Gas | Pool Heater | E9 |  | Codes & Standards Forecast | 0 | 0 | 0 | 0 | 0 | 0 | 0 | 0 | 0 | 0 | 0 | 0 | 0 | 0 | 0 | 0 | 0 | 0 | 0 | 0 | 0 | 0 | 0 | 0 | 0 | 0 | 0 | 0 | 0 | 0 | 0 | 0
Commercial_Warehouse_Existing_Miscellaneous_Natural Gas_Pool Heater_E10_Codes & Standards Forecast | Commercial | Warehouse | Existing | Miscellaneous | Natural Gas | Pool Heater | E10 |  | Codes & Standards Forecast | 0 | 0 | 0 | 0 | 0 | 0 | 0 | 0 | 0 | 0 | 0 | 0 | 0 | 0 | 0 | 0 | 0 | 0 | 0 | 0 | 0 | 0 | 0 | 0 | 0 | 0 | 0 | 0 | 0 | 0 | 0 | 0
Commercial_Warehouse_Existing_Miscellaneous_Natural Gas_Miscellaneous_E1_Codes & Standards Forecast | Commercial | Warehouse | Existing | Miscellaneous | Natural Gas | Miscellaneous | E1 | Miscellaneous | Codes & Standards Forecast | [30 empty] | 1 | 1 | bar: 2019 to 2048
Commercial_Warehouse_Existing_Miscellaneous_Natural Gas_Miscellaneous_E2_Codes & Standards Forecast | Commercial | Warehouse | Existing | Miscellaneous | Natural Gas | Miscellaneous | E2 |  | Codes & Standards Forecast | 0 | 0 | 0 | 0 | 0 | 0 | 0 | 0 | 0 | 0 | 0 | 0 | 0 | 0 | 0 | 0 | 0 | 0 | 0 | 0 | 0 | 0 | 0 | 0 | 0 | 0 | 0 | 0 | 0 | 0 | 0 | 0
Commercial_Warehouse_Existing_Miscellaneous_Natural Gas_Miscellaneous_E3_Codes & Standards Forecast | Commercial | Warehouse | Existing | Miscellaneous | Natural Gas | Miscellaneous | E3 |  | Codes & Standards Forecast | 0 | 0 | 0 | 0 | 0 | 0 | 0 | 0 | 0 | 0 | 0 | 0 | 0 | 0 | 0 | 0 | 0 | 0 | 0 | 0 | 0 | 0 | 0 | 0 | 0 | 0 | 0 | 0 | 0 | 0 | 0 | 0
Commercial_Warehouse_Existing_Miscellaneous_Natural Gas_Miscellaneous_E4_Codes & Standards Forecast | Commercial | Warehouse | Existing | Miscellaneous | Natural Gas | Miscellaneous | E4 |  | Codes & Standards Forecast | 0 | 0 | 0 | 0 | 0 | 0 | 0 | 0 | 0 | 0 | 0 | 0 | 0 | 0 | 0 | 0 | 0 | 0 | 0 | 0 | 0 | 0 | 0 | 0 | 0 | 0 | 0 | 0 | 0 | 0 | 0 | 0
Commercial_Warehouse_Existing_Miscellaneous_Natural Gas_Miscellaneous_E5_Codes & Standards Forecast | Commercial | Warehouse | Existing | Miscellaneous | Natural Gas | Miscellaneous | E5 |  | Codes & Standards Forecast | 0 | 0 | 0 | 0 | 0 | 0 | 0 | 0 | 0 | 0 | 0 | 0 | 0 | 0 | 0 | 0 | 0 | 0 | 0 | 0 | 0 | 0 | 0 | 0 | 0 | 0 | 0 | 0 | 0 | 0 | 0 | 0
Commercial_Warehouse_Existing_Miscellaneous_Natural Gas_Miscellaneous_E6_Codes & Standards Forecast | Commercial | Warehouse | Existing | Miscellaneous | Natural Gas | Miscellaneous | E6 |  | Codes & Standards Forecast | 0 | 0 | 0 | 0 | 0 | 0 | 0 | 0 | 0 | 0 | 0 | 0 | 0 | 0 | 0 | 0 | 0 | 0 | 0 | 0 | 0 | 0 | 0 | 0 | 0 | 0 | 0 | 0 | 0 | 0 | 0 | 0
Commercial_Warehouse_Existing_Miscellaneous_Natural Gas_Miscellaneous_E7_Codes & Standards Forecast | Commercial | Warehouse | Existing | Miscellaneous | Natural Gas | Miscellaneous | E7 |  | Codes & Standards Forecast | 0 | 0 | 0 | 0 | 0 | 0 | 0 | 0 | 0 | 0 | 0 | 0 | 0 | 0 | 0 | 0 | 0 | 0 | 0 | 0 | 0 | 0 | 0 | 0 | 0 | 0 | 0 | 0 | 0 | 0 | 0 | 0
Commercial_Warehouse_Existing_Miscellaneous_Natural Gas_Miscellaneous_E8_Codes & Standards Forecast | Commercial | Warehouse | Existing | Miscellaneous | Natural Gas | Miscellaneous | E8 |  | Codes & Standards Forecast | 0 | 0 | 0 | 0 | 0 | 0 | 0 | 0 | 0 | 0 | 0 | 0 | 0 | 0 | 0 | 0 | 0 | 0 | 0 | 0 | 0 | 0 | 0 | 0 | 0 | 0 | 0 | 0 | 0 | 0 | 0 | 0
Commercial_Warehouse_Existing_Miscellaneous_Natural Gas_Miscellaneous_E9_Codes & Standards Forecast | Commercial | Warehouse | Existing | Miscellaneous | Natural Gas | Miscellaneous | E9 |  | Codes & Standards Forecast | 0 | 0 | 0 | 0 | 0 | 0 | 0 | 0 | 0 | 0 | 0 | 0 | 0 | 0 | 0 | 0 | 0 | 0 | 0 | 0 | 0 | 0 | 0 | 0 | 0 | 0 | 0 | 0 | 0 | 0 | 0 | 0
Commercial_Warehouse_Existing_Miscellaneous_Natural Gas_Miscellaneous_E10_Codes & Standards Forecast | Commercial | Warehouse | Existing | Miscellaneous | Natural Gas | Miscellaneous | E10 |  | Codes & Standards Forecast | 0 | 0 | 0 | 0 | 0 | 0 | 0 | 0 | 0 | 0 | 0 | 0 | 0 | 0 | 0 | 0 | 0 | 0 | 0 | 0 | 0 | 0 | 0 | 0 | 0 | 0 | 0 | 0 | 0 | 0 | 0 | 0
Commercial_Warehouse_New_Space Heating_Natural Gas_Furnace_E1_Codes & Standards Forecast | Commercial | Warehouse | New | Space Heating | Natural Gas | Furnace | E1 | AFUE 80% (Standard) | Codes & Standards Forecast | 1 | 1 | 1 | 1 | 1 | 0 | 0 | 0 | 0 | 0 | 0 | 0 | 0 | 0 | 0 | 0 | 0 | 0 | 0 | 0 | 0 | 0 | 0 | 0 | 0 | 0 | 0 | 0 | 0 | 0 | 0 | 0
Commercial_Warehouse_New_Space Heating_Natural Gas_Furnace_E2_Codes & Standards Forecast | Commercial | Warehouse | New | Space Heating | Natural Gas | Furnace | E2 | AFUE 90% | Codes & Standards Forecast | 0 | 0 | 0 | 0 | 0 | 0 | 0 | 0 | 0 | 0 | 0 | 0 | 0 | 0 | 0 | 0 | 0 | 0 | 0 | 0 | 0 | 0 | 0 | 0 | 0 | 0 | 0 | 0 | 0 | 0 | 0 | 0
Commercial_Warehouse_New_Space Heating_Natural Gas_Furnace_E3_Codes & Standards Forecast | Commercial | Warehouse | New | Space Heating | Natural Gas | Furnace | E3 | AFUE 96% | Codes & Standards Forecast | 0 | 0 | 0 | 0 | 0 | 1 | 1 | 1 | 1 | 1 | 1 | 1 | 1 | 1 | 1 | 1 | 1 | 1 | 1 | 1 | 1 | 1 | 1 | 1 | 1 | 1 | 1 | 1 | 1 | 1 | 1 | 1
Commercial_Warehouse_New_Space Heating_Natural Gas_Furnace_E4_Codes & Standards Forecast | Commercial | Warehouse | New | Space Heating | Natural Gas | Furnace | E4 |  | Codes & Standards Forecast | 0 | 0 | 0 | 0 | 0 | 0 | 0 | 0 | 0 | 0 | 0 | 0 | 0 | 0 | 0 | 0 | 0 | 0 | 0 | 0 | 0 | 0 | 0 | 0 | 0 | 0 | 0 | 0 | 0 | 0 | 0 | 0
Commercial_Warehouse_New_Space Heating_Natural Gas_Furnace_E5_Codes & Standards Forecast | Commercial | Warehouse | New | Space Heating | Natural Gas | Furnace | E5 |  | Codes & Standards Forecast | 0 | 0 | 0 | 0 | 0 | 0 | 0 | 0 | 0 | 0 | 0 | 0 | 0 | 0 | 0 | 0 | 0 | 0 | 0 | 0 | 0 | 0 | 0 | 0 | 0 | 0 | 0 | 0 | 0 | 0 | 0 | 0
Commercial_Warehouse_New_Space Heating_Natural Gas_Furnace_E6_Codes & Standards Forecast | Commercial | Warehouse | New | Space Heating | Natural Gas | Furnace | E6 |  | Codes & Standards Forecast | 0 | 0 | 0 | 0 | 0 | 0 | 0 | 0 | 0 | 0 | 0 | 0 | 0 | 0 | 0 | 0 | 0 | 0 | 0 | 0 | 0 | 0 | 0 | 0 | 0 | 0 | 0 | 0 | 0 | 0 | 0 | 0
Commercial_Warehouse_New_Space Heating_Natural Gas_Furnace_E7_Codes & Standards Forecast | Commercial | Warehouse | New | Space Heating | Natural Gas | Furnace | E7 |  | Codes & Standards Forecast | 0 | 0 | 0 | 0 | 0 | 0 | 0 | 0 | 0 | 0 | 0 | 0 | 0 | 0 | 0 | 0 | 0 | 0 | 0 | 0 | 0 | 0 | 0 | 0 | 0 | 0 | 0 | 0 | 0 | 0 | 0 | 0
Commercial_Warehouse_New_Space Heating_Natural Gas_Furnace_E8_Codes & Standards Forecast | Commercial | Warehouse | New | Space Heating | Natural Gas | Furnace | E8 |  | Codes & Standards Forecast | 0 | 0 | 0 | 0 | 0 | 0 | 0 | 0 | 0 | 0 | 0 | 0 | 0 | 0 | 0 | 0 | 0 | 0 | 0 | 0 | 0 | 0 | 0 | 0 | 0 | 0 | 0 | 0 | 0 | 0 | 0 | 0
Commercial_Warehouse_New_Space Heating_Natural Gas_Furnace_E9_Codes & Standards Forecast | Commercial | Warehouse | New | Space Heating | Natural Gas | Furnace | E9 |  | Codes & Standards Forecast | 0 | 0 | 0 | 0 | 0 | 0 | 0 | 0 | 0 | 0 | 0 | 0 | 0 | 0 | 0 | 0 | 0 | 0 | 0 | 0 | 0 | 0 | 0 | 0 | 0 | 0 | 0 | 0 | 0 | 0 | 0 | 0
Commercial_Warehouse_New_Space Heating_Natural Gas_Furnace_E10_Codes & Standards Forecast | Commercial | Warehouse | New | Space Heating | Natural Gas | Furnace | E10 |  | Codes & Standards Forecast | 0 | 0 | 0 | 0 | 0 | 0 | 0 | 0 | 0 | 0 | 0 | 0 | 0 | 0 | 0 | 0 | 0 | 0 | 0 | 0 | 0 | 0 | 0 | 0 | 0 | 0 | 0 | 0 | 0 | 0 | 0 | 0
Commercial_Warehouse_New_Space Heating_Natural Gas_Boiler_E1_Codes & Standards Forecast | Commercial | Warehouse | New | Space Heating | Natural Gas | Boiler | E1 | AFUE 80% (Standard) | Codes & Standards Forecast | 1 | 1 | 1 | 1 | 1 | 0 | 0 | 0 | 0 | 0 | 0 | 0 | 0 | 0 | 0 | 0 | 0 | 0 | 0 | 0 | 0 | 0 | 0 | 0 | 0 | 0 | 0 | 0 | 0 | 0 | 0 | 0
Commercial_Warehouse_New_Space Heating_Natural Gas_Boiler_E2_Codes & Standards Forecast | Commercial | Warehouse | New | Space Heating | Natural Gas | Boiler | E2 | AFUE 85% | Codes & Standards Forecast | 0 | 0 | 0 | 0 | 0 | 0 | 0 | 0 | 0 | 0 | 0 | 0 | 0 | 0 | 0 | 0 | 0 | 0 | 0 | 0 | 0 | 0 | 0 | 0 | 0 | 0 | 0 | 0 | 0 | 0 | 0 | 0
Commercial_Warehouse_New_Space Heating_Natural Gas_Boiler_E3_Codes & Standards Forecast | Commercial | Warehouse | New | Space Heating | Natural Gas | Boiler | E3 | AFUE 97% | Codes & Standards Forecast | 0 | 0 | 0 | 0 | 0 | 1 | 1 | 1 | 1 | 1 | 1 | 1 | 1 | 1 | 1 | 1 | 1 | 1 | 1 | 1 | 1 | 1 | 1 | 1 | 1 | 1 | 1 | 1 | 1 | 1 | 1 | 1
Commercial_Warehouse_New_Space Heating_Natural Gas_Boiler_E4_Codes & Standards Forecast | Commercial | Warehouse | New | Space Heating | Natural Gas | Boiler | E4 | Convert to NG Air Source Heat Pump | Codes & Standards Forecast | 0 | 0 | 0 | 0 | 0 | 0 | 0 | 0 | 0 | 0 | 0 | 0 | 0 | 0 | 0 | 0 | 0 | 0 | 0 | 0 | 0 | 0 | 0 | 0 | 0 | 0 | 0 | 0 | 0 | 0 | 0 | 0
Commercial_Warehouse_New_Space Heating_Natural Gas_Boiler_E5_Codes & Standards Forecast | Commercial | Warehouse | New | Space Heating | Natural Gas | Boiler | E5 |  | Codes & Standards Forecast | 0 | 0 | 0 | 0 | 0 | 0 | 0 | 0 | 0 | 0 | 0 | 0 | 0 | 0 | 0 | 0 | 0 | 0 | 0 | 0 | 0 | 0 | 0 | 0 | 0 | 0 | 0 | 0 | 0 | 0 | 0 | 0
Commercial_Warehouse_New_Space Heating_Natural Gas_Boiler_E6_Codes & Standards Forecast | Commercial | Warehouse | New | Space Heating | Natural Gas | Boiler | E6 |  | Codes & Standards Forecast | 0 | 0 | 0 | 0 | 0 | 0 | 0 | 0 | 0 | 0 | 0 | 0 | 0 | 0 | 0 | 0 | 0 | 0 | 0 | 0 | 0 | 0 | 0 | 0 | 0 | 0 | 0 | 0 | 0 | 0 | 0 | 0
Commercial_Warehouse_New_Space Heating_Natural Gas_Boiler_E7_Codes & Standards Forecast | Commercial | Warehouse | New | Space Heating | Natural Gas | Boiler | E7 |  | Codes & Standards Forecast | 0 | 0 | 0 | 0 | 0 | 0 | 0 | 0 | 0 | 0 | 0 | 0 | 0 | 0 | 0 | 0 | 0 | 0 | 0 | 0 | 0 | 0 | 0 | 0 | 0 | 0 | 0 | 0 | 0 | 0 | 0 | 0
Commercial_Warehouse_New_Space Heating_Natural Gas_Boiler_E8_Codes & Standards Forecast | Commercial | Warehouse | New | Space Heating | Natural Gas | Boiler | E8 |  | Codes & Standards Forecast | 0 | 0 | 0 | 0 | 0 | 0 | 0 | 0 | 0 | 0 | 0 | 0 | 0 | 0 | 0 | 0 | 0 | 0 | 0 | 0 | 0 | 0 | 0 | 0 | 0 | 0 | 0 | 0 | 0 | 0 | 0 | 0
Commercial_Warehouse_New_Space Heating_Natural Gas_Boiler_E9_Codes & Standards Forecast | Commercial | Warehouse | New | Space Heating | Natural Gas | Boiler | E9 |  | Codes & Standards Forecast | 0 | 0 | 0 | 0 | 0 | 0 | 0 | 0 | 0 | 0 | 0 | 0 | 0 | 0 | 0 | 0 | 0 | 0 | 0 | 0 | 0 | 0 | 0 | 0 | 0 | 0 | 0 | 0 | 0 | 0 | 0 | 0
Commercial_Warehouse_New_Space Heating_Natural Gas_Boiler_E10_Codes & Standards Forecast | Commercial | Warehouse | New | Space Heating | Natural Gas | Boiler | E10 |  | Codes & Standards Forecast | 0 | 0 | 0 | 0 | 0 | 0 | 0 | 0 | 0 | 0 | 0 | 0 | 0 | 0 | 0 | 0 | 0 | 0 | 0 | 0 | 0 | 0 | 0 | 0 | 0 | 0 | 0 | 0 | 0 | 0 | 0 | 0
Commercial_Warehouse_New_Space Heating_Natural Gas_Unit Heater_E1_Codes & Standards Forecast | Commercial | Warehouse | New | Space Heating | Natural Gas | Unit Heater | E1 | Standard | Codes & Standards Forecast | 1 | 1 | 1 | 1 | 1 | 0 | 0 | 0 | 0 | 0 | 0 | 0 | 0 | 0 | 0 | 0 | 0 | 0 | 0 | 0 | 0 | 0 | 0 | 0 | 0 | 0 | 0 | 0 | 0 | 0 | 0 | 0
Commercial_Warehouse_New_Space Heating_Natural Gas_Unit Heater_E2_Codes & Standards Forecast | Commercial | Warehouse | New | Space Heating | Natural Gas | Unit Heater | E2 | Condensing | Codes & Standards Forecast | 0 | 0 | 0 | 0 | 0 | 1 | 1 | 1 | 1 | 1 | 1 | 1 | 1 | 1 | 1 | 1 | 1 | 1 | 1 | 1 | 1 | 1 | 1 | 1 | 1 | 1 | 1 | 1 | 1 | 1 | 1 | 1
Commercial_Warehouse_New_Space Heating_Natural Gas_Unit Heater_E3_Codes & Standards Forecast | Commercial | Warehouse | New | Space Heating | Natural Gas | Unit Heater | E3 | Infrared Radiant | Codes & Standards Forecast | 0 | 0 | 0 | 0 | 0 | 0 | 0 | 0 | 0 | 0 | 0 | 0 | 0 | 0 | 0 | 0 | 0 | 0 | 0 | 0 | 0 | 0 | 0 | 0 | 0 | 0 | 0 | 0 | 0 | 0 | 0 | 0
Commercial_Warehouse_New_Space Heating_Natural Gas_Unit Heater_E4_Codes & Standards Forecast | Commercial | Warehouse | New | Space Heating | Natural Gas | Unit Heater | E4 |  | Codes & Standards Forecast | 0 | 0 | 0 | 0 | 0 | 0 | 0 | 0 | 0 | 0 | 0 | 0 | 0 | 0 | 0 | 0 | 0 | 0 | 0 | 0 | 0 | 0 | 0 | 0 | 0 | 0 | 0 | 0 | 0 | 0 | 0 | 0
Commercial_Warehouse_New_Space Heating_Natural Gas_Unit Heater_E5_Codes & Standards Forecast | Commercial | Warehouse | New | Space Heating | Natural Gas | Unit Heater | E5 |  | Codes & Standards Forecast | 0 | 0 | 0 | 0 | 0 | 0 | 0 | 0 | 0 | 0 | 0 | 0 | 0 | 0 | 0 | 0 | 0 | 0 | 0 | 0 | 0 | 0 | 0 | 0 | 0 | 0 | 0 | 0 | 0 | 0 | 0 | 0
Commercial_Warehouse_New_Space Heating_Natural Gas_Unit Heater_E6_Codes & Standards Forecast | Commercial | Warehouse | New | Space Heating | Natural Gas | Unit Heater | E6 |  | Codes & Standards Forecast | 0 | 0 | 0 | 0 | 0 | 0 | 0 | 0 | 0 | 0 | 0 | 0 | 0 | 0 | 0 | 0 | 0 | 0 | 0 | 0 | 0 | 0 | 0 | 0 | 0 | 0 | 0 | 0 | 0 | 0 | 0 | 0
Commercial_Warehouse_New_Space Heating_Natural Gas_Unit Heater_E7_Codes & Standards Forecast | Commercial | Warehouse | New | Space Heating | Natural Gas | Unit Heater | E7 |  | Codes & Standards Forecast | 0 | 0 | 0 | 0 | 0 | 0 | 0 | 0 | 0 | 0 | 0 | 0 | 0 | 0 | 0 | 0 | 0 | 0 | 0 | 0 | 0 | 0 | 0 | 0 | 0 | 0 | 0 | 0 | 0 | 0 | 0 | 0
Commercial_Warehouse_New_Space Heating_Natural Gas_Unit Heater_E8_Codes & Standards Forecast | Commercial | Warehouse | New | Space Heating | Natural Gas | Unit Heater | E8 |  | Codes & Standards Forecast | 0 | 0 | 0 | 0 | 0 | 0 | 0 | 0 | 0 | 0 | 0 | 0 | 0 | 0 | 0 | 0 | 0 | 0 | 0 | 0 | 0 | 0 | 0 | 0 | 0 | 0 | 0 | 0 | 0 | 0 | 0 | 0
Commercial_Warehouse_New_Space Heating_Natural Gas_Unit Heater_E9_Codes & Standards Forecast | Commercial | Warehouse | New | Space Heating | Natural Gas | Unit Heater | E9 |  | Codes & Standards Forecast | 0 | 0 | 0 | 0 | 0 | 0 | 0 | 0 | 0 | 0 | 0 | 0 | 0 | 0 | 0 | 0 | 0 | 0 | 0 | 0 | 0 | 0 | 0 | 0 | 0 | 0 | 0 | 0 | 0 | 0 | 0 | 0
Commercial_Warehouse_New_Space Heating_Natural Gas_Unit Heater_E10_Codes & Standards Forecast | Commercial | Warehouse | New | Space Heating | Natural Gas | Unit Heater | E10 |  | Codes & Standards Forecast | 0 | 0 | 0 | 0 | 0 | 0 | 0 | 0 | 0 | 0 | 0 | 0 | 0 | 0 | 0 | 0 | 0 | 0 | 0 | 0 | 0 | 0 | 0 | 0 | 0 | 0 | 0 | 0 | 0 | 0 | 0 | 0
Commercial_Warehouse_New_Water Heating_Natural Gas_Water Heater_E1_Codes & Standards Forecast | Commercial | Warehouse | New | Water Heating | Natural Gas | Water Heater | E1 | TE 80% | Codes & Standards Forecast | [30 empty] | 1 | 1 | bar: 2019 to 2048
Commercial_Warehouse_New_Water Heating_Natural Gas_Water Heater_E2_Codes & Standards Forecast | Commercial | Warehouse | New | Water Heating | Natural Gas | Water Heater | E2 | TE 81% | Codes & Standards Forecast | 0 | 0 | 0 | 0 | 0 | 0 | 0 | 0 | 0 | 0 | 0 | 0 | 0 | 0 | 0 | 0 | 0 | 0 | 0 | 0 | 0 | 0 | 0 | 0 | 0 | 0 | 0 | 0 | 0 | 0 | 0 | 0
Commercial_Warehouse_New_Water Heating_Natural Gas_Water Heater_E3_Codes & Standards Forecast | Commercial | Warehouse | New | Water Heating | Natural Gas | Water Heater | E3 | TE 88% | Codes & Standards Forecast | 0 | 0 | 0 | 0 | 0 | 0 | 0 | 0 | 0 | 0 | 0 | 0 | 0 | 0 | 0 | 0 | 0 | 0 | 0 | 0 | 0 | 0 | 0 | 0 | 0 | 0 | 0 | 0 | 0 | 0 | 0 | 0
Commercial_Warehouse_New_Water Heating_Natural Gas_Water Heater_E4_Codes & Standards Forecast | Commercial | Warehouse | New | Water Heating | Natural Gas | Water Heater | E4 | TE 94% | Codes & Standards Forecast | 0 | 0 | 0 | 0 | 0 | 0 | 0 | 0 | 0 | 0 | 0 | 0 | 0 | 0 | 0 | 0 | 0 | 0 | 0 | 0 | 0 | 0 | 0 | 0 | 0 | 0 | 0 | 0 | 0 | 0 | 0 | 0
Commercial_Warehouse_New_Water Heating_Natural Gas_Water Heater_E5_Codes & Standards Forecast | Commercial | Warehouse | New | Water Heating | Natural Gas | Water Heater | E5 | TE 96% | Codes & Standards Forecast | 0 | 0 | 0 | 0 | 0 | 0 | 0 | 0 | 0 | 0 | 0 | 0 | 0 | 0 | 0 | 0 | 0 | 0 | 0 | 0 | 0 | 0 | 0 | 0 | 0 | 0 | 0 | 0 | 0 | 0 | 0 | 0
Commercial_Warehouse_New_Water Heating_Natural Gas_Water Heater_E6_Codes & Standards Forecast | Commercial | Warehouse | New | Water Heating | Natural Gas | Water Heater | E6 | Tankless | Codes & Standards Forecast | 0 | 0 | 0 | 0 | 0 | 0 | 0 | 0 | 0 | 0 | 0 | 0 | 0 | 0 | 0 | 0 | 0 | 0 | 0 | 0 | 0 | 0 | 0 | 0 | 0 | 0 | 0 | 0 | 0 | 0 | 0 | 0
Commercial_Warehouse_New_Water Heating_Natural Gas_Water Heater_E7_Codes & Standards Forecast | Commercial | Warehouse | New | Water Heating | Natural Gas | Water Heater | E7 | Gas-Fired Absorption HPWH | Codes & Standards Forecast | 0 | 0 | 0 | 0 | 0 | 0 | 0 | 0 | 0 | 0 | 0 | 0 | 0 | 0 | 0 | 0 | 0 | 0 | 0 | 0 | 0 | 0 | 0 | 0 | 0 | 0 | 0 | 0 | 0 | 0 | 0 | 0
Commercial_Warehouse_New_Water Heating_Natural Gas_Water Heater_E8_Codes & Standards Forecast | Commercial | Warehouse | New | Water Heating | Natural Gas | Water Heater | E8 |  | Codes & Standards Forecast | 0 | 0 | 0 | 0 | 0 | 0 | 0 | 0 | 0 | 0 | 0 | 0 | 0 | 0 | 0 | 0 | 0 | 0 | 0 | 0 | 0 | 0 | 0 | 0 | 0 | 0 | 0 | 0 | 0 | 0 | 0 | 0
Commercial_Warehouse_New_Water Heating_Natural Gas_Water Heater_E9_Codes & Standards Forecast | Commercial | Warehouse | New | Water Heating | Natural Gas | Water Heater | E9 |  | Codes & Standards Forecast | 0 | 0 | 0 | 0 | 0 | 0 | 0 | 0 | 0 | 0 | 0 | 0 | 0 | 0 | 0 | 0 | 0 | 0 | 0 | 0 | 0 | 0 | 0 | 0 | 0 | 0 | 0 | 0 | 0 | 0 | 0 | 0
Commercial_Warehouse_New_Water Heating_Natural Gas_Water Heater_E10_Codes & Standards Forecast | Commercial | Warehouse | New | Water Heating | Natural Gas | Water Heater | E10 |  | Codes & Standards Forecast | 0 | 0 | 0 | 0 | 0 | 0 | 0 | 0 | 0 | 0 | 0 | 0 | 0 | 0 | 0 | 0 | 0 | 0 | 0 | 0 | 0 | 0 | 0 | 0 | 0 | 0 | 0 | 0 | 0 | 0 | 0 | 0
Commercial_Warehouse_New_Food Preparation_Natural Gas_Oven_E1_Codes & Standards Forecast | Commercial | Warehouse | New | Food Preparation | Natural Gas | Oven | E1 | Standard | Codes & Standards Forecast | [30 empty] | 1 | 1 | bar: 2019 to 2048
Commercial_Warehouse_New_Food Preparation_Natural Gas_Oven_E2_Codes & Standards Forecast | Commercial | Warehouse | New | Food Preparation | Natural Gas | Oven | E2 | ENERGY STAR (>44% Baking Efficiency) | Codes & Standards Forecast | 0 | 0 | 0 | 0 | 0 | 0 | 0 | 0 | 0 | 0 | 0 | 0 | 0 | 0 | 0 | 0 | 0 | 0 | 0 | 0 | 0 | 0 | 0 | 0 | 0 | 0 | 0 | 0 | 0 | 0 | 0 | 0
Commercial_Warehouse_New_Food Preparation_Natural Gas_Oven_E3_Codes & Standards Forecast | Commercial | Warehouse | New | Food Preparation | Natural Gas | Oven | E3 |  | Codes & Standards Forecast | 0 | 0 | 0 | 0 | 0 | 0 | 0 | 0 | 0 | 0 | 0 | 0 | 0 | 0 | 0 | 0 | 0 | 0 | 0 | 0 | 0 | 0 | 0 | 0 | 0 | 0 | 0 | 0 | 0 | 0 | 0 | 0
Commercial_Warehouse_New_Food Preparation_Natural Gas_Oven_E4_Codes & Standards Forecast | Commercial | Warehouse | New | Food Preparation | Natural Gas | Oven | E4 |  | Codes & Standards Forecast | 0 | 0 | 0 | 0 | 0 | 0 | 0 | 0 | 0 | 0 | 0 | 0 | 0 | 0 | 0 | 0 | 0 | 0 | 0 | 0 | 0 | 0 | 0 | 0 | 0 | 0 | 0 | 0 | 0 | 0 | 0 | 0
Commercial_Warehouse_New_Food Preparation_Natural Gas_Oven_E5_Codes & Standards Forecast | Commercial | Warehouse | New | Food Preparation | Natural Gas | Oven | E5 |  | Codes & Standards Forecast | 0 | 0 | 0 | 0 | 0 | 0 | 0 | 0 | 0 | 0 | 0 | 0 | 0 | 0 | 0 | 0 | 0 | 0 | 0 | 0 | 0 | 0 | 0 | 0 | 0 | 0 | 0 | 0 | 0 | 0 | 0 | 0
Commercial_Warehouse_New_Food Preparation_Natural Gas_Oven_E6_Codes & Standards Forecast | Commercial | Warehouse | New | Food Preparation | Natural Gas | Oven | E6 |  | Codes & Standards Forecast | 0 | 0 | 0 | 0 | 0 | 0 | 0 | 0 | 0 | 0 | 0 | 0 | 0 | 0 | 0 | 0 | 0 | 0 | 0 | 0 | 0 | 0 | 0 | 0 | 0 | 0 | 0 | 0 | 0 | 0 | 0 | 0
Commercial_Warehouse_New_Food Preparation_Natural Gas_Oven_E7_Codes & Standards Forecast | Commercial | Warehouse | New | Food Preparation | Natural Gas | Oven | E7 |  | Codes & Standards Forecast | 0 | 0 | 0 | 0 | 0 | 0 | 0 | 0 | 0 | 0 | 0 | 0 | 0 | 0 | 0 | 0 | 0 | 0 | 0 | 0 | 0 | 0 | 0 | 0 | 0 | 0 | 0 | 0 | 0 | 0 | 0 | 0
Commercial_Warehouse_New_Food Preparation_Natural Gas_Oven_E8_Codes & Standards Forecast | Commercial | Warehouse | New | Food Preparation | Natural Gas | Oven | E8 |  | Codes & Standards Forecast | 0 | 0 | 0 | 0 | 0 | 0 | 0 | 0 | 0 | 0 | 0 | 0 | 0 | 0 | 0 | 0 | 0 | 0 | 0 | 0 | 0 | 0 | 0 | 0 | 0 | 0 | 0 | 0 | 0 | 0 | 0 | 0
Commercial_Warehouse_New_Food Preparation_Natural Gas_Oven_E9_Codes & Standards Forecast | Commercial | Warehouse | New | Food Preparation | Natural Gas | Oven | E9 |  | Codes & Standards Forecast | 0 | 0 | 0 | 0 | 0 | 0 | 0 | 0 | 0 | 0 | 0 | 0 | 0 | 0 | 0 | 0 | 0 | 0 | 0 | 0 | 0 | 0 | 0 | 0 | 0 | 0 | 0 | 0 | 0 | 0 | 0 | 0
Commercial_Warehouse_New_Food Preparation_Natural Gas_Oven_E10_Codes & Standards Forecast | Commercial | Warehouse | New | Food Preparation | Natural Gas | Oven | E10 |  | Codes & Standards Forecast | 0 | 0 | 0 | 0 | 0 | 0 | 0 | 0 | 0 | 0 | 0 | 0 | 0 | 0 | 0 | 0 | 0 | 0 | 0 | 0 | 0 | 0 | 0 | 0 | 0 | 0 | 0 | 0 | 0 | 0 | 0 | 0
Commercial_Warehouse_New_Food Preparation_Natural Gas_Conveyor Oven_E1_Codes & Standards Forecast | Commercial | Warehouse | New | Food Preparation | Natural Gas | Conveyor Oven | E1 | Standard | Codes & Standards Forecast | [30 empty] | 1 | 1 | bar: 2019 to 2048
Commercial_Warehouse_New_Food Preparation_Natural Gas_Conveyor Oven_E2_Codes & Standards Forecast | Commercial | Warehouse | New | Food Preparation | Natural Gas | Conveyor Oven | E2 | Efficient (>44% Baking Efficiency) | Codes & Standards Forecast | 0 | 0 | 0 | 0 | 0 | 0 | 0 | 0 | 0 | 0 | 0 | 0 | 0 | 0 | 0 | 0 | 0 | 0 | 0 | 0 | 0 | 0 | 0 | 0 | 0 | 0 | 0 | 0 | 0 | 0 | 0 | 0
Commercial_Warehouse_New_Food Preparation_Natural Gas_Conveyor Oven_E3_Codes & Standards Forecast | Commercial | Warehouse | New | Food Preparation | Natural Gas | Conveyor Oven | E3 |  | Codes & Standards Forecast | 0 | 0 | 0 | 0 | 0 | 0 | 0 | 0 | 0 | 0 | 0 | 0 | 0 | 0 | 0 | 0 | 0 | 0 | 0 | 0 | 0 | 0 | 0 | 0 | 0 | 0 | 0 | 0 | 0 | 0 | 0 | 0
Commercial_Warehouse_New_Food Preparation_Natural Gas_Conveyor Oven_E4_Codes & Standards Forecast | Commercial | Warehouse | New | Food Preparation | Natural Gas | Conveyor Oven | E4 |  | Codes & Standards Forecast | 0 | 0 | 0 | 0 | 0 | 0 | 0 | 0 | 0 | 0 | 0 | 0 | 0 | 0 | 0 | 0 | 0 | 0 | 0 | 0 | 0 | 0 | 0 | 0 | 0 | 0 | 0 | 0 | 0 | 0 | 0 | 0
Commercial_Warehouse_New_Food Preparation_Natural Gas_Conveyor Oven_E5_Codes & Standards Forecast | Commercial | Warehouse | New | Food Preparation | Natural Gas | Conveyor Oven | E5 |  | Codes & Standards Forecast | 0 | 0 | 0 | 0 | 0 | 0 | 0 | 0 | 0 | 0 | 0 | 0 | 0 | 0 | 0 | 0 | 0 | 0 | 0 | 0 | 0 | 0 | 0 | 0 | 0 | 0 | 0 | 0 | 0 | 0 | 0 | 0
Commercial_Warehouse_New_Food Preparation_Natural Gas_Conveyor Oven_E6_Codes & Standards Forecast | Commercial | Warehouse | New | Food Preparation | Natural Gas | Conveyor Oven | E6 |  | Codes & Standards Forecast | 0 | 0 | 0 | 0 | 0 | 0 | 0 | 0 | 0 | 0 | 0 | 0 | 0 | 0 | 0 | 0 | 0 | 0 | 0 | 0 | 0 | 0 | 0 | 0 | 0 | 0 | 0 | 0 | 0 | 0 | 0 | 0
Commercial_Warehouse_New_Food Preparation_Natural Gas_Conveyor Oven_E7_Codes & Standards Forecast | Commercial | Warehouse | New | Food Preparation | Natural Gas | Conveyor Oven | E7 |  | Codes & Standards Forecast | 0 | 0 | 0 | 0 | 0 | 0 | 0 | 0 | 0 | 0 | 0 | 0 | 0 | 0 | 0 | 0 | 0 | 0 | 0 | 0 | 0 | 0 | 0 | 0 | 0 | 0 | 0 | 0 | 0 | 0 | 0 | 0
Commercial_Warehouse_New_Food Preparation_Natural Gas_Conveyor Oven_E8_Codes & Standards Forecast | Commercial | Warehouse | New | Food Preparation | Natural Gas | Conveyor Oven | E8 |  | Codes & Standards Forecast | 0 | 0 | 0 | 0 | 0 | 0 | 0 | 0 | 0 | 0 | 0 | 0 | 0 | 0 | 0 | 0 | 0 | 0 | 0 | 0 | 0 | 0 | 0 | 0 | 0 | 0 | 0 | 0 | 0 | 0 | 0 | 0
Commercial_Warehouse_New_Food Preparation_Natural Gas_Conveyor Oven_E9_Codes & Standards Forecast | Commercial | Warehouse | New | Food Preparation | Natural Gas | Conveyor Oven | E9 |  | Codes & Standards Forecast | 0 | 0 | 0 | 0 | 0 | 0 | 0 | 0 | 0 | 0 | 0 | 0 | 0 | 0 | 0 | 0 | 0 | 0 | 0 | 0 | 0 | 0 | 0 | 0 | 0 | 0 | 0 | 0 | 0 | 0 | 0 | 0
Commercial_Warehouse_New_Food Preparation_Natural Gas_Conveyor Oven_E10_Codes & Standards Forecast | Commercial | Warehouse | New | Food Preparation | Natural Gas | Conveyor Oven | E10 |  | Codes & Standards Forecast | 0 | 0 | 0 | 0 | 0 | 0 | 0 | 0 | 0 | 0 | 0 | 0 | 0 | 0 | 0 | 0 | 0 | 0 | 0 | 0 | 0 | 0 | 0 | 0 | 0 | 0 | 0 | 0 | 0 | 0 | 0 | 0
Commercial_Warehouse_New_Food Preparation_Natural Gas_Double Rack Oven_E1_Codes & Standards Forecast | Commercial | Warehouse | New | Food Preparation | Natural Gas | Double Rack Oven | E1 | Standard | Codes & Standards Forecast | [30 empty] | 1 | 1 | bar: 2019 to 2048
Commercial_Warehouse_New_Food Preparation_Natural Gas_Double Rack Oven_E2_Codes & Standards Forecast | Commercial | Warehouse | New | Food Preparation | Natural Gas | Double Rack Oven | E2 | FTSC Qualified (>50% Cooking Efficiency) | Codes & Standards Forecast | 0 | 0 | 0 | 0 | 0 | 0 | 0 | 0 | 0 | 0 | 0 | 0 | 0 | 0 | 0 | 0 | 0 | 0 | 0 | 0 | 0 | 0 | 0 | 0 | 0 | 0 | 0 | 0 | 0 | 0 | 0 | 0
Commercial_Warehouse_New_Food Preparation_Natural Gas_Double Rack Oven_E3_Codes & Standards Forecast | Commercial | Warehouse | New | Food Preparation | Natural Gas | Double Rack Oven | E3 |  | Codes & Standards Forecast | 0 | 0 | 0 | 0 | 0 | 0 | 0 | 0 | 0 | 0 | 0 | 0 | 0 | 0 | 0 | 0 | 0 | 0 | 0 | 0 | 0 | 0 | 0 | 0 | 0 | 0 | 0 | 0 | 0 | 0 | 0 | 0
Commercial_Warehouse_New_Food Preparation_Natural Gas_Double Rack Oven_E4_Codes & Standards Forecast | Commercial | Warehouse | New | Food Preparation | Natural Gas | Double Rack Oven | E4 |  | Codes & Standards Forecast | 0 | 0 | 0 | 0 | 0 | 0 | 0 | 0 | 0 | 0 | 0 | 0 | 0 | 0 | 0 | 0 | 0 | 0 | 0 | 0 | 0 | 0 | 0 | 0 | 0 | 0 | 0 | 0 | 0 | 0 | 0 | 0
Commercial_Warehouse_New_Food Preparation_Natural Gas_Double Rack Oven_E5_Codes & Standards Forecast | Commercial | Warehouse | New | Food Preparation | Natural Gas | Double Rack Oven | E5 |  | Codes & Standards Forecast | 0 | 0 | 0 | 0 | 0 | 0 | 0 | 0 | 0 | 0 | 0 | 0 | 0 | 0 | 0 | 0 | 0 | 0 | 0 | 0 | 0 | 0 | 0 | 0 | 0 | 0 | 0 | 0 | 0 | 0 | 0 | 0
Commercial_Warehouse_New_Food Preparation_Natural Gas_Double Rack Oven_E6_Codes & Standards Forecast | Commercial | Warehouse | New | Food Preparation | Natural Gas | Double Rack Oven | E6 |  | Codes & Standards Forecast | 0 | 0 | 0 | 0 | 0 | 0 | 0 | 0 | 0 | 0 | 0 | 0 | 0 | 0 | 0 | 0 | 0 | 0 | 0 | 0 | 0 | 0 | 0 | 0 | 0 | 0 | 0 | 0 | 0 | 0 | 0 | 0
Commercial_Warehouse_New_Food Preparation_Natural Gas_Double Rack Oven_E7_Codes & Standards Forecast | Commercial | Warehouse | New | Food Preparation | Natural Gas | Double Rack Oven | E7 |  | Codes & Standards Forecast | 0 | 0 | 0 | 0 | 0 | 0 | 0 | 0 | 0 | 0 | 0 | 0 | 0 | 0 | 0 | 0 | 0 | 0 | 0 | 0 | 0 | 0 | 0 | 0 | 0 | 0 | 0 | 0 | 0 | 0 | 0 | 0
Commercial_Warehouse_New_Food Preparation_Natural Gas_Double Rack Oven_E8_Codes & Standards Forecast | Commercial | Warehouse | New | Food Preparation | Natural Gas | Double Rack Oven | E8 |  | Codes & Standards Forecast | 0 | 0 | 0 | 0 | 0 | 0 | 0 | 0 | 0 | 0 | 0 | 0 | 0 | 0 | 0 | 0 | 0 | 0 | 0 | 0 | 0 | 0 | 0 | 0 | 0 | 0 | 0 | 0 | 0 | 0 | 0 | 0
Commercial_Warehouse_New_Food Preparation_Natural Gas_Double Rack Oven_E9_Codes & Standards Forecast | Commercial | Warehouse | New | Food Preparation | Natural Gas | Double Rack Oven | E9 |  | Codes & Standards Forecast | 0 | 0 | 0 | 0 | 0 | 0 | 0 | 0 | 0 | 0 | 0 | 0 | 0 | 0 | 0 | 0 | 0 | 0 | 0 | 0 | 0 | 0 | 0 | 0 | 0 | 0 | 0 | 0 | 0 | 0 | 0 | 0
Commercial_Warehouse_New_Food Preparation_Natural Gas_Double Rack Oven_E10_Codes & Standards Forecast | Commercial | Warehouse | New | Food Preparation | Natural Gas | Double Rack Oven | E10 |  | Codes & Standards Forecast | 0 | 0 | 0 | 0 | 0 | 0 | 0 | 0 | 0 | 0 | 0 | 0 | 0 | 0 | 0 | 0 | 0 | 0 | 0 | 0 | 0 | 0 | 0 | 0 | 0 | 0 | 0 | 0 | 0 | 0 | 0 | 0
Commercial_Warehouse_New_Food Preparation_Natural Gas_Fryer_E1_Codes & Standards Forecast | Commercial | Warehouse | New | Food Preparation | Natural Gas | Fryer | E1 | Standard | Codes & Standards Forecast | 1 | 1 | 1 | 0 | 0 | 0 | 0 | 0 | 0 | 0 | 0 | 0 | 0 | 0 | 0 | 0 | 0 | 0 | 0 | 0 | 0 | 0 | 0 | 0 | 0 | 0 | 0 | 0 | 0 | 0 | 0 | 0
Commercial_Warehouse_New_Food Preparation_Natural Gas_Fryer_E2_Codes & Standards Forecast | Commercial | Warehouse | New | Food Preparation | Natural Gas | Fryer | E2 | ENERGY STAR | Codes & Standards Forecast | 0 | 0 | 0 | 1 | 1 | 1 | 1 | 1 | 1 | 1 | 1 | 1 | 1 | 1 | 1 | 1 | 1 | 1 | 1 | 1 | 1 | 1 | 1 | 1 | 1 | 1 | 1 | 1 | 1 | 1 | 1 | 1
Commercial_Warehouse_New_Food Preparation_Natural Gas_Fryer_E3_Codes & Standards Forecast | Commercial | Warehouse | New | Food Preparation | Natural Gas | Fryer | E3 |  | Codes & Standards Forecast | 0 | 0 | 0 | 0 | 0 | 0 | 0 | 0 | 0 | 0 | 0 | 0 | 0 | 0 | 0 | 0 | 0 | 0 | 0 | 0 | 0 | 0 | 0 | 0 | 0 | 0 | 0 | 0 | 0 | 0 | 0 | 0
Commercial_Warehouse_New_Food Preparation_Natural Gas_Fryer_E4_Codes & Standards Forecast | Commercial | Warehouse | New | Food Preparation | Natural Gas | Fryer | E4 |  | Codes & Standards Forecast | 0 | 0 | 0 | 0 | 0 | 0 | 0 | 0 | 0 | 0 | 0 | 0 | 0 | 0 | 0 | 0 | 0 | 0 | 0 | 0 | 0 | 0 | 0 | 0 | 0 | 0 | 0 | 0 | 0 | 0 | 0 | 0
Commercial_Warehouse_New_Food Preparation_Natural Gas_Fryer_E5_Codes & Standards Forecast | Commercial | Warehouse | New | Food Preparation | Natural Gas | Fryer | E5 |  | Codes & Standards Forecast | 0 | 0 | 0 | 0 | 0 | 0 | 0 | 0 | 0 | 0 | 0 | 0 | 0 | 0 | 0 | 0 | 0 | 0 | 0 | 0 | 0 | 0 | 0 | 0 | 0 | 0 | 0 | 0 | 0 | 0 | 0 | 0
Commercial_Warehouse_New_Food Preparation_Natural Gas_Fryer_E6_Codes & Standards Forecast | Commercial | Warehouse | New | Food Preparation | Natural Gas | Fryer | E6 |  | Codes & Standards Forecast | 0 | 0 | 0 | 0 | 0 | 0 | 0 | 0 | 0 | 0 | 0 | 0 | 0 | 0 | 0 | 0 | 0 | 0 | 0 | 0 | 0 | 0 | 0 | 0 | 0 | 0 | 0 | 0 | 0 | 0 | 0 | 0
Commercial_Warehouse_New_Food Preparation_Natural Gas_Fryer_E7_Codes & Standards Forecast | Commercial | Warehouse | New | Food Preparation | Natural Gas | Fryer | E7 |  | Codes & Standards Forecast | 0 | 0 | 0 | 0 | 0 | 0 | 0 | 0 | 0 | 0 | 0 | 0 | 0 | 0 | 0 | 0 | 0 | 0 | 0 | 0 | 0 | 0 | 0 | 0 | 0 | 0 | 0 | 0 | 0 | 0 | 0 | 0
Commercial_Warehouse_New_Food Preparation_Natural Gas_Fryer_E8_Codes & Standards Forecast | Commercial | Warehouse | New | Food Preparation | Natural Gas | Fryer | E8 |  | Codes & Standards Forecast | 0 | 0 | 0 | 0 | 0 | 0 | 0 | 0 | 0 | 0 | 0 | 0 | 0 | 0 | 0 | 0 | 0 | 0 | 0 | 0 | 0 | 0 | 0 | 0 | 0 | 0 | 0 | 0 | 0 | 0 | 0 | 0
Commercial_Warehouse_New_Food Preparation_Natural Gas_Fryer_E9_Codes & Standards Forecast | Commercial | Warehouse | New | Food Preparation | Natural Gas | Fryer | E9 |  | Codes & Standards Forecast | 0 | 0 | 0 | 0 | 0 | 0 | 0 | 0 | 0 | 0 | 0 | 0 | 0 | 0 | 0 | 0 | 0 | 0 | 0 | 0 | 0 | 0 | 0 | 0 | 0 | 0 | 0 | 0 | 0 | 0 | 0 | 0
Commercial_Warehouse_New_Food Preparation_Natural Gas_Fryer_E10_Codes & Standards Forecast | Commercial | Warehouse | New | Food Preparation | Natural Gas | Fryer | E10 |  | Codes & Standards Forecast | 0 | 0 | 0 | 0 | 0 | 0 | 0 | 0 | 0 | 0 | 0 | 0 | 0 | 0 | 0 | 0 | 0 | 0 | 0 | 0 | 0 | 0 | 0 | 0 | 0 | 0 | 0 | 0 | 0 | 0 | 0 | 0
Commercial_Warehouse_New_Food Preparation_Natural Gas_Broiler_E1_Codes & Standards Forecast | Commercial | Warehouse | New | Food Preparation | Natural Gas | Broiler | E1 | Standard | Codes & Standards Forecast | [30 empty] | 1 | 1 | bar: 2019 to 2048
Commercial_Warehouse_New_Food Preparation_Natural Gas_Broiler_E2_Codes & Standards Forecast | Commercial | Warehouse | New | Food Preparation | Natural Gas | Broiler | E2 | Infrared Burners | Codes & Standards Forecast | 0 | 0 | 0 | 0 | 0 | 0 | 0 | 0 | 0 | 0 | 0 | 0 | 0 | 0 | 0 | 0 | 0 | 0 | 0 | 0 | 0 | 0 | 0 | 0 | 0 | 0 | 0 | 0 | 0 | 0 | 0 | 0
Commercial_Warehouse_New_Food Preparation_Natural Gas_Broiler_E3_Codes & Standards Forecast | Commercial | Warehouse | New | Food Preparation | Natural Gas | Broiler | E3 |  | Codes & Standards Forecast | 0 | 0 | 0 | 0 | 0 | 0 | 0 | 0 | 0 | 0 | 0 | 0 | 0 | 0 | 0 | 0 | 0 | 0 | 0 | 0 | 0 | 0 | 0 | 0 | 0 | 0 | 0 | 0 | 0 | 0 | 0 | 0
Commercial_Warehouse_New_Food Preparation_Natural Gas_Broiler_E4_Codes & Standards Forecast | Commercial | Warehouse | New | Food Preparation | Natural Gas | Broiler | E4 |  | Codes & Standards Forecast | 0 | 0 | 0 | 0 | 0 | 0 | 0 | 0 | 0 | 0 | 0 | 0 | 0 | 0 | 0 | 0 | 0 | 0 | 0 | 0 | 0 | 0 | 0 | 0 | 0 | 0 | 0 | 0 | 0 | 0 | 0 | 0
Commercial_Warehouse_New_Food Preparation_Natural Gas_Broiler_E5_Codes & Standards Forecast | Commercial | Warehouse | New | Food Preparation | Natural Gas | Broiler | E5 |  | Codes & Standards Forecast | 0 | 0 | 0 | 0 | 0 | 0 | 0 | 0 | 0 | 0 | 0 | 0 | 0 | 0 | 0 | 0 | 0 | 0 | 0 | 0 | 0 | 0 | 0 | 0 | 0 | 0 | 0 | 0 | 0 | 0 | 0 | 0
Commercial_Warehouse_New_Food Preparation_Natural Gas_Broiler_E6_Codes & Standards Forecast | Commercial | Warehouse | New | Food Preparation | Natural Gas | Broiler | E6 |  | Codes & Standards Forecast | 0 | 0 | 0 | 0 | 0 | 0 | 0 | 0 | 0 | 0 | 0 | 0 | 0 | 0 | 0 | 0 | 0 | 0 | 0 | 0 | 0 | 0 | 0 | 0 | 0 | 0 | 0 | 0 | 0 | 0 | 0 | 0
Commercial_Warehouse_New_Food Preparation_Natural Gas_Broiler_E7_Codes & Standards Forecast | Commercial | Warehouse | New | Food Preparation | Natural Gas | Broiler | E7 |  | Codes & Standards Forecast | 0 | 0 | 0 | 0 | 0 | 0 | 0 | 0 | 0 | 0 | 0 | 0 | 0 | 0 | 0 | 0 | 0 | 0 | 0 | 0 | 0 | 0 | 0 | 0 | 0 | 0 | 0 | 0 | 0 | 0 | 0 | 0
Commercial_Warehouse_New_Food Preparation_Natural Gas_Broiler_E8_Codes & Standards Forecast | Commercial | Warehouse | New | Food Preparation | Natural Gas | Broiler | E8 |  | Codes & Standards Forecast | 0 | 0 | 0 | 0 | 0 | 0 | 0 | 0 | 0 | 0 | 0 | 0 | 0 | 0 | 0 | 0 | 0 | 0 | 0 | 0 | 0 | 0 | 0 | 0 | 0 | 0 | 0 | 0 | 0 | 0 | 0 | 0
Commercial_Warehouse_New_Food Preparation_Natural Gas_Broiler_E9_Codes & Standards Forecast | Commercial | Warehouse | New | Food Preparation | Natural Gas | Broiler | E9 |  | Codes & Standards Forecast | 0 | 0 | 0 | 0 | 0 | 0 | 0 | 0 | 0 | 0 | 0 | 0 | 0 | 0 | 0 | 0 | 0 | 0 | 0 | 0 | 0 | 0 | 0 | 0 | 0 | 0 | 0 | 0 | 0 | 0 | 0 | 0
Commercial_Warehouse_New_Food Preparation_Natural Gas_Broiler_E10_Codes & Standards Forecast | Commercial | Warehouse | New | Food Preparation | Natural Gas | Broiler | E10 |  | Codes & Standards Forecast | 0 | 0 | 0 | 0 | 0 | 0 | 0 | 0 | 0 | 0 | 0 | 0 | 0 | 0 | 0 | 0 | 0 | 0 | 0 | 0 | 0 | 0 | 0 | 0 | 0 | 0 | 0 | 0 | 0 | 0 | 0 | 0
Commercial_Warehouse_New_Food Preparation_Natural Gas_Griddle_E1_Codes & Standards Forecast | Commercial | Warehouse | New | Food Preparation | Natural Gas | Griddle | E1 | Standard | Codes & Standards Forecast | [30 empty] | 1 | 1 | bar: 2019 to 2048
Commercial_Warehouse_New_Food Preparation_Natural Gas_Griddle_E2_Codes & Standards Forecast | Commercial | Warehouse | New | Food Preparation | Natural Gas | Griddle | E2 | ENERGY STAR | Codes & Standards Forecast | 0 | 0 | 0 | 0 | 0 | 0 | 0 | 0 | 0 | 0 | 0 | 0 | 0 | 0 | 0 | 0 | 0 | 0 | 0 | 0 | 0 | 0 | 0 | 0 | 0 | 0 | 0 | 0 | 0 | 0 | 0 | 0
Commercial_Warehouse_New_Food Preparation_Natural Gas_Griddle_E3_Codes & Standards Forecast | Commercial | Warehouse | New | Food Preparation | Natural Gas | Griddle | E3 |  | Codes & Standards Forecast | 0 | 0 | 0 | 0 | 0 | 0 | 0 | 0 | 0 | 0 | 0 | 0 | 0 | 0 | 0 | 0 | 0 | 0 | 0 | 0 | 0 | 0 | 0 | 0 | 0 | 0 | 0 | 0 | 0 | 0 | 0 | 0
Commercial_Warehouse_New_Food Preparation_Natural Gas_Griddle_E4_Codes & Standards Forecast | Commercial | Warehouse | New | Food Preparation | Natural Gas | Griddle | E4 |  | Codes & Standards Forecast | 0 | 0 | 0 | 0 | 0 | 0 | 0 | 0 | 0 | 0 | 0 | 0 | 0 | 0 | 0 | 0 | 0 | 0 | 0 | 0 | 0 | 0 | 0 | 0 | 0 | 0 | 0 | 0 | 0 | 0 | 0 | 0
Commercial_Warehouse_New_Food Preparation_Natural Gas_Griddle_E5_Codes & Standards Forecast | Commercial | Warehouse | New | Food Preparation | Natural Gas | Griddle | E5 |  | Codes & Standards Forecast | 0 | 0 | 0 | 0 | 0 | 0 | 0 | 0 | 0 | 0 | 0 | 0 | 0 | 0 | 0 | 0 | 0 | 0 | 0 | 0 | 0 | 0 | 0 | 0 | 0 | 0 | 0 | 0 | 0 | 0 | 0 | 0
Commercial_Warehouse_New_Food Preparation_Natural Gas_Griddle_E6_Codes & Standards Forecast | Commercial | Warehouse | New | Food Preparation | Natural Gas | Griddle | E6 |  | Codes & Standards Forecast | 0 | 0 | 0 | 0 | 0 | 0 | 0 | 0 | 0 | 0 | 0 | 0 | 0 | 0 | 0 | 0 | 0 | 0 | 0 | 0 | 0 | 0 | 0 | 0 | 0 | 0 | 0 | 0 | 0 | 0 | 0 | 0
Commercial_Warehouse_New_Food Preparation_Natural Gas_Griddle_E7_Codes & Standards Forecast | Commercial | Warehouse | New | Food Preparation | Natural Gas | Griddle | E7 |  | Codes & Standards Forecast | 0 | 0 | 0 | 0 | 0 | 0 | 0 | 0 | 0 | 0 | 0 | 0 | 0 | 0 | 0 | 0 | 0 | 0 | 0 | 0 | 0 | 0 | 0 | 0 | 0 | 0 | 0 | 0 | 0 | 0 | 0 | 0
Commercial_Warehouse_New_Food Preparation_Natural Gas_Griddle_E8_Codes & Standards Forecast | Commercial | Warehouse | New | Food Preparation | Natural Gas | Griddle | E8 |  | Codes & Standards Forecast | 0 | 0 | 0 | 0 | 0 | 0 | 0 | 0 | 0 | 0 | 0 | 0 | 0 | 0 | 0 | 0 | 0 | 0 | 0 | 0 | 0 | 0 | 0 | 0 | 0 | 0 | 0 | 0 | 0 | 0 | 0 | 0
Commercial_Warehouse_New_Food Preparation_Natural Gas_Griddle_E9_Codes & Standards Forecast | Commercial | Warehouse | New | Food Preparation | Natural Gas | Griddle | E9 |  | Codes & Standards Forecast | 0 | 0 | 0 | 0 | 0 | 0 | 0 | 0 | 0 | 0 | 0 | 0 | 0 | 0 | 0 | 0 | 0 | 0 | 0 | 0 | 0 | 0 | 0 | 0 | 0 | 0 | 0 | 0 | 0 | 0 | 0 | 0
Commercial_Warehouse_New_Food Preparation_Natural Gas_Griddle_E10_Codes & Standards Forecast | Commercial | Warehouse | New | Food Preparation | Natural Gas | Griddle | E10 |  | Codes & Standards Forecast | 0 | 0 | 0 | 0 | 0 | 0 | 0 | 0 | 0 | 0 | 0 | 0 | 0 | 0 | 0 | 0 | 0 | 0 | 0 | 0 | 0 | 0 | 0 | 0 | 0 | 0 | 0 | 0 | 0 | 0 | 0 | 0
Commercial_Warehouse_New_Food Preparation_Natural Gas_Range_E1_Codes & Standards Forecast | Commercial | Warehouse | New | Food Preparation | Natural Gas | Range | E1 | Standard | Codes & Standards Forecast | [30 empty] | 1 | 1 | bar: 2019 to 2048
Commercial_Warehouse_New_Food Preparation_Natural Gas_Range_E2_Codes & Standards Forecast | Commercial | Warehouse | New | Food Preparation | Natural Gas | Range | E2 | High Efficiency | Codes & Standards Forecast | 0 | 0 | 0 | 0 | 0 | 0 | 0 | 0 | 0 | 0 | 0 | 0 | 0 | 0 | 0 | 0 | 0 | 0 | 0 | 0 | 0 | 0 | 0 | 0 | 0 | 0 | 0 | 0 | 0 | 0 | 0 | 0
Commercial_Warehouse_New_Food Preparation_Natural Gas_Range_E3_Codes & Standards Forecast | Commercial | Warehouse | New | Food Preparation | Natural Gas | Range | E3 |  | Codes & Standards Forecast | 0 | 0 | 0 | 0 | 0 | 0 | 0 | 0 | 0 | 0 | 0 | 0 | 0 | 0 | 0 | 0 | 0 | 0 | 0 | 0 | 0 | 0 | 0 | 0 | 0 | 0 | 0 | 0 | 0 | 0 | 0 | 0
Commercial_Warehouse_New_Food Preparation_Natural Gas_Range_E4_Codes & Standards Forecast | Commercial | Warehouse | New | Food Preparation | Natural Gas | Range | E4 |  | Codes & Standards Forecast | 0 | 0 | 0 | 0 | 0 | 0 | 0 | 0 | 0 | 0 | 0 | 0 | 0 | 0 | 0 | 0 | 0 | 0 | 0 | 0 | 0 | 0 | 0 | 0 | 0 | 0 | 0 | 0 | 0 | 0 | 0 | 0
Commercial_Warehouse_New_Food Preparation_Natural Gas_Range_E5_Codes & Standards Forecast | Commercial | Warehouse | New | Food Preparation | Natural Gas | Range | E5 |  | Codes & Standards Forecast | 0 | 0 | 0 | 0 | 0 | 0 | 0 | 0 | 0 | 0 | 0 | 0 | 0 | 0 | 0 | 0 | 0 | 0 | 0 | 0 | 0 | 0 | 0 | 0 | 0 | 0 | 0 | 0 | 0 | 0 | 0 | 0
Commercial_Warehouse_New_Food Preparation_Natural Gas_Range_E6_Codes & Standards Forecast | Commercial | Warehouse | New | Food Preparation | Natural Gas | Range | E6 |  | Codes & Standards Forecast | 0 | 0 | 0 | 0 | 0 | 0 | 0 | 0 | 0 | 0 | 0 | 0 | 0 | 0 | 0 | 0 | 0 | 0 | 0 | 0 | 0 | 0 | 0 | 0 | 0 | 0 | 0 | 0 | 0 | 0 | 0 | 0
Commercial_Warehouse_New_Food Preparation_Natural Gas_Range_E7_Codes & Standards Forecast | Commercial | Warehouse | New | Food Preparation | Natural Gas | Range | E7 |  | Codes & Standards Forecast | 0 | 0 | 0 | 0 | 0 | 0 | 0 | 0 | 0 | 0 | 0 | 0 | 0 | 0 | 0 | 0 | 0 | 0 | 0 | 0 | 0 | 0 | 0 | 0 | 0 | 0 | 0 | 0 | 0 | 0 | 0 | 0
Commercial_Warehouse_New_Food Preparation_Natural Gas_Range_E8_Codes & Standards Forecast | Commercial | Warehouse | New | Food Preparation | Natural Gas | Range | E8 |  | Codes & Standards Forecast | 0 | 0 | 0 | 0 | 0 | 0 | 0 | 0 | 0 | 0 | 0 | 0 | 0 | 0 | 0 | 0 | 0 | 0 | 0 | 0 | 0 | 0 | 0 | 0 | 0 | 0 | 0 | 0 | 0 | 0 | 0 | 0
Commercial_Warehouse_New_Food Preparation_Natural Gas_Range_E9_Codes & Standards Forecast | Commercial | Warehouse | New | Food Preparation | Natural Gas | Range | E9 |  | Codes & Standards Forecast | 0 | 0 | 0 | 0 | 0 | 0 | 0 | 0 | 0 | 0 | 0 | 0 | 0 | 0 | 0 | 0 | 0 | 0 | 0 | 0 | 0 | 0 | 0 | 0 | 0 | 0 | 0 | 0 | 0 | 0 | 0 | 0
Commercial_Warehouse_New_Food Preparation_Natural Gas_Range_E10_Codes & Standards Forecast | Commercial | Warehouse | New | Food Preparation | Natural Gas | Range | E10 |  | Codes & Standards Forecast | 0 | 0 | 0 | 0 | 0 | 0 | 0 | 0 | 0 | 0 | 0 | 0 | 0 | 0 | 0 | 0 | 0 | 0 | 0 | 0 | 0 | 0 | 0 | 0 | 0 | 0 | 0 | 0 | 0 | 0 | 0 | 0
Commercial_Warehouse_New_Food Preparation_Natural Gas_Steamer_E1_Codes & Standards Forecast | Commercial | Warehouse | New | Food Preparation | Natural Gas | Steamer | E1 | Standard | Codes & Standards Forecast | 1 | 1 | 1 | 0 | 0 | 0 | 0 | 0 | 0 | 0 | 0 | 0 | 0 | 0 | 0 | 0 | 0 | 0 | 0 | 0 | 0 | 0 | 0 | 0 | 0 | 0 | 0 | 0 | 0 | 0 | 0 | 0
Commercial_Warehouse_New_Food Preparation_Natural Gas_Steamer_E2_Codes & Standards Forecast | Commercial | Warehouse | New | Food Preparation | Natural Gas | Steamer | E2 | ENERGY STAR | Codes & Standards Forecast | 0 | 0 | 0 | 1 | 1 | 1 | 1 | 1 | 1 | 1 | 1 | 1 | 1 | 1 | 1 | 1 | 1 | 1 | 1 | 1 | 1 | 1 | 1 | 1 | 1 | 1 | 1 | 1 | 1 | 1 | 1 | 1
Commercial_Warehouse_New_Food Preparation_Natural Gas_Steamer_E3_Codes & Standards Forecast | Commercial | Warehouse | New | Food Preparation | Natural Gas | Steamer | E3 |  | Codes & Standards Forecast | 0 | 0 | 0 | 0 | 0 | 0 | 0 | 0 | 0 | 0 | 0 | 0 | 0 | 0 | 0 | 0 | 0 | 0 | 0 | 0 | 0 | 0 | 0 | 0 | 0 | 0 | 0 | 0 | 0 | 0 | 0 | 0
Commercial_Warehouse_New_Food Preparation_Natural Gas_Steamer_E4_Codes & Standards Forecast | Commercial | Warehouse | New | Food Preparation | Natural Gas | Steamer | E4 |  | Codes & Standards Forecast | 0 | 0 | 0 | 0 | 0 | 0 | 0 | 0 | 0 | 0 | 0 | 0 | 0 | 0 | 0 | 0 | 0 | 0 | 0 | 0 | 0 | 0 | 0 | 0 | 0 | 0 | 0 | 0 | 0 | 0 | 0 | 0
Commercial_Warehouse_New_Food Preparation_Natural Gas_Steamer_E5_Codes & Standards Forecast | Commercial | Warehouse | New | Food Preparation | Natural Gas | Steamer | E5 |  | Codes & Standards Forecast | 0 | 0 | 0 | 0 | 0 | 0 | 0 | 0 | 0 | 0 | 0 | 0 | 0 | 0 | 0 | 0 | 0 | 0 | 0 | 0 | 0 | 0 | 0 | 0 | 0 | 0 | 0 | 0 | 0 | 0 | 0 | 0
Commercial_Warehouse_New_Food Preparation_Natural Gas_Steamer_E6_Codes & Standards Forecast | Commercial | Warehouse | New | Food Preparation | Natural Gas | Steamer | E6 |  | Codes & Standards Forecast | 0 | 0 | 0 | 0 | 0 | 0 | 0 | 0 | 0 | 0 | 0 | 0 | 0 | 0 | 0 | 0 | 0 | 0 | 0 | 0 | 0 | 0 | 0 | 0 | 0 | 0 | 0 | 0 | 0 | 0 | 0 | 0
Commercial_Warehouse_New_Food Preparation_Natural Gas_Steamer_E7_Codes & Standards Forecast | Commercial | Warehouse | New | Food Preparation | Natural Gas | Steamer | E7 |  | Codes & Standards Forecast | 0 | 0 | 0 | 0 | 0 | 0 | 0 | 0 | 0 | 0 | 0 | 0 | 0 | 0 | 0 | 0 | 0 | 0 | 0 | 0 | 0 | 0 | 0 | 0 | 0 | 0 | 0 | 0 | 0 | 0 | 0 | 0
Commercial_Warehouse_New_Food Preparation_Natural Gas_Steamer_E8_Codes & Standards Forecast | Commercial | Warehouse | New | Food Preparation | Natural Gas | Steamer | E8 |  | Codes & Standards Forecast | 0 | 0 | 0 | 0 | 0 | 0 | 0 | 0 | 0 | 0 | 0 | 0 | 0 | 0 | 0 | 0 | 0 | 0 | 0 | 0 | 0 | 0 | 0 | 0 | 0 | 0 | 0 | 0 | 0 | 0 | 0 | 0
Commercial_Warehouse_New_Food Preparation_Natural Gas_Steamer_E9_Codes & Standards Forecast | Commercial | Warehouse | New | Food Preparation | Natural Gas | Steamer | E9 |  | Codes & Standards Forecast | 0 | 0 | 0 | 0 | 0 | 0 | 0 | 0 | 0 | 0 | 0 | 0 | 0 | 0 | 0 | 0 | 0 | 0 | 0 | 0 | 0 | 0 | 0 | 0 | 0 | 0 | 0 | 0 | 0 | 0 | 0 | 0
Commercial_Warehouse_New_Food Preparation_Natural Gas_Steamer_E10_Codes & Standards Forecast | Commercial | Warehouse | New | Food Preparation | Natural Gas | Steamer | E10 |  | Codes & Standards Forecast | 0 | 0 | 0 | 0 | 0 | 0 | 0 | 0 | 0 | 0 | 0 | 0 | 0 | 0 | 0 | 0 | 0 | 0 | 0 | 0 | 0 | 0 | 0 | 0 | 0 | 0 | 0 | 0 | 0 | 0 | 0 | 0
Commercial_Warehouse_New_Food Preparation_Natural Gas_Food Prep Other_E1_Codes & Standards Forecast | Commercial | Warehouse | New | Food Preparation | Natural Gas | Food Prep Other | E1 | Standard | Codes & Standards Forecast | [30 empty] | 1 | 1 | bar: 2019 to 2048
Commercial_Warehouse_New_Food Preparation_Natural Gas_Food Prep Other_E2_Codes & Standards Forecast | Commercial | Warehouse | New | Food Preparation | Natural Gas | Food Prep Other | E2 | ENERGY STAR | Codes & Standards Forecast | 0 | 0 | 0 | 0 | 0 | 0 | 0 | 0 | 0 | 0 | 0 | 0 | 0 | 0 | 0 | 0 | 0 | 0 | 0 | 0 | 0 | 0 | 0 | 0 | 0 | 0 | 0 | 0 | 0 | 0 | 0 | 0
Commercial_Warehouse_New_Food Preparation_Natural Gas_Food Prep Other_E3_Codes & Standards Forecast | Commercial | Warehouse | New | Food Preparation | Natural Gas | Food Prep Other | E3 |  | Codes & Standards Forecast | 0 | 0 | 0 | 0 | 0 | 0 | 0 | 0 | 0 | 0 | 0 | 0 | 0 | 0 | 0 | 0 | 0 | 0 | 0 | 0 | 0 | 0 | 0 | 0 | 0 | 0 | 0 | 0 | 0 | 0 | 0 | 0
Commercial_Warehouse_New_Food Preparation_Natural Gas_Food Prep Other_E4_Codes & Standards Forecast | Commercial | Warehouse | New | Food Preparation | Natural Gas | Food Prep Other | E4 |  | Codes & Standards Forecast | 0 | 0 | 0 | 0 | 0 | 0 | 0 | 0 | 0 | 0 | 0 | 0 | 0 | 0 | 0 | 0 | 0 | 0 | 0 | 0 | 0 | 0 | 0 | 0 | 0 | 0 | 0 | 0 | 0 | 0 | 0 | 0
Commercial_Warehouse_New_Food Preparation_Natural Gas_Food Prep Other_E5_Codes & Standards Forecast | Commercial | Warehouse | New | Food Preparation | Natural Gas | Food Prep Other | E5 |  | Codes & Standards Forecast | 0 | 0 | 0 | 0 | 0 | 0 | 0 | 0 | 0 | 0 | 0 | 0 | 0 | 0 | 0 | 0 | 0 | 0 | 0 | 0 | 0 | 0 | 0 | 0 | 0 | 0 | 0 | 0 | 0 | 0 | 0 | 0
Commercial_Warehouse_New_Food Preparation_Natural Gas_Food Prep Other_E6_Codes & Standards Forecast | Commercial | Warehouse | New | Food Preparation | Natural Gas | Food Prep Other | E6 |  | Codes & Standards Forecast | 0 | 0 | 0 | 0 | 0 | 0 | 0 | 0 | 0 | 0 | 0 | 0 | 0 | 0 | 0 | 0 | 0 | 0 | 0 | 0 | 0 | 0 | 0 | 0 | 0 | 0 | 0 | 0 | 0 | 0 | 0 | 0
Commercial_Warehouse_New_Food Preparation_Natural Gas_Food Prep Other_E7_Codes & Standards Forecast | Commercial | Warehouse | New | Food Preparation | Natural Gas | Food Prep Other | E7 |  | Codes & Standards Forecast | 0 | 0 | 0 | 0 | 0 | 0 | 0 | 0 | 0 | 0 | 0 | 0 | 0 | 0 | 0 | 0 | 0 | 0 | 0 | 0 | 0 | 0 | 0 | 0 | 0 | 0 | 0 | 0 | 0 | 0 | 0 | 0
Commercial_Warehouse_New_Food Preparation_Natural Gas_Food Prep Other_E8_Codes & Standards Forecast | Commercial | Warehouse | New | Food Preparation | Natural Gas | Food Prep Other | E8 |  | Codes & Standards Forecast | 0 | 0 | 0 | 0 | 0 | 0 | 0 | 0 | 0 | 0 | 0 | 0 | 0 | 0 | 0 | 0 | 0 | 0 | 0 | 0 | 0 | 0 | 0 | 0 | 0 | 0 | 0 | 0 | 0 | 0 | 0 | 0
Commercial_Warehouse_New_Food Preparation_Natural Gas_Food Prep Other_E9_Codes & Standards Forecast | Commercial | Warehouse | New | Food Preparation | Natural Gas | Food Prep Other | E9 |  | Codes & Standards Forecast | 0 | 0 | 0 | 0 | 0 | 0 | 0 | 0 | 0 | 0 | 0 | 0 | 0 | 0 | 0 | 0 | 0 | 0 | 0 | 0 | 0 | 0 | 0 | 0 | 0 | 0 | 0 | 0 | 0 | 0 | 0 | 0
Commercial_Warehouse_New_Food Preparation_Natural Gas_Food Prep Other_E10_Codes & Standards Forecast | Commercial | Warehouse | New | Food Preparation | Natural Gas | Food Prep Other | E10 |  | Codes & Standards Forecast | 0 | 0 | 0 | 0 | 0 | 0 | 0 | 0 | 0 | 0 | 0 | 0 | 0 | 0 | 0 | 0 | 0 | 0 | 0 | 0 | 0 | 0 | 0 | 0 | 0 | 0 | 0 | 0 | 0 | 0 | 0 | 0
Commercial_Warehouse_New_Miscellaneous_Natural Gas_Pool Heater_E1_Codes & Standards Forecast | Commercial | Warehouse | New | Miscellaneous | Natural Gas | Pool Heater | E1 | Standard (EF .78) | Codes & Standards Forecast | [30 empty] | 1 | 1 | bar: 2019 to 2048
Commercial_Warehouse_New_Miscellaneous_Natural Gas_Pool Heater_E2_Codes & Standards Forecast | Commercial | Warehouse | New | Miscellaneous | Natural Gas | Pool Heater | E2 | Condensing (EF .90) | Codes & Standards Forecast | 0 | 0 | 0 | 0 | 0 | 0 | 0 | 0 | 0 | 0 | 0 | 0 | 0 | 0 | 0 | 0 | 0 | 0 | 0 | 0 | 0 | 0 | 0 | 0 | 0 | 0 | 0 | 0 | 0 | 0 | 0 | 0
Commercial_Warehouse_New_Miscellaneous_Natural Gas_Pool Heater_E3_Codes & Standards Forecast | Commercial | Warehouse | New | Miscellaneous | Natural Gas | Pool Heater | E3 |  | Codes & Standards Forecast | 0 | 0 | 0 | 0 | 0 | 0 | 0 | 0 | 0 | 0 | 0 | 0 | 0 | 0 | 0 | 0 | 0 | 0 | 0 | 0 | 0 | 0 | 0 | 0 | 0 | 0 | 0 | 0 | 0 | 0 | 0 | 0
Commercial_Warehouse_New_Miscellaneous_Natural Gas_Pool Heater_E4_Codes & Standards Forecast | Commercial | Warehouse | New | Miscellaneous | Natural Gas | Pool Heater | E4 |  | Codes & Standards Forecast | 0 | 0 | 0 | 0 | 0 | 0 | 0 | 0 | 0 | 0 | 0 | 0 | 0 | 0 | 0 | 0 | 0 | 0 | 0 | 0 | 0 | 0 | 0 | 0 | 0 | 0 | 0 | 0 | 0 | 0 | 0 | 0
Commercial_Warehouse_New_Miscellaneous_Natural Gas_Pool Heater_E5_Codes & Standards Forecast | Commercial | Warehouse | New | Miscellaneous | Natural Gas | Pool Heater | E5 |  | Codes & Standards Forecast | 0 | 0 | 0 | 0 | 0 | 0 | 0 | 0 | 0 | 0 | 0 | 0 | 0 | 0 | 0 | 0 | 0 | 0 | 0 | 0 | 0 | 0 | 0 | 0 | 0 | 0 | 0 | 0 | 0 | 0 | 0 | 0
Commercial_Warehouse_New_Miscellaneous_Natural Gas_Pool Heater_E6_Codes & Standards Forecast | Commercial | Warehouse | New | Miscellaneous | Natural Gas | Pool Heater | E6 |  | Codes & Standards Forecast | 0 | 0 | 0 | 0 | 0 | 0 | 0 | 0 | 0 | 0 | 0 | 0 | 0 | 0 | 0 | 0 | 0 | 0 | 0 | 0 | 0 | 0 | 0 | 0 | 0 | 0 | 0 | 0 | 0 | 0 | 0 | 0
Commercial_Warehouse_New_Miscellaneous_Natural Gas_Pool Heater_E7_Codes & Standards Forecast | Commercial | Warehouse | New | Miscellaneous | Natural Gas | Pool Heater | E7 |  | Codes & Standards Forecast | 0 | 0 | 0 | 0 | 0 | 0 | 0 | 0 | 0 | 0 | 0 | 0 | 0 | 0 | 0 | 0 | 0 | 0 | 0 | 0 | 0 | 0 | 0 | 0 | 0 | 0 | 0 | 0 | 0 | 0 | 0 | 0
Commercial_Warehouse_New_Miscellaneous_Natural Gas_Pool Heater_E8_Codes & Standards Forecast | Commercial | Warehouse | New | Miscellaneous | Natural Gas | Pool Heater | E8 |  | Codes & Standards Forecast | 0 | 0 | 0 | 0 | 0 | 0 | 0 | 0 | 0 | 0 | 0 | 0 | 0 | 0 | 0 | 0 | 0 | 0 | 0 | 0 | 0 | 0 | 0 | 0 | 0 | 0 | 0 | 0 | 0 | 0 | 0 | 0
Commercial_Warehouse_New_Miscellaneous_Natural Gas_Pool Heater_E9_Codes & Standards Forecast | Commercial | Warehouse | New | Miscellaneous | Natural Gas | Pool Heater | E9 |  | Codes & Standards Forecast | 0 | 0 | 0 | 0 | 0 | 0 | 0 | 0 | 0 | 0 | 0 | 0 | 0 | 0 | 0 | 0 | 0 | 0 | 0 | 0 | 0 | 0 | 0 | 0 | 0 | 0 | 0 | 0 | 0 | 0 | 0 | 0
Commercial_Warehouse_New_Miscellaneous_Natural Gas_Pool Heater_E10_Codes & Standards Forecast | Commercial | Warehouse | New | Miscellaneous | Natural Gas | Pool Heater | E10 |  | Codes & Standards Forecast | 0 | 0 | 0 | 0 | 0 | 0 | 0 | 0 | 0 | 0 | 0 | 0 | 0 | 0 | 0 | 0 | 0 | 0 | 0 | 0 | 0 | 0 | 0 | 0 | 0 | 0 | 0 | 0 | 0 | 0 | 0 | 0
Commercial_Warehouse_New_Miscellaneous_Natural Gas_Miscellaneous_E1_Codes & Standards Forecast | Commercial | Warehouse | New | Miscellaneous | Natural Gas | Miscellaneous | E1 | Miscellaneous | Codes & Standards Forecast | [30 empty] | 1 | 1 | bar: 2019 to 2048
Commercial_Warehouse_New_Miscellaneous_Natural Gas_Miscellaneous_E2_Codes & Standards Forecast | Commercial | Warehouse | New | Miscellaneous | Natural Gas | Miscellaneous | E2 |  | Codes & Standards Forecast | 0 | 0 | 0 | 0 | 0 | 0 | 0 | 0 | 0 | 0 | 0 | 0 | 0 | 0 | 0 | 0 | 0 | 0 | 0 | 0 | 0 | 0 | 0 | 0 | 0 | 0 | 0 | 0 | 0 | 0 | 0 | 0
Commercial_Warehouse_New_Miscellaneous_Natural Gas_Miscellaneous_E3_Codes & Standards Forecast | Commercial | Warehouse | New | Miscellaneous | Natural Gas | Miscellaneous | E3 |  | Codes & Standards Forecast | 0 | 0 | 0 | 0 | 0 | 0 | 0 | 0 | 0 | 0 | 0 | 0 | 0 | 0 | 0 | 0 | 0 | 0 | 0 | 0 | 0 | 0 | 0 | 0 | 0 | 0 | 0 | 0 | 0 | 0 | 0 | 0
Commercial_Warehouse_New_Miscellaneous_Natural Gas_Miscellaneous_E4_Codes & Standards Forecast | Commercial | Warehouse | New | Miscellaneous | Natural Gas | Miscellaneous | E4 |  | Codes & Standards Forecast | 0 | 0 | 0 | 0 | 0 | 0 | 0 | 0 | 0 | 0 | 0 | 0 | 0 | 0 | 0 | 0 | 0 | 0 | 0 | 0 | 0 | 0 | 0 | 0 | 0 | 0 | 0 | 0 | 0 | 0 | 0 | 0
Commercial_Warehouse_New_Miscellaneous_Natural Gas_Miscellaneous_E5_Codes & Standards Forecast | Commercial | Warehouse | New | Miscellaneous | Natural Gas | Miscellaneous | E5 |  | Codes & Standards Forecast | 0 | 0 | 0 | 0 | 0 | 0 | 0 | 0 | 0 | 0 | 0 | 0 | 0 | 0 | 0 | 0 | 0 | 0 | 0 | 0 | 0 | 0 | 0 | 0 | 0 | 0 | 0 | 0 | 0 | 0 | 0 | 0
Commercial_Warehouse_New_Miscellaneous_Natural Gas_Miscellaneous_E6_Codes & Standards Forecast | Commercial | Warehouse | New | Miscellaneous | Natural Gas | Miscellaneous | E6 |  | Codes & Standards Forecast | 0 | 0 | 0 | 0 | 0 | 0 | 0 | 0 | 0 | 0 | 0 | 0 | 0 | 0 | 0 | 0 | 0 | 0 | 0 | 0 | 0 | 0 | 0 | 0 | 0 | 0 | 0 | 0 | 0 | 0 | 0 | 0
Commercial_Warehouse_New_Miscellaneous_Natural Gas_Miscellaneous_E7_Codes & Standards Forecast | Commercial | Warehouse | New | Miscellaneous | Natural Gas | Miscellaneous | E7 |  | Codes & Standards Forecast | 0 | 0 | 0 | 0 | 0 | 0 | 0 | 0 | 0 | 0 | 0 | 0 | 0 | 0 | 0 | 0 | 0 | 0 | 0 | 0 | 0 | 0 | 0 | 0 | 0 | 0 | 0 | 0 | 0 | 0 | 0 | 0
Commercial_Warehouse_New_Miscellaneous_Natural Gas_Miscellaneous_E8_Codes & Standards Forecast | Commercial | Warehouse | New | Miscellaneous | Natural Gas | Miscellaneous | E8 |  | Codes & Standards Forecast | 0 | 0 | 0 | 0 | 0 | 0 | 0 | 0 | 0 | 0 | 0 | 0 | 0 | 0 | 0 | 0 | 0 | 0 | 0 | 0 | 0 | 0 | 0 | 0 | 0 | 0 | 0 | 0 | 0 | 0 | 0 | 0
Commercial_Warehouse_New_Miscellaneous_Natural Gas_Miscellaneous_E9_Codes & Standards Forecast | Commercial | Warehouse | New | Miscellaneous | Natural Gas | Miscellaneous | E9 |  | Codes & Standards Forecast | 0 | 0 | 0 | 0 | 0 | 0 | 0 | 0 | 0 | 0 | 0 | 0 | 0 | 0 | 0 | 0 | 0 | 0 | 0 | 0 | 0 | 0 | 0 | 0 | 0 | 0 | 0 | 0 | 0 | 0 | 0 | 0
Commercial_Warehouse_New_Miscellaneous_Natural Gas_Miscellaneous_E10_Codes & Standards Forecast | Commercial | Warehouse | New | Miscellaneous | Natural Gas | Miscellaneous | E10 |  | Codes & Standards Forecast | 0 | 0 | 0 | 0 | 0 | 0 | 0 | 0 | 0 | 0 | 0 | 0 | 0 | 0 | 0 | 0 | 0 | 0 | 0 | 0 | 0 | 0 | 0 | 0 | 0 | 0 | 0 | 0 | 0 | 0 | 0 | 0
Commercial_Miscellaneous_Existing_Space Heating_Natural Gas_Furnace_E1_Codes & Standards Forecast | Commercial | Miscellaneous | Existing | Space Heating | Natural Gas | Furnace | E1 | AFUE 80% (Standard) | Codes & Standards Forecast | 1 | 1 | 1 | 1 | 1 | 0 | 0 | 0 | 0 | 0 | 0 | 0 | 0 | 0 | 0 | 0 | 0 | 0 | 0 | 0 | 0 | 0 | 0 | 0 | 0 | 0 | 0 | 0 | 0 | 0 | 0 | 0
Commercial_Miscellaneous_Existing_Space Heating_Natural Gas_Furnace_E2_Codes & Standards Forecast | Commercial | Miscellaneous | Existing | Space Heating | Natural Gas | Furnace | E2 | AFUE 90% | Codes & Standards Forecast | 0 | 0 | 0 | 0 | 0 | 0 | 0 | 0 | 0 | 0 | 0 | 0 | 0 | 0 | 0 | 0 | 0 | 0 | 0 | 0 | 0 | 0 | 0 | 0 | 0 | 0 | 0 | 0 | 0 | 0 | 0 | 0
Commercial_Miscellaneous_Existing_Space Heating_Natural Gas_Furnace_E3_Codes & Standards Forecast | Commercial | Miscellaneous | Existing | Space Heating | Natural Gas | Furnace | E3 | AFUE 96% | Codes & Standards Forecast | 0 | 0 | 0 | 0 | 0 | 1 | 1 | 1 | 1 | 1 | 1 | 1 | 1 | 1 | 1 | 1 | 1 | 1 | 1 | 1 | 1 | 1 | 1 | 1 | 1 | 1 | 1 | 1 | 1 | 1 | 1 | 1
Commercial_Miscellaneous_Existing_Space Heating_Natural Gas_Furnace_E4_Codes & Standards Forecast | Commercial | Miscellaneous | Existing | Space Heating | Natural Gas | Furnace | E4 |  | Codes & Standards Forecast | 0 | 0 | 0 | 0 | 0 | 0 | 0 | 0 | 0 | 0 | 0 | 0 | 0 | 0 | 0 | 0 | 0 | 0 | 0 | 0 | 0 | 0 | 0 | 0 | 0 | 0 | 0 | 0 | 0 | 0 | 0 | 0
Commercial_Miscellaneous_Existing_Space Heating_Natural Gas_Furnace_E5_Codes & Standards Forecast | Commercial | Miscellaneous | Existing | Space Heating | Natural Gas | Furnace | E5 |  | Codes & Standards Forecast | 0 | 0 | 0 | 0 | 0 | 0 | 0 | 0 | 0 | 0 | 0 | 0 | 0 | 0 | 0 | 0 | 0 | 0 | 0 | 0 | 0 | 0 | 0 | 0 | 0 | 0 | 0 | 0 | 0 | 0 | 0 | 0
Commercial_Miscellaneous_Existing_Space Heating_Natural Gas_Furnace_E6_Codes & Standards Forecast | Commercial | Miscellaneous | Existing | Space Heating | Natural Gas | Furnace | E6 |  | Codes & Standards Forecast | 0 | 0 | 0 | 0 | 0 | 0 | 0 | 0 | 0 | 0 | 0 | 0 | 0 | 0 | 0 | 0 | 0 | 0 | 0 | 0 | 0 | 0 | 0 | 0 | 0 | 0 | 0 | 0 | 0 | 0 | 0 | 0
Commercial_Miscellaneous_Existing_Space Heating_Natural Gas_Furnace_E7_Codes & Standards Forecast | Commercial | Miscellaneous | Existing | Space Heating | Natural Gas | Furnace | E7 |  | Codes & Standards Forecast | 0 | 0 | 0 | 0 | 0 | 0 | 0 | 0 | 0 | 0 | 0 | 0 | 0 | 0 | 0 | 0 | 0 | 0 | 0 | 0 | 0 | 0 | 0 | 0 | 0 | 0 | 0 | 0 | 0 | 0 | 0 | 0
Commercial_Miscellaneous_Existing_Space Heating_Natural Gas_Furnace_E8_Codes & Standards Forecast | Commercial | Miscellaneous | Existing | Space Heating | Natural Gas | Furnace | E8 |  | Codes & Standards Forecast | 0 | 0 | 0 | 0 | 0 | 0 | 0 | 0 | 0 | 0 | 0 | 0 | 0 | 0 | 0 | 0 | 0 | 0 | 0 | 0 | 0 | 0 | 0 | 0 | 0 | 0 | 0 | 0 | 0 | 0 | 0 | 0
Commercial_Miscellaneous_Existing_Space Heating_Natural Gas_Furnace_E9_Codes & Standards Forecast | Commercial | Miscellaneous | Existing | Space Heating | Natural Gas | Furnace | E9 |  | Codes & Standards Forecast | 0 | 0 | 0 | 0 | 0 | 0 | 0 | 0 | 0 | 0 | 0 | 0 | 0 | 0 | 0 | 0 | 0 | 0 | 0 | 0 | 0 | 0 | 0 | 0 | 0 | 0 | 0 | 0 | 0 | 0 | 0 | 0
Commercial_Miscellaneous_Existing_Space Heating_Natural Gas_Furnace_E10_Codes & Standards Forecast | Commercial | Miscellaneous | Existing | Space Heating | Natural Gas | Furnace | E10 |  | Codes & Standards Forecast | 0 | 0 | 0 | 0 | 0 | 0 | 0 | 0 | 0 | 0 | 0 | 0 | 0 | 0 | 0 | 0 | 0 | 0 | 0 | 0 | 0 | 0 | 0 | 0 | 0 | 0 | 0 | 0 | 0 | 0 | 0 | 0
Commercial_Miscellaneous_Existing_Space Heating_Natural Gas_Boiler_E1_Codes & Standards Forecast | Commercial | Miscellaneous | Existing | Space Heating | Natural Gas | Boiler | E1 | AFUE 80% (Standard) | Codes & Standards Forecast | 1 | 1 | 1 | 1 | 1 | 0 | 0 | 0 | 0 | 0 | 0 | 0 | 0 | 0 | 0 | 0 | 0 | 0 | 0 | 0 | 0 | 0 | 0 | 0 | 0 | 0 | 0 | 0 | 0 | 0 | 0 | 0
Commercial_Miscellaneous_Existing_Space Heating_Natural Gas_Boiler_E2_Codes & Standards Forecast | Commercial | Miscellaneous | Existing | Space Heating | Natural Gas | Boiler | E2 | AFUE 85% | Codes & Standards Forecast | 0 | 0 | 0 | 0 | 0 | 0 | 0 | 0 | 0 | 0 | 0 | 0 | 0 | 0 | 0 | 0 | 0 | 0 | 0 | 0 | 0 | 0 | 0 | 0 | 0 | 0 | 0 | 0 | 0 | 0 | 0 | 0
Commercial_Miscellaneous_Existing_Space Heating_Natural Gas_Boiler_E3_Codes & Standards Forecast | Commercial | Miscellaneous | Existing | Space Heating | Natural Gas | Boiler | E3 | AFUE 97% | Codes & Standards Forecast | 0 | 0 | 0 | 0 | 0 | 1 | 1 | 1 | 1 | 1 | 1 | 1 | 1 | 1 | 1 | 1 | 1 | 1 | 1 | 1 | 1 | 1 | 1 | 1 | 1 | 1 | 1 | 1 | 1 | 1 | 1 | 1
Commercial_Miscellaneous_Existing_Space Heating_Natural Gas_Boiler_E4_Codes & Standards Forecast | Commercial | Miscellaneous | Existing | Space Heating | Natural Gas | Boiler | E4 | Convert to NG Air Source Heat Pump | Codes & Standards Forecast | 0 | 0 | 0 | 0 | 0 | 0 | 0 | 0 | 0 | 0 | 0 | 0 | 0 | 0 | 0 | 0 | 0 | 0 | 0 | 0 | 0 | 0 | 0 | 0 | 0 | 0 | 0 | 0 | 0 | 0 | 0 | 0
Commercial_Miscellaneous_Existing_Space Heating_Natural Gas_Boiler_E5_Codes & Standards Forecast | Commercial | Miscellaneous | Existing | Space Heating | Natural Gas | Boiler | E5 |  | Codes & Standards Forecast | 0 | 0 | 0 | 0 | 0 | 0 | 0 | 0 | 0 | 0 | 0 | 0 | 0 | 0 | 0 | 0 | 0 | 0 | 0 | 0 | 0 | 0 | 0 | 0 | 0 | 0 | 0 | 0 | 0 | 0 | 0 | 0
Commercial_Miscellaneous_Existing_Space Heating_Natural Gas_Boiler_E6_Codes & Standards Forecast | Commercial | Miscellaneous | Existing | Space Heating | Natural Gas | Boiler | E6 |  | Codes & Standards Forecast | 0 | 0 | 0 | 0 | 0 | 0 | 0 | 0 | 0 | 0 | 0 | 0 | 0 | 0 | 0 | 0 | 0 | 0 | 0 | 0 | 0 | 0 | 0 | 0 | 0 | 0 | 0 | 0 | 0 | 0 | 0 | 0
Commercial_Miscellaneous_Existing_Space Heating_Natural Gas_Boiler_E7_Codes & Standards Forecast | Commercial | Miscellaneous | Existing | Space Heating | Natural Gas | Boiler | E7 |  | Codes & Standards Forecast | 0 | 0 | 0 | 0 | 0 | 0 | 0 | 0 | 0 | 0 | 0 | 0 | 0 | 0 | 0 | 0 | 0 | 0 | 0 | 0 | 0 | 0 | 0 | 0 | 0 | 0 | 0 | 0 | 0 | 0 | 0 | 0
Commercial_Miscellaneous_Existing_Space Heating_Natural Gas_Boiler_E8_Codes & Standards Forecast | Commercial | Miscellaneous | Existing | Space Heating | Natural Gas | Boiler | E8 |  | Codes & Standards Forecast | 0 | 0 | 0 | 0 | 0 | 0 | 0 | 0 | 0 | 0 | 0 | 0 | 0 | 0 | 0 | 0 | 0 | 0 | 0 | 0 | 0 | 0 | 0 | 0 | 0 | 0 | 0 | 0 | 0 | 0 | 0 | 0
Commercial_Miscellaneous_Existing_Space Heating_Natural Gas_Boiler_E9_Codes & Standards Forecast | Commercial | Miscellaneous | Existing | Space Heating | Natural Gas | Boiler | E9 |  | Codes & Standards Forecast | 0 | 0 | 0 | 0 | 0 | 0 | 0 | 0 | 0 | 0 | 0 | 0 | 0 | 0 | 0 | 0 | 0 | 0 | 0 | 0 | 0 | 0 | 0 | 0 | 0 | 0 | 0 | 0 | 0 | 0 | 0 | 0
Commercial_Miscellaneous_Existing_Space Heating_Natural Gas_Boiler_E10_Codes & Standards Forecast | Commercial | Miscellaneous | Existing | Space Heating | Natural Gas | Boiler | E10 |  | Codes & Standards Forecast | 0 | 0 | 0 | 0 | 0 | 0 | 0 | 0 | 0 | 0 | 0 | 0 | 0 | 0 | 0 | 0 | 0 | 0 | 0 | 0 | 0 | 0 | 0 | 0 | 0 | 0 | 0 | 0 | 0 | 0 | 0 | 0
Commercial_Miscellaneous_Existing_Space Heating_Natural Gas_Unit Heater_E1_Codes & Standards Forecast | Commercial | Miscellaneous | Existing | Space Heating | Natural Gas | Unit Heater | E1 | Standard | Codes & Standards Forecast | 1 | 1 | 1 | 1 | 1 | 0 | 0 | 0 | 0 | 0 | 0 | 0 | 0 | 0 | 0 | 0 | 0 | 0 | 0 | 0 | 0 | 0 | 0 | 0 | 0 | 0 | 0 | 0 | 0 | 0 | 0 | 0
Commercial_Miscellaneous_Existing_Space Heating_Natural Gas_Unit Heater_E2_Codes & Standards Forecast | Commercial | Miscellaneous | Existing | Space Heating | Natural Gas | Unit Heater | E2 | Condensing | Codes & Standards Forecast | 0 | 0 | 0 | 0 | 0 | 1 | 1 | 1 | 1 | 1 | 1 | 1 | 1 | 1 | 1 | 1 | 1 | 1 | 1 | 1 | 1 | 1 | 1 | 1 | 1 | 1 | 1 | 1 | 1 | 1 | 1 | 1
Commercial_Miscellaneous_Existing_Space Heating_Natural Gas_Unit Heater_E3_Codes & Standards Forecast | Commercial | Miscellaneous | Existing | Space Heating | Natural Gas | Unit Heater | E3 | Infrared Radiant | Codes & Standards Forecast | 0 | 0 | 0 | 0 | 0 | 0 | 0 | 0 | 0 | 0 | 0 | 0 | 0 | 0 | 0 | 0 | 0 | 0 | 0 | 0 | 0 | 0 | 0 | 0 | 0 | 0 | 0 | 0 | 0 | 0 | 0 | 0
Commercial_Miscellaneous_Existing_Space Heating_Natural Gas_Unit Heater_E4_Codes & Standards Forecast | Commercial | Miscellaneous | Existing | Space Heating | Natural Gas | Unit Heater | E4 |  | Codes & Standards Forecast | 0 | 0 | 0 | 0 | 0 | 0 | 0 | 0 | 0 | 0 | 0 | 0 | 0 | 0 | 0 | 0 | 0 | 0 | 0 | 0 | 0 | 0 | 0 | 0 | 0 | 0 | 0 | 0 | 0 | 0 | 0 | 0
Commercial_Miscellaneous_Existing_Space Heating_Natural Gas_Unit Heater_E5_Codes & Standards Forecast | Commercial | Miscellaneous | Existing | Space Heating | Natural Gas | Unit Heater | E5 |  | Codes & Standards Forecast | 0 | 0 | 0 | 0 | 0 | 0 | 0 | 0 | 0 | 0 | 0 | 0 | 0 | 0 | 0 | 0 | 0 | 0 | 0 | 0 | 0 | 0 | 0 | 0 | 0 | 0 | 0 | 0 | 0 | 0 | 0 | 0
Commercial_Miscellaneous_Existing_Space Heating_Natural Gas_Unit Heater_E6_Codes & Standards Forecast | Commercial | Miscellaneous | Existing | Space Heating | Natural Gas | Unit Heater | E6 |  | Codes & Standards Forecast | 0 | 0 | 0 | 0 | 0 | 0 | 0 | 0 | 0 | 0 | 0 | 0 | 0 | 0 | 0 | 0 | 0 | 0 | 0 | 0 | 0 | 0 | 0 | 0 | 0 | 0 | 0 | 0 | 0 | 0 | 0 | 0
Commercial_Miscellaneous_Existing_Space Heating_Natural Gas_Unit Heater_E7_Codes & Standards Forecast | Commercial | Miscellaneous | Existing | Space Heating | Natural Gas | Unit Heater | E7 |  | Codes & Standards Forecast | 0 | 0 | 0 | 0 | 0 | 0 | 0 | 0 | 0 | 0 | 0 | 0 | 0 | 0 | 0 | 0 | 0 | 0 | 0 | 0 | 0 | 0 | 0 | 0 | 0 | 0 | 0 | 0 | 0 | 0 | 0 | 0
Commercial_Miscellaneous_Existing_Space Heating_Natural Gas_Unit Heater_E8_Codes & Standards Forecast | Commercial | Miscellaneous | Existing | Space Heating | Natural Gas | Unit Heater | E8 |  | Codes & Standards Forecast | 0 | 0 | 0 | 0 | 0 | 0 | 0 | 0 | 0 | 0 | 0 | 0 | 0 | 0 | 0 | 0 | 0 | 0 | 0 | 0 | 0 | 0 | 0 | 0 | 0 | 0 | 0 | 0 | 0 | 0 | 0 | 0
Commercial_Miscellaneous_Existing_Space Heating_Natural Gas_Unit Heater_E9_Codes & Standards Forecast | Commercial | Miscellaneous | Existing | Space Heating | Natural Gas | Unit Heater | E9 |  | Codes & Standards Forecast | 0 | 0 | 0 | 0 | 0 | 0 | 0 | 0 | 0 | 0 | 0 | 0 | 0 | 0 | 0 | 0 | 0 | 0 | 0 | 0 | 0 | 0 | 0 | 0 | 0 | 0 | 0 | 0 | 0 | 0 | 0 | 0
Commercial_Miscellaneous_Existing_Space Heating_Natural Gas_Unit Heater_E10_Codes & Standards Forecast | Commercial | Miscellaneous | Existing | Space Heating | Natural Gas | Unit Heater | E10 |  | Codes & Standards Forecast | 0 | 0 | 0 | 0 | 0 | 0 | 0 | 0 | 0 | 0 | 0 | 0 | 0 | 0 | 0 | 0 | 0 | 0 | 0 | 0 | 0 | 0 | 0 | 0 | 0 | 0 | 0 | 0 | 0 | 0 | 0 | 0
Commercial_Miscellaneous_Existing_Water Heating_Natural Gas_Water Heater_E1_Codes & Standards Forecast | Commercial | Miscellaneous | Existing | Water Heating | Natural Gas | Water Heater | E1 | TE 80% | Codes & Standards Forecast | [30 empty] | 1 | 1 | bar: 2019 to 2048
Commercial_Miscellaneous_Existing_Water Heating_Natural Gas_Water Heater_E2_Codes & Standards Forecast | Commercial | Miscellaneous | Existing | Water Heating | Natural Gas | Water Heater | E2 | TE 81% | Codes & Standards Forecast | 0 | 0 | 0 | 0 | 0 | 0 | 0 | 0 | 0 | 0 | 0 | 0 | 0 | 0 | 0 | 0 | 0 | 0 | 0 | 0 | 0 | 0 | 0 | 0 | 0 | 0 | 0 | 0 | 0 | 0 | 0 | 0
Commercial_Miscellaneous_Existing_Water Heating_Natural Gas_Water Heater_E3_Codes & Standards Forecast | Commercial | Miscellaneous | Existing | Water Heating | Natural Gas | Water Heater | E3 | TE 88% | Codes & Standards Forecast | 0 | 0 | 0 | 0 | 0 | 0 | 0 | 0 | 0 | 0 | 0 | 0 | 0 | 0 | 0 | 0 | 0 | 0 | 0 | 0 | 0 | 0 | 0 | 0 | 0 | 0 | 0 | 0 | 0 | 0 | 0 | 0
Commercial_Miscellaneous_Existing_Water Heating_Natural Gas_Water Heater_E4_Codes & Standards Forecast | Commercial | Miscellaneous | Existing | Water Heating | Natural Gas | Water Heater | E4 | TE 94% | Codes & Standards Forecast | 0 | 0 | 0 | 0 | 0 | 0 | 0 | 0 | 0 | 0 | 0 | 0 | 0 | 0 | 0 | 0 | 0 | 0 | 0 | 0 | 0 | 0 | 0 | 0 | 0 | 0 | 0 | 0 | 0 | 0 | 0 | 0
Commercial_Miscellaneous_Existing_Water Heating_Natural Gas_Water Heater_E5_Codes & Standards Forecast | Commercial | Miscellaneous | Existing | Water Heating | Natural Gas | Water Heater | E5 | TE 96% | Codes & Standards Forecast | 0 | 0 | 0 | 0 | 0 | 0 | 0 | 0 | 0 | 0 | 0 | 0 | 0 | 0 | 0 | 0 | 0 | 0 | 0 | 0 | 0 | 0 | 0 | 0 | 0 | 0 | 0 | 0 | 0 | 0 | 0 | 0
Commercial_Miscellaneous_Existing_Water Heating_Natural Gas_Water Heater_E6_Codes & Standards Forecast | Commercial | Miscellaneous | Existing | Water Heating | Natural Gas | Water Heater | E6 | Tankless | Codes & Standards Forecast | 0 | 0 | 0 | 0 | 0 | 0 | 0 | 0 | 0 | 0 | 0 | 0 | 0 | 0 | 0 | 0 | 0 | 0 | 0 | 0 | 0 | 0 | 0 | 0 | 0 | 0 | 0 | 0 | 0 | 0 | 0 | 0
Commercial_Miscellaneous_Existing_Water Heating_Natural Gas_Water Heater_E7_Codes & Standards Forecast | Commercial | Miscellaneous | Existing | Water Heating | Natural Gas | Water Heater | E7 | Gas-Fired Absorption HPWH | Codes & Standards Forecast | 0 | 0 | 0 | 0 | 0 | 0 | 0 | 0 | 0 | 0 | 0 | 0 | 0 | 0 | 0 | 0 | 0 | 0 | 0 | 0 | 0 | 0 | 0 | 0 | 0 | 0 | 0 | 0 | 0 | 0 | 0 | 0
Commercial_Miscellaneous_Existing_Water Heating_Natural Gas_Water Heater_E8_Codes & Standards Forecast | Commercial | Miscellaneous | Existing | Water Heating | Natural Gas | Water Heater | E8 |  | Codes & Standards Forecast | 0 | 0 | 0 | 0 | 0 | 0 | 0 | 0 | 0 | 0 | 0 | 0 | 0 | 0 | 0 | 0 | 0 | 0 | 0 | 0 | 0 | 0 | 0 | 0 | 0 | 0 | 0 | 0 | 0 | 0 | 0 | 0
Commercial_Miscellaneous_Existing_Water Heating_Natural Gas_Water Heater_E9_Codes & Standards Forecast | Commercial | Miscellaneous | Existing | Water Heating | Natural Gas | Water Heater | E9 |  | Codes & Standards Forecast | 0 | 0 | 0 | 0 | 0 | 0 | 0 | 0 | 0 | 0 | 0 | 0 | 0 | 0 | 0 | 0 | 0 | 0 | 0 | 0 | 0 | 0 | 0 | 0 | 0 | 0 | 0 | 0 | 0 | 0 | 0 | 0
Commercial_Miscellaneous_Existing_Water Heating_Natural Gas_Water Heater_E10_Codes & Standards Forecast | Commercial | Miscellaneous | Existing | Water Heating | Natural Gas | Water Heater | E10 |  | Codes & Standards Forecast | 0 | 0 | 0 | 0 | 0 | 0 | 0 | 0 | 0 | 0 | 0 | 0 | 0 | 0 | 0 | 0 | 0 | 0 | 0 | 0 | 0 | 0 | 0 | 0 | 0 | 0 | 0 | 0 | 0 | 0 | 0 | 0
Commercial_Miscellaneous_Existing_Food Preparation_Natural Gas_Oven_E1_Codes & Standards Forecast | Commercial | Miscellaneous | Existing | Food Preparation | Natural Gas | Oven | E1 | Standard | Codes & Standards Forecast | [30 empty] | 1 | 1 | bar: 2019 to 2048
Commercial_Miscellaneous_Existing_Food Preparation_Natural Gas_Oven_E2_Codes & Standards Forecast | Commercial | Miscellaneous | Existing | Food Preparation | Natural Gas | Oven | E2 | ENERGY STAR (>44% Baking Efficiency) | Codes & Standards Forecast | 0 | 0 | 0 | 0 | 0 | 0 | 0 | 0 | 0 | 0 | 0 | 0 | 0 | 0 | 0 | 0 | 0 | 0 | 0 | 0 | 0 | 0 | 0 | 0 | 0 | 0 | 0 | 0 | 0 | 0 | 0 | 0
Commercial_Miscellaneous_Existing_Food Preparation_Natural Gas_Oven_E3_Codes & Standards Forecast | Commercial | Miscellaneous | Existing | Food Preparation | Natural Gas | Oven | E3 |  | Codes & Standards Forecast | 0 | 0 | 0 | 0 | 0 | 0 | 0 | 0 | 0 | 0 | 0 | 0 | 0 | 0 | 0 | 0 | 0 | 0 | 0 | 0 | 0 | 0 | 0 | 0 | 0 | 0 | 0 | 0 | 0 | 0 | 0 | 0
Commercial_Miscellaneous_Existing_Food Preparation_Natural Gas_Oven_E4_Codes & Standards Forecast | Commercial | Miscellaneous | Existing | Food Preparation | Natural Gas | Oven | E4 |  | Codes & Standards Forecast | 0 | 0 | 0 | 0 | 0 | 0 | 0 | 0 | 0 | 0 | 0 | 0 | 0 | 0 | 0 | 0 | 0 | 0 | 0 | 0 | 0 | 0 | 0 | 0 | 0 | 0 | 0 | 0 | 0 | 0 | 0 | 0
Commercial_Miscellaneous_Existing_Food Preparation_Natural Gas_Oven_E5_Codes & Standards Forecast | Commercial | Miscellaneous | Existing | Food Preparation | Natural Gas | Oven | E5 |  | Codes & Standards Forecast | 0 | 0 | 0 | 0 | 0 | 0 | 0 | 0 | 0 | 0 | 0 | 0 | 0 | 0 | 0 | 0 | 0 | 0 | 0 | 0 | 0 | 0 | 0 | 0 | 0 | 0 | 0 | 0 | 0 | 0 | 0 | 0
Commercial_Miscellaneous_Existing_Food Preparation_Natural Gas_Oven_E6_Codes & Standards Forecast | Commercial | Miscellaneous | Existing | Food Preparation | Natural Gas | Oven | E6 |  | Codes & Standards Forecast | 0 | 0 | 0 | 0 | 0 | 0 | 0 | 0 | 0 | 0 | 0 | 0 | 0 | 0 | 0 | 0 | 0 | 0 | 0 | 0 | 0 | 0 | 0 | 0 | 0 | 0 | 0 | 0 | 0 | 0 | 0 | 0
Commercial_Miscellaneous_Existing_Food Preparation_Natural Gas_Oven_E7_Codes & Standards Forecast | Commercial | Miscellaneous | Existing | Food Preparation | Natural Gas | Oven | E7 |  | Codes & Standards Forecast | 0 | 0 | 0 | 0 | 0 | 0 | 0 | 0 | 0 | 0 | 0 | 0 | 0 | 0 | 0 | 0 | 0 | 0 | 0 | 0 | 0 | 0 | 0 | 0 | 0 | 0 | 0 | 0 | 0 | 0 | 0 | 0
Commercial_Miscellaneous_Existing_Food Preparation_Natural Gas_Oven_E8_Codes & Standards Forecast | Commercial | Miscellaneous | Existing | Food Preparation | Natural Gas | Oven | E8 |  | Codes & Standards Forecast | 0 | 0 | 0 | 0 | 0 | 0 | 0 | 0 | 0 | 0 | 0 | 0 | 0 | 0 | 0 | 0 | 0 | 0 | 0 | 0 | 0 | 0 | 0 | 0 | 0 | 0 | 0 | 0 | 0 | 0 | 0 | 0
Commercial_Miscellaneous_Existing_Food Preparation_Natural Gas_Oven_E9_Codes & Standards Forecast | Commercial | Miscellaneous | Existing | Food Preparation | Natural Gas | Oven | E9 |  | Codes & Standards Forecast | 0 | 0 | 0 | 0 | 0 | 0 | 0 | 0 | 0 | 0 | 0 | 0 | 0 | 0 | 0 | 0 | 0 | 0 | 0 | 0 | 0 | 0 | 0 | 0 | 0 | 0 | 0 | 0 | 0 | 0 | 0 | 0
Commercial_Miscellaneous_Existing_Food Preparation_Natural Gas_Oven_E10_Codes & Standards Forecast | Commercial | Miscellaneous | Existing | Food Preparation | Natural Gas | Oven | E10 |  | Codes & Standards Forecast | 0 | 0 | 0 | 0 | 0 | 0 | 0 | 0 | 0 | 0 | 0 | 0 | 0 | 0 | 0 | 0 | 0 | 0 | 0 | 0 | 0 | 0 | 0 | 0 | 0 | 0 | 0 | 0 | 0 | 0 | 0 | 0
Commercial_Miscellaneous_Existing_Food Preparation_Natural Gas_Conveyor Oven_E1_Codes & Standards Forecast | Commercial | Miscellaneous | Existing | Food Preparation | Natural Gas | Conveyor Oven | E1 | Standard | Codes & Standards Forecast | [30 empty] | 1 | 1 | bar: 2019 to 2048
Commercial_Miscellaneous_Existing_Food Preparation_Natural Gas_Conveyor Oven_E2_Codes & Standards Forecast | Commercial | Miscellaneous | Existing | Food Preparation | Natural Gas | Conveyor Oven | E2 | Efficient (>44% Baking Efficiency) | Codes & Standards Forecast | 0 | 0 | 0 | 0 | 0 | 0 | 0 | 0 | 0 | 0 | 0 | 0 | 0 | 0 | 0 | 0 | 0 | 0 | 0 | 0 | 0 | 0 | 0 | 0 | 0 | 0 | 0 | 0 | 0 | 0 | 0 | 0
Commercial_Miscellaneous_Existing_Food Preparation_Natural Gas_Conveyor Oven_E3_Codes & Standards Forecast | Commercial | Miscellaneous | Existing | Food Preparation | Natural Gas | Conveyor Oven | E3 |  | Codes & Standards Forecast | 0 | 0 | 0 | 0 | 0 | 0 | 0 | 0 | 0 | 0 | 0 | 0 | 0 | 0 | 0 | 0 | 0 | 0 | 0 | 0 | 0 | 0 | 0 | 0 | 0 | 0 | 0 | 0 | 0 | 0 | 0 | 0
Commercial_Miscellaneous_Existing_Food Preparation_Natural Gas_Conveyor Oven_E4_Codes & Standards Forecast | Commercial | Miscellaneous | Existing | Food Preparation | Natural Gas | Conveyor Oven | E4 |  | Codes & Standards Forecast | 0 | 0 | 0 | 0 | 0 | 0 | 0 | 0 | 0 | 0 | 0 | 0 | 0 | 0 | 0 | 0 | 0 | 0 | 0 | 0 | 0 | 0 | 0 | 0 | 0 | 0 | 0 | 0 | 0 | 0 | 0 | 0
Commercial_Miscellaneous_Existing_Food Preparation_Natural Gas_Conveyor Oven_E5_Codes & Standards Forecast | Commercial | Miscellaneous | Existing | Food Preparation | Natural Gas | Conveyor Oven | E5 |  | Codes & Standards Forecast | 0 | 0 | 0 | 0 | 0 | 0 | 0 | 0 | 0 | 0 | 0 | 0 | 0 | 0 | 0 | 0 | 0 | 0 | 0 | 0 | 0 | 0 | 0 | 0 | 0 | 0 | 0 | 0 | 0 | 0 | 0 | 0
Commercial_Miscellaneous_Existing_Food Preparation_Natural Gas_Conveyor Oven_E6_Codes & Standards Forecast | Commercial | Miscellaneous | Existing | Food Preparation | Natural Gas | Conveyor Oven | E6 |  | Codes & Standards Forecast | 0 | 0 | 0 | 0 | 0 | 0 | 0 | 0 | 0 | 0 | 0 | 0 | 0 | 0 | 0 | 0 | 0 | 0 | 0 | 0 | 0 | 0 | 0 | 0 | 0 | 0 | 0 | 0 | 0 | 0 | 0 | 0
Commercial_Miscellaneous_Existing_Food Preparation_Natural Gas_Conveyor Oven_E7_Codes & Standards Forecast | Commercial | Miscellaneous | Existing | Food Preparation | Natural Gas | Conveyor Oven | E7 |  | Codes & Standards Forecast | 0 | 0 | 0 | 0 | 0 | 0 | 0 | 0 | 0 | 0 | 0 | 0 | 0 | 0 | 0 | 0 | 0 | 0 | 0 | 0 | 0 | 0 | 0 | 0 | 0 | 0 | 0 | 0 | 0 | 0 | 0 | 0
Commercial_Miscellaneous_Existing_Food Preparation_Natural Gas_Conveyor Oven_E8_Codes & Standards Forecast | Commercial | Miscellaneous | Existing | Food Preparation | Natural Gas | Conveyor Oven | E8 |  | Codes & Standards Forecast | 0 | 0 | 0 | 0 | 0 | 0 | 0 | 0 | 0 | 0 | 0 | 0 | 0 | 0 | 0 | 0 | 0 | 0 | 0 | 0 | 0 | 0 | 0 | 0 | 0 | 0 | 0 | 0 | 0 | 0 | 0 | 0
Commercial_Miscellaneous_Existing_Food Preparation_Natural Gas_Conveyor Oven_E9_Codes & Standards Forecast | Commercial | Miscellaneous | Existing | Food Preparation | Natural Gas | Conveyor Oven | E9 |  | Codes & Standards Forecast | 0 | 0 | 0 | 0 | 0 | 0 | 0 | 0 | 0 | 0 | 0 | 0 | 0 | 0 | 0 | 0 | 0 | 0 | 0 | 0 | 0 | 0 | 0 | 0 | 0 | 0 | 0 | 0 | 0 | 0 | 0 | 0
Commercial_Miscellaneous_Existing_Food Preparation_Natural Gas_Conveyor Oven_E10_Codes & Standards Forecast | Commercial | Miscellaneous | Existing | Food Preparation | Natural Gas | Conveyor Oven | E10 |  | Codes & Standards Forecast | 0 | 0 | 0 | 0 | 0 | 0 | 0 | 0 | 0 | 0 | 0 | 0 | 0 | 0 | 0 | 0 | 0 | 0 | 0 | 0 | 0 | 0 | 0 | 0 | 0 | 0 | 0 | 0 | 0 | 0 | 0 | 0
Commercial_Miscellaneous_Existing_Food Preparation_Natural Gas_Double Rack Oven_E1_Codes & Standards Forecast | Commercial | Miscellaneous | Existing | Food Preparation | Natural Gas | Double Rack Oven | E1 | Standard | Codes & Standards Forecast | [30 empty] | 1 | 1 | bar: 2019 to 2048
Commercial_Miscellaneous_Existing_Food Preparation_Natural Gas_Double Rack Oven_E2_Codes & Standards Forecast | Commercial | Miscellaneous | Existing | Food Preparation | Natural Gas | Double Rack Oven | E2 | FTSC Qualified (>50% Cooking Efficiency) | Codes & Standards Forecast | 0 | 0 | 0 | 0 | 0 | 0 | 0 | 0 | 0 | 0 | 0 | 0 | 0 | 0 | 0 | 0 | 0 | 0 | 0 | 0 | 0 | 0 | 0 | 0 | 0 | 0 | 0 | 0 | 0 | 0 | 0 | 0
Commercial_Miscellaneous_Existing_Food Preparation_Natural Gas_Double Rack Oven_E3_Codes & Standards Forecast | Commercial | Miscellaneous | Existing | Food Preparation | Natural Gas | Double Rack Oven | E3 |  | Codes & Standards Forecast | 0 | 0 | 0 | 0 | 0 | 0 | 0 | 0 | 0 | 0 | 0 | 0 | 0 | 0 | 0 | 0 | 0 | 0 | 0 | 0 | 0 | 0 | 0 | 0 | 0 | 0 | 0 | 0 | 0 | 0 | 0 | 0
Commercial_Miscellaneous_Existing_Food Preparation_Natural Gas_Double Rack Oven_E4_Codes & Standards Forecast | Commercial | Miscellaneous | Existing | Food Preparation | Natural Gas | Double Rack Oven | E4 |  | Codes & Standards Forecast | 0 | 0 | 0 | 0 | 0 | 0 | 0 | 0 | 0 | 0 | 0 | 0 | 0 | 0 | 0 | 0 | 0 | 0 | 0 | 0 | 0 | 0 | 0 | 0 | 0 | 0 | 0 | 0 | 0 | 0 | 0 | 0
Commercial_Miscellaneous_Existing_Food Preparation_Natural Gas_Double Rack Oven_E5_Codes & Standards Forecast | Commercial | Miscellaneous | Existing | Food Preparation | Natural Gas | Double Rack Oven | E5 |  | Codes & Standards Forecast | 0 | 0 | 0 | 0 | 0 | 0 | 0 | 0 | 0 | 0 | 0 | 0 | 0 | 0 | 0 | 0 | 0 | 0 | 0 | 0 | 0 | 0 | 0 | 0 | 0 | 0 | 0 | 0 | 0 | 0 | 0 | 0
Commercial_Miscellaneous_Existing_Food Preparation_Natural Gas_Double Rack Oven_E6_Codes & Standards Forecast | Commercial | Miscellaneous | Existing | Food Preparation | Natural Gas | Double Rack Oven | E6 |  | Codes & Standards Forecast | 0 | 0 | 0 | 0 | 0 | 0 | 0 | 0 | 0 | 0 | 0 | 0 | 0 | 0 | 0 | 0 | 0 | 0 | 0 | 0 | 0 | 0 | 0 | 0 | 0 | 0 | 0 | 0 | 0 | 0 | 0 | 0
Commercial_Miscellaneous_Existing_Food Preparation_Natural Gas_Double Rack Oven_E7_Codes & Standards Forecast | Commercial | Miscellaneous | Existing | Food Preparation | Natural Gas | Double Rack Oven | E7 |  | Codes & Standards Forecast | 0 | 0 | 0 | 0 | 0 | 0 | 0 | 0 | 0 | 0 | 0 | 0 | 0 | 0 | 0 | 0 | 0 | 0 | 0 | 0 | 0 | 0 | 0 | 0 | 0 | 0 | 0 | 0 | 0 | 0 | 0 | 0
Commercial_Miscellaneous_Existing_Food Preparation_Natural Gas_Double Rack Oven_E8_Codes & Standards Forecast | Commercial | Miscellaneous | Existing | Food Preparation | Natural Gas | Double Rack Oven | E8 |  | Codes & Standards Forecast | 0 | 0 | 0 | 0 | 0 | 0 | 0 | 0 | 0 | 0 | 0 | 0 | 0 | 0 | 0 | 0 | 0 | 0 | 0 | 0 | 0 | 0 | 0 | 0 | 0 | 0 | 0 | 0 | 0 | 0 | 0 | 0
Commercial_Miscellaneous_Existing_Food Preparation_Natural Gas_Double Rack Oven_E9_Codes & Standards Forecast | Commercial | Miscellaneous | Existing | Food Preparation | Natural Gas | Double Rack Oven | E9 |  | Codes & Standards Forecast | 0 | 0 | 0 | 0 | 0 | 0 | 0 | 0 | 0 | 0 | 0 | 0 | 0 | 0 | 0 | 0 | 0 | 0 | 0 | 0 | 0 | 0 | 0 | 0 | 0 | 0 | 0 | 0 | 0 | 0 | 0 | 0
Commercial_Miscellaneous_Existing_Food Preparation_Natural Gas_Double Rack Oven_E10_Codes & Standards Forecast | Commercial | Miscellaneous | Existing | Food Preparation | Natural Gas | Double Rack Oven | E10 |  | Codes & Standards Forecast | 0 | 0 | 0 | 0 | 0 | 0 | 0 | 0 | 0 | 0 | 0 | 0 | 0 | 0 | 0 | 0 | 0 | 0 | 0 | 0 | 0 | 0 | 0 | 0 | 0 | 0 | 0 | 0 | 0 | 0 | 0 | 0
Commercial_Miscellaneous_Existing_Food Preparation_Natural Gas_Fryer_E1_Codes & Standards Forecast | Commercial | Miscellaneous | Existing | Food Preparation | Natural Gas | Fryer | E1 | Standard | Codes & Standards Forecast | 1 | 1 | 1 | 0 | 0 | 0 | 0 | 0 | 0 | 0 | 0 | 0 | 0 | 0 | 0 | 0 | 0 | 0 | 0 | 0 | 0 | 0 | 0 | 0 | 0 | 0 | 0 | 0 | 0 | 0 | 0 | 0
Commercial_Miscellaneous_Existing_Food Preparation_Natural Gas_Fryer_E2_Codes & Standards Forecast | Commercial | Miscellaneous | Existing | Food Preparation | Natural Gas | Fryer | E2 | ENERGY STAR | Codes & Standards Forecast | 0 | 0 | 0 | 1 | 1 | 1 | 1 | 1 | 1 | 1 | 1 | 1 | 1 | 1 | 1 | 1 | 1 | 1 | 1 | 1 | 1 | 1 | 1 | 1 | 1 | 1 | 1 | 1 | 1 | 1 | 1 | 1
Commercial_Miscellaneous_Existing_Food Preparation_Natural Gas_Fryer_E3_Codes & Standards Forecast | Commercial | Miscellaneous | Existing | Food Preparation | Natural Gas | Fryer | E3 |  | Codes & Standards Forecast | 0 | 0 | 0 | 0 | 0 | 0 | 0 | 0 | 0 | 0 | 0 | 0 | 0 | 0 | 0 | 0 | 0 | 0 | 0 | 0 | 0 | 0 | 0 | 0 | 0 | 0 | 0 | 0 | 0 | 0 | 0 | 0
Commercial_Miscellaneous_Existing_Food Preparation_Natural Gas_Fryer_E4_Codes & Standards Forecast | Commercial | Miscellaneous | Existing | Food Preparation | Natural Gas | Fryer | E4 |  | Codes & Standards Forecast | 0 | 0 | 0 | 0 | 0 | 0 | 0 | 0 | 0 | 0 | 0 | 0 | 0 | 0 | 0 | 0 | 0 | 0 | 0 | 0 | 0 | 0 | 0 | 0 | 0 | 0 | 0 | 0 | 0 | 0 | 0 | 0
Commercial_Miscellaneous_Existing_Food Preparation_Natural Gas_Fryer_E5_Codes & Standards Forecast | Commercial | Miscellaneous | Existing | Food Preparation | Natural Gas | Fryer | E5 |  | Codes & Standards Forecast | 0 | 0 | 0 | 0 | 0 | 0 | 0 | 0 | 0 | 0 | 0 | 0 | 0 | 0 | 0 | 0 | 0 | 0 | 0 | 0 | 0 | 0 | 0 | 0 | 0 | 0 | 0 | 0 | 0 | 0 | 0 | 0
Commercial_Miscellaneous_Existing_Food Preparation_Natural Gas_Fryer_E6_Codes & Standards Forecast | Commercial | Miscellaneous | Existing | Food Preparation | Natural Gas | Fryer | E6 |  | Codes & Standards Forecast | 0 | 0 | 0 | 0 | 0 | 0 | 0 | 0 | 0 | 0 | 0 | 0 | 0 | 0 | 0 | 0 | 0 | 0 | 0 | 0 | 0 | 0 | 0 | 0 | 0 | 0 | 0 | 0 | 0 | 0 | 0 | 0
Commercial_Miscellaneous_Existing_Food Preparation_Natural Gas_Fryer_E7_Codes & Standards Forecast | Commercial | Miscellaneous | Existing | Food Preparation | Natural Gas | Fryer | E7 |  | Codes & Standards Forecast | 0 | 0 | 0 | 0 | 0 | 0 | 0 | 0 | 0 | 0 | 0 | 0 | 0 | 0 | 0 | 0 | 0 | 0 | 0 | 0 | 0 | 0 | 0 | 0 | 0 | 0 | 0 | 0 | 0 | 0 | 0 | 0
Commercial_Miscellaneous_Existing_Food Preparation_Natural Gas_Fryer_E8_Codes & Standards Forecast | Commercial | Miscellaneous | Existing | Food Preparation | Natural Gas | Fryer | E8 |  | Codes & Standards Forecast | 0 | 0 | 0 | 0 | 0 | 0 | 0 | 0 | 0 | 0 | 0 | 0 | 0 | 0 | 0 | 0 | 0 | 0 | 0 | 0 | 0 | 0 | 0 | 0 | 0 | 0 | 0 | 0 | 0 | 0 | 0 | 0
Commercial_Miscellaneous_Existing_Food Preparation_Natural Gas_Fryer_E9_Codes & Standards Forecast | Commercial | Miscellaneous | Existing | Food Preparation | Natural Gas | Fryer | E9 |  | Codes & Standards Forecast | 0 | 0 | 0 | 0 | 0 | 0 | 0 | 0 | 0 | 0 | 0 | 0 | 0 | 0 | 0 | 0 | 0 | 0 | 0 | 0 | 0 | 0 | 0 | 0 | 0 | 0 | 0 | 0 | 0 | 0 | 0 | 0
Commercial_Miscellaneous_Existing_Food Preparation_Natural Gas_Fryer_E10_Codes & Standards Forecast | Commercial | Miscellaneous | Existing | Food Preparation | Natural Gas | Fryer | E10 |  | Codes & Standards Forecast | 0 | 0 | 0 | 0 | 0 | 0 | 0 | 0 | 0 | 0 | 0 | 0 | 0 | 0 | 0 | 0 | 0 | 0 | 0 | 0 | 0 | 0 | 0 | 0 | 0 | 0 | 0 | 0 | 0 | 0 | 0 | 0
Commercial_Miscellaneous_Existing_Food Preparation_Natural Gas_Broiler_E1_Codes & Standards Forecast | Commercial | Miscellaneous | Existing | Food Preparation | Natural Gas | Broiler | E1 | Standard | Codes & Standards Forecast | [30 empty] | 1 | 1 | bar: 2019 to 2048
Commercial_Miscellaneous_Existing_Food Preparation_Natural Gas_Broiler_E2_Codes & Standards Forecast | Commercial | Miscellaneous | Existing | Food Preparation | Natural Gas | Broiler | E2 | Infrared Burners | Codes & Standards Forecast | 0 | 0 | 0 | 0 | 0 | 0 | 0 | 0 | 0 | 0 | 0 | 0 | 0 | 0 | 0 | 0 | 0 | 0 | 0 | 0 | 0 | 0 | 0 | 0 | 0 | 0 | 0 | 0 | 0 | 0 | 0 | 0
Commercial_Miscellaneous_Existing_Food Preparation_Natural Gas_Broiler_E3_Codes & Standards Forecast | Commercial | Miscellaneous | Existing | Food Preparation | Natural Gas | Broiler | E3 |  | Codes & Standards Forecast | 0 | 0 | 0 | 0 | 0 | 0 | 0 | 0 | 0 | 0 | 0 | 0 | 0 | 0 | 0 | 0 | 0 | 0 | 0 | 0 | 0 | 0 | 0 | 0 | 0 | 0 | 0 | 0 | 0 | 0 | 0 | 0
Commercial_Miscellaneous_Existing_Food Preparation_Natural Gas_Broiler_E4_Codes & Standards Forecast | Commercial | Miscellaneous | Existing | Food Preparation | Natural Gas | Broiler | E4 |  | Codes & Standards Forecast | 0 | 0 | 0 | 0 | 0 | 0 | 0 | 0 | 0 | 0 | 0 | 0 | 0 | 0 | 0 | 0 | 0 | 0 | 0 | 0 | 0 | 0 | 0 | 0 | 0 | 0 | 0 | 0 | 0 | 0 | 0 | 0
Commercial_Miscellaneous_Existing_Food Preparation_Natural Gas_Broiler_E5_Codes & Standards Forecast | Commercial | Miscellaneous | Existing | Food Preparation | Natural Gas | Broiler | E5 |  | Codes & Standards Forecast | 0 | 0 | 0 | 0 | 0 | 0 | 0 | 0 | 0 | 0 | 0 | 0 | 0 | 0 | 0 | 0 | 0 | 0 | 0 | 0 | 0 | 0 | 0 | 0 | 0 | 0 | 0 | 0 | 0 | 0 | 0 | 0
Commercial_Miscellaneous_Existing_Food Preparation_Natural Gas_Broiler_E6_Codes & Standards Forecast | Commercial | Miscellaneous | Existing | Food Preparation | Natural Gas | Broiler | E6 |  | Codes & Standards Forecast | 0 | 0 | 0 | 0 | 0 | 0 | 0 | 0 | 0 | 0 | 0 | 0 | 0 | 0 | 0 | 0 | 0 | 0 | 0 | 0 | 0 | 0 | 0 | 0 | 0 | 0 | 0 | 0 | 0 | 0 | 0 | 0
Commercial_Miscellaneous_Existing_Food Preparation_Natural Gas_Broiler_E7_Codes & Standards Forecast | Commercial | Miscellaneous | Existing | Food Preparation | Natural Gas | Broiler | E7 |  | Codes & Standards Forecast | 0 | 0 | 0 | 0 | 0 | 0 | 0 | 0 | 0 | 0 | 0 | 0 | 0 | 0 | 0 | 0 | 0 | 0 | 0 | 0 | 0 | 0 | 0 | 0 | 0 | 0 | 0 | 0 | 0 | 0 | 0 | 0
Commercial_Miscellaneous_Existing_Food Preparation_Natural Gas_Broiler_E8_Codes & Standards Forecast | Commercial | Miscellaneous | Existing | Food Preparation | Natural Gas | Broiler | E8 |  | Codes & Standards Forecast | 0 | 0 | 0 | 0 | 0 | 0 | 0 | 0 | 0 | 0 | 0 | 0 | 0 | 0 | 0 | 0 | 0 | 0 | 0 | 0 | 0 | 0 | 0 | 0 | 0 | 0 | 0 | 0 | 0 | 0 | 0 | 0
Commercial_Miscellaneous_Existing_Food Preparation_Natural Gas_Broiler_E9_Codes & Standards Forecast | Commercial | Miscellaneous | Existing | Food Preparation | Natural Gas | Broiler | E9 |  | Codes & Standards Forecast | 0 | 0 | 0 | 0 | 0 | 0 | 0 | 0 | 0 | 0 | 0 | 0 | 0 | 0 | 0 | 0 | 0 | 0 | 0 | 0 | 0 | 0 | 0 | 0 | 0 | 0 | 0 | 0 | 0 | 0 | 0 | 0
Commercial_Miscellaneous_Existing_Food Preparation_Natural Gas_Broiler_E10_Codes & Standards Forecast | Commercial | Miscellaneous | Existing | Food Preparation | Natural Gas | Broiler | E10 |  | Codes & Standards Forecast | 0 | 0 | 0 | 0 | 0 | 0 | 0 | 0 | 0 | 0 | 0 | 0 | 0 | 0 | 0 | 0 | 0 | 0 | 0 | 0 | 0 | 0 | 0 | 0 | 0 | 0 | 0 | 0 | 0 | 0 | 0 | 0
Commercial_Miscellaneous_Existing_Food Preparation_Natural Gas_Griddle_E1_Codes & Standards Forecast | Commercial | Miscellaneous | Existing | Food Preparation | Natural Gas | Griddle | E1 | Standard | Codes & Standards Forecast | [30 empty] | 1 | 1 | bar: 2019 to 2048
Commercial_Miscellaneous_Existing_Food Preparation_Natural Gas_Griddle_E2_Codes & Standards Forecast | Commercial | Miscellaneous | Existing | Food Preparation | Natural Gas | Griddle | E2 | ENERGY STAR | Codes & Standards Forecast | 0 | 0 | 0 | 0 | 0 | 0 | 0 | 0 | 0 | 0 | 0 | 0 | 0 | 0 | 0 | 0 | 0 | 0 | 0 | 0 | 0 | 0 | 0 | 0 | 0 | 0 | 0 | 0 | 0 | 0 | 0 | 0
Commercial_Miscellaneous_Existing_Food Preparation_Natural Gas_Griddle_E3_Codes & Standards Forecast | Commercial | Miscellaneous | Existing | Food Preparation | Natural Gas | Griddle | E3 |  | Codes & Standards Forecast | 0 | 0 | 0 | 0 | 0 | 0 | 0 | 0 | 0 | 0 | 0 | 0 | 0 | 0 | 0 | 0 | 0 | 0 | 0 | 0 | 0 | 0 | 0 | 0 | 0 | 0 | 0 | 0 | 0 | 0 | 0 | 0
Commercial_Miscellaneous_Existing_Food Preparation_Natural Gas_Griddle_E4_Codes & Standards Forecast | Commercial | Miscellaneous | Existing | Food Preparation | Natural Gas | Griddle | E4 |  | Codes & Standards Forecast | 0 | 0 | 0 | 0 | 0 | 0 | 0 | 0 | 0 | 0 | 0 | 0 | 0 | 0 | 0 | 0 | 0 | 0 | 0 | 0 | 0 | 0 | 0 | 0 | 0 | 0 | 0 | 0 | 0 | 0 | 0 | 0
Commercial_Miscellaneous_Existing_Food Preparation_Natural Gas_Griddle_E5_Codes & Standards Forecast | Commercial | Miscellaneous | Existing | Food Preparation | Natural Gas | Griddle | E5 |  | Codes & Standards Forecast | 0 | 0 | 0 | 0 | 0 | 0 | 0 | 0 | 0 | 0 | 0 | 0 | 0 | 0 | 0 | 0 | 0 | 0 | 0 | 0 | 0 | 0 | 0 | 0 | 0 | 0 | 0 | 0 | 0 | 0 | 0 | 0
Commercial_Miscellaneous_Existing_Food Preparation_Natural Gas_Griddle_E6_Codes & Standards Forecast | Commercial | Miscellaneous | Existing | Food Preparation | Natural Gas | Griddle | E6 |  | Codes & Standards Forecast | 0 | 0 | 0 | 0 | 0 | 0 | 0 | 0 | 0 | 0 | 0 | 0 | 0 | 0 | 0 | 0 | 0 | 0 | 0 | 0 | 0 | 0 | 0 | 0 | 0 | 0 | 0 | 0 | 0 | 0 | 0 | 0
Commercial_Miscellaneous_Existing_Food Preparation_Natural Gas_Griddle_E7_Codes & Standards Forecast | Commercial | Miscellaneous | Existing | Food Preparation | Natural Gas | Griddle | E7 |  | Codes & Standards Forecast | 0 | 0 | 0 | 0 | 0 | 0 | 0 | 0 | 0 | 0 | 0 | 0 | 0 | 0 | 0 | 0 | 0 | 0 | 0 | 0 | 0 | 0 | 0 | 0 | 0 | 0 | 0 | 0 | 0 | 0 | 0 | 0
Commercial_Miscellaneous_Existing_Food Preparation_Natural Gas_Griddle_E8_Codes & Standards Forecast | Commercial | Miscellaneous | Existing | Food Preparation | Natural Gas | Griddle | E8 |  | Codes & Standards Forecast | 0 | 0 | 0 | 0 | 0 | 0 | 0 | 0 | 0 | 0 | 0 | 0 | 0 | 0 | 0 | 0 | 0 | 0 | 0 | 0 | 0 | 0 | 0 | 0 | 0 | 0 | 0 | 0 | 0 | 0 | 0 | 0
Commercial_Miscellaneous_Existing_Food Preparation_Natural Gas_Griddle_E9_Codes & Standards Forecast | Commercial | Miscellaneous | Existing | Food Preparation | Natural Gas | Griddle | E9 |  | Codes & Standards Forecast | 0 | 0 | 0 | 0 | 0 | 0 | 0 | 0 | 0 | 0 | 0 | 0 | 0 | 0 | 0 | 0 | 0 | 0 | 0 | 0 | 0 | 0 | 0 | 0 | 0 | 0 | 0 | 0 | 0 | 0 | 0 | 0
Commercial_Miscellaneous_Existing_Food Preparation_Natural Gas_Griddle_E10_Codes & Standards Forecast | Commercial | Miscellaneous | Existing | Food Preparation | Natural Gas | Griddle | E10 |  | Codes & Standards Forecast | 0 | 0 | 0 | 0 | 0 | 0 | 0 | 0 | 0 | 0 | 0 | 0 | 0 | 0 | 0 | 0 | 0 | 0 | 0 | 0 | 0 | 0 | 0 | 0 | 0 | 0 | 0 | 0 | 0 | 0 | 0 | 0
Commercial_Miscellaneous_Existing_Food Preparation_Natural Gas_Range_E1_Codes & Standards Forecast | Commercial | Miscellaneous | Existing | Food Preparation | Natural Gas | Range | E1 | Standard | Codes & Standards Forecast | [30 empty] | 1 | 1 | bar: 2019 to 2048
Commercial_Miscellaneous_Existing_Food Preparation_Natural Gas_Range_E2_Codes & Standards Forecast | Commercial | Miscellaneous | Existing | Food Preparation | Natural Gas | Range | E2 | High Efficiency | Codes & Standards Forecast | 0 | 0 | 0 | 0 | 0 | 0 | 0 | 0 | 0 | 0 | 0 | 0 | 0 | 0 | 0 | 0 | 0 | 0 | 0 | 0 | 0 | 0 | 0 | 0 | 0 | 0 | 0 | 0 | 0 | 0 | 0 | 0
Commercial_Miscellaneous_Existing_Food Preparation_Natural Gas_Range_E3_Codes & Standards Forecast | Commercial | Miscellaneous | Existing | Food Preparation | Natural Gas | Range | E3 |  | Codes & Standards Forecast | 0 | 0 | 0 | 0 | 0 | 0 | 0 | 0 | 0 | 0 | 0 | 0 | 0 | 0 | 0 | 0 | 0 | 0 | 0 | 0 | 0 | 0 | 0 | 0 | 0 | 0 | 0 | 0 | 0 | 0 | 0 | 0
Commercial_Miscellaneous_Existing_Food Preparation_Natural Gas_Range_E4_Codes & Standards Forecast | Commercial | Miscellaneous | Existing | Food Preparation | Natural Gas | Range | E4 |  | Codes & Standards Forecast | 0 | 0 | 0 | 0 | 0 | 0 | 0 | 0 | 0 | 0 | 0 | 0 | 0 | 0 | 0 | 0 | 0 | 0 | 0 | 0 | 0 | 0 | 0 | 0 | 0 | 0 | 0 | 0 | 0 | 0 | 0 | 0
Commercial_Miscellaneous_Existing_Food Preparation_Natural Gas_Range_E5_Codes & Standards Forecast | Commercial | Miscellaneous | Existing | Food Preparation | Natural Gas | Range | E5 |  | Codes & Standards Forecast | 0 | 0 | 0 | 0 | 0 | 0 | 0 | 0 | 0 | 0 | 0 | 0 | 0 | 0 | 0 | 0 | 0 | 0 | 0 | 0 | 0 | 0 | 0 | 0 | 0 | 0 | 0 | 0 | 0 | 0 | 0 | 0
Commercial_Miscellaneous_Existing_Food Preparation_Natural Gas_Range_E6_Codes & Standards Forecast | Commercial | Miscellaneous | Existing | Food Preparation | Natural Gas | Range | E6 |  | Codes & Standards Forecast | 0 | 0 | 0 | 0 | 0 | 0 | 0 | 0 | 0 | 0 | 0 | 0 | 0 | 0 | 0 | 0 | 0 | 0 | 0 | 0 | 0 | 0 | 0 | 0 | 0 | 0 | 0 | 0 | 0 | 0 | 0 | 0
Commercial_Miscellaneous_Existing_Food Preparation_Natural Gas_Range_E7_Codes & Standards Forecast | Commercial | Miscellaneous | Existing | Food Preparation | Natural Gas | Range | E7 |  | Codes & Standards Forecast | 0 | 0 | 0 | 0 | 0 | 0 | 0 | 0 | 0 | 0 | 0 | 0 | 0 | 0 | 0 | 0 | 0 | 0 | 0 | 0 | 0 | 0 | 0 | 0 | 0 | 0 | 0 | 0 | 0 | 0 | 0 | 0
Commercial_Miscellaneous_Existing_Food Preparation_Natural Gas_Range_E8_Codes & Standards Forecast | Commercial | Miscellaneous | Existing | Food Preparation | Natural Gas | Range | E8 |  | Codes & Standards Forecast | 0 | 0 | 0 | 0 | 0 | 0 | 0 | 0 | 0 | 0 | 0 | 0 | 0 | 0 | 0 | 0 | 0 | 0 | 0 | 0 | 0 | 0 | 0 | 0 | 0 | 0 | 0 | 0 | 0 | 0 | 0 | 0
Commercial_Miscellaneous_Existing_Food Preparation_Natural Gas_Range_E9_Codes & Standards Forecast | Commercial | Miscellaneous | Existing | Food Preparation | Natural Gas | Range | E9 |  | Codes & Standards Forecast | 0 | 0 | 0 | 0 | 0 | 0 | 0 | 0 | 0 | 0 | 0 | 0 | 0 | 0 | 0 | 0 | 0 | 0 | 0 | 0 | 0 | 0 | 0 | 0 | 0 | 0 | 0 | 0 | 0 | 0 | 0 | 0
Commercial_Miscellaneous_Existing_Food Preparation_Natural Gas_Range_E10_Codes & Standards Forecast | Commercial | Miscellaneous | Existing | Food Preparation | Natural Gas | Range | E10 |  | Codes & Standards Forecast | 0 | 0 | 0 | 0 | 0 | 0 | 0 | 0 | 0 | 0 | 0 | 0 | 0 | 0 | 0 | 0 | 0 | 0 | 0 | 0 | 0 | 0 | 0 | 0 | 0 | 0 | 0 | 0 | 0 | 0 | 0 | 0
Commercial_Miscellaneous_Existing_Food Preparation_Natural Gas_Steamer_E1_Codes & Standards Forecast | Commercial | Miscellaneous | Existing | Food Preparation | Natural Gas | Steamer | E1 | Standard | Codes & Standards Forecast | 1 | 1 | 1 | 0 | 0 | 0 | 0 | 0 | 0 | 0 | 0 | 0 | 0 | 0 | 0 | 0 | 0 | 0 | 0 | 0 | 0 | 0 | 0 | 0 | 0 | 0 | 0 | 0 | 0 | 0 | 0 | 0
Commercial_Miscellaneous_Existing_Food Preparation_Natural Gas_Steamer_E2_Codes & Standards Forecast | Commercial | Miscellaneous | Existing | Food Preparation | Natural Gas | Steamer | E2 | ENERGY STAR | Codes & Standards Forecast | 0 | 0 | 0 | 1 | 1 | 1 | 1 | 1 | 1 | 1 | 1 | 1 | 1 | 1 | 1 | 1 | 1 | 1 | 1 | 1 | 1 | 1 | 1 | 1 | 1 | 1 | 1 | 1 | 1 | 1 | 1 | 1
Commercial_Miscellaneous_Existing_Food Preparation_Natural Gas_Steamer_E3_Codes & Standards Forecast | Commercial | Miscellaneous | Existing | Food Preparation | Natural Gas | Steamer | E3 |  | Codes & Standards Forecast | 0 | 0 | 0 | 0 | 0 | 0 | 0 | 0 | 0 | 0 | 0 | 0 | 0 | 0 | 0 | 0 | 0 | 0 | 0 | 0 | 0 | 0 | 0 | 0 | 0 | 0 | 0 | 0 | 0 | 0 | 0 | 0
Commercial_Miscellaneous_Existing_Food Preparation_Natural Gas_Steamer_E4_Codes & Standards Forecast | Commercial | Miscellaneous | Existing | Food Preparation | Natural Gas | Steamer | E4 |  | Codes & Standards Forecast | 0 | 0 | 0 | 0 | 0 | 0 | 0 | 0 | 0 | 0 | 0 | 0 | 0 | 0 | 0 | 0 | 0 | 0 | 0 | 0 | 0 | 0 | 0 | 0 | 0 | 0 | 0 | 0 | 0 | 0 | 0 | 0
Commercial_Miscellaneous_Existing_Food Preparation_Natural Gas_Steamer_E5_Codes & Standards Forecast | Commercial | Miscellaneous | Existing | Food Preparation | Natural Gas | Steamer | E5 |  | Codes & Standards Forecast | 0 | 0 | 0 | 0 | 0 | 0 | 0 | 0 | 0 | 0 | 0 | 0 | 0 | 0 | 0 | 0 | 0 | 0 | 0 | 0 | 0 | 0 | 0 | 0 | 0 | 0 | 0 | 0 | 0 | 0 | 0 | 0
Commercial_Miscellaneous_Existing_Food Preparation_Natural Gas_Steamer_E6_Codes & Standards Forecast | Commercial | Miscellaneous | Existing | Food Preparation | Natural Gas | Steamer | E6 |  | Codes & Standards Forecast | 0 | 0 | 0 | 0 | 0 | 0 | 0 | 0 | 0 | 0 | 0 | 0 | 0 | 0 | 0 | 0 | 0 | 0 | 0 | 0 | 0 | 0 | 0 | 0 | 0 | 0 | 0 | 0 | 0 | 0 | 0 | 0
Commercial_Miscellaneous_Existing_Food Preparation_Natural Gas_Steamer_E7_Codes & Standards Forecast | Commercial | Miscellaneous | Existing | Food Preparation | Natural Gas | Steamer | E7 |  | Codes & Standards Forecast | 0 | 0 | 0 | 0 | 0 | 0 | 0 | 0 | 0 | 0 | 0 | 0 | 0 | 0 | 0 | 0 | 0 | 0 | 0 | 0 | 0 | 0 | 0 | 0 | 0 | 0 | 0 | 0 | 0 | 0 | 0 | 0
Commercial_Miscellaneous_Existing_Food Preparation_Natural Gas_Steamer_E8_Codes & Standards Forecast | Commercial | Miscellaneous | Existing | Food Preparation | Natural Gas | Steamer | E8 |  | Codes & Standards Forecast | 0 | 0 | 0 | 0 | 0 | 0 | 0 | 0 | 0 | 0 | 0 | 0 | 0 | 0 | 0 | 0 | 0 | 0 | 0 | 0 | 0 | 0 | 0 | 0 | 0 | 0 | 0 | 0 | 0 | 0 | 0 | 0
Commercial_Miscellaneous_Existing_Food Preparation_Natural Gas_Steamer_E9_Codes & Standards Forecast | Commercial | Miscellaneous | Existing | Food Preparation | Natural Gas | Steamer | E9 |  | Codes & Standards Forecast | 0 | 0 | 0 | 0 | 0 | 0 | 0 | 0 | 0 | 0 | 0 | 0 | 0 | 0 | 0 | 0 | 0 | 0 | 0 | 0 | 0 | 0 | 0 | 0 | 0 | 0 | 0 | 0 | 0 | 0 | 0 | 0
Commercial_Miscellaneous_Existing_Food Preparation_Natural Gas_Steamer_E10_Codes & Standards Forecast | Commercial | Miscellaneous | Existing | Food Preparation | Natural Gas | Steamer | E10 |  | Codes & Standards Forecast | 0 | 0 | 0 | 0 | 0 | 0 | 0 | 0 | 0 | 0 | 0 | 0 | 0 | 0 | 0 | 0 | 0 | 0 | 0 | 0 | 0 | 0 | 0 | 0 | 0 | 0 | 0 | 0 | 0 | 0 | 0 | 0
Commercial_Miscellaneous_Existing_Food Preparation_Natural Gas_Food Prep Other_E1_Codes & Standards Forecast | Commercial | Miscellaneous | Existing | Food Preparation | Natural Gas | Food Prep Other | E1 | Standard | Codes & Standards Forecast | [30 empty] | 1 | 1 | bar: 2019 to 2048
Commercial_Miscellaneous_Existing_Food Preparation_Natural Gas_Food Prep Other_E2_Codes & Standards Forecast | Commercial | Miscellaneous | Existing | Food Preparation | Natural Gas | Food Prep Other | E2 | ENERGY STAR | Codes & Standards Forecast | 0 | 0 | 0 | 0 | 0 | 0 | 0 | 0 | 0 | 0 | 0 | 0 | 0 | 0 | 0 | 0 | 0 | 0 | 0 | 0 | 0 | 0 | 0 | 0 | 0 | 0 | 0 | 0 | 0 | 0 | 0 | 0
Commercial_Miscellaneous_Existing_Food Preparation_Natural Gas_Food Prep Other_E3_Codes & Standards Forecast | Commercial | Miscellaneous | Existing | Food Preparation | Natural Gas | Food Prep Other | E3 |  | Codes & Standards Forecast | 0 | 0 | 0 | 0 | 0 | 0 | 0 | 0 | 0 | 0 | 0 | 0 | 0 | 0 | 0 | 0 | 0 | 0 | 0 | 0 | 0 | 0 | 0 | 0 | 0 | 0 | 0 | 0 | 0 | 0 | 0 | 0
Commercial_Miscellaneous_Existing_Food Preparation_Natural Gas_Food Prep Other_E4_Codes & Standards Forecast | Commercial | Miscellaneous | Existing | Food Preparation | Natural Gas | Food Prep Other | E4 |  | Codes & Standards Forecast | 0 | 0 | 0 | 0 | 0 | 0 | 0 | 0 | 0 | 0 | 0 | 0 | 0 | 0 | 0 | 0 | 0 | 0 | 0 | 0 | 0 | 0 | 0 | 0 | 0 | 0 | 0 | 0 | 0 | 0 | 0 | 0
Commercial_Miscellaneous_Existing_Food Preparation_Natural Gas_Food Prep Other_E5_Codes & Standards Forecast | Commercial | Miscellaneous | Existing | Food Preparation | Natural Gas | Food Prep Other | E5 |  | Codes & Standards Forecast | 0 | 0 | 0 | 0 | 0 | 0 | 0 | 0 | 0 | 0 | 0 | 0 | 0 | 0 | 0 | 0 | 0 | 0 | 0 | 0 | 0 | 0 | 0 | 0 | 0 | 0 | 0 | 0 | 0 | 0 | 0 | 0
Commercial_Miscellaneous_Existing_Food Preparation_Natural Gas_Food Prep Other_E6_Codes & Standards Forecast | Commercial | Miscellaneous | Existing | Food Preparation | Natural Gas | Food Prep Other | E6 |  | Codes & Standards Forecast | 0 | 0 | 0 | 0 | 0 | 0 | 0 | 0 | 0 | 0 | 0 | 0 | 0 | 0 | 0 | 0 | 0 | 0 | 0 | 0 | 0 | 0 | 0 | 0 | 0 | 0 | 0 | 0 | 0 | 0 | 0 | 0
Commercial_Miscellaneous_Existing_Food Preparation_Natural Gas_Food Prep Other_E7_Codes & Standards Forecast | Commercial | Miscellaneous | Existing | Food Preparation | Natural Gas | Food Prep Other | E7 |  | Codes & Standards Forecast | 0 | 0 | 0 | 0 | 0 | 0 | 0 | 0 | 0 | 0 | 0 | 0 | 0 | 0 | 0 | 0 | 0 | 0 | 0 | 0 | 0 | 0 | 0 | 0 | 0 | 0 | 0 | 0 | 0 | 0 | 0 | 0
Commercial_Miscellaneous_Existing_Food Preparation_Natural Gas_Food Prep Other_E8_Codes & Standards Forecast | Commercial | Miscellaneous | Existing | Food Preparation | Natural Gas | Food Prep Other | E8 |  | Codes & Standards Forecast | 0 | 0 | 0 | 0 | 0 | 0 | 0 | 0 | 0 | 0 | 0 | 0 | 0 | 0 | 0 | 0 | 0 | 0 | 0 | 0 | 0 | 0 | 0 | 0 | 0 | 0 | 0 | 0 | 0 | 0 | 0 | 0
Commercial_Miscellaneous_Existing_Food Preparation_Natural Gas_Food Prep Other_E9_Codes & Standards Forecast | Commercial | Miscellaneous | Existing | Food Preparation | Natural Gas | Food Prep Other | E9 |  | Codes & Standards Forecast | 0 | 0 | 0 | 0 | 0 | 0 | 0 | 0 | 0 | 0 | 0 | 0 | 0 | 0 | 0 | 0 | 0 | 0 | 0 | 0 | 0 | 0 | 0 | 0 | 0 | 0 | 0 | 0 | 0 | 0 | 0 | 0
Commercial_Miscellaneous_Existing_Food Preparation_Natural Gas_Food Prep Other_E10_Codes & Standards Forecast | Commercial | Miscellaneous | Existing | Food Preparation | Natural Gas | Food Prep Other | E10 |  | Codes & Standards Forecast | 0 | 0 | 0 | 0 | 0 | 0 | 0 | 0 | 0 | 0 | 0 | 0 | 0 | 0 | 0 | 0 | 0 | 0 | 0 | 0 | 0 | 0 | 0 | 0 | 0 | 0 | 0 | 0 | 0 | 0 | 0 | 0
Commercial_Miscellaneous_Existing_Miscellaneous_Natural Gas_Pool Heater_E1_Codes & Standards Forecast | Commercial | Miscellaneous | Existing | Miscellaneous | Natural Gas | Pool Heater | E1 | Standard (EF .78) | Codes & Standards Forecast | [30 empty] | 1 | 1 | bar: 2019 to 2048
Commercial_Miscellaneous_Existing_Miscellaneous_Natural Gas_Pool Heater_E2_Codes & Standards Forecast | Commercial | Miscellaneous | Existing | Miscellaneous | Natural Gas | Pool Heater | E2 | Condensing (EF .90) | Codes & Standards Forecast | 0 | 0 | 0 | 0 | 0 | 0 | 0 | 0 | 0 | 0 | 0 | 0 | 0 | 0 | 0 | 0 | 0 | 0 | 0 | 0 | 0 | 0 | 0 | 0 | 0 | 0 | 0 | 0 | 0 | 0 | 0 | 0
Commercial_Miscellaneous_Existing_Miscellaneous_Natural Gas_Pool Heater_E3_Codes & Standards Forecast | Commercial | Miscellaneous | Existing | Miscellaneous | Natural Gas | Pool Heater | E3 |  | Codes & Standards Forecast | 0 | 0 | 0 | 0 | 0 | 0 | 0 | 0 | 0 | 0 | 0 | 0 | 0 | 0 | 0 | 0 | 0 | 0 | 0 | 0 | 0 | 0 | 0 | 0 | 0 | 0 | 0 | 0 | 0 | 0 | 0 | 0
Commercial_Miscellaneous_Existing_Miscellaneous_Natural Gas_Pool Heater_E4_Codes & Standards Forecast | Commercial | Miscellaneous | Existing | Miscellaneous | Natural Gas | Pool Heater | E4 |  | Codes & Standards Forecast | 0 | 0 | 0 | 0 | 0 | 0 | 0 | 0 | 0 | 0 | 0 | 0 | 0 | 0 | 0 | 0 | 0 | 0 | 0 | 0 | 0 | 0 | 0 | 0 | 0 | 0 | 0 | 0 | 0 | 0 | 0 | 0
Commercial_Miscellaneous_Existing_Miscellaneous_Natural Gas_Pool Heater_E5_Codes & Standards Forecast | Commercial | Miscellaneous | Existing | Miscellaneous | Natural Gas | Pool Heater | E5 |  | Codes & Standards Forecast | 0 | 0 | 0 | 0 | 0 | 0 | 0 | 0 | 0 | 0 | 0 | 0 | 0 | 0 | 0 | 0 | 0 | 0 | 0 | 0 | 0 | 0 | 0 | 0 | 0 | 0 | 0 | 0 | 0 | 0 | 0 | 0
Commercial_Miscellaneous_Existing_Miscellaneous_Natural Gas_Pool Heater_E6_Codes & Standards Forecast | Commercial | Miscellaneous | Existing | Miscellaneous | Natural Gas | Pool Heater | E6 |  | Codes & Standards Forecast | 0 | 0 | 0 | 0 | 0 | 0 | 0 | 0 | 0 | 0 | 0 | 0 | 0 | 0 | 0 | 0 | 0 | 0 | 0 | 0 | 0 | 0 | 0 | 0 | 0 | 0 | 0 | 0 | 0 | 0 | 0 | 0
Commercial_Miscellaneous_Existing_Miscellaneous_Natural Gas_Pool Heater_E7_Codes & Standards Forecast | Commercial | Miscellaneous | Existing | Miscellaneous | Natural Gas | Pool Heater | E7 |  | Codes & Standards Forecast | 0 | 0 | 0 | 0 | 0 | 0 | 0 | 0 | 0 | 0 | 0 | 0 | 0 | 0 | 0 | 0 | 0 | 0 | 0 | 0 | 0 | 0 | 0 | 0 | 0 | 0 | 0 | 0 | 0 | 0 | 0 | 0
Commercial_Miscellaneous_Existing_Miscellaneous_Natural Gas_Pool Heater_E8_Codes & Standards Forecast | Commercial | Miscellaneous | Existing | Miscellaneous | Natural Gas | Pool Heater | E8 |  | Codes & Standards Forecast | 0 | 0 | 0 | 0 | 0 | 0 | 0 | 0 | 0 | 0 | 0 | 0 | 0 | 0 | 0 | 0 | 0 | 0 | 0 | 0 | 0 | 0 | 0 | 0 | 0 | 0 | 0 | 0 | 0 | 0 | 0 | 0
Commercial_Miscellaneous_Existing_Miscellaneous_Natural Gas_Pool Heater_E9_Codes & Standards Forecast | Commercial | Miscellaneous | Existing | Miscellaneous | Natural Gas | Pool Heater | E9 |  | Codes & Standards Forecast | 0 | 0 | 0 | 0 | 0 | 0 | 0 | 0 | 0 | 0 | 0 | 0 | 0 | 0 | 0 | 0 | 0 | 0 | 0 | 0 | 0 | 0 | 0 | 0 | 0 | 0 | 0 | 0 | 0 | 0 | 0 | 0
Commercial_Miscellaneous_Existing_Miscellaneous_Natural Gas_Pool Heater_E10_Codes & Standards Forecast | Commercial | Miscellaneous | Existing | Miscellaneous | Natural Gas | Pool Heater | E10 |  | Codes & Standards Forecast | 0 | 0 | 0 | 0 | 0 | 0 | 0 | 0 | 0 | 0 | 0 | 0 | 0 | 0 | 0 | 0 | 0 | 0 | 0 | 0 | 0 | 0 | 0 | 0 | 0 | 0 | 0 | 0 | 0 | 0 | 0 | 0
Commercial_Miscellaneous_Existing_Miscellaneous_Natural Gas_Miscellaneous_E1_Codes & Standards Forecast | Commercial | Miscellaneous | Existing | Miscellaneous | Natural Gas | Miscellaneous | E1 | Miscellaneous | Codes & Standards Forecast | [30 empty] | 1 | 1 | bar: 2019 to 2048
Commercial_Miscellaneous_Existing_Miscellaneous_Natural Gas_Miscellaneous_E2_Codes & Standards Forecast | Commercial | Miscellaneous | Existing | Miscellaneous | Natural Gas | Miscellaneous | E2 |  | Codes & Standards Forecast | 0 | 0 | 0 | 0 | 0 | 0 | 0 | 0 | 0 | 0 | 0 | 0 | 0 | 0 | 0 | 0 | 0 | 0 | 0 | 0 | 0 | 0 | 0 | 0 | 0 | 0 | 0 | 0 | 0 | 0 | 0 | 0
Commercial_Miscellaneous_Existing_Miscellaneous_Natural Gas_Miscellaneous_E3_Codes & Standards Forecast | Commercial | Miscellaneous | Existing | Miscellaneous | Natural Gas | Miscellaneous | E3 |  | Codes & Standards Forecast | 0 | 0 | 0 | 0 | 0 | 0 | 0 | 0 | 0 | 0 | 0 | 0 | 0 | 0 | 0 | 0 | 0 | 0 | 0 | 0 | 0 | 0 | 0 | 0 | 0 | 0 | 0 | 0 | 0 | 0 | 0 | 0
Commercial_Miscellaneous_Existing_Miscellaneous_Natural Gas_Miscellaneous_E4_Codes & Standards Forecast | Commercial | Miscellaneous | Existing | Miscellaneous | Natural Gas | Miscellaneous | E4 |  | Codes & Standards Forecast | 0 | 0 | 0 | 0 | 0 | 0 | 0 | 0 | 0 | 0 | 0 | 0 | 0 | 0 | 0 | 0 | 0 | 0 | 0 | 0 | 0 | 0 | 0 | 0 | 0 | 0 | 0 | 0 | 0 | 0 | 0 | 0
Commercial_Miscellaneous_Existing_Miscellaneous_Natural Gas_Miscellaneous_E5_Codes & Standards Forecast | Commercial | Miscellaneous | Existing | Miscellaneous | Natural Gas | Miscellaneous | E5 |  | Codes & Standards Forecast | 0 | 0 | 0 | 0 | 0 | 0 | 0 | 0 | 0 | 0 | 0 | 0 | 0 | 0 | 0 | 0 | 0 | 0 | 0 | 0 | 0 | 0 | 0 | 0 | 0 | 0 | 0 | 0 | 0 | 0 | 0 | 0
Commercial_Miscellaneous_Existing_Miscellaneous_Natural Gas_Miscellaneous_E6_Codes & Standards Forecast | Commercial | Miscellaneous | Existing | Miscellaneous | Natural Gas | Miscellaneous | E6 |  | Codes & Standards Forecast | 0 | 0 | 0 | 0 | 0 | 0 | 0 | 0 | 0 | 0 | 0 | 0 | 0 | 0 | 0 | 0 | 0 | 0 | 0 | 0 | 0 | 0 | 0 | 0 | 0 | 0 | 0 | 0 | 0 | 0 | 0 | 0
Commercial_Miscellaneous_Existing_Miscellaneous_Natural Gas_Miscellaneous_E7_Codes & Standards Forecast | Commercial | Miscellaneous | Existing | Miscellaneous | Natural Gas | Miscellaneous | E7 |  | Codes & Standards Forecast | 0 | 0 | 0 | 0 | 0 | 0 | 0 | 0 | 0 | 0 | 0 | 0 | 0 | 0 | 0 | 0 | 0 | 0 | 0 | 0 | 0 | 0 | 0 | 0 | 0 | 0 | 0 | 0 | 0 | 0 | 0 | 0
Commercial_Miscellaneous_Existing_Miscellaneous_Natural Gas_Miscellaneous_E8_Codes & Standards Forecast | Commercial | Miscellaneous | Existing | Miscellaneous | Natural Gas | Miscellaneous | E8 |  | Codes & Standards Forecast | 0 | 0 | 0 | 0 | 0 | 0 | 0 | 0 | 0 | 0 | 0 | 0 | 0 | 0 | 0 | 0 | 0 | 0 | 0 | 0 | 0 | 0 | 0 | 0 | 0 | 0 | 0 | 0 | 0 | 0 | 0 | 0
Commercial_Miscellaneous_Existing_Miscellaneous_Natural Gas_Miscellaneous_E9_Codes & Standards Forecast | Commercial | Miscellaneous | Existing | Miscellaneous | Natural Gas | Miscellaneous | E9 |  | Codes & Standards Forecast | 0 | 0 | 0 | 0 | 0 | 0 | 0 | 0 | 0 | 0 | 0 | 0 | 0 | 0 | 0 | 0 | 0 | 0 | 0 | 0 | 0 | 0 | 0 | 0 | 0 | 0 | 0 | 0 | 0 | 0 | 0 | 0
Commercial_Miscellaneous_Existing_Miscellaneous_Natural Gas_Miscellaneous_E10_Codes & Standards Forecast | Commercial | Miscellaneous | Existing | Miscellaneous | Natural Gas | Miscellaneous | E10 |  | Codes & Standards Forecast | 0 | 0 | 0 | 0 | 0 | 0 | 0 | 0 | 0 | 0 | 0 | 0 | 0 | 0 | 0 | 0 | 0 | 0 | 0 | 0 | 0 | 0 | 0 | 0 | 0 | 0 | 0 | 0 | 0 | 0 | 0 | 0
Commercial_Miscellaneous_New_Space Heating_Natural Gas_Furnace_E1_Codes & Standards Forecast | Commercial | Miscellaneous | New | Space Heating | Natural Gas | Furnace | E1 | AFUE 80% (Standard) | Codes & Standards Forecast | 1 | 1 | 1 | 1 | 1 | 0 | 0 | 0 | 0 | 0 | 0 | 0 | 0 | 0 | 0 | 0 | 0 | 0 | 0 | 0 | 0 | 0 | 0 | 0 | 0 | 0 | 0 | 0 | 0 | 0 | 0 | 0
Commercial_Miscellaneous_New_Space Heating_Natural Gas_Furnace_E2_Codes & Standards Forecast | Commercial | Miscellaneous | New | Space Heating | Natural Gas | Furnace | E2 | AFUE 90% | Codes & Standards Forecast | 0 | 0 | 0 | 0 | 0 | 0 | 0 | 0 | 0 | 0 | 0 | 0 | 0 | 0 | 0 | 0 | 0 | 0 | 0 | 0 | 0 | 0 | 0 | 0 | 0 | 0 | 0 | 0 | 0 | 0 | 0 | 0
Commercial_Miscellaneous_New_Space Heating_Natural Gas_Furnace_E3_Codes & Standards Forecast | Commercial | Miscellaneous | New | Space Heating | Natural Gas | Furnace | E3 | AFUE 96% | Codes & Standards Forecast | 0 | 0 | 0 | 0 | 0 | 1 | 1 | 1 | 1 | 1 | 1 | 1 | 1 | 1 | 1 | 1 | 1 | 1 | 1 | 1 | 1 | 1 | 1 | 1 | 1 | 1 | 1 | 1 | 1 | 1 | 1 | 1
Commercial_Miscellaneous_New_Space Heating_Natural Gas_Furnace_E4_Codes & Standards Forecast | Commercial | Miscellaneous | New | Space Heating | Natural Gas | Furnace | E4 |  | Codes & Standards Forecast | 0 | 0 | 0 | 0 | 0 | 0 | 0 | 0 | 0 | 0 | 0 | 0 | 0 | 0 | 0 | 0 | 0 | 0 | 0 | 0 | 0 | 0 | 0 | 0 | 0 | 0 | 0 | 0 | 0 | 0 | 0 | 0
Commercial_Miscellaneous_New_Space Heating_Natural Gas_Furnace_E5_Codes & Standards Forecast | Commercial | Miscellaneous | New | Space Heating | Natural Gas | Furnace | E5 |  | Codes & Standards Forecast | 0 | 0 | 0 | 0 | 0 | 0 | 0 | 0 | 0 | 0 | 0 | 0 | 0 | 0 | 0 | 0 | 0 | 0 | 0 | 0 | 0 | 0 | 0 | 0 | 0 | 0 | 0 | 0 | 0 | 0 | 0 | 0
Commercial_Miscellaneous_New_Space Heating_Natural Gas_Furnace_E6_Codes & Standards Forecast | Commercial | Miscellaneous | New | Space Heating | Natural Gas | Furnace | E6 |  | Codes & Standards Forecast | 0 | 0 | 0 | 0 | 0 | 0 | 0 | 0 | 0 | 0 | 0 | 0 | 0 | 0 | 0 | 0 | 0 | 0 | 0 | 0 | 0 | 0 | 0 | 0 | 0 | 0 | 0 | 0 | 0 | 0 | 0 | 0
Commercial_Miscellaneous_New_Space Heating_Natural Gas_Furnace_E7_Codes & Standards Forecast | Commercial | Miscellaneous | New | Space Heating | Natural Gas | Furnace | E7 |  | Codes & Standards Forecast | 0 | 0 | 0 | 0 | 0 | 0 | 0 | 0 | 0 | 0 | 0 | 0 | 0 | 0 | 0 | 0 | 0 | 0 | 0 | 0 | 0 | 0 | 0 | 0 | 0 | 0 | 0 | 0 | 0 | 0 | 0 | 0
Commercial_Miscellaneous_New_Space Heating_Natural Gas_Furnace_E8_Codes & Standards Forecast | Commercial | Miscellaneous | New | Space Heating | Natural Gas | Furnace | E8 |  | Codes & Standards Forecast | 0 | 0 | 0 | 0 | 0 | 0 | 0 | 0 | 0 | 0 | 0 | 0 | 0 | 0 | 0 | 0 | 0 | 0 | 0 | 0 | 0 | 0 | 0 | 0 | 0 | 0 | 0 | 0 | 0 | 0 | 0 | 0
Commercial_Miscellaneous_New_Space Heating_Natural Gas_Furnace_E9_Codes & Standards Forecast | Commercial | Miscellaneous | New | Space Heating | Natural Gas | Furnace | E9 |  | Codes & Standards Forecast | 0 | 0 | 0 | 0 | 0 | 0 | 0 | 0 | 0 | 0 | 0 | 0 | 0 | 0 | 0 | 0 | 0 | 0 | 0 | 0 | 0 | 0 | 0 | 0 | 0 | 0 | 0 | 0 | 0 | 0 | 0 | 0
Commercial_Miscellaneous_New_Space Heating_Natural Gas_Furnace_E10_Codes & Standards Forecast | Commercial | Miscellaneous | New | Space Heating | Natural Gas | Furnace | E10 |  | Codes & Standards Forecast | 0 | 0 | 0 | 0 | 0 | 0 | 0 | 0 | 0 | 0 | 0 | 0 | 0 | 0 | 0 | 0 | 0 | 0 | 0 | 0 | 0 | 0 | 0 | 0 | 0 | 0 | 0 | 0 | 0 | 0 | 0 | 0
Commercial_Miscellaneous_New_Space Heating_Natural Gas_Boiler_E1_Codes & Standards Forecast | Commercial | Miscellaneous | New | Space Heating | Natural Gas | Boiler | E1 | AFUE 80% (Standard) | Codes & Standards Forecast | 1 | 1 | 1 | 1 | 1 | 0 | 0 | 0 | 0 | 0 | 0 | 0 | 0 | 0 | 0 | 0 | 0 | 0 | 0 | 0 | 0 | 0 | 0 | 0 | 0 | 0 | 0 | 0 | 0 | 0 | 0 | 0
Commercial_Miscellaneous_New_Space Heating_Natural Gas_Boiler_E2_Codes & Standards Forecast | Commercial | Miscellaneous | New | Space Heating | Natural Gas | Boiler | E2 | AFUE 85% | Codes & Standards Forecast | 0 | 0 | 0 | 0 | 0 | 0 | 0 | 0 | 0 | 0 | 0 | 0 | 0 | 0 | 0 | 0 | 0 | 0 | 0 | 0 | 0 | 0 | 0 | 0 | 0 | 0 | 0 | 0 | 0 | 0 | 0 | 0
Commercial_Miscellaneous_New_Space Heating_Natural Gas_Boiler_E3_Codes & Standards Forecast | Commercial | Miscellaneous | New | Space Heating | Natural Gas | Boiler | E3 | AFUE 97% | Codes & Standards Forecast | 0 | 0 | 0 | 0 | 0 | 1 | 1 | 1 | 1 | 1 | 1 | 1 | 1 | 1 | 1 | 1 | 1 | 1 | 1 | 1 | 1 | 1 | 1 | 1 | 1 | 1 | 1 | 1 | 1 | 1 | 1 | 1
Commercial_Miscellaneous_New_Space Heating_Natural Gas_Boiler_E4_Codes & Standards Forecast | Commercial | Miscellaneous | New | Space Heating | Natural Gas | Boiler | E4 | Convert to NG Air Source Heat Pump | Codes & Standards Forecast | 0 | 0 | 0 | 0 | 0 | 0 | 0 | 0 | 0 | 0 | 0 | 0 | 0 | 0 | 0 | 0 | 0 | 0 | 0 | 0 | 0 | 0 | 0 | 0 | 0 | 0 | 0 | 0 | 0 | 0 | 0 | 0
Commercial_Miscellaneous_New_Space Heating_Natural Gas_Boiler_E5_Codes & Standards Forecast | Commercial | Miscellaneous | New | Space Heating | Natural Gas | Boiler | E5 |  | Codes & Standards Forecast | 0 | 0 | 0 | 0 | 0 | 0 | 0 | 0 | 0 | 0 | 0 | 0 | 0 | 0 | 0 | 0 | 0 | 0 | 0 | 0 | 0 | 0 | 0 | 0 | 0 | 0 | 0 | 0 | 0 | 0 | 0 | 0
Commercial_Miscellaneous_New_Space Heating_Natural Gas_Boiler_E6_Codes & Standards Forecast | Commercial | Miscellaneous | New | Space Heating | Natural Gas | Boiler | E6 |  | Codes & Standards Forecast | 0 | 0 | 0 | 0 | 0 | 0 | 0 | 0 | 0 | 0 | 0 | 0 | 0 | 0 | 0 | 0 | 0 | 0 | 0 | 0 | 0 | 0 | 0 | 0 | 0 | 0 | 0 | 0 | 0 | 0 | 0 | 0
Commercial_Miscellaneous_New_Space Heating_Natural Gas_Boiler_E7_Codes & Standards Forecast | Commercial | Miscellaneous | New | Space Heating | Natural Gas | Boiler | E7 |  | Codes & Standards Forecast | 0 | 0 | 0 | 0 | 0 | 0 | 0 | 0 | 0 | 0 | 0 | 0 | 0 | 0 | 0 | 0 | 0 | 0 | 0 | 0 | 0 | 0 | 0 | 0 | 0 | 0 | 0 | 0 | 0 | 0 | 0 | 0
Commercial_Miscellaneous_New_Space Heating_Natural Gas_Boiler_E8_Codes & Standards Forecast | Commercial | Miscellaneous | New | Space Heating | Natural Gas | Boiler | E8 |  | Codes & Standards Forecast | 0 | 0 | 0 | 0 | 0 | 0 | 0 | 0 | 0 | 0 | 0 | 0 | 0 | 0 | 0 | 0 | 0 | 0 | 0 | 0 | 0 | 0 | 0 | 0 | 0 | 0 | 0 | 0 | 0 | 0 | 0 | 0
Commercial_Miscellaneous_New_Space Heating_Natural Gas_Boiler_E9_Codes & Standards Forecast | Commercial | Miscellaneous | New | Space Heating | Natural Gas | Boiler | E9 |  | Codes & Standards Forecast | 0 | 0 | 0 | 0 | 0 | 0 | 0 | 0 | 0 | 0 | 0 | 0 | 0 | 0 | 0 | 0 | 0 | 0 | 0 | 0 | 0 | 0 | 0 | 0 | 0 | 0 | 0 | 0 | 0 | 0 | 0 | 0
Commercial_Miscellaneous_New_Space Heating_Natural Gas_Boiler_E10_Codes & Standards Forecast | Commercial | Miscellaneous | New | Space Heating | Natural Gas | Boiler | E10 |  | Codes & Standards Forecast | 0 | 0 | 0 | 0 | 0 | 0 | 0 | 0 | 0 | 0 | 0 | 0 | 0 | 0 | 0 | 0 | 0 | 0 | 0 | 0 | 0 | 0 | 0 | 0 | 0 | 0 | 0 | 0 | 0 | 0 | 0 | 0
Commercial_Miscellaneous_New_Space Heating_Natural Gas_Unit Heater_E1_Codes & Standards Forecast | Commercial | Miscellaneous | New | Space Heating | Natural Gas | Unit Heater | E1 | Standard | Codes & Standards Forecast | 1 | 1 | 1 | 1 | 1 | 0 | 0 | 0 | 0 | 0 | 0 | 0 | 0 | 0 | 0 | 0 | 0 | 0 | 0 | 0 | 0 | 0 | 0 | 0 | 0 | 0 | 0 | 0 | 0 | 0 | 0 | 0
Commercial_Miscellaneous_New_Space Heating_Natural Gas_Unit Heater_E2_Codes & Standards Forecast | Commercial | Miscellaneous | New | Space Heating | Natural Gas | Unit Heater | E2 | Condensing | Codes & Standards Forecast | 0 | 0 | 0 | 0 | 0 | 1 | 1 | 1 | 1 | 1 | 1 | 1 | 1 | 1 | 1 | 1 | 1 | 1 | 1 | 1 | 1 | 1 | 1 | 1 | 1 | 1 | 1 | 1 | 1 | 1 | 1 | 1
Commercial_Miscellaneous_New_Space Heating_Natural Gas_Unit Heater_E3_Codes & Standards Forecast | Commercial | Miscellaneous | New | Space Heating | Natural Gas | Unit Heater | E3 | Infrared Radiant | Codes & Standards Forecast | 0 | 0 | 0 | 0 | 0 | 0 | 0 | 0 | 0 | 0 | 0 | 0 | 0 | 0 | 0 | 0 | 0 | 0 | 0 | 0 | 0 | 0 | 0 | 0 | 0 | 0 | 0 | 0 | 0 | 0 | 0 | 0
Commercial_Miscellaneous_New_Space Heating_Natural Gas_Unit Heater_E4_Codes & Standards Forecast | Commercial | Miscellaneous | New | Space Heating | Natural Gas | Unit Heater | E4 |  | Codes & Standards Forecast | 0 | 0 | 0 | 0 | 0 | 0 | 0 | 0 | 0 | 0 | 0 | 0 | 0 | 0 | 0 | 0 | 0 | 0 | 0 | 0 | 0 | 0 | 0 | 0 | 0 | 0 | 0 | 0 | 0 | 0 | 0 | 0
Commercial_Miscellaneous_New_Space Heating_Natural Gas_Unit Heater_E5_Codes & Standards Forecast | Commercial | Miscellaneous | New | Space Heating | Natural Gas | Unit Heater | E5 |  | Codes & Standards Forecast | 0 | 0 | 0 | 0 | 0 | 0 | 0 | 0 | 0 | 0 | 0 | 0 | 0 | 0 | 0 | 0 | 0 | 0 | 0 | 0 | 0 | 0 | 0 | 0 | 0 | 0 | 0 | 0 | 0 | 0 | 0 | 0
Commercial_Miscellaneous_New_Space Heating_Natural Gas_Unit Heater_E6_Codes & Standards Forecast | Commercial | Miscellaneous | New | Space Heating | Natural Gas | Unit Heater | E6 |  | Codes & Standards Forecast | 0 | 0 | 0 | 0 | 0 | 0 | 0 | 0 | 0 | 0 | 0 | 0 | 0 | 0 | 0 | 0 | 0 | 0 | 0 | 0 | 0 | 0 | 0 | 0 | 0 | 0 | 0 | 0 | 0 | 0 | 0 | 0
Commercial_Miscellaneous_New_Space Heating_Natural Gas_Unit Heater_E7_Codes & Standards Forecast | Commercial | Miscellaneous | New | Space Heating | Natural Gas | Unit Heater | E7 |  | Codes & Standards Forecast | 0 | 0 | 0 | 0 | 0 | 0 | 0 | 0 | 0 | 0 | 0 | 0 | 0 | 0 | 0 | 0 | 0 | 0 | 0 | 0 | 0 | 0 | 0 | 0 | 0 | 0 | 0 | 0 | 0 | 0 | 0 | 0
Commercial_Miscellaneous_New_Space Heating_Natural Gas_Unit Heater_E8_Codes & Standards Forecast | Commercial | Miscellaneous | New | Space Heating | Natural Gas | Unit Heater | E8 |  | Codes & Standards Forecast | 0 | 0 | 0 | 0 | 0 | 0 | 0 | 0 | 0 | 0 | 0 | 0 | 0 | 0 | 0 | 0 | 0 | 0 | 0 | 0 | 0 | 0 | 0 | 0 | 0 | 0 | 0 | 0 | 0 | 0 | 0 | 0
Commercial_Miscellaneous_New_Space Heating_Natural Gas_Unit Heater_E9_Codes & Standards Forecast | Commercial | Miscellaneous | New | Space Heating | Natural Gas | Unit Heater | E9 |  | Codes & Standards Forecast | 0 | 0 | 0 | 0 | 0 | 0 | 0 | 0 | 0 | 0 | 0 | 0 | 0 | 0 | 0 | 0 | 0 | 0 | 0 | 0 | 0 | 0 | 0 | 0 | 0 | 0 | 0 | 0 | 0 | 0 | 0 | 0
Commercial_Miscellaneous_New_Space Heating_Natural Gas_Unit Heater_E10_Codes & Standards Forecast | Commercial | Miscellaneous | New | Space Heating | Natural Gas | Unit Heater | E10 |  | Codes & Standards Forecast | 0 | 0 | 0 | 0 | 0 | 0 | 0 | 0 | 0 | 0 | 0 | 0 | 0 | 0 | 0 | 0 | 0 | 0 | 0 | 0 | 0 | 0 | 0 | 0 | 0 | 0 | 0 | 0 | 0 | 0 | 0 | 0
Commercial_Miscellaneous_New_Water Heating_Natural Gas_Water Heater_E1_Codes & Standards Forecast | Commercial | Miscellaneous | New | Water Heating | Natural Gas | Water Heater | E1 | TE 80% | Codes & Standards Forecast | [30 empty] | 1 | 1 | bar: 2019 to 2048
Commercial_Miscellaneous_New_Water Heating_Natural Gas_Water Heater_E2_Codes & Standards Forecast | Commercial | Miscellaneous | New | Water Heating | Natural Gas | Water Heater | E2 | TE 81% | Codes & Standards Forecast | 0 | 0 | 0 | 0 | 0 | 0 | 0 | 0 | 0 | 0 | 0 | 0 | 0 | 0 | 0 | 0 | 0 | 0 | 0 | 0 | 0 | 0 | 0 | 0 | 0 | 0 | 0 | 0 | 0 | 0 | 0 | 0
Commercial_Miscellaneous_New_Water Heating_Natural Gas_Water Heater_E3_Codes & Standards Forecast | Commercial | Miscellaneous | New | Water Heating | Natural Gas | Water Heater | E3 | TE 88% | Codes & Standards Forecast | 0 | 0 | 0 | 0 | 0 | 0 | 0 | 0 | 0 | 0 | 0 | 0 | 0 | 0 | 0 | 0 | 0 | 0 | 0 | 0 | 0 | 0 | 0 | 0 | 0 | 0 | 0 | 0 | 0 | 0 | 0 | 0
Commercial_Miscellaneous_New_Water Heating_Natural Gas_Water Heater_E4_Codes & Standards Forecast | Commercial | Miscellaneous | New | Water Heating | Natural Gas | Water Heater | E4 | TE 94% | Codes & Standards Forecast | 0 | 0 | 0 | 0 | 0 | 0 | 0 | 0 | 0 | 0 | 0 | 0 | 0 | 0 | 0 | 0 | 0 | 0 | 0 | 0 | 0 | 0 | 0 | 0 | 0 | 0 | 0 | 0 | 0 | 0 | 0 | 0
Commercial_Miscellaneous_New_Water Heating_Natural Gas_Water Heater_E5_Codes & Standards Forecast | Commercial | Miscellaneous | New | Water Heating | Natural Gas | Water Heater | E5 | TE 96% | Codes & Standards Forecast | 0 | 0 | 0 | 0 | 0 | 0 | 0 | 0 | 0 | 0 | 0 | 0 | 0 | 0 | 0 | 0 | 0 | 0 | 0 | 0 | 0 | 0 | 0 | 0 | 0 | 0 | 0 | 0 | 0 | 0 | 0 | 0
Commercial_Miscellaneous_New_Water Heating_Natural Gas_Water Heater_E6_Codes & Standards Forecast | Commercial | Miscellaneous | New | Water Heating | Natural Gas | Water Heater | E6 | Tankless | Codes & Standards Forecast | 0 | 0 | 0 | 0 | 0 | 0 | 0 | 0 | 0 | 0 | 0 | 0 | 0 | 0 | 0 | 0 | 0 | 0 | 0 | 0 | 0 | 0 | 0 | 0 | 0 | 0 | 0 | 0 | 0 | 0 | 0 | 0
Commercial_Miscellaneous_New_Water Heating_Natural Gas_Water Heater_E7_Codes & Standards Forecast | Commercial | Miscellaneous | New | Water Heating | Natural Gas | Water Heater | E7 | Gas-Fired Absorption HPWH | Codes & Standards Forecast | 0 | 0 | 0 | 0 | 0 | 0 | 0 | 0 | 0 | 0 | 0 | 0 | 0 | 0 | 0 | 0 | 0 | 0 | 0 | 0 | 0 | 0 | 0 | 0 | 0 | 0 | 0 | 0 | 0 | 0 | 0 | 0
Commercial_Miscellaneous_New_Water Heating_Natural Gas_Water Heater_E8_Codes & Standards Forecast | Commercial | Miscellaneous | New | Water Heating | Natural Gas | Water Heater | E8 |  | Codes & Standards Forecast | 0 | 0 | 0 | 0 | 0 | 0 | 0 | 0 | 0 | 0 | 0 | 0 | 0 | 0 | 0 | 0 | 0 | 0 | 0 | 0 | 0 | 0 | 0 | 0 | 0 | 0 | 0 | 0 | 0 | 0 | 0 | 0
Commercial_Miscellaneous_New_Water Heating_Natural Gas_Water Heater_E9_Codes & Standards Forecast | Commercial | Miscellaneous | New | Water Heating | Natural Gas | Water Heater | E9 |  | Codes & Standards Forecast | 0 | 0 | 0 | 0 | 0 | 0 | 0 | 0 | 0 | 0 | 0 | 0 | 0 | 0 | 0 | 0 | 0 | 0 | 0 | 0 | 0 | 0 | 0 | 0 | 0 | 0 | 0 | 0 | 0 | 0 | 0 | 0
Commercial_Miscellaneous_New_Water Heating_Natural Gas_Water Heater_E10_Codes & Standards Forecast | Commercial | Miscellaneous | New | Water Heating | Natural Gas | Water Heater | E10 |  | Codes & Standards Forecast | 0 | 0 | 0 | 0 | 0 | 0 | 0 | 0 | 0 | 0 | 0 | 0 | 0 | 0 | 0 | 0 | 0 | 0 | 0 | 0 | 0 | 0 | 0 | 0 | 0 | 0 | 0 | 0 | 0 | 0 | 0 | 0
Commercial_Miscellaneous_New_Food Preparation_Natural Gas_Oven_E1_Codes & Standards Forecast | Commercial | Miscellaneous | New | Food Preparation | Natural Gas | Oven | E1 | Standard | Codes & Standards Forecast | [30 empty] | 1 | 1 | bar: 2019 to 2048
Commercial_Miscellaneous_New_Food Preparation_Natural Gas_Oven_E2_Codes & Standards Forecast | Commercial | Miscellaneous | New | Food Preparation | Natural Gas | Oven | E2 | ENERGY STAR (>44% Baking Efficiency) | Codes & Standards Forecast | 0 | 0 | 0 | 0 | 0 | 0 | 0 | 0 | 0 | 0 | 0 | 0 | 0 | 0 | 0 | 0 | 0 | 0 | 0 | 0 | 0 | 0 | 0 | 0 | 0 | 0 | 0 | 0 | 0 | 0 | 0 | 0
Commercial_Miscellaneous_New_Food Preparation_Natural Gas_Oven_E3_Codes & Standards Forecast | Commercial | Miscellaneous | New | Food Preparation | Natural Gas | Oven | E3 |  | Codes & Standards Forecast | 0 | 0 | 0 | 0 | 0 | 0 | 0 | 0 | 0 | 0 | 0 | 0 | 0 | 0 | 0 | 0 | 0 | 0 | 0 | 0 | 0 | 0 | 0 | 0 | 0 | 0 | 0 | 0 | 0 | 0 | 0 | 0
Commercial_Miscellaneous_New_Food Preparation_Natural Gas_Oven_E4_Codes & Standards Forecast | Commercial | Miscellaneous | New | Food Preparation | Natural Gas | Oven | E4 |  | Codes & Standards Forecast | 0 | 0 | 0 | 0 | 0 | 0 | 0 | 0 | 0 | 0 | 0 | 0 | 0 | 0 | 0 | 0 | 0 | 0 | 0 | 0 | 0 | 0 | 0 | 0 | 0 | 0 | 0 | 0 | 0 | 0 | 0 | 0
Commercial_Miscellaneous_New_Food Preparation_Natural Gas_Oven_E5_Codes & Standards Forecast | Commercial | Miscellaneous | New | Food Preparation | Natural Gas | Oven | E5 |  | Codes & Standards Forecast | 0 | 0 | 0 | 0 | 0 | 0 | 0 | 0 | 0 | 0 | 0 | 0 | 0 | 0 | 0 | 0 | 0 | 0 | 0 | 0 | 0 | 0 | 0 | 0 | 0 | 0 | 0 | 0 | 0 | 0 | 0 | 0
Commercial_Miscellaneous_New_Food Preparation_Natural Gas_Oven_E6_Codes & Standards Forecast | Commercial | Miscellaneous | New | Food Preparation | Natural Gas | Oven | E6 |  | Codes & Standards Forecast | 0 | 0 | 0 | 0 | 0 | 0 | 0 | 0 | 0 | 0 | 0 | 0 | 0 | 0 | 0 | 0 | 0 | 0 | 0 | 0 | 0 | 0 | 0 | 0 | 0 | 0 | 0 | 0 | 0 | 0 | 0 | 0
Commercial_Miscellaneous_New_Food Preparation_Natural Gas_Oven_E7_Codes & Standards Forecast | Commercial | Miscellaneous | New | Food Preparation | Natural Gas | Oven | E7 |  | Codes & Standards Forecast | 0 | 0 | 0 | 0 | 0 | 0 | 0 | 0 | 0 | 0 | 0 | 0 | 0 | 0 | 0 | 0 | 0 | 0 | 0 | 0 | 0 | 0 | 0 | 0 | 0 | 0 | 0 | 0 | 0 | 0 | 0 | 0
Commercial_Miscellaneous_New_Food Preparation_Natural Gas_Oven_E8_Codes & Standards Forecast | Commercial | Miscellaneous | New | Food Preparation | Natural Gas | Oven | E8 |  | Codes & Standards Forecast | 0 | 0 | 0 | 0 | 0 | 0 | 0 | 0 | 0 | 0 | 0 | 0 | 0 | 0 | 0 | 0 | 0 | 0 | 0 | 0 | 0 | 0 | 0 | 0 | 0 | 0 | 0 | 0 | 0 | 0 | 0 | 0
Commercial_Miscellaneous_New_Food Preparation_Natural Gas_Oven_E9_Codes & Standards Forecast | Commercial | Miscellaneous | New | Food Preparation | Natural Gas | Oven | E9 |  | Codes & Standards Forecast | 0 | 0 | 0 | 0 | 0 | 0 | 0 | 0 | 0 | 0 | 0 | 0 | 0 | 0 | 0 | 0 | 0 | 0 | 0 | 0 | 0 | 0 | 0 | 0 | 0 | 0 | 0 | 0 | 0 | 0 | 0 | 0
Commercial_Miscellaneous_New_Food Preparation_Natural Gas_Oven_E10_Codes & Standards Forecast | Commercial | Miscellaneous | New | Food Preparation | Natural Gas | Oven | E10 |  | Codes & Standards Forecast | 0 | 0 | 0 | 0 | 0 | 0 | 0 | 0 | 0 | 0 | 0 | 0 | 0 | 0 | 0 | 0 | 0 | 0 | 0 | 0 | 0 | 0 | 0 | 0 | 0 | 0 | 0 | 0 | 0 | 0 | 0 | 0
Commercial_Miscellaneous_New_Food Preparation_Natural Gas_Conveyor Oven_E1_Codes & Standards Forecast | Commercial | Miscellaneous | New | Food Preparation | Natural Gas | Conveyor Oven | E1 | Standard | Codes & Standards Forecast | [30 empty] | 1 | 1 | bar: 2019 to 2048
Commercial_Miscellaneous_New_Food Preparation_Natural Gas_Conveyor Oven_E2_Codes & Standards Forecast | Commercial | Miscellaneous | New | Food Preparation | Natural Gas | Conveyor Oven | E2 | Efficient (>44% Baking Efficiency) | Codes & Standards Forecast | 0 | 0 | 0 | 0 | 0 | 0 | 0 | 0 | 0 | 0 | 0 | 0 | 0 | 0 | 0 | 0 | 0 | 0 | 0 | 0 | 0 | 0 | 0 | 0 | 0 | 0 | 0 | 0 | 0 | 0 | 0 | 0
Commercial_Miscellaneous_New_Food Preparation_Natural Gas_Conveyor Oven_E3_Codes & Standards Forecast | Commercial | Miscellaneous | New | Food Preparation | Natural Gas | Conveyor Oven | E3 |  | Codes & Standards Forecast | 0 | 0 | 0 | 0 | 0 | 0 | 0 | 0 | 0 | 0 | 0 | 0 | 0 | 0 | 0 | 0 | 0 | 0 | 0 | 0 | 0 | 0 | 0 | 0 | 0 | 0 | 0 | 0 | 0 | 0 | 0 | 0
Commercial_Miscellaneous_New_Food Preparation_Natural Gas_Conveyor Oven_E4_Codes & Standards Forecast | Commercial | Miscellaneous | New | Food Preparation | Natural Gas | Conveyor Oven | E4 |  | Codes & Standards Forecast | 0 | 0 | 0 | 0 | 0 | 0 | 0 | 0 | 0 | 0 | 0 | 0 | 0 | 0 | 0 | 0 | 0 | 0 | 0 | 0 | 0 | 0 | 0 | 0 | 0 | 0 | 0 | 0 | 0 | 0 | 0 | 0
Commercial_Miscellaneous_New_Food Preparation_Natural Gas_Conveyor Oven_E5_Codes & Standards Forecast | Commercial | Miscellaneous | New | Food Preparation | Natural Gas | Conveyor Oven | E5 |  | Codes & Standards Forecast | 0 | 0 | 0 | 0 | 0 | 0 | 0 | 0 | 0 | 0 | 0 | 0 | 0 | 0 | 0 | 0 | 0 | 0 | 0 | 0 | 0 | 0 | 0 | 0 | 0 | 0 | 0 | 0 | 0 | 0 | 0 | 0
Commercial_Miscellaneous_New_Food Preparation_Natural Gas_Conveyor Oven_E6_Codes & Standards Forecast | Commercial | Miscellaneous | New | Food Preparation | Natural Gas | Conveyor Oven | E6 |  | Codes & Standards Forecast | 0 | 0 | 0 | 0 | 0 | 0 | 0 | 0 | 0 | 0 | 0 | 0 | 0 | 0 | 0 | 0 | 0 | 0 | 0 | 0 | 0 | 0 | 0 | 0 | 0 | 0 | 0 | 0 | 0 | 0 | 0 | 0
Commercial_Miscellaneous_New_Food Preparation_Natural Gas_Conveyor Oven_E7_Codes & Standards Forecast | Commercial | Miscellaneous | New | Food Preparation | Natural Gas | Conveyor Oven | E7 |  | Codes & Standards Forecast | 0 | 0 | 0 | 0 | 0 | 0 | 0 | 0 | 0 | 0 | 0 | 0 | 0 | 0 | 0 | 0 | 0 | 0 | 0 | 0 | 0 | 0 | 0 | 0 | 0 | 0 | 0 | 0 | 0 | 0 | 0 | 0
Commercial_Miscellaneous_New_Food Preparation_Natural Gas_Conveyor Oven_E8_Codes & Standards Forecast | Commercial | Miscellaneous | New | Food Preparation | Natural Gas | Conveyor Oven | E8 |  | Codes & Standards Forecast | 0 | 0 | 0 | 0 | 0 | 0 | 0 | 0 | 0 | 0 | 0 | 0 | 0 | 0 | 0 | 0 | 0 | 0 | 0 | 0 | 0 | 0 | 0 | 0 | 0 | 0 | 0 | 0 | 0 | 0 | 0 | 0
Commercial_Miscellaneous_New_Food Preparation_Natural Gas_Conveyor Oven_E9_Codes & Standards Forecast | Commercial | Miscellaneous | New | Food Preparation | Natural Gas | Conveyor Oven | E9 |  | Codes & Standards Forecast | 0 | 0 | 0 | 0 | 0 | 0 | 0 | 0 | 0 | 0 | 0 | 0 | 0 | 0 | 0 | 0 | 0 | 0 | 0 | 0 | 0 | 0 | 0 | 0 | 0 | 0 | 0 | 0 | 0 | 0 | 0 | 0
Commercial_Miscellaneous_New_Food Preparation_Natural Gas_Conveyor Oven_E10_Codes & Standards Forecast | Commercial | Miscellaneous | New | Food Preparation | Natural Gas | Conveyor Oven | E10 |  | Codes & Standards Forecast | 0 | 0 | 0 | 0 | 0 | 0 | 0 | 0 | 0 | 0 | 0 | 0 | 0 | 0 | 0 | 0 | 0 | 0 | 0 | 0 | 0 | 0 | 0 | 0 | 0 | 0 | 0 | 0 | 0 | 0 | 0 | 0
Commercial_Miscellaneous_New_Food Preparation_Natural Gas_Double Rack Oven_E1_Codes & Standards Forecast | Commercial | Miscellaneous | New | Food Preparation | Natural Gas | Double Rack Oven | E1 | Standard | Codes & Standards Forecast | [30 empty] | 1 | 1 | bar: 2019 to 2048
Commercial_Miscellaneous_New_Food Preparation_Natural Gas_Double Rack Oven_E2_Codes & Standards Forecast | Commercial | Miscellaneous | New | Food Preparation | Natural Gas | Double Rack Oven | E2 | FTSC Qualified (>50% Cooking Efficiency) | Codes & Standards Forecast | 0 | 0 | 0 | 0 | 0 | 0 | 0 | 0 | 0 | 0 | 0 | 0 | 0 | 0 | 0 | 0 | 0 | 0 | 0 | 0 | 0 | 0 | 0 | 0 | 0 | 0 | 0 | 0 | 0 | 0 | 0 | 0
Commercial_Miscellaneous_New_Food Preparation_Natural Gas_Double Rack Oven_E3_Codes & Standards Forecast | Commercial | Miscellaneous | New | Food Preparation | Natural Gas | Double Rack Oven | E3 |  | Codes & Standards Forecast | 0 | 0 | 0 | 0 | 0 | 0 | 0 | 0 | 0 | 0 | 0 | 0 | 0 | 0 | 0 | 0 | 0 | 0 | 0 | 0 | 0 | 0 | 0 | 0 | 0 | 0 | 0 | 0 | 0 | 0 | 0 | 0
Commercial_Miscellaneous_New_Food Preparation_Natural Gas_Double Rack Oven_E4_Codes & Standards Forecast | Commercial | Miscellaneous | New | Food Preparation | Natural Gas | Double Rack Oven | E4 |  | Codes & Standards Forecast | 0 | 0 | 0 | 0 | 0 | 0 | 0 | 0 | 0 | 0 | 0 | 0 | 0 | 0 | 0 | 0 | 0 | 0 | 0 | 0 | 0 | 0 | 0 | 0 | 0 | 0 | 0 | 0 | 0 | 0 | 0 | 0
Commercial_Miscellaneous_New_Food Preparation_Natural Gas_Double Rack Oven_E5_Codes & Standards Forecast | Commercial | Miscellaneous | New | Food Preparation | Natural Gas | Double Rack Oven | E5 |  | Codes & Standards Forecast | 0 | 0 | 0 | 0 | 0 | 0 | 0 | 0 | 0 | 0 | 0 | 0 | 0 | 0 | 0 | 0 | 0 | 0 | 0 | 0 | 0 | 0 | 0 | 0 | 0 | 0 | 0 | 0 | 0 | 0 | 0 | 0
Commercial_Miscellaneous_New_Food Preparation_Natural Gas_Double Rack Oven_E6_Codes & Standards Forecast | Commercial | Miscellaneous | New | Food Preparation | Natural Gas | Double Rack Oven | E6 |  | Codes & Standards Forecast | 0 | 0 | 0 | 0 | 0 | 0 | 0 | 0 | 0 | 0 | 0 | 0 | 0 | 0 | 0 | 0 | 0 | 0 | 0 | 0 | 0 | 0 | 0 | 0 | 0 | 0 | 0 | 0 | 0 | 0 | 0 | 0
Commercial_Miscellaneous_New_Food Preparation_Natural Gas_Double Rack Oven_E7_Codes & Standards Forecast | Commercial | Miscellaneous | New | Food Preparation | Natural Gas | Double Rack Oven | E7 |  | Codes & Standards Forecast | 0 | 0 | 0 | 0 | 0 | 0 | 0 | 0 | 0 | 0 | 0 | 0 | 0 | 0 | 0 | 0 | 0 | 0 | 0 | 0 | 0 | 0 | 0 | 0 | 0 | 0 | 0 | 0 | 0 | 0 | 0 | 0
Commercial_Miscellaneous_New_Food Preparation_Natural Gas_Double Rack Oven_E8_Codes & Standards Forecast | Commercial | Miscellaneous | New | Food Preparation | Natural Gas | Double Rack Oven | E8 |  | Codes & Standards Forecast | 0 | 0 | 0 | 0 | 0 | 0 | 0 | 0 | 0 | 0 | 0 | 0 | 0 | 0 | 0 | 0 | 0 | 0 | 0 | 0 | 0 | 0 | 0 | 0 | 0 | 0 | 0 | 0 | 0 | 0 | 0 | 0
Commercial_Miscellaneous_New_Food Preparation_Natural Gas_Double Rack Oven_E9_Codes & Standards Forecast | Commercial | Miscellaneous | New | Food Preparation | Natural Gas | Double Rack Oven | E9 |  | Codes & Standards Forecast | 0 | 0 | 0 | 0 | 0 | 0 | 0 | 0 | 0 | 0 | 0 | 0 | 0 | 0 | 0 | 0 | 0 | 0 | 0 | 0 | 0 | 0 | 0 | 0 | 0 | 0 | 0 | 0 | 0 | 0 | 0 | 0
Commercial_Miscellaneous_New_Food Preparation_Natural Gas_Double Rack Oven_E10_Codes & Standards Forecast | Commercial | Miscellaneous | New | Food Preparation | Natural Gas | Double Rack Oven | E10 |  | Codes & Standards Forecast | 0 | 0 | 0 | 0 | 0 | 0 | 0 | 0 | 0 | 0 | 0 | 0 | 0 | 0 | 0 | 0 | 0 | 0 | 0 | 0 | 0 | 0 | 0 | 0 | 0 | 0 | 0 | 0 | 0 | 0 | 0 | 0
Commercial_Miscellaneous_New_Food Preparation_Natural Gas_Fryer_E1_Codes & Standards Forecast | Commercial | Miscellaneous | New | Food Preparation | Natural Gas | Fryer | E1 | Standard | Codes & Standards Forecast | 1 | 1 | 1 | 0 | 0 | 0 | 0 | 0 | 0 | 0 | 0 | 0 | 0 | 0 | 0 | 0 | 0 | 0 | 0 | 0 | 0 | 0 | 0 | 0 | 0 | 0 | 0 | 0 | 0 | 0 | 0 | 0
Commercial_Miscellaneous_New_Food Preparation_Natural Gas_Fryer_E2_Codes & Standards Forecast | Commercial | Miscellaneous | New | Food Preparation | Natural Gas | Fryer | E2 | ENERGY STAR | Codes & Standards Forecast | 0 | 0 | 0 | 1 | 1 | 1 | 1 | 1 | 1 | 1 | 1 | 1 | 1 | 1 | 1 | 1 | 1 | 1 | 1 | 1 | 1 | 1 | 1 | 1 | 1 | 1 | 1 | 1 | 1 | 1 | 1 | 1
Commercial_Miscellaneous_New_Food Preparation_Natural Gas_Fryer_E3_Codes & Standards Forecast | Commercial | Miscellaneous | New | Food Preparation | Natural Gas | Fryer | E3 |  | Codes & Standards Forecast | 0 | 0 | 0 | 0 | 0 | 0 | 0 | 0 | 0 | 0 | 0 | 0 | 0 | 0 | 0 | 0 | 0 | 0 | 0 | 0 | 0 | 0 | 0 | 0 | 0 | 0 | 0 | 0 | 0 | 0 | 0 | 0
Commercial_Miscellaneous_New_Food Preparation_Natural Gas_Fryer_E4_Codes & Standards Forecast | Commercial | Miscellaneous | New | Food Preparation | Natural Gas | Fryer | E4 |  | Codes & Standards Forecast | 0 | 0 | 0 | 0 | 0 | 0 | 0 | 0 | 0 | 0 | 0 | 0 | 0 | 0 | 0 | 0 | 0 | 0 | 0 | 0 | 0 | 0 | 0 | 0 | 0 | 0 | 0 | 0 | 0 | 0 | 0 | 0
Commercial_Miscellaneous_New_Food Preparation_Natural Gas_Fryer_E5_Codes & Standards Forecast | Commercial | Miscellaneous | New | Food Preparation | Natural Gas | Fryer | E5 |  | Codes & Standards Forecast | 0 | 0 | 0 | 0 | 0 | 0 | 0 | 0 | 0 | 0 | 0 | 0 | 0 | 0 | 0 | 0 | 0 | 0 | 0 | 0 | 0 | 0 | 0 | 0 | 0 | 0 | 0 | 0 | 0 | 0 | 0 | 0
Commercial_Miscellaneous_New_Food Preparation_Natural Gas_Fryer_E6_Codes & Standards Forecast | Commercial | Miscellaneous | New | Food Preparation | Natural Gas | Fryer | E6 |  | Codes & Standards Forecast | 0 | 0 | 0 | 0 | 0 | 0 | 0 | 0 | 0 | 0 | 0 | 0 | 0 | 0 | 0 | 0 | 0 | 0 | 0 | 0 | 0 | 0 | 0 | 0 | 0 | 0 | 0 | 0 | 0 | 0 | 0 | 0
Commercial_Miscellaneous_New_Food Preparation_Natural Gas_Fryer_E7_Codes & Standards Forecast | Commercial | Miscellaneous | New | Food Preparation | Natural Gas | Fryer | E7 |  | Codes & Standards Forecast | 0 | 0 | 0 | 0 | 0 | 0 | 0 | 0 | 0 | 0 | 0 | 0 | 0 | 0 | 0 | 0 | 0 | 0 | 0 | 0 | 0 | 0 | 0 | 0 | 0 | 0 | 0 | 0 | 0 | 0 | 0 | 0
Commercial_Miscellaneous_New_Food Preparation_Natural Gas_Fryer_E8_Codes & Standards Forecast | Commercial | Miscellaneous | New | Food Preparation | Natural Gas | Fryer | E8 |  | Codes & Standards Forecast | 0 | 0 | 0 | 0 | 0 | 0 | 0 | 0 | 0 | 0 | 0 | 0 | 0 | 0 | 0 | 0 | 0 | 0 | 0 | 0 | 0 | 0 | 0 | 0 | 0 | 0 | 0 | 0 | 0 | 0 | 0 | 0
Commercial_Miscellaneous_New_Food Preparation_Natural Gas_Fryer_E9_Codes & Standards Forecast | Commercial | Miscellaneous | New | Food Preparation | Natural Gas | Fryer | E9 |  | Codes & Standards Forecast | 0 | 0 | 0 | 0 | 0 | 0 | 0 | 0 | 0 | 0 | 0 | 0 | 0 | 0 | 0 | 0 | 0 | 0 | 0 | 0 | 0 | 0 | 0 | 0 | 0 | 0 | 0 | 0 | 0 | 0 | 0 | 0
Commercial_Miscellaneous_New_Food Preparation_Natural Gas_Fryer_E10_Codes & Standards Forecast | Commercial | Miscellaneous | New | Food Preparation | Natural Gas | Fryer | E10 |  | Codes & Standards Forecast | 0 | 0 | 0 | 0 | 0 | 0 | 0 | 0 | 0 | 0 | 0 | 0 | 0 | 0 | 0 | 0 | 0 | 0 | 0 | 0 | 0 | 0 | 0 | 0 | 0 | 0 | 0 | 0 | 0 | 0 | 0 | 0
Commercial_Miscellaneous_New_Food Preparation_Natural Gas_Broiler_E1_Codes & Standards Forecast | Commercial | Miscellaneous | New | Food Preparation | Natural Gas | Broiler | E1 | Standard | Codes & Standards Forecast | [30 empty] | 1 | 1 | bar: 2019 to 2048
Commercial_Miscellaneous_New_Food Preparation_Natural Gas_Broiler_E2_Codes & Standards Forecast | Commercial | Miscellaneous | New | Food Preparation | Natural Gas | Broiler | E2 | Infrared Burners | Codes & Standards Forecast | 0 | 0 | 0 | 0 | 0 | 0 | 0 | 0 | 0 | 0 | 0 | 0 | 0 | 0 | 0 | 0 | 0 | 0 | 0 | 0 | 0 | 0 | 0 | 0 | 0 | 0 | 0 | 0 | 0 | 0 | 0 | 0
Commercial_Miscellaneous_New_Food Preparation_Natural Gas_Broiler_E3_Codes & Standards Forecast | Commercial | Miscellaneous | New | Food Preparation | Natural Gas | Broiler | E3 |  | Codes & Standards Forecast | 0 | 0 | 0 | 0 | 0 | 0 | 0 | 0 | 0 | 0 | 0 | 0 | 0 | 0 | 0 | 0 | 0 | 0 | 0 | 0 | 0 | 0 | 0 | 0 | 0 | 0 | 0 | 0 | 0 | 0 | 0 | 0
Commercial_Miscellaneous_New_Food Preparation_Natural Gas_Broiler_E4_Codes & Standards Forecast | Commercial | Miscellaneous | New | Food Preparation | Natural Gas | Broiler | E4 |  | Codes & Standards Forecast | 0 | 0 | 0 | 0 | 0 | 0 | 0 | 0 | 0 | 0 | 0 | 0 | 0 | 0 | 0 | 0 | 0 | 0 | 0 | 0 | 0 | 0 | 0 | 0 | 0 | 0 | 0 | 0 | 0 | 0 | 0 | 0
Commercial_Miscellaneous_New_Food Preparation_Natural Gas_Broiler_E5_Codes & Standards Forecast | Commercial | Miscellaneous | New | Food Preparation | Natural Gas | Broiler | E5 |  | Codes & Standards Forecast | 0 | 0 | 0 | 0 | 0 | 0 | 0 | 0 | 0 | 0 | 0 | 0 | 0 | 0 | 0 | 0 | 0 | 0 | 0 | 0 | 0 | 0 | 0 | 0 | 0 | 0 | 0 | 0 | 0 | 0 | 0 | 0
Commercial_Miscellaneous_New_Food Preparation_Natural Gas_Broiler_E6_Codes & Standards Forecast | Commercial | Miscellaneous | New | Food Preparation | Natural Gas | Broiler | E6 |  | Codes & Standards Forecast | 0 | 0 | 0 | 0 | 0 | 0 | 0 | 0 | 0 | 0 | 0 | 0 | 0 | 0 | 0 | 0 | 0 | 0 | 0 | 0 | 0 | 0 | 0 | 0 | 0 | 0 | 0 | 0 | 0 | 0 | 0 | 0
Commercial_Miscellaneous_New_Food Preparation_Natural Gas_Broiler_E7_Codes & Standards Forecast | Commercial | Miscellaneous | New | Food Preparation | Natural Gas | Broiler | E7 |  | Codes & Standards Forecast | 0 | 0 | 0 | 0 | 0 | 0 | 0 | 0 | 0 | 0 | 0 | 0 | 0 | 0 | 0 | 0 | 0 | 0 | 0 | 0 | 0 | 0 | 0 | 0 | 0 | 0 | 0 | 0 | 0 | 0 | 0 | 0
Commercial_Miscellaneous_New_Food Preparation_Natural Gas_Broiler_E8_Codes & Standards Forecast | Commercial | Miscellaneous | New | Food Preparation | Natural Gas | Broiler | E8 |  | Codes & Standards Forecast | 0 | 0 | 0 | 0 | 0 | 0 | 0 | 0 | 0 | 0 | 0 | 0 | 0 | 0 | 0 | 0 | 0 | 0 | 0 | 0 | 0 | 0 | 0 | 0 | 0 | 0 | 0 | 0 | 0 | 0 | 0 | 0
Commercial_Miscellaneous_New_Food Preparation_Natural Gas_Broiler_E9_Codes & Standards Forecast | Commercial | Miscellaneous | New | Food Preparation | Natural Gas | Broiler | E9 |  | Codes & Standards Forecast | 0 | 0 | 0 | 0 | 0 | 0 | 0 | 0 | 0 | 0 | 0 | 0 | 0 | 0 | 0 | 0 | 0 | 0 | 0 | 0 | 0 | 0 | 0 | 0 | 0 | 0 | 0 | 0 | 0 | 0 | 0 | 0
Commercial_Miscellaneous_New_Food Preparation_Natural Gas_Broiler_E10_Codes & Standards Forecast | Commercial | Miscellaneous | New | Food Preparation | Natural Gas | Broiler | E10 |  | Codes & Standards Forecast | 0 | 0 | 0 | 0 | 0 | 0 | 0 | 0 | 0 | 0 | 0 | 0 | 0 | 0 | 0 | 0 | 0 | 0 | 0 | 0 | 0 | 0 | 0 | 0 | 0 | 0 | 0 | 0 | 0 | 0 | 0 | 0
Commercial_Miscellaneous_New_Food Preparation_Natural Gas_Griddle_E1_Codes & Standards Forecast | Commercial | Miscellaneous | New | Food Preparation | Natural Gas | Griddle | E1 | Standard | Codes & Standards Forecast | [30 empty] | 1 | 1 | bar: 2019 to 2048
Commercial_Miscellaneous_New_Food Preparation_Natural Gas_Griddle_E2_Codes & Standards Forecast | Commercial | Miscellaneous | New | Food Preparation | Natural Gas | Griddle | E2 | ENERGY STAR | Codes & Standards Forecast | 0 | 0 | 0 | 0 | 0 | 0 | 0 | 0 | 0 | 0 | 0 | 0 | 0 | 0 | 0 | 0 | 0 | 0 | 0 | 0 | 0 | 0 | 0 | 0 | 0 | 0 | 0 | 0 | 0 | 0 | 0 | 0
Commercial_Miscellaneous_New_Food Preparation_Natural Gas_Griddle_E3_Codes & Standards Forecast | Commercial | Miscellaneous | New | Food Preparation | Natural Gas | Griddle | E3 |  | Codes & Standards Forecast | 0 | 0 | 0 | 0 | 0 | 0 | 0 | 0 | 0 | 0 | 0 | 0 | 0 | 0 | 0 | 0 | 0 | 0 | 0 | 0 | 0 | 0 | 0 | 0 | 0 | 0 | 0 | 0 | 0 | 0 | 0 | 0
Commercial_Miscellaneous_New_Food Preparation_Natural Gas_Griddle_E4_Codes & Standards Forecast | Commercial | Miscellaneous | New | Food Preparation | Natural Gas | Griddle | E4 |  | Codes & Standards Forecast | 0 | 0 | 0 | 0 | 0 | 0 | 0 | 0 | 0 | 0 | 0 | 0 | 0 | 0 | 0 | 0 | 0 | 0 | 0 | 0 | 0 | 0 | 0 | 0 | 0 | 0 | 0 | 0 | 0 | 0 | 0 | 0
Commercial_Miscellaneous_New_Food Preparation_Natural Gas_Griddle_E5_Codes & Standards Forecast | Commercial | Miscellaneous | New | Food Preparation | Natural Gas | Griddle | E5 |  | Codes & Standards Forecast | 0 | 0 | 0 | 0 | 0 | 0 | 0 | 0 | 0 | 0 | 0 | 0 | 0 | 0 | 0 | 0 | 0 | 0 | 0 | 0 | 0 | 0 | 0 | 0 | 0 | 0 | 0 | 0 | 0 | 0 | 0 | 0
Commercial_Miscellaneous_New_Food Preparation_Natural Gas_Griddle_E6_Codes & Standards Forecast | Commercial | Miscellaneous | New | Food Preparation | Natural Gas | Griddle | E6 |  | Codes & Standards Forecast | 0 | 0 | 0 | 0 | 0 | 0 | 0 | 0 | 0 | 0 | 0 | 0 | 0 | 0 | 0 | 0 | 0 | 0 | 0 | 0 | 0 | 0 | 0 | 0 | 0 | 0 | 0 | 0 | 0 | 0 | 0 | 0
Commercial_Miscellaneous_New_Food Preparation_Natural Gas_Griddle_E7_Codes & Standards Forecast | Commercial | Miscellaneous | New | Food Preparation | Natural Gas | Griddle | E7 |  | Codes & Standards Forecast | 0 | 0 | 0 | 0 | 0 | 0 | 0 | 0 | 0 | 0 | 0 | 0 | 0 | 0 | 0 | 0 | 0 | 0 | 0 | 0 | 0 | 0 | 0 | 0 | 0 | 0 | 0 | 0 | 0 | 0 | 0 | 0
Commercial_Miscellaneous_New_Food Preparation_Natural Gas_Griddle_E8_Codes & Standards Forecast | Commercial | Miscellaneous | New | Food Preparation | Natural Gas | Griddle | E8 |  | Codes & Standards Forecast | 0 | 0 | 0 | 0 | 0 | 0 | 0 | 0 | 0 | 0 | 0 | 0 | 0 | 0 | 0 | 0 | 0 | 0 | 0 | 0 | 0 | 0 | 0 | 0 | 0 | 0 | 0 | 0 | 0 | 0 | 0 | 0
Commercial_Miscellaneous_New_Food Preparation_Natural Gas_Griddle_E9_Codes & Standards Forecast | Commercial | Miscellaneous | New | Food Preparation | Natural Gas | Griddle | E9 |  | Codes & Standards Forecast | 0 | 0 | 0 | 0 | 0 | 0 | 0 | 0 | 0 | 0 | 0 | 0 | 0 | 0 | 0 | 0 | 0 | 0 | 0 | 0 | 0 | 0 | 0 | 0 | 0 | 0 | 0 | 0 | 0 | 0 | 0 | 0
Commercial_Miscellaneous_New_Food Preparation_Natural Gas_Griddle_E10_Codes & Standards Forecast | Commercial | Miscellaneous | New | Food Preparation | Natural Gas | Griddle | E10 |  | Codes & Standards Forecast | 0 | 0 | 0 | 0 | 0 | 0 | 0 | 0 | 0 | 0 | 0 | 0 | 0 | 0 | 0 | 0 | 0 | 0 | 0 | 0 | 0 | 0 | 0 | 0 | 0 | 0 | 0 | 0 | 0 | 0 | 0 | 0
Commercial_Miscellaneous_New_Food Preparation_Natural Gas_Range_E1_Codes & Standards Forecast | Commercial | Miscellaneous | New | Food Preparation | Natural Gas | Range | E1 | Standard | Codes & Standards Forecast | [30 empty] | 1 | 1 | bar: 2019 to 2048
Commercial_Miscellaneous_New_Food Preparation_Natural Gas_Range_E2_Codes & Standards Forecast | Commercial | Miscellaneous | New | Food Preparation | Natural Gas | Range | E2 | High Efficiency | Codes & Standards Forecast | 0 | 0 | 0 | 0 | 0 | 0 | 0 | 0 | 0 | 0 | 0 | 0 | 0 | 0 | 0 | 0 | 0 | 0 | 0 | 0 | 0 | 0 | 0 | 0 | 0 | 0 | 0 | 0 | 0 | 0 | 0 | 0
Commercial_Miscellaneous_New_Food Preparation_Natural Gas_Range_E3_Codes & Standards Forecast | Commercial | Miscellaneous | New | Food Preparation | Natural Gas | Range | E3 |  | Codes & Standards Forecast | 0 | 0 | 0 | 0 | 0 | 0 | 0 | 0 | 0 | 0 | 0 | 0 | 0 | 0 | 0 | 0 | 0 | 0 | 0 | 0 | 0 | 0 | 0 | 0 | 0 | 0 | 0 | 0 | 0 | 0 | 0 | 0
Commercial_Miscellaneous_New_Food Preparation_Natural Gas_Range_E4_Codes & Standards Forecast | Commercial | Miscellaneous | New | Food Preparation | Natural Gas | Range | E4 |  | Codes & Standards Forecast | 0 | 0 | 0 | 0 | 0 | 0 | 0 | 0 | 0 | 0 | 0 | 0 | 0 | 0 | 0 | 0 | 0 | 0 | 0 | 0 | 0 | 0 | 0 | 0 | 0 | 0 | 0 | 0 | 0 | 0 | 0 | 0
Commercial_Miscellaneous_New_Food Preparation_Natural Gas_Range_E5_Codes & Standards Forecast | Commercial | Miscellaneous | New | Food Preparation | Natural Gas | Range | E5 |  | Codes & Standards Forecast | 0 | 0 | 0 | 0 | 0 | 0 | 0 | 0 | 0 | 0 | 0 | 0 | 0 | 0 | 0 | 0 | 0 | 0 | 0 | 0 | 0 | 0 | 0 | 0 | 0 | 0 | 0 | 0 | 0 | 0 | 0 | 0
Commercial_Miscellaneous_New_Food Preparation_Natural Gas_Range_E6_Codes & Standards Forecast | Commercial | Miscellaneous | New | Food Preparation | Natural Gas | Range | E6 |  | Codes & Standards Forecast | 0 | 0 | 0 | 0 | 0 | 0 | 0 | 0 | 0 | 0 | 0 | 0 | 0 | 0 | 0 | 0 | 0 | 0 | 0 | 0 | 0 | 0 | 0 | 0 | 0 | 0 | 0 | 0 | 0 | 0 | 0 | 0
Commercial_Miscellaneous_New_Food Preparation_Natural Gas_Range_E7_Codes & Standards Forecast | Commercial | Miscellaneous | New | Food Preparation | Natural Gas | Range | E7 |  | Codes & Standards Forecast | 0 | 0 | 0 | 0 | 0 | 0 | 0 | 0 | 0 | 0 | 0 | 0 | 0 | 0 | 0 | 0 | 0 | 0 | 0 | 0 | 0 | 0 | 0 | 0 | 0 | 0 | 0 | 0 | 0 | 0 | 0 | 0
Commercial_Miscellaneous_New_Food Preparation_Natural Gas_Range_E8_Codes & Standards Forecast | Commercial | Miscellaneous | New | Food Preparation | Natural Gas | Range | E8 |  | Codes & Standards Forecast | 0 | 0 | 0 | 0 | 0 | 0 | 0 | 0 | 0 | 0 | 0 | 0 | 0 | 0 | 0 | 0 | 0 | 0 | 0 | 0 | 0 | 0 | 0 | 0 | 0 | 0 | 0 | 0 | 0 | 0 | 0 | 0
Commercial_Miscellaneous_New_Food Preparation_Natural Gas_Range_E9_Codes & Standards Forecast | Commercial | Miscellaneous | New | Food Preparation | Natural Gas | Range | E9 |  | Codes & Standards Forecast | 0 | 0 | 0 | 0 | 0 | 0 | 0 | 0 | 0 | 0 | 0 | 0 | 0 | 0 | 0 | 0 | 0 | 0 | 0 | 0 | 0 | 0 | 0 | 0 | 0 | 0 | 0 | 0 | 0 | 0 | 0 | 0
Commercial_Miscellaneous_New_Food Preparation_Natural Gas_Range_E10_Codes & Standards Forecast | Commercial | Miscellaneous | New | Food Preparation | Natural Gas | Range | E10 |  | Codes & Standards Forecast | 0 | 0 | 0 | 0 | 0 | 0 | 0 | 0 | 0 | 0 | 0 | 0 | 0 | 0 | 0 | 0 | 0 | 0 | 0 | 0 | 0 | 0 | 0 | 0 | 0 | 0 | 0 | 0 | 0 | 0 | 0 | 0
Commercial_Miscellaneous_New_Food Preparation_Natural Gas_Steamer_E1_Codes & Standards Forecast | Commercial | Miscellaneous | New | Food Preparation | Natural Gas | Steamer | E1 | Standard | Codes & Standards Forecast | 1 | 1 | 1 | 0 | 0 | 0 | 0 | 0 | 0 | 0 | 0 | 0 | 0 | 0 | 0 | 0 | 0 | 0 | 0 | 0 | 0 | 0 | 0 | 0 | 0 | 0 | 0 | 0 | 0 | 0 | 0 | 0
Commercial_Miscellaneous_New_Food Preparation_Natural Gas_Steamer_E2_Codes & Standards Forecast | Commercial | Miscellaneous | New | Food Preparation | Natural Gas | Steamer | E2 | ENERGY STAR | Codes & Standards Forecast | 0 | 0 | 0 | 1 | 1 | 1 | 1 | 1 | 1 | 1 | 1 | 1 | 1 | 1 | 1 | 1 | 1 | 1 | 1 | 1 | 1 | 1 | 1 | 1 | 1 | 1 | 1 | 1 | 1 | 1 | 1 | 1
Commercial_Miscellaneous_New_Food Preparation_Natural Gas_Steamer_E3_Codes & Standards Forecast | Commercial | Miscellaneous | New | Food Preparation | Natural Gas | Steamer | E3 |  | Codes & Standards Forecast | 0 | 0 | 0 | 0 | 0 | 0 | 0 | 0 | 0 | 0 | 0 | 0 | 0 | 0 | 0 | 0 | 0 | 0 | 0 | 0 | 0 | 0 | 0 | 0 | 0 | 0 | 0 | 0 | 0 | 0 | 0 | 0
Commercial_Miscellaneous_New_Food Preparation_Natural Gas_Steamer_E4_Codes & Standards Forecast | Commercial | Miscellaneous | New | Food Preparation | Natural Gas | Steamer | E4 |  | Codes & Standards Forecast | 0 | 0 | 0 | 0 | 0 | 0 | 0 | 0 | 0 | 0 | 0 | 0 | 0 | 0 | 0 | 0 | 0 | 0 | 0 | 0 | 0 | 0 | 0 | 0 | 0 | 0 | 0 | 0 | 0 | 0 | 0 | 0
Commercial_Miscellaneous_New_Food Preparation_Natural Gas_Steamer_E5_Codes & Standards Forecast | Commercial | Miscellaneous | New | Food Preparation | Natural Gas | Steamer | E5 |  | Codes & Standards Forecast | 0 | 0 | 0 | 0 | 0 | 0 | 0 | 0 | 0 | 0 | 0 | 0 | 0 | 0 | 0 | 0 | 0 | 0 | 0 | 0 | 0 | 0 | 0 | 0 | 0 | 0 | 0 | 0 | 0 | 0 | 0 | 0
Commercial_Miscellaneous_New_Food Preparation_Natural Gas_Steamer_E6_Codes & Standards Forecast | Commercial | Miscellaneous | New | Food Preparation | Natural Gas | Steamer | E6 |  | Codes & Standards Forecast | 0 | 0 | 0 | 0 | 0 | 0 | 0 | 0 | 0 | 0 | 0 | 0 | 0 | 0 | 0 | 0 | 0 | 0 | 0 | 0 | 0 | 0 | 0 | 0 | 0 | 0 | 0 | 0 | 0 | 0 | 0 | 0
Commercial_Miscellaneous_New_Food Preparation_Natural Gas_Steamer_E7_Codes & Standards Forecast | Commercial | Miscellaneous | New | Food Preparation | Natural Gas | Steamer | E7 |  | Codes & Standards Forecast | 0 | 0 | 0 | 0 | 0 | 0 | 0 | 0 | 0 | 0 | 0 | 0 | 0 | 0 | 0 | 0 | 0 | 0 | 0 | 0 | 0 | 0 | 0 | 0 | 0 | 0 | 0 | 0 | 0 | 0 | 0 | 0
Commercial_Miscellaneous_New_Food Preparation_Natural Gas_Steamer_E8_Codes & Standards Forecast | Commercial | Miscellaneous | New | Food Preparation | Natural Gas | Steamer | E8 |  | Codes & Standards Forecast | 0 | 0 | 0 | 0 | 0 | 0 | 0 | 0 | 0 | 0 | 0 | 0 | 0 | 0 | 0 | 0 | 0 | 0 | 0 | 0 | 0 | 0 | 0 | 0 | 0 | 0 | 0 | 0 | 0 | 0 | 0 | 0
Commercial_Miscellaneous_New_Food Preparation_Natural Gas_Steamer_E9_Codes & Standards Forecast | Commercial | Miscellaneous | New | Food Preparation | Natural Gas | Steamer | E9 |  | Codes & Standards Forecast | 0 | 0 | 0 | 0 | 0 | 0 | 0 | 0 | 0 | 0 | 0 | 0 | 0 | 0 | 0 | 0 | 0 | 0 | 0 | 0 | 0 | 0 | 0 | 0 | 0 | 0 | 0 | 0 | 0 | 0 | 0 | 0
Commercial_Miscellaneous_New_Food Preparation_Natural Gas_Steamer_E10_Codes & Standards Forecast | Commercial | Miscellaneous | New | Food Preparation | Natural Gas | Steamer | E10 |  | Codes & Standards Forecast | 0 | 0 | 0 | 0 | 0 | 0 | 0 | 0 | 0 | 0 | 0 | 0 | 0 | 0 | 0 | 0 | 0 | 0 | 0 | 0 | 0 | 0 | 0 | 0 | 0 | 0 | 0 | 0 | 0 | 0 | 0 | 0
Commercial_Miscellaneous_New_Food Preparation_Natural Gas_Food Prep Other_E1_Codes & Standards Forecast | Commercial | Miscellaneous | New | Food Preparation | Natural Gas | Food Prep Other | E1 | Standard | Codes & Standards Forecast | [30 empty] | 1 | 1 | bar: 2019 to 2048
Commercial_Miscellaneous_New_Food Preparation_Natural Gas_Food Prep Other_E2_Codes & Standards Forecast | Commercial | Miscellaneous | New | Food Preparation | Natural Gas | Food Prep Other | E2 | ENERGY STAR | Codes & Standards Forecast | 0 | 0 | 0 | 0 | 0 | 0 | 0 | 0 | 0 | 0 | 0 | 0 | 0 | 0 | 0 | 0 | 0 | 0 | 0 | 0 | 0 | 0 | 0 | 0 | 0 | 0 | 0 | 0 | 0 | 0 | 0 | 0
Commercial_Miscellaneous_New_Food Preparation_Natural Gas_Food Prep Other_E3_Codes & Standards Forecast | Commercial | Miscellaneous | New | Food Preparation | Natural Gas | Food Prep Other | E3 |  | Codes & Standards Forecast | 0 | 0 | 0 | 0 | 0 | 0 | 0 | 0 | 0 | 0 | 0 | 0 | 0 | 0 | 0 | 0 | 0 | 0 | 0 | 0 | 0 | 0 | 0 | 0 | 0 | 0 | 0 | 0 | 0 | 0 | 0 | 0
Commercial_Miscellaneous_New_Food Preparation_Natural Gas_Food Prep Other_E4_Codes & Standards Forecast | Commercial | Miscellaneous | New | Food Preparation | Natural Gas | Food Prep Other | E4 |  | Codes & Standards Forecast | 0 | 0 | 0 | 0 | 0 | 0 | 0 | 0 | 0 | 0 | 0 | 0 | 0 | 0 | 0 | 0 | 0 | 0 | 0 | 0 | 0 | 0 | 0 | 0 | 0 | 0 | 0 | 0 | 0 | 0 | 0 | 0
Commercial_Miscellaneous_New_Food Preparation_Natural Gas_Food Prep Other_E5_Codes & Standards Forecast | Commercial | Miscellaneous | New | Food Preparation | Natural Gas | Food Prep Other | E5 |  | Codes & Standards Forecast | 0 | 0 | 0 | 0 | 0 | 0 | 0 | 0 | 0 | 0 | 0 | 0 | 0 | 0 | 0 | 0 | 0 | 0 | 0 | 0 | 0 | 0 | 0 | 0 | 0 | 0 | 0 | 0 | 0 | 0 | 0 | 0
Commercial_Miscellaneous_New_Food Preparation_Natural Gas_Food Prep Other_E6_Codes & Standards Forecast | Commercial | Miscellaneous | New | Food Preparation | Natural Gas | Food Prep Other | E6 |  | Codes & Standards Forecast | 0 | 0 | 0 | 0 | 0 | 0 | 0 | 0 | 0 | 0 | 0 | 0 | 0 | 0 | 0 | 0 | 0 | 0 | 0 | 0 | 0 | 0 | 0 | 0 | 0 | 0 | 0 | 0 | 0 | 0 | 0 | 0
Commercial_Miscellaneous_New_Food Preparation_Natural Gas_Food Prep Other_E7_Codes & Standards Forecast | Commercial | Miscellaneous | New | Food Preparation | Natural Gas | Food Prep Other | E7 |  | Codes & Standards Forecast | 0 | 0 | 0 | 0 | 0 | 0 | 0 | 0 | 0 | 0 | 0 | 0 | 0 | 0 | 0 | 0 | 0 | 0 | 0 | 0 | 0 | 0 | 0 | 0 | 0 | 0 | 0 | 0 | 0 | 0 | 0 | 0
Commercial_Miscellaneous_New_Food Preparation_Natural Gas_Food Prep Other_E8_Codes & Standards Forecast | Commercial | Miscellaneous | New | Food Preparation | Natural Gas | Food Prep Other | E8 |  | Codes & Standards Forecast | 0 | 0 | 0 | 0 | 0 | 0 | 0 | 0 | 0 | 0 | 0 | 0 | 0 | 0 | 0 | 0 | 0 | 0 | 0 | 0 | 0 | 0 | 0 | 0 | 0 | 0 | 0 | 0 | 0 | 0 | 0 | 0
Commercial_Miscellaneous_New_Food Preparation_Natural Gas_Food Prep Other_E9_Codes & Standards Forecast | Commercial | Miscellaneous | New | Food Preparation | Natural Gas | Food Prep Other | E9 |  | Codes & Standards Forecast | 0 | 0 | 0 | 0 | 0 | 0 | 0 | 0 | 0 | 0 | 0 | 0 | 0 | 0 | 0 | 0 | 0 | 0 | 0 | 0 | 0 | 0 | 0 | 0 | 0 | 0 | 0 | 0 | 0 | 0 | 0 | 0
Commercial_Miscellaneous_New_Food Preparation_Natural Gas_Food Prep Other_E10_Codes & Standards Forecast | Commercial | Miscellaneous | New | Food Preparation | Natural Gas | Food Prep Other | E10 |  | Codes & Standards Forecast | 0 | 0 | 0 | 0 | 0 | 0 | 0 | 0 | 0 | 0 | 0 | 0 | 0 | 0 | 0 | 0 | 0 | 0 | 0 | 0 | 0 | 0 | 0 | 0 | 0 | 0 | 0 | 0 | 0 | 0 | 0 | 0
Commercial_Miscellaneous_New_Miscellaneous_Natural Gas_Pool Heater_E1_Codes & Standards Forecast | Commercial | Miscellaneous | New | Miscellaneous | Natural Gas | Pool Heater | E1 | Standard (EF .78) | Codes & Standards Forecast | [30 empty] | 1 | 1 | bar: 2019 to 2048
Commercial_Miscellaneous_New_Miscellaneous_Natural Gas_Pool Heater_E2_Codes & Standards Forecast | Commercial | Miscellaneous | New | Miscellaneous | Natural Gas | Pool Heater | E2 | Condensing (EF .90) | Codes & Standards Forecast | 0 | 0 | 0 | 0 | 0 | 0 | 0 | 0 | 0 | 0 | 0 | 0 | 0 | 0 | 0 | 0 | 0 | 0 | 0 | 0 | 0 | 0 | 0 | 0 | 0 | 0 | 0 | 0 | 0 | 0 | 0 | 0
Commercial_Miscellaneous_New_Miscellaneous_Natural Gas_Pool Heater_E3_Codes & Standards Forecast | Commercial | Miscellaneous | New | Miscellaneous | Natural Gas | Pool Heater | E3 |  | Codes & Standards Forecast | 0 | 0 | 0 | 0 | 0 | 0 | 0 | 0 | 0 | 0 | 0 | 0 | 0 | 0 | 0 | 0 | 0 | 0 | 0 | 0 | 0 | 0 | 0 | 0 | 0 | 0 | 0 | 0 | 0 | 0 | 0 | 0
Commercial_Miscellaneous_New_Miscellaneous_Natural Gas_Pool Heater_E4_Codes & Standards Forecast | Commercial | Miscellaneous | New | Miscellaneous | Natural Gas | Pool Heater | E4 |  | Codes & Standards Forecast | 0 | 0 | 0 | 0 | 0 | 0 | 0 | 0 | 0 | 0 | 0 | 0 | 0 | 0 | 0 | 0 | 0 | 0 | 0 | 0 | 0 | 0 | 0 | 0 | 0 | 0 | 0 | 0 | 0 | 0 | 0 | 0
Commercial_Miscellaneous_New_Miscellaneous_Natural Gas_Pool Heater_E5_Codes & Standards Forecast | Commercial | Miscellaneous | New | Miscellaneous | Natural Gas | Pool Heater | E5 |  | Codes & Standards Forecast | 0 | 0 | 0 | 0 | 0 | 0 | 0 | 0 | 0 | 0 | 0 | 0 | 0 | 0 | 0 | 0 | 0 | 0 | 0 | 0 | 0 | 0 | 0 | 0 | 0 | 0 | 0 | 0 | 0 | 0 | 0 | 0
Commercial_Miscellaneous_New_Miscellaneous_Natural Gas_Pool Heater_E6_Codes & Standards Forecast | Commercial | Miscellaneous | New | Miscellaneous | Natural Gas | Pool Heater | E6 |  | Codes & Standards Forecast | 0 | 0 | 0 | 0 | 0 | 0 | 0 | 0 | 0 | 0 | 0 | 0 | 0 | 0 | 0 | 0 | 0 | 0 | 0 | 0 | 0 | 0 | 0 | 0 | 0 | 0 | 0 | 0 | 0 | 0 | 0 | 0
Commercial_Miscellaneous_New_Miscellaneous_Natural Gas_Pool Heater_E7_Codes & Standards Forecast | Commercial | Miscellaneous | New | Miscellaneous | Natural Gas | Pool Heater | E7 |  | Codes & Standards Forecast | 0 | 0 | 0 | 0 | 0 | 0 | 0 | 0 | 0 | 0 | 0 | 0 | 0 | 0 | 0 | 0 | 0 | 0 | 0 | 0 | 0 | 0 | 0 | 0 | 0 | 0 | 0 | 0 | 0 | 0 | 0 | 0
Commercial_Miscellaneous_New_Miscellaneous_Natural Gas_Pool Heater_E8_Codes & Standards Forecast | Commercial | Miscellaneous | New | Miscellaneous | Natural Gas | Pool Heater | E8 |  | Codes & Standards Forecast | 0 | 0 | 0 | 0 | 0 | 0 | 0 | 0 | 0 | 0 | 0 | 0 | 0 | 0 | 0 | 0 | 0 | 0 | 0 | 0 | 0 | 0 | 0 | 0 | 0 | 0 | 0 | 0 | 0 | 0 | 0 | 0
Commercial_Miscellaneous_New_Miscellaneous_Natural Gas_Pool Heater_E9_Codes & Standards Forecast | Commercial | Miscellaneous | New | Miscellaneous | Natural Gas | Pool Heater | E9 |  | Codes & Standards Forecast | 0 | 0 | 0 | 0 | 0 | 0 | 0 | 0 | 0 | 0 | 0 | 0 | 0 | 0 | 0 | 0 | 0 | 0 | 0 | 0 | 0 | 0 | 0 | 0 | 0 | 0 | 0 | 0 | 0 | 0 | 0 | 0
Commercial_Miscellaneous_New_Miscellaneous_Natural Gas_Pool Heater_E10_Codes & Standards Forecast | Commercial | Miscellaneous | New | Miscellaneous | Natural Gas | Pool Heater | E10 |  | Codes & Standards Forecast | 0 | 0 | 0 | 0 | 0 | 0 | 0 | 0 | 0 | 0 | 0 | 0 | 0 | 0 | 0 | 0 | 0 | 0 | 0 | 0 | 0 | 0 | 0 | 0 | 0 | 0 | 0 | 0 | 0 | 0 | 0 | 0
Commercial_Miscellaneous_New_Miscellaneous_Natural Gas_Miscellaneous_E1_Codes & Standards Forecast | Commercial | Miscellaneous | New | Miscellaneous | Natural Gas | Miscellaneous | E1 | Miscellaneous | Codes & Standards Forecast | [30 empty] | 1 | 1 | bar: 2019 to 2048
Commercial_Miscellaneous_New_Miscellaneous_Natural Gas_Miscellaneous_E2_Codes & Standards Forecast | Commercial | Miscellaneous | New | Miscellaneous | Natural Gas | Miscellaneous | E2 |  | Codes & Standards Forecast | 0 | 0 | 0 | 0 | 0 | 0 | 0 | 0 | 0 | 0 | 0 | 0 | 0 | 0 | 0 | 0 | 0 | 0 | 0 | 0 | 0 | 0 | 0 | 0 | 0 | 0 | 0 | 0 | 0 | 0 | 0 | 0
Commercial_Miscellaneous_New_Miscellaneous_Natural Gas_Miscellaneous_E3_Codes & Standards Forecast | Commercial | Miscellaneous | New | Miscellaneous | Natural Gas | Miscellaneous | E3 |  | Codes & Standards Forecast | 0 | 0 | 0 | 0 | 0 | 0 | 0 | 0 | 0 | 0 | 0 | 0 | 0 | 0 | 0 | 0 | 0 | 0 | 0 | 0 | 0 | 0 | 0 | 0 | 0 | 0 | 0 | 0 | 0 | 0 | 0 | 0
Commercial_Miscellaneous_New_Miscellaneous_Natural Gas_Miscellaneous_E4_Codes & Standards Forecast | Commercial | Miscellaneous | New | Miscellaneous | Natural Gas | Miscellaneous | E4 |  | Codes & Standards Forecast | 0 | 0 | 0 | 0 | 0 | 0 | 0 | 0 | 0 | 0 | 0 | 0 | 0 | 0 | 0 | 0 | 0 | 0 | 0 | 0 | 0 | 0 | 0 | 0 | 0 | 0 | 0 | 0 | 0 | 0 | 0 | 0
Commercial_Miscellaneous_New_Miscellaneous_Natural Gas_Miscellaneous_E5_Codes & Standards Forecast | Commercial | Miscellaneous | New | Miscellaneous | Natural Gas | Miscellaneous | E5 |  | Codes & Standards Forecast | 0 | 0 | 0 | 0 | 0 | 0 | 0 | 0 | 0 | 0 | 0 | 0 | 0 | 0 | 0 | 0 | 0 | 0 | 0 | 0 | 0 | 0 | 0 | 0 | 0 | 0 | 0 | 0 | 0 | 0 | 0 | 0
Commercial_Miscellaneous_New_Miscellaneous_Natural Gas_Miscellaneous_E6_Codes & Standards Forecast | Commercial | Miscellaneous | New | Miscellaneous | Natural Gas | Miscellaneous | E6 |  | Codes & Standards Forecast | 0 | 0 | 0 | 0 | 0 | 0 | 0 | 0 | 0 | 0 | 0 | 0 | 0 | 0 | 0 | 0 | 0 | 0 | 0 | 0 | 0 | 0 | 0 | 0 | 0 | 0 | 0 | 0 | 0 | 0 | 0 | 0
Commercial_Miscellaneous_New_Miscellaneous_Natural Gas_Miscellaneous_E7_Codes & Standards Forecast | Commercial | Miscellaneous | New | Miscellaneous | Natural Gas | Miscellaneous | E7 |  | Codes & Standards Forecast | 0 | 0 | 0 | 0 | 0 | 0 | 0 | 0 | 0 | 0 | 0 | 0 | 0 | 0 | 0 | 0 | 0 | 0 | 0 | 0 | 0 | 0 | 0 | 0 | 0 | 0 | 0 | 0 | 0 | 0 | 0 | 0
Commercial_Miscellaneous_New_Miscellaneous_Natural Gas_Miscellaneous_E8_Codes & Standards Forecast | Commercial | Miscellaneous | New | Miscellaneous | Natural Gas | Miscellaneous | E8 |  | Codes & Standards Forecast | 0 | 0 | 0 | 0 | 0 | 0 | 0 | 0 | 0 | 0 | 0 | 0 | 0 | 0 | 0 | 0 | 0 | 0 | 0 | 0 | 0 | 0 | 0 | 0 | 0 | 0 | 0 | 0 | 0 | 0 | 0 | 0
Commercial_Miscellaneous_New_Miscellaneous_Natural Gas_Miscellaneous_E9_Codes & Standards Forecast | Commercial | Miscellaneous | New | Miscellaneous | Natural Gas | Miscellaneous | E9 |  | Codes & Standards Forecast | 0 | 0 | 0 | 0 | 0 | 0 | 0 | 0 | 0 | 0 | 0 | 0 | 0 | 0 | 0 | 0 | 0 | 0 | 0 | 0 | 0 | 0 | 0 | 0 | 0 | 0 | 0 | 0 | 0 | 0 | 0 | 0
Commercial_Miscellaneous_New_Miscellaneous_Natural Gas_Miscellaneous_E10_Codes & Standards Forecast | Commercial | Miscellaneous | New | Miscellaneous | Natural Gas | Miscellaneous | E10 |  | Codes & Standards Forecast | 0 | 0 | 0 | 0 | 0 | 0 | 0 | 0 | 0 | 0 | 0 | 0 | 0 | 0 | 0 | 0 | 0 | 0 | 0 | 0 | 0 | 0 | 0 | 0 | 0 | 0 | 0 | 0 | 0 | 0 | 0 | 0

## UECs & EUIs
Key | Sector | Segment | Vintage | End Use | Fuel | Technology | Existing Unit Usage | New Unit Usage | Peak Factor (S) | Peak Factor (W) | Min. Lifetime | Max. Lifetime | Turnover | Group Enduses | Primary Enduse | Logit Model
Commercial_Office_Existing_Space Heating_Natural Gas_Furnace | Commercial | Office | Existing | Space Heating | Natural Gas | Furnace | 0.10911 | 0.095507 | 0 | 0 | 10 | 26 | Normal | FALSE | FALSE | 1
Commercial_Office_Existing_Space Heating_Natural Gas_Boiler | Commercial | Office | Existing | Space Heating | Natural Gas | Boiler | 0.44335 | 0.41103 | 0 | 0 | 20 | 30 | Normal | FALSE | FALSE | 1
Commercial_Office_Existing_Space Heating_Natural Gas_Unit Heater | Commercial | Office | Existing | Space Heating | Natural Gas | Unit Heater | 0.29788 | 0.29788 | 0 | 0 | 15 | 25 | Normal | FALSE | FALSE | 1
Commercial_Office_Existing_Water Heating_Natural Gas_Water Heater | Commercial | Office | Existing | Water Heating | Natural Gas | Water Heater | 0.040852 | 0.031531 | 0 | 0 | 10 | 20 | Normal | FALSE | FALSE | 1
Commercial_Office_Existing_Food Preparation_Natural Gas_Oven | Commercial | Office | Existing | Food Preparation | Natural Gas | Oven | 0.012534 | 0.012534 | 0 | 0 | 8 | 12 | Normal | FALSE | FALSE | 1
Commercial_Office_Existing_Food Preparation_Natural Gas_Conveyor Oven | Commercial | Office | Existing | Food Preparation | Natural Gas | Conveyor Oven | 0.021447 | 0.021447 | 0 | 0 | 15 | 19 | Normal | FALSE | FALSE | 1
Commercial_Office_Existing_Food Preparation_Natural Gas_Double Rack Oven | Commercial | Office | Existing | Food Preparation | Natural Gas | Double Rack Oven | 0.032582 | 0.032582 | 0 | 0 | 8 | 16 | Normal | FALSE | FALSE | 1
Commercial_Office_Existing_Food Preparation_Natural Gas_Fryer | Commercial | Office | Existing | Food Preparation | Natural Gas | Fryer | 0.020275 | 0.020275 | 0 | 0 | 10 | 20 | Normal | FALSE | FALSE | 1
Commercial_Office_Existing_Food Preparation_Natural Gas_Broiler | Commercial | Office | Existing | Food Preparation | Natural Gas | Broiler | 0.020826 | 0.020826 | 0 | 0 | 8 | 16 | Normal | FALSE | FALSE | 1
Commercial_Office_Existing_Food Preparation_Natural Gas_Griddle | Commercial | Office | Existing | Food Preparation | Natural Gas | Griddle | 0.014803 | 0.014803 | 0 | 0 | 8 | 16 | Normal | FALSE | FALSE | 1
Commercial_Office_Existing_Food Preparation_Natural Gas_Range | Commercial | Office | Existing | Food Preparation | Natural Gas | Range | 0.015355 | 0.015355 | 0 | 0 | 8 | 12 | Normal | FALSE | FALSE | 1
Commercial_Office_Existing_Food Preparation_Natural Gas_Steamer | Commercial | Office | Existing | Food Preparation | Natural Gas | Steamer | 0.025645 | 0.025645 | 0 | 0 | 8 | 16 | Normal | FALSE | FALSE | 1
Commercial_Office_Existing_Food Preparation_Natural Gas_Food Prep Other | Commercial | Office | Existing | Food Preparation | Natural Gas | Food Prep Other | 0.01824 | 0.01824 | 0 | 0 | 8 | 12 | Normal | FALSE | FALSE | 1
Commercial_Office_Existing_Miscellaneous_Natural Gas_Pool Heater | Commercial | Office | Existing | Miscellaneous | Natural Gas | Pool Heater | 0.00012746 | 0.00012746 | 0 | 0 | 4 | 8 | Normal | FALSE | FALSE | 1
Commercial_Office_Existing_Miscellaneous_Natural Gas_Miscellaneous | Commercial | Office | Existing | Miscellaneous | Natural Gas | Miscellaneous | 0.00021416 | 0.00021416 | 0 | 0 | 2 | 8 | Normal | FALSE | FALSE | 1
Commercial_Office_New_Space Heating_Natural Gas_Furnace | Commercial | Office | New | Space Heating | Natural Gas | Furnace | 0 | 0.095482 | 0 | 0 | 10 | 26 | Normal | FALSE | FALSE | 1
Commercial_Office_New_Space Heating_Natural Gas_Boiler | Commercial | Office | New | Space Heating | Natural Gas | Boiler | 0 | 0.42113 | 0 | 0 | 20 | 30 | Normal | FALSE | FALSE | 1
Commercial_Office_New_Space Heating_Natural Gas_Unit Heater | Commercial | Office | New | Space Heating | Natural Gas | Unit Heater | 0 | 0.29788 | 0 | 0 | 15 | 25 | Normal | FALSE | FALSE | 1
Commercial_Office_New_Water Heating_Natural Gas_Water Heater | Commercial | Office | New | Water Heating | Natural Gas | Water Heater | 0 | 0.031531 | 0 | 0 | 10 | 20 | Normal | FALSE | FALSE | 1
Commercial_Office_New_Food Preparation_Natural Gas_Oven | Commercial | Office | New | Food Preparation | Natural Gas | Oven | 0 | 0.012534 | 0 | 0 | 8 | 12 | Normal | FALSE | FALSE | 1
Commercial_Office_New_Food Preparation_Natural Gas_Conveyor Oven | Commercial | Office | New | Food Preparation | Natural Gas | Conveyor Oven | 0 | 0.021447 | 0 | 0 | 15 | 19 | Normal | FALSE | FALSE | 1
Commercial_Office_New_Food Preparation_Natural Gas_Double Rack Oven | Commercial | Office | New | Food Preparation | Natural Gas | Double Rack Oven | 0 | 0.032582 | 0 | 0 | 8 | 16 | Normal | FALSE | FALSE | 1
Commercial_Office_New_Food Preparation_Natural Gas_Fryer | Commercial | Office | New | Food Preparation | Natural Gas | Fryer | 0 | 0.020275 | 0 | 0 | 10 | 20 | Normal | FALSE | FALSE | 1
Commercial_Office_New_Food Preparation_Natural Gas_Broiler | Commercial | Office | New | Food Preparation | Natural Gas | Broiler | 0 | 0.020826 | 0 | 0 | 8 | 16 | Normal | FALSE | FALSE | 1
Commercial_Office_New_Food Preparation_Natural Gas_Griddle | Commercial | Office | New | Food Preparation | Natural Gas | Griddle | 0 | 0.014803 | 0 | 0 | 8 | 16 | Normal | FALSE | FALSE | 1
Commercial_Office_New_Food Preparation_Natural Gas_Range | Commercial | Office | New | Food Preparation | Natural Gas | Range | 0 | 0.015355 | 0 | 0 | 8 | 12 | Normal | FALSE | FALSE | 1
Commercial_Office_New_Food Preparation_Natural Gas_Steamer | Commercial | Office | New | Food Preparation | Natural Gas | Steamer | 0 | 0.025645 | 0 | 0 | 8 | 16 | Normal | FALSE | FALSE | 1
Commercial_Office_New_Food Preparation_Natural Gas_Food Prep Other | Commercial | Office | New | Food Preparation | Natural Gas | Food Prep Other | 0 | 0.01824 | 0 | 0 | 8 | 12 | Normal | FALSE | FALSE | 1
Commercial_Office_New_Miscellaneous_Natural Gas_Pool Heater | Commercial | Office | New | Miscellaneous | Natural Gas | Pool Heater | 0 | 0.00012746 | 0 | 0 | 4 | 8 | Normal | FALSE | FALSE | 1
Commercial_Office_New_Miscellaneous_Natural Gas_Miscellaneous | Commercial | Office | New | Miscellaneous | Natural Gas | Miscellaneous | 0 | 0.00021416 | 0 | 0 | 2 | 8 | Normal | FALSE | FALSE | 1
Commercial_Retail_Existing_Space Heating_Natural Gas_Furnace | Commercial | Retail | Existing | Space Heating | Natural Gas | Furnace | 0.17113 | 0.14971 | 0 | 0 | 10 | 26 | Normal | FALSE | FALSE | 1
Commercial_Retail_Existing_Space Heating_Natural Gas_Boiler | Commercial | Retail | Existing | Space Heating | Natural Gas | Boiler | 0.67859 | 0.61587 | 0 | 0 | 20 | 30 | Normal | FALSE | FALSE | 1
Commercial_Retail_Existing_Space Heating_Natural Gas_Unit Heater | Commercial | Retail | Existing | Space Heating | Natural Gas | Unit Heater | 0.45593 | 0.45593 | 0 | 0 | 15 | 25 | Normal | FALSE | FALSE | 1
Commercial_Retail_Existing_Water Heating_Natural Gas_Water Heater | Commercial | Retail | Existing | Water Heating | Natural Gas | Water Heater | 0.15884 | 0.12256 | 0 | 0 | 10 | 20 | Normal | FALSE | FALSE | 1
Commercial_Retail_Existing_Food Preparation_Natural Gas_Oven | Commercial | Retail | Existing | Food Preparation | Natural Gas | Oven | 0.026158 | 0.026158 | 0 | 0 | 8 | 12 | Normal | FALSE | FALSE | 1
Commercial_Retail_Existing_Food Preparation_Natural Gas_Conveyor Oven | Commercial | Retail | Existing | Food Preparation | Natural Gas | Conveyor Oven | 0.044758 | 0.044758 | 0 | 0 | 15 | 19 | Normal | FALSE | FALSE | 1
Commercial_Retail_Existing_Food Preparation_Natural Gas_Double Rack Oven | Commercial | Retail | Existing | Food Preparation | Natural Gas | Double Rack Oven | 0.067996 | 0.067996 | 0 | 0 | 8 | 16 | Normal | FALSE | FALSE | 1
Commercial_Retail_Existing_Food Preparation_Natural Gas_Fryer | Commercial | Retail | Existing | Food Preparation | Natural Gas | Fryer | 0.042313 | 0.042313 | 0 | 0 | 10 | 20 | Normal | FALSE | FALSE | 1
Commercial_Retail_Existing_Food Preparation_Natural Gas_Broiler | Commercial | Retail | Existing | Food Preparation | Natural Gas | Broiler | 0.043463 | 0.043463 | 0 | 0 | 8 | 16 | Normal | FALSE | FALSE | 1
Commercial_Retail_Existing_Food Preparation_Natural Gas_Griddle | Commercial | Retail | Existing | Food Preparation | Natural Gas | Griddle | 0.030892 | 0.030892 | 0 | 0 | 8 | 16 | Normal | FALSE | FALSE | 1
Commercial_Retail_Existing_Food Preparation_Natural Gas_Range | Commercial | Retail | Existing | Food Preparation | Natural Gas | Range | 0.032045 | 0.032045 | 0 | 0 | 8 | 12 | Normal | FALSE | FALSE | 1
Commercial_Retail_Existing_Food Preparation_Natural Gas_Steamer | Commercial | Retail | Existing | Food Preparation | Natural Gas | Steamer | 0.05352 | 0.05352 | 0 | 0 | 8 | 16 | Normal | FALSE | FALSE | 1
Commercial_Retail_Existing_Food Preparation_Natural Gas_Food Prep Other | Commercial | Retail | Existing | Food Preparation | Natural Gas | Food Prep Other | 0.038065 | 0.038065 | 0 | 0 | 8 | 12 | Normal | FALSE | FALSE | 1
Commercial_Retail_Existing_Miscellaneous_Natural Gas_Pool Heater | Commercial | Retail | Existing | Miscellaneous | Natural Gas | Pool Heater | 0.00015529 | 0.00015529 | 0 | 0 | 4 | 8 | Normal | FALSE | FALSE | 1
Commercial_Retail_Existing_Miscellaneous_Natural Gas_Miscellaneous | Commercial | Retail | Existing | Miscellaneous | Natural Gas | Miscellaneous | 0.00010421 | 0.00010421 | 0 | 0 | 2 | 8 | Normal | FALSE | FALSE | 1
Commercial_Retail_New_Space Heating_Natural Gas_Furnace | Commercial | Retail | New | Space Heating | Natural Gas | Furnace | 0 | 0.1497 | 0 | 0 | 10 | 26 | Normal | FALSE | FALSE | 1
Commercial_Retail_New_Space Heating_Natural Gas_Boiler | Commercial | Retail | New | Space Heating | Natural Gas | Boiler | 0 | 0.63068 | 0 | 0 | 20 | 30 | Normal | FALSE | FALSE | 1
Commercial_Retail_New_Space Heating_Natural Gas_Unit Heater | Commercial | Retail | New | Space Heating | Natural Gas | Unit Heater | 0 | 0.45593 | 0 | 0 | 15 | 25 | Normal | FALSE | FALSE | 1
Commercial_Retail_New_Water Heating_Natural Gas_Water Heater | Commercial | Retail | New | Water Heating | Natural Gas | Water Heater | 0 | 0.12256 | 0 | 0 | 10 | 20 | Normal | FALSE | FALSE | 1
Commercial_Retail_New_Food Preparation_Natural Gas_Oven | Commercial | Retail | New | Food Preparation | Natural Gas | Oven | 0 | 0.026158 | 0 | 0 | 8 | 12 | Normal | FALSE | FALSE | 1
Commercial_Retail_New_Food Preparation_Natural Gas_Conveyor Oven | Commercial | Retail | New | Food Preparation | Natural Gas | Conveyor Oven | 0 | 0.044758 | 0 | 0 | 15 | 19 | Normal | FALSE | FALSE | 1
Commercial_Retail_New_Food Preparation_Natural Gas_Double Rack Oven | Commercial | Retail | New | Food Preparation | Natural Gas | Double Rack Oven | 0 | 0.067996 | 0 | 0 | 8 | 16 | Normal | FALSE | FALSE | 1
Commercial_Retail_New_Food Preparation_Natural Gas_Fryer | Commercial | Retail | New | Food Preparation | Natural Gas | Fryer | 0 | 0.042313 | 0 | 0 | 10 | 20 | Normal | FALSE | FALSE | 1
Commercial_Retail_New_Food Preparation_Natural Gas_Broiler | Commercial | Retail | New | Food Preparation | Natural Gas | Broiler | 0 | 0.043463 | 0 | 0 | 8 | 16 | Normal | FALSE | FALSE | 1
Commercial_Retail_New_Food Preparation_Natural Gas_Griddle | Commercial | Retail | New | Food Preparation | Natural Gas | Griddle | 0 | 0.030892 | 0 | 0 | 8 | 16 | Normal | FALSE | FALSE | 1
Commercial_Retail_New_Food Preparation_Natural Gas_Range | Commercial | Retail | New | Food Preparation | Natural Gas | Range | 0 | 0.032045 | 0 | 0 | 8 | 12 | Normal | FALSE | FALSE | 1
Commercial_Retail_New_Food Preparation_Natural Gas_Steamer | Commercial | Retail | New | Food Preparation | Natural Gas | Steamer | 0 | 0.05352 | 0 | 0 | 8 | 16 | Normal | FALSE | FALSE | 1
Commercial_Retail_New_Food Preparation_Natural Gas_Food Prep Other | Commercial | Retail | New | Food Preparation | Natural Gas | Food Prep Other | 0 | 0.038065 | 0 | 0 | 8 | 12 | Normal | FALSE | FALSE | 1
Commercial_Retail_New_Miscellaneous_Natural Gas_Pool Heater | Commercial | Retail | New | Miscellaneous | Natural Gas | Pool Heater | 0 | 0.00015529 | 0 | 0 | 4 | 8 | Normal | FALSE | FALSE | 1
Commercial_Retail_New_Miscellaneous_Natural Gas_Miscellaneous | Commercial | Retail | New | Miscellaneous | Natural Gas | Miscellaneous | 0 | 0.00010421 | 0 | 0 | 2 | 8 | Normal | FALSE | FALSE | 1
Commercial_Restaurant_Existing_Space Heating_Natural Gas_Furnace | Commercial | Restaurant | Existing | Space Heating | Natural Gas | Furnace | 0.41739 | 0.3653 | 0 | 0 | 10 | 26 | Normal | FALSE | FALSE | 1
Commercial_Restaurant_Existing_Space Heating_Natural Gas_Boiler | Commercial | Restaurant | Existing | Space Heating | Natural Gas | Boiler | 1.3464 | 1.2224 | 0 | 0 | 20 | 30 | Normal | FALSE | FALSE | 1
Commercial_Restaurant_Existing_Space Heating_Natural Gas_Unit Heater | Commercial | Restaurant | Existing | Space Heating | Natural Gas | Unit Heater | 0.90461 | 0.90461 | 0 | 0 | 15 | 25 | Normal | FALSE | FALSE | 1
Commercial_Restaurant_Existing_Water Heating_Natural Gas_Water Heater | Commercial | Restaurant | Existing | Water Heating | Natural Gas | Water Heater | 0.96836 | 0.74684 | 0 | 0 | 10 | 20 | Normal | FALSE | FALSE | 1
Commercial_Restaurant_Existing_Food Preparation_Natural Gas_Oven | Commercial | Restaurant | Existing | Food Preparation | Natural Gas | Oven | 0.51436 | 0.51436 | 0 | 0 | 8 | 12 | Normal | FALSE | FALSE | 1
Commercial_Restaurant_Existing_Food Preparation_Natural Gas_Conveyor Oven | Commercial | Restaurant | Existing | Food Preparation | Natural Gas | Conveyor Oven | 0.8801 | 0.8801 | 0 | 0 | 15 | 19 | Normal | FALSE | FALSE | 1
Commercial_Restaurant_Existing_Food Preparation_Natural Gas_Double Rack Oven | Commercial | Restaurant | Existing | Food Preparation | Natural Gas | Double Rack Oven | 1.337 | 1.337 | 0 | 0 | 8 | 16 | Normal | FALSE | FALSE | 1
Commercial_Restaurant_Existing_Food Preparation_Natural Gas_Fryer | Commercial | Restaurant | Existing | Food Preparation | Natural Gas | Fryer | 0.83202 | 0.83202 | 0 | 0 | 10 | 20 | Normal | FALSE | FALSE | 1
Commercial_Restaurant_Existing_Food Preparation_Natural Gas_Broiler | Commercial | Restaurant | Existing | Food Preparation | Natural Gas | Broiler | 0.85464 | 0.85464 | 0 | 0 | 8 | 16 | Normal | FALSE | FALSE | 1
Commercial_Restaurant_Existing_Food Preparation_Natural Gas_Griddle | Commercial | Restaurant | Existing | Food Preparation | Natural Gas | Griddle | 0.60745 | 0.60745 | 0 | 0 | 8 | 16 | Normal | FALSE | FALSE | 1
Commercial_Restaurant_Existing_Food Preparation_Natural Gas_Range | Commercial | Restaurant | Existing | Food Preparation | Natural Gas | Range | 0.63011 | 0.63011 | 0 | 0 | 8 | 12 | Normal | FALSE | FALSE | 1
Commercial_Restaurant_Existing_Food Preparation_Natural Gas_Steamer | Commercial | Restaurant | Existing | Food Preparation | Natural Gas | Steamer | 1.0524 | 1.0524 | 0 | 0 | 8 | 16 | Normal | FALSE | FALSE | 1
Commercial_Restaurant_Existing_Food Preparation_Natural Gas_Food Prep Other | Commercial | Restaurant | Existing | Food Preparation | Natural Gas | Food Prep Other | 0.74849 | 0.74849 | 0 | 0 | 8 | 12 | Normal | FALSE | FALSE | 1
Commercial_Restaurant_Existing_Miscellaneous_Natural Gas_Pool Heater | Commercial | Restaurant | Existing | Miscellaneous | Natural Gas | Pool Heater | 0.00054521 | 0.00054521 | 0 | 0 | 4 | 8 | Normal | FALSE | FALSE | 1
Commercial_Restaurant_Existing_Miscellaneous_Natural Gas_Miscellaneous | Commercial | Restaurant | Existing | Miscellaneous | Natural Gas | Miscellaneous | 0.00051313 | 0.00051313 | 0 | 0 | 2 | 8 | Normal | FALSE | FALSE | 1
Commercial_Restaurant_New_Space Heating_Natural Gas_Furnace | Commercial | Restaurant | New | Space Heating | Natural Gas | Furnace | 0 | 0.36526 | 0 | 0 | 10 | 26 | Normal | FALSE | FALSE | 1
Commercial_Restaurant_New_Space Heating_Natural Gas_Boiler | Commercial | Restaurant | New | Space Heating | Natural Gas | Boiler | 0 | 1.2381 | 0 | 0 | 20 | 30 | Normal | FALSE | FALSE | 1
Commercial_Restaurant_New_Space Heating_Natural Gas_Unit Heater | Commercial | Restaurant | New | Space Heating | Natural Gas | Unit Heater | 0 | 0.90461 | 0 | 0 | 15 | 25 | Normal | FALSE | FALSE | 1
Commercial_Restaurant_New_Water Heating_Natural Gas_Water Heater | Commercial | Restaurant | New | Water Heating | Natural Gas | Water Heater | 0 | 0.74684 | 0 | 0 | 10 | 20 | Normal | FALSE | FALSE | 1
Commercial_Restaurant_New_Food Preparation_Natural Gas_Oven | Commercial | Restaurant | New | Food Preparation | Natural Gas | Oven | 0 | 0.51436 | 0 | 0 | 8 | 12 | Normal | FALSE | FALSE | 1
Commercial_Restaurant_New_Food Preparation_Natural Gas_Conveyor Oven | Commercial | Restaurant | New | Food Preparation | Natural Gas | Conveyor Oven | 0 | 0.8801 | 0 | 0 | 15 | 19 | Normal | FALSE | FALSE | 1
Commercial_Restaurant_New_Food Preparation_Natural Gas_Double Rack Oven | Commercial | Restaurant | New | Food Preparation | Natural Gas | Double Rack Oven | 0 | 1.337 | 0 | 0 | 8 | 16 | Normal | FALSE | FALSE | 1
Commercial_Restaurant_New_Food Preparation_Natural Gas_Fryer | Commercial | Restaurant | New | Food Preparation | Natural Gas | Fryer | 0 | 0.83202 | 0 | 0 | 10 | 20 | Normal | FALSE | FALSE | 1
Commercial_Restaurant_New_Food Preparation_Natural Gas_Broiler | Commercial | Restaurant | New | Food Preparation | Natural Gas | Broiler | 0 | 0.85464 | 0 | 0 | 8 | 16 | Normal | FALSE | FALSE | 1
Commercial_Restaurant_New_Food Preparation_Natural Gas_Griddle | Commercial | Restaurant | New | Food Preparation | Natural Gas | Griddle | 0 | 0.60745 | 0 | 0 | 8 | 16 | Normal | FALSE | FALSE | 1
Commercial_Restaurant_New_Food Preparation_Natural Gas_Range | Commercial | Restaurant | New | Food Preparation | Natural Gas | Range | 0 | 0.63011 | 0 | 0 | 8 | 12 | Normal | FALSE | FALSE | 1
Commercial_Restaurant_New_Food Preparation_Natural Gas_Steamer | Commercial | Restaurant | New | Food Preparation | Natural Gas | Steamer | 0 | 1.0524 | 0 | 0 | 8 | 16 | Normal | FALSE | FALSE | 1
Commercial_Restaurant_New_Food Preparation_Natural Gas_Food Prep Other | Commercial | Restaurant | New | Food Preparation | Natural Gas | Food Prep Other | 0 | 0.74849 | 0 | 0 | 8 | 12 | Normal | FALSE | FALSE | 1
Commercial_Restaurant_New_Miscellaneous_Natural Gas_Pool Heater | Commercial | Restaurant | New | Miscellaneous | Natural Gas | Pool Heater | 0 | 0.00054521 | 0 | 0 | 4 | 8 | Normal | FALSE | FALSE | 1
Commercial_Restaurant_New_Miscellaneous_Natural Gas_Miscellaneous | Commercial | Restaurant | New | Miscellaneous | Natural Gas | Miscellaneous | 0 | 0.00051313 | 0 | 0 | 2 | 8 | Normal | FALSE | FALSE | 1
Commercial_Grocery_Existing_Space Heating_Natural Gas_Furnace | Commercial | Grocery | Existing | Space Heating | Natural Gas | Furnace | 0.48079 | 0.42069 | 0 | 0 | 10 | 26 | Normal | FALSE | FALSE | 1
Commercial_Grocery_Existing_Space Heating_Natural Gas_Boiler | Commercial | Grocery | Existing | Space Heating | Natural Gas | Boiler | 1.9065 | 1.6249 | 0 | 0 | 20 | 30 | Normal | FALSE | FALSE | 1
Commercial_Grocery_Existing_Space Heating_Natural Gas_Unit Heater | Commercial | Grocery | Existing | Space Heating | Natural Gas | Unit Heater | 1.281 | 1.281 | 0 | 0 | 15 | 25 | Normal | FALSE | FALSE | 1
Commercial_Grocery_Existing_Water Heating_Natural Gas_Water Heater | Commercial | Grocery | Existing | Water Heating | Natural Gas | Water Heater | 0.21201 | 0.16355 | 0 | 0 | 10 | 20 | Normal | FALSE | FALSE | 1
Commercial_Grocery_Existing_Food Preparation_Natural Gas_Oven | Commercial | Grocery | Existing | Food Preparation | Natural Gas | Oven | 0.26259 | 0.26259 | 0 | 0 | 8 | 12 | Normal | FALSE | FALSE | 1
Commercial_Grocery_Existing_Food Preparation_Natural Gas_Conveyor Oven | Commercial | Grocery | Existing | Food Preparation | Natural Gas | Conveyor Oven | 0.44932 | 0.44932 | 0 | 0 | 15 | 19 | Normal | FALSE | FALSE | 1
Commercial_Grocery_Existing_Food Preparation_Natural Gas_Double Rack Oven | Commercial | Grocery | Existing | Food Preparation | Natural Gas | Double Rack Oven | 0.68259 | 0.68259 | 0 | 0 | 8 | 16 | Normal | FALSE | FALSE | 1
Commercial_Grocery_Existing_Food Preparation_Natural Gas_Fryer | Commercial | Grocery | Existing | Food Preparation | Natural Gas | Fryer | 0.42477 | 0.42477 | 0 | 0 | 10 | 20 | Normal | FALSE | FALSE | 1
Commercial_Grocery_Existing_Food Preparation_Natural Gas_Broiler | Commercial | Grocery | Existing | Food Preparation | Natural Gas | Broiler | 0.43631 | 0.43631 | 0 | 0 | 8 | 16 | Normal | FALSE | FALSE | 1
Commercial_Grocery_Existing_Food Preparation_Natural Gas_Griddle | Commercial | Grocery | Existing | Food Preparation | Natural Gas | Griddle | 0.31012 | 0.31012 | 0 | 0 | 8 | 16 | Normal | FALSE | FALSE | 1
Commercial_Grocery_Existing_Food Preparation_Natural Gas_Range | Commercial | Grocery | Existing | Food Preparation | Natural Gas | Range | 0.32169 | 0.32169 | 0 | 0 | 8 | 12 | Normal | FALSE | FALSE | 1
Commercial_Grocery_Existing_Food Preparation_Natural Gas_Steamer | Commercial | Grocery | Existing | Food Preparation | Natural Gas | Steamer | 0.53727 | 0.53727 | 0 | 0 | 8 | 16 | Normal | FALSE | FALSE | 1
Commercial_Grocery_Existing_Food Preparation_Natural Gas_Food Prep Other | Commercial | Grocery | Existing | Food Preparation | Natural Gas | Food Prep Other | 0.38213 | 0.38213 | 0 | 0 | 8 | 12 | Normal | FALSE | FALSE | 1
Commercial_Grocery_Existing_Miscellaneous_Natural Gas_Pool Heater | Commercial | Grocery | Existing | Miscellaneous | Natural Gas | Pool Heater | 0.00039566 | 0.00039566 | 0 | 0 | 4 | 8 | Normal | FALSE | FALSE | 1
Commercial_Grocery_Existing_Miscellaneous_Natural Gas_Miscellaneous | Commercial | Grocery | Existing | Miscellaneous | Natural Gas | Miscellaneous | 0.0005123 | 0.0005123 | 0 | 0 | 2 | 8 | Normal | FALSE | FALSE | 1
Commercial_Grocery_New_Space Heating_Natural Gas_Furnace | Commercial | Grocery | New | Space Heating | Natural Gas | Furnace | 0 | 0.4207 | 0 | 0 | 10 | 26 | Normal | FALSE | FALSE | 1
Commercial_Grocery_New_Space Heating_Natural Gas_Boiler | Commercial | Grocery | New | Space Heating | Natural Gas | Boiler | 0 | 1.6249 | 0 | 0 | 20 | 30 | Normal | FALSE | FALSE | 1
Commercial_Grocery_New_Space Heating_Natural Gas_Unit Heater | Commercial | Grocery | New | Space Heating | Natural Gas | Unit Heater | 0 | 1.281 | 0 | 0 | 15 | 25 | Normal | FALSE | FALSE | 1
Commercial_Grocery_New_Water Heating_Natural Gas_Water Heater | Commercial | Grocery | New | Water Heating | Natural Gas | Water Heater | 0 | 0.16354 | 0 | 0 | 10 | 20 | Normal | FALSE | FALSE | 1
Commercial_Grocery_New_Food Preparation_Natural Gas_Oven | Commercial | Grocery | New | Food Preparation | Natural Gas | Oven | 0 | 0.26259 | 0 | 0 | 8 | 12 | Normal | FALSE | FALSE | 1
Commercial_Grocery_New_Food Preparation_Natural Gas_Conveyor Oven | Commercial | Grocery | New | Food Preparation | Natural Gas | Conveyor Oven | 0 | 0.44932 | 0 | 0 | 15 | 19 | Normal | FALSE | FALSE | 1
Commercial_Grocery_New_Food Preparation_Natural Gas_Double Rack Oven | Commercial | Grocery | New | Food Preparation | Natural Gas | Double Rack Oven | 0 | 0.68259 | 0 | 0 | 8 | 16 | Normal | FALSE | FALSE | 1
Commercial_Grocery_New_Food Preparation_Natural Gas_Fryer | Commercial | Grocery | New | Food Preparation | Natural Gas | Fryer | 0 | 0.42477 | 0 | 0 | 10 | 20 | Normal | FALSE | FALSE | 1
Commercial_Grocery_New_Food Preparation_Natural Gas_Broiler | Commercial | Grocery | New | Food Preparation | Natural Gas | Broiler | 0 | 0.43631 | 0 | 0 | 8 | 16 | Normal | FALSE | FALSE | 1
Commercial_Grocery_New_Food Preparation_Natural Gas_Griddle | Commercial | Grocery | New | Food Preparation | Natural Gas | Griddle | 0 | 0.31012 | 0 | 0 | 8 | 16 | Normal | FALSE | FALSE | 1
Commercial_Grocery_New_Food Preparation_Natural Gas_Range | Commercial | Grocery | New | Food Preparation | Natural Gas | Range | 0 | 0.32169 | 0 | 0 | 8 | 12 | Normal | FALSE | FALSE | 1
Commercial_Grocery_New_Food Preparation_Natural Gas_Steamer | Commercial | Grocery | New | Food Preparation | Natural Gas | Steamer | 0 | 0.53727 | 0 | 0 | 8 | 16 | Normal | FALSE | FALSE | 1
Commercial_Grocery_New_Food Preparation_Natural Gas_Food Prep Other | Commercial | Grocery | New | Food Preparation | Natural Gas | Food Prep Other | 0 | 0.38213 | 0 | 0 | 8 | 12 | Normal | FALSE | FALSE | 1
Commercial_Grocery_New_Miscellaneous_Natural Gas_Pool Heater | Commercial | Grocery | New | Miscellaneous | Natural Gas | Pool Heater | 0 | 0.00039566 | 0 | 0 | 4 | 8 | Normal | FALSE | FALSE | 1
Commercial_Grocery_New_Miscellaneous_Natural Gas_Miscellaneous | Commercial | Grocery | New | Miscellaneous | Natural Gas | Miscellaneous | 0 | 0.0005123 | 0 | 0 | 2 | 8 | Normal | FALSE | FALSE | 1
Commercial_Education_Existing_Space Heating_Natural Gas_Furnace | Commercial | Education | Existing | Space Heating | Natural Gas | Furnace | 0.17137 | 0.14994 | 0 | 0 | 10 | 26 | Normal | FALSE | FALSE | 1
Commercial_Education_Existing_Space Heating_Natural Gas_Boiler | Commercial | Education | Existing | Space Heating | Natural Gas | Boiler | 0.31112 | 0.27676 | 0 | 0 | 20 | 30 | Normal | FALSE | FALSE | 1
Commercial_Education_Existing_Space Heating_Natural Gas_Unit Heater | Commercial | Education | Existing | Space Heating | Natural Gas | Unit Heater | 0.20904 | 0.20904 | 0 | 0 | 15 | 25 | Normal | FALSE | FALSE | 1
Commercial_Education_Existing_Water Heating_Natural Gas_Water Heater | Commercial | Education | Existing | Water Heating | Natural Gas | Water Heater | 0.06919 | 0.053393 | 0 | 0 | 10 | 20 | Normal | FALSE | FALSE | 1
Commercial_Education_Existing_Food Preparation_Natural Gas_Oven | Commercial | Education | Existing | Food Preparation | Natural Gas | Oven | 0.00079178 | 0.00079178 | 0 | 0 | 8 | 12 | Normal | FALSE | FALSE | 1
Commercial_Education_Existing_Food Preparation_Natural Gas_Conveyor Oven | Commercial | Education | Existing | Food Preparation | Natural Gas | Conveyor Oven | 0.0013548 | 0.0013548 | 0 | 0 | 15 | 19 | Normal | FALSE | FALSE | 1
Commercial_Education_Existing_Food Preparation_Natural Gas_Double Rack Oven | Commercial | Education | Existing | Food Preparation | Natural Gas | Double Rack Oven | 0.0020582 | 0.0020582 | 0 | 0 | 8 | 16 | Normal | FALSE | FALSE | 1
Commercial_Education_Existing_Food Preparation_Natural Gas_Fryer | Commercial | Education | Existing | Food Preparation | Natural Gas | Fryer | 0.0012808 | 0.0012808 | 0 | 0 | 10 | 20 | Normal | FALSE | FALSE | 1
Commercial_Education_Existing_Food Preparation_Natural Gas_Broiler | Commercial | Education | Existing | Food Preparation | Natural Gas | Broiler | 0.0013156 | 0.0013156 | 0 | 0 | 8 | 16 | Normal | FALSE | FALSE | 1
Commercial_Education_Existing_Food Preparation_Natural Gas_Griddle | Commercial | Education | Existing | Food Preparation | Natural Gas | Griddle | 0.00093507 | 0.00093507 | 0 | 0 | 8 | 16 | Normal | FALSE | FALSE | 1
Commercial_Education_Existing_Food Preparation_Natural Gas_Range | Commercial | Education | Existing | Food Preparation | Natural Gas | Range | 0.00096995 | 0.00096995 | 0 | 0 | 8 | 12 | Normal | FALSE | FALSE | 1
Commercial_Education_Existing_Food Preparation_Natural Gas_Steamer | Commercial | Education | Existing | Food Preparation | Natural Gas | Steamer | 0.00162 | 0.00162 | 0 | 0 | 8 | 16 | Normal | FALSE | FALSE | 1
Commercial_Education_Existing_Food Preparation_Natural Gas_Food Prep Other | Commercial | Education | Existing | Food Preparation | Natural Gas | Food Prep Other | 0.0011522 | 0.0011522 | 0 | 0 | 8 | 12 | Normal | FALSE | FALSE | 1
Commercial_Education_Existing_Miscellaneous_Natural Gas_Pool Heater | Commercial | Education | Existing | Miscellaneous | Natural Gas | Pool Heater | 6.5633e-05 | 6.5633e-05 | 0 | 0 | 4 | 8 | Normal | FALSE | FALSE | 1
Commercial_Education_Existing_Miscellaneous_Natural Gas_Miscellaneous | Commercial | Education | Existing | Miscellaneous | Natural Gas | Miscellaneous | 6.2571e-05 | 6.2571e-05 | 0 | 0 | 2 | 8 | Normal | FALSE | FALSE | 1
Commercial_Education_New_Space Heating_Natural Gas_Furnace | Commercial | Education | New | Space Heating | Natural Gas | Furnace | 0 | 0.14994 | 0 | 0 | 10 | 26 | Normal | FALSE | FALSE | 1
Commercial_Education_New_Space Heating_Natural Gas_Boiler | Commercial | Education | New | Space Heating | Natural Gas | Boiler | 0 | 0.29557 | 0 | 0 | 20 | 30 | Normal | FALSE | FALSE | 1
Commercial_Education_New_Space Heating_Natural Gas_Unit Heater | Commercial | Education | New | Space Heating | Natural Gas | Unit Heater | 0 | 0.20904 | 0 | 0 | 15 | 25 | Normal | FALSE | FALSE | 1
Commercial_Education_New_Water Heating_Natural Gas_Water Heater | Commercial | Education | New | Water Heating | Natural Gas | Water Heater | 0 | 0.053393 | 0 | 0 | 10 | 20 | Normal | FALSE | FALSE | 1
Commercial_Education_New_Food Preparation_Natural Gas_Oven | Commercial | Education | New | Food Preparation | Natural Gas | Oven | 0 | 0.00079178 | 0 | 0 | 8 | 12 | Normal | FALSE | FALSE | 1
Commercial_Education_New_Food Preparation_Natural Gas_Conveyor Oven | Commercial | Education | New | Food Preparation | Natural Gas | Conveyor Oven | 0 | 0.0013548 | 0 | 0 | 15 | 19 | Normal | FALSE | FALSE | 1
Commercial_Education_New_Food Preparation_Natural Gas_Double Rack Oven | Commercial | Education | New | Food Preparation | Natural Gas | Double Rack Oven | 0 | 0.0020582 | 0 | 0 | 8 | 16 | Normal | FALSE | FALSE | 1
Commercial_Education_New_Food Preparation_Natural Gas_Fryer | Commercial | Education | New | Food Preparation | Natural Gas | Fryer | 0 | 0.0012808 | 0 | 0 | 10 | 20 | Normal | FALSE | FALSE | 1
Commercial_Education_New_Food Preparation_Natural Gas_Broiler | Commercial | Education | New | Food Preparation | Natural Gas | Broiler | 0 | 0.0013156 | 0 | 0 | 8 | 16 | Normal | FALSE | FALSE | 1
Commercial_Education_New_Food Preparation_Natural Gas_Griddle | Commercial | Education | New | Food Preparation | Natural Gas | Griddle | 0 | 0.00093507 | 0 | 0 | 8 | 16 | Normal | FALSE | FALSE | 1
Commercial_Education_New_Food Preparation_Natural Gas_Range | Commercial | Education | New | Food Preparation | Natural Gas | Range | 0 | 0.00096995 | 0 | 0 | 8 | 12 | Normal | FALSE | FALSE | 1
Commercial_Education_New_Food Preparation_Natural Gas_Steamer | Commercial | Education | New | Food Preparation | Natural Gas | Steamer | 0 | 0.00162 | 0 | 0 | 8 | 16 | Normal | FALSE | FALSE | 1
Commercial_Education_New_Food Preparation_Natural Gas_Food Prep Other | Commercial | Education | New | Food Preparation | Natural Gas | Food Prep Other | 0 | 0.0011522 | 0 | 0 | 8 | 12 | Normal | FALSE | FALSE | 1
Commercial_Education_New_Miscellaneous_Natural Gas_Pool Heater | Commercial | Education | New | Miscellaneous | Natural Gas | Pool Heater | 0 | 6.5633e-05 | 0 | 0 | 4 | 8 | Normal | FALSE | FALSE | 1
Commercial_Education_New_Miscellaneous_Natural Gas_Miscellaneous | Commercial | Education | New | Miscellaneous | Natural Gas | Miscellaneous | 0 | 6.2571e-05 | 0 | 0 | 2 | 8 | Normal | FALSE | FALSE | 1
Commercial_Healthcare_Existing_Space Heating_Natural Gas_Furnace | Commercial | Healthcare | Existing | Space Heating | Natural Gas | Furnace | 0.72332 | 0.63289 | 0 | 0 | 10 | 26 | Normal | FALSE | FALSE | 1
Commercial_Healthcare_Existing_Space Heating_Natural Gas_Boiler | Commercial | Healthcare | Existing | Space Heating | Natural Gas | Boiler | 1.2693 | 1.0912 | 0 | 0 | 20 | 30 | Normal | FALSE | FALSE | 1
Commercial_Healthcare_Existing_Space Heating_Natural Gas_Unit Heater | Commercial | Healthcare | Existing | Space Heating | Natural Gas | Unit Heater | 0.85279 | 0.85279 | 0 | 0 | 15 | 25 | Normal | FALSE | FALSE | 1
Commercial_Healthcare_Existing_Water Heating_Natural Gas_Water Heater | Commercial | Healthcare | Existing | Water Heating | Natural Gas | Water Heater | 1.0967 | 0.846 | 0 | 0 | 10 | 20 | Normal | FALSE | FALSE | 1
Commercial_Healthcare_Existing_Food Preparation_Natural Gas_Oven | Commercial | Healthcare | Existing | Food Preparation | Natural Gas | Oven | 0.040802 | 0.040802 | 0 | 0 | 8 | 12 | Normal | FALSE | FALSE | 1
Commercial_Healthcare_Existing_Food Preparation_Natural Gas_Conveyor Oven | Commercial | Healthcare | Existing | Food Preparation | Natural Gas | Conveyor Oven | 0.069816 | 0.069816 | 0 | 0 | 15 | 19 | Normal | FALSE | FALSE | 1
Commercial_Healthcare_Existing_Food Preparation_Natural Gas_Double Rack Oven | Commercial | Healthcare | Existing | Food Preparation | Natural Gas | Double Rack Oven | 0.10606 | 0.10606 | 0 | 0 | 8 | 16 | Normal | FALSE | FALSE | 1
Commercial_Healthcare_Existing_Food Preparation_Natural Gas_Fryer | Commercial | Healthcare | Existing | Food Preparation | Natural Gas | Fryer | 0.066001 | 0.066001 | 0 | 0 | 10 | 20 | Normal | FALSE | FALSE | 1
Commercial_Healthcare_Existing_Food Preparation_Natural Gas_Broiler | Commercial | Healthcare | Existing | Food Preparation | Natural Gas | Broiler | 0.067795 | 0.067795 | 0 | 0 | 8 | 16 | Normal | FALSE | FALSE | 1
Commercial_Healthcare_Existing_Food Preparation_Natural Gas_Griddle | Commercial | Healthcare | Existing | Food Preparation | Natural Gas | Griddle | 0.048187 | 0.048187 | 0 | 0 | 8 | 16 | Normal | FALSE | FALSE | 1
Commercial_Healthcare_Existing_Food Preparation_Natural Gas_Range | Commercial | Healthcare | Existing | Food Preparation | Natural Gas | Range | 0.049984 | 0.049984 | 0 | 0 | 8 | 12 | Normal | FALSE | FALSE | 1
Commercial_Healthcare_Existing_Food Preparation_Natural Gas_Steamer | Commercial | Healthcare | Existing | Food Preparation | Natural Gas | Steamer | 0.083482 | 0.083482 | 0 | 0 | 8 | 16 | Normal | FALSE | FALSE | 1
Commercial_Healthcare_Existing_Food Preparation_Natural Gas_Food Prep Other | Commercial | Healthcare | Existing | Food Preparation | Natural Gas | Food Prep Other | 0.059375 | 0.059375 | 0 | 0 | 8 | 12 | Normal | FALSE | FALSE | 1
Commercial_Healthcare_Existing_Miscellaneous_Natural Gas_Pool Heater | Commercial | Healthcare | Existing | Miscellaneous | Natural Gas | Pool Heater | 0.0065333 | 0.0065333 | 0 | 0 | 4 | 8 | Normal | FALSE | FALSE | 1
Commercial_Healthcare_Existing_Miscellaneous_Natural Gas_Miscellaneous | Commercial | Healthcare | Existing | Miscellaneous | Natural Gas | Miscellaneous | 0.0053601 | 0.0053601 | 0 | 0 | 2 | 8 | Normal | FALSE | FALSE | 1
Commercial_Healthcare_New_Space Heating_Natural Gas_Furnace | Commercial | Healthcare | New | Space Heating | Natural Gas | Furnace | 0 | 0.63293 | 0 | 0 | 10 | 26 | Normal | FALSE | FALSE | 1
Commercial_Healthcare_New_Space Heating_Natural Gas_Boiler | Commercial | Healthcare | New | Space Heating | Natural Gas | Boiler | 0 | 1.1041 | 0 | 0 | 20 | 30 | Normal | FALSE | FALSE | 1
Commercial_Healthcare_New_Space Heating_Natural Gas_Unit Heater | Commercial | Healthcare | New | Space Heating | Natural Gas | Unit Heater | 0 | 0.85279 | 0 | 0 | 15 | 25 | Normal | FALSE | FALSE | 1
Commercial_Healthcare_New_Water Heating_Natural Gas_Water Heater | Commercial | Healthcare | New | Water Heating | Natural Gas | Water Heater | 0 | 0.846 | 0 | 0 | 10 | 20 | Normal | FALSE | FALSE | 1
Commercial_Healthcare_New_Food Preparation_Natural Gas_Oven | Commercial | Healthcare | New | Food Preparation | Natural Gas | Oven | 0 | 0.040802 | 0 | 0 | 8 | 12 | Normal | FALSE | FALSE | 1
Commercial_Healthcare_New_Food Preparation_Natural Gas_Conveyor Oven | Commercial | Healthcare | New | Food Preparation | Natural Gas | Conveyor Oven | 0 | 0.069816 | 0 | 0 | 15 | 19 | Normal | FALSE | FALSE | 1
Commercial_Healthcare_New_Food Preparation_Natural Gas_Double Rack Oven | Commercial | Healthcare | New | Food Preparation | Natural Gas | Double Rack Oven | 0 | 0.10606 | 0 | 0 | 8 | 16 | Normal | FALSE | FALSE | 1
Commercial_Healthcare_New_Food Preparation_Natural Gas_Fryer | Commercial | Healthcare | New | Food Preparation | Natural Gas | Fryer | 0 | 0.066001 | 0 | 0 | 10 | 20 | Normal | FALSE | FALSE | 1
Commercial_Healthcare_New_Food Preparation_Natural Gas_Broiler | Commercial | Healthcare | New | Food Preparation | Natural Gas | Broiler | 0 | 0.067795 | 0 | 0 | 8 | 16 | Normal | FALSE | FALSE | 1
Commercial_Healthcare_New_Food Preparation_Natural Gas_Griddle | Commercial | Healthcare | New | Food Preparation | Natural Gas | Griddle | 0 | 0.048187 | 0 | 0 | 8 | 16 | Normal | FALSE | FALSE | 1
Commercial_Healthcare_New_Food Preparation_Natural Gas_Range | Commercial | Healthcare | New | Food Preparation | Natural Gas | Range | 0 | 0.049984 | 0 | 0 | 8 | 12 | Normal | FALSE | FALSE | 1
Commercial_Healthcare_New_Food Preparation_Natural Gas_Steamer | Commercial | Healthcare | New | Food Preparation | Natural Gas | Steamer | 0 | 0.083482 | 0 | 0 | 8 | 16 | Normal | FALSE | FALSE | 1
Commercial_Healthcare_New_Food Preparation_Natural Gas_Food Prep Other | Commercial | Healthcare | New | Food Preparation | Natural Gas | Food Prep Other | 0 | 0.059375 | 0 | 0 | 8 | 12 | Normal | FALSE | FALSE | 1
Commercial_Healthcare_New_Miscellaneous_Natural Gas_Pool Heater | Commercial | Healthcare | New | Miscellaneous | Natural Gas | Pool Heater | 0 | 0.0065333 | 0 | 0 | 4 | 8 | Normal | FALSE | FALSE | 1
Commercial_Healthcare_New_Miscellaneous_Natural Gas_Miscellaneous | Commercial | Healthcare | New | Miscellaneous | Natural Gas | Miscellaneous | 0 | 0.0053601 | 0 | 0 | 2 | 8 | Normal | FALSE | FALSE | 1
Commercial_Lodging_Existing_Space Heating_Natural Gas_Furnace | Commercial | Lodging | Existing | Space Heating | Natural Gas | Furnace | 0.10614 | 0.092874 | 0 | 0 | 10 | 26 | Normal | FALSE | FALSE | 1
Commercial_Lodging_Existing_Space Heating_Natural Gas_Boiler | Commercial | Lodging | Existing | Space Heating | Natural Gas | Boiler | 0.18131 | 0.15718 | 0 | 0 | 20 | 30 | Normal | FALSE | FALSE | 1
Commercial_Lodging_Existing_Space Heating_Natural Gas_Unit Heater | Commercial | Lodging | Existing | Space Heating | Natural Gas | Unit Heater | 0.12182 | 0.12182 | 0 | 0 | 15 | 25 | Normal | FALSE | FALSE | 1
Commercial_Lodging_Existing_Water Heating_Natural Gas_Water Heater | Commercial | Lodging | Existing | Water Heating | Natural Gas | Water Heater | 1.5498 | 1.1956 | 0 | 0 | 10 | 20 | Normal | FALSE | FALSE | 1
Commercial_Lodging_Existing_Food Preparation_Natural Gas_Oven | Commercial | Lodging | Existing | Food Preparation | Natural Gas | Oven | 0.037833 | 0.037833 | 0 | 0 | 8 | 12 | Normal | FALSE | FALSE | 1
Commercial_Lodging_Existing_Food Preparation_Natural Gas_Conveyor Oven | Commercial | Lodging | Existing | Food Preparation | Natural Gas | Conveyor Oven | 0.064735 | 0.064735 | 0 | 0 | 15 | 19 | Normal | FALSE | FALSE | 1
Commercial_Lodging_Existing_Food Preparation_Natural Gas_Double Rack Oven | Commercial | Lodging | Existing | Food Preparation | Natural Gas | Double Rack Oven | 0.098344 | 0.098344 | 0 | 0 | 8 | 16 | Normal | FALSE | FALSE | 1
Commercial_Lodging_Existing_Food Preparation_Natural Gas_Fryer | Commercial | Lodging | Existing | Food Preparation | Natural Gas | Fryer | 0.061198 | 0.061198 | 0 | 0 | 10 | 20 | Normal | FALSE | FALSE | 1
Commercial_Lodging_Existing_Food Preparation_Natural Gas_Broiler | Commercial | Lodging | Existing | Food Preparation | Natural Gas | Broiler | 0.062862 | 0.062862 | 0 | 0 | 8 | 16 | Normal | FALSE | FALSE | 1
Commercial_Lodging_Existing_Food Preparation_Natural Gas_Griddle | Commercial | Lodging | Existing | Food Preparation | Natural Gas | Griddle | 0.04468 | 0.04468 | 0 | 0 | 8 | 16 | Normal | FALSE | FALSE | 1
Commercial_Lodging_Existing_Food Preparation_Natural Gas_Range | Commercial | Lodging | Existing | Food Preparation | Natural Gas | Range | 0.046347 | 0.046347 | 0 | 0 | 8 | 12 | Normal | FALSE | FALSE | 1
Commercial_Lodging_Existing_Food Preparation_Natural Gas_Steamer | Commercial | Lodging | Existing | Food Preparation | Natural Gas | Steamer | 0.077407 | 0.077407 | 0 | 0 | 8 | 16 | Normal | FALSE | FALSE | 1
Commercial_Lodging_Existing_Food Preparation_Natural Gas_Food Prep Other | Commercial | Lodging | Existing | Food Preparation | Natural Gas | Food Prep Other | 0.055054 | 0.055054 | 0 | 0 | 8 | 12 | Normal | FALSE | FALSE | 1
Commercial_Lodging_Existing_Miscellaneous_Natural Gas_Pool Heater | Commercial | Lodging | Existing | Miscellaneous | Natural Gas | Pool Heater | 0.025957 | 0.025957 | 0 | 0 | 4 | 8 | Normal | FALSE | FALSE | 1
Commercial_Lodging_Existing_Miscellaneous_Natural Gas_Miscellaneous | Commercial | Lodging | Existing | Miscellaneous | Natural Gas | Miscellaneous | 0.0055883 | 0.0055883 | 0 | 0 | 2 | 8 | Normal | FALSE | FALSE | 1
Commercial_Lodging_New_Space Heating_Natural Gas_Furnace | Commercial | Lodging | New | Space Heating | Natural Gas | Furnace | 0 | 0.092875 | 0 | 0 | 10 | 26 | Normal | FALSE | FALSE | 1
Commercial_Lodging_New_Space Heating_Natural Gas_Boiler | Commercial | Lodging | New | Space Heating | Natural Gas | Boiler | 0 | 0.15995 | 0 | 0 | 20 | 30 | Normal | FALSE | FALSE | 1
Commercial_Lodging_New_Space Heating_Natural Gas_Unit Heater | Commercial | Lodging | New | Space Heating | Natural Gas | Unit Heater | 0 | 0.12182 | 0 | 0 | 15 | 25 | Normal | FALSE | FALSE | 1
Commercial_Lodging_New_Water Heating_Natural Gas_Water Heater | Commercial | Lodging | New | Water Heating | Natural Gas | Water Heater | 0 | 1.1956 | 0 | 0 | 10 | 20 | Normal | FALSE | FALSE | 1
Commercial_Lodging_New_Food Preparation_Natural Gas_Oven | Commercial | Lodging | New | Food Preparation | Natural Gas | Oven | 0 | 0.037833 | 0 | 0 | 8 | 12 | Normal | FALSE | FALSE | 1
Commercial_Lodging_New_Food Preparation_Natural Gas_Conveyor Oven | Commercial | Lodging | New | Food Preparation | Natural Gas | Conveyor Oven | 0 | 0.064735 | 0 | 0 | 15 | 19 | Normal | FALSE | FALSE | 1
Commercial_Lodging_New_Food Preparation_Natural Gas_Double Rack Oven | Commercial | Lodging | New | Food Preparation | Natural Gas | Double Rack Oven | 0 | 0.098344 | 0 | 0 | 8 | 16 | Normal | FALSE | FALSE | 1
Commercial_Lodging_New_Food Preparation_Natural Gas_Fryer | Commercial | Lodging | New | Food Preparation | Natural Gas | Fryer | 0 | 0.061198 | 0 | 0 | 10 | 20 | Normal | FALSE | FALSE | 1
Commercial_Lodging_New_Food Preparation_Natural Gas_Broiler | Commercial | Lodging | New | Food Preparation | Natural Gas | Broiler | 0 | 0.062862 | 0 | 0 | 8 | 16 | Normal | FALSE | FALSE | 1
Commercial_Lodging_New_Food Preparation_Natural Gas_Griddle | Commercial | Lodging | New | Food Preparation | Natural Gas | Griddle | 0 | 0.04468 | 0 | 0 | 8 | 16 | Normal | FALSE | FALSE | 1
Commercial_Lodging_New_Food Preparation_Natural Gas_Range | Commercial | Lodging | New | Food Preparation | Natural Gas | Range | 0 | 0.046347 | 0 | 0 | 8 | 12 | Normal | FALSE | FALSE | 1
Commercial_Lodging_New_Food Preparation_Natural Gas_Steamer | Commercial | Lodging | New | Food Preparation | Natural Gas | Steamer | 0 | 0.077407 | 0 | 0 | 8 | 16 | Normal | FALSE | FALSE | 1
Commercial_Lodging_New_Food Preparation_Natural Gas_Food Prep Other | Commercial | Lodging | New | Food Preparation | Natural Gas | Food Prep Other | 0 | 0.055054 | 0 | 0 | 8 | 12 | Normal | FALSE | FALSE | 1
Commercial_Lodging_New_Miscellaneous_Natural Gas_Pool Heater | Commercial | Lodging | New | Miscellaneous | Natural Gas | Pool Heater | 0 | 0.025957 | 0 | 0 | 4 | 8 | Normal | FALSE | FALSE | 1
Commercial_Lodging_New_Miscellaneous_Natural Gas_Miscellaneous | Commercial | Lodging | New | Miscellaneous | Natural Gas | Miscellaneous | 0 | 0.0055883 | 0 | 0 | 2 | 8 | Normal | FALSE | FALSE | 1
Commercial_Warehouse_Existing_Space Heating_Natural Gas_Furnace | Commercial | Warehouse | Existing | Space Heating | Natural Gas | Furnace | 0.16341 | 0.14298 | 0 | 0 | 10 | 26 | Normal | FALSE | FALSE | 1
Commercial_Warehouse_Existing_Space Heating_Natural Gas_Boiler | Commercial | Warehouse | Existing | Space Heating | Natural Gas | Boiler | 0.21614 | 0.20534 | 0 | 0 | 20 | 30 | Normal | FALSE | FALSE | 1
Commercial_Warehouse_Existing_Space Heating_Natural Gas_Unit Heater | Commercial | Warehouse | Existing | Space Heating | Natural Gas | Unit Heater | 0.14522 | 0.14522 | 0 | 0 | 15 | 25 | Normal | FALSE | FALSE | 1
Commercial_Warehouse_Existing_Water Heating_Natural Gas_Water Heater | Commercial | Warehouse | Existing | Water Heating | Natural Gas | Water Heater | 0.089573 | 0.069089 | 0 | 0 | 10 | 20 | Normal | FALSE | FALSE | 1
Commercial_Warehouse_Existing_Food Preparation_Natural Gas_Oven | Commercial | Warehouse | Existing | Food Preparation | Natural Gas | Oven | 0.096166 | 0.096166 | 0 | 0 | 8 | 12 | Normal | FALSE | FALSE | 1
Commercial_Warehouse_Existing_Food Preparation_Natural Gas_Conveyor Oven | Commercial | Warehouse | Existing | Food Preparation | Natural Gas | Conveyor Oven | 0.16455 | 0.16455 | 0 | 0 | 15 | 19 | Normal | FALSE | FALSE | 1
Commercial_Warehouse_Existing_Food Preparation_Natural Gas_Double Rack Oven | Commercial | Warehouse | Existing | Food Preparation | Natural Gas | Double Rack Oven | 0.24998 | 0.24998 | 0 | 0 | 8 | 16 | Normal | FALSE | FALSE | 1
Commercial_Warehouse_Existing_Food Preparation_Natural Gas_Fryer | Commercial | Warehouse | Existing | Food Preparation | Natural Gas | Fryer | 0.15556 | 0.15556 | 0 | 0 | 10 | 20 | Normal | FALSE | FALSE | 1
Commercial_Warehouse_Existing_Food Preparation_Natural Gas_Broiler | Commercial | Warehouse | Existing | Food Preparation | Natural Gas | Broiler | 0.15979 | 0.15979 | 0 | 0 | 8 | 16 | Normal | FALSE | FALSE | 1
Commercial_Warehouse_Existing_Food Preparation_Natural Gas_Griddle | Commercial | Warehouse | Existing | Food Preparation | Natural Gas | Griddle | 0.11357 | 0.11357 | 0 | 0 | 8 | 16 | Normal | FALSE | FALSE | 1
Commercial_Warehouse_Existing_Food Preparation_Natural Gas_Range | Commercial | Warehouse | Existing | Food Preparation | Natural Gas | Range | 0.11781 | 0.11781 | 0 | 0 | 8 | 12 | Normal | FALSE | FALSE | 1
Commercial_Warehouse_Existing_Food Preparation_Natural Gas_Steamer | Commercial | Warehouse | Existing | Food Preparation | Natural Gas | Steamer | 0.19676 | 0.19676 | 0 | 0 | 8 | 16 | Normal | FALSE | FALSE | 1
Commercial_Warehouse_Existing_Food Preparation_Natural Gas_Food Prep Other | Commercial | Warehouse | Existing | Food Preparation | Natural Gas | Food Prep Other | 0.13994 | 0.13994 | 0 | 0 | 8 | 12 | Normal | FALSE | FALSE | 1
Commercial_Warehouse_Existing_Miscellaneous_Natural Gas_Pool Heater | Commercial | Warehouse | Existing | Miscellaneous | Natural Gas | Pool Heater | 0.01 | 0.01 | 0 | 0 | 4 | 8 | Normal | FALSE | FALSE | 1
Commercial_Warehouse_Existing_Miscellaneous_Natural Gas_Miscellaneous | Commercial | Warehouse | Existing | Miscellaneous | Natural Gas | Miscellaneous | 0.01 | 0.01 | 0 | 0 | 2 | 8 | Normal | FALSE | FALSE | 1
Commercial_Warehouse_New_Space Heating_Natural Gas_Furnace | Commercial | Warehouse | New | Space Heating | Natural Gas | Furnace | 0 | 0.14299 | 0 | 0 | 10 | 26 | Normal | FALSE | FALSE | 1
Commercial_Warehouse_New_Space Heating_Natural Gas_Boiler | Commercial | Warehouse | New | Space Heating | Natural Gas | Boiler | 0 | 0.20532 | 0 | 0 | 20 | 30 | Normal | FALSE | FALSE | 1
Commercial_Warehouse_New_Space Heating_Natural Gas_Unit Heater | Commercial | Warehouse | New | Space Heating | Natural Gas | Unit Heater | 0 | 0.14522 | 0 | 0 | 15 | 25 | Normal | FALSE | FALSE | 1
Commercial_Warehouse_New_Water Heating_Natural Gas_Water Heater | Commercial | Warehouse | New | Water Heating | Natural Gas | Water Heater | 0 | 0.069089 | 0 | 0 | 10 | 20 | Normal | FALSE | FALSE | 1
Commercial_Warehouse_New_Food Preparation_Natural Gas_Oven | Commercial | Warehouse | New | Food Preparation | Natural Gas | Oven | 0 | 0.096166 | 0 | 0 | 8 | 12 | Normal | FALSE | FALSE | 1
Commercial_Warehouse_New_Food Preparation_Natural Gas_Conveyor Oven | Commercial | Warehouse | New | Food Preparation | Natural Gas | Conveyor Oven | 0 | 0.16455 | 0 | 0 | 15 | 19 | Normal | FALSE | FALSE | 1
Commercial_Warehouse_New_Food Preparation_Natural Gas_Double Rack Oven | Commercial | Warehouse | New | Food Preparation | Natural Gas | Double Rack Oven | 0 | 0.24998 | 0 | 0 | 8 | 16 | Normal | FALSE | FALSE | 1
Commercial_Warehouse_New_Food Preparation_Natural Gas_Fryer | Commercial | Warehouse | New | Food Preparation | Natural Gas | Fryer | 0 | 0.15556 | 0 | 0 | 10 | 20 | Normal | FALSE | FALSE | 1
Commercial_Warehouse_New_Food Preparation_Natural Gas_Broiler | Commercial | Warehouse | New | Food Preparation | Natural Gas | Broiler | 0 | 0.15979 | 0 | 0 | 8 | 16 | Normal | FALSE | FALSE | 1
Commercial_Warehouse_New_Food Preparation_Natural Gas_Griddle | Commercial | Warehouse | New | Food Preparation | Natural Gas | Griddle | 0 | 0.11357 | 0 | 0 | 8 | 16 | Normal | FALSE | FALSE | 1
Commercial_Warehouse_New_Food Preparation_Natural Gas_Range | Commercial | Warehouse | New | Food Preparation | Natural Gas | Range | 0 | 0.11781 | 0 | 0 | 8 | 12 | Normal | FALSE | FALSE | 1
Commercial_Warehouse_New_Food Preparation_Natural Gas_Steamer | Commercial | Warehouse | New | Food Preparation | Natural Gas | Steamer | 0 | 0.19676 | 0 | 0 | 8 | 16 | Normal | FALSE | FALSE | 1
Commercial_Warehouse_New_Food Preparation_Natural Gas_Food Prep Other | Commercial | Warehouse | New | Food Preparation | Natural Gas | Food Prep Other | 0 | 0.13994 | 0 | 0 | 8 | 12 | Normal | FALSE | FALSE | 1
Commercial_Warehouse_New_Miscellaneous_Natural Gas_Pool Heater | Commercial | Warehouse | New | Miscellaneous | Natural Gas | Pool Heater | 0 | 0.01 | 0 | 0 | 4 | 8 | Normal | FALSE | FALSE | 1
Commercial_Warehouse_New_Miscellaneous_Natural Gas_Miscellaneous | Commercial | Warehouse | New | Miscellaneous | Natural Gas | Miscellaneous | 0 | 0.01 | 0 | 0 | 2 | 8 | Normal | FALSE | FALSE | 1
Commercial_Miscellaneous_Existing_Space Heating_Natural Gas_Furnace | Commercial | Miscellaneous | Existing | Space Heating | Natural Gas | Furnace | 0.24586 | 0.21515 | 0 | 0 | 10 | 26 | Normal | FALSE | FALSE | 1
Commercial_Miscellaneous_Existing_Space Heating_Natural Gas_Boiler | Commercial | Miscellaneous | Existing | Space Heating | Natural Gas | Boiler | 0.86514 | 0.78518 | 0 | 0 | 20 | 30 | Normal | FALSE | FALSE | 1
Commercial_Miscellaneous_Existing_Space Heating_Natural Gas_Unit Heater | Commercial | Miscellaneous | Existing | Space Heating | Natural Gas | Unit Heater | 0.58127 | 0.58127 | 0 | 0 | 15 | 25 | Normal | FALSE | FALSE | 1
Commercial_Miscellaneous_Existing_Water Heating_Natural Gas_Water Heater | Commercial | Miscellaneous | Existing | Water Heating | Natural Gas | Water Heater | 0.1677 | 0.12939 | 0 | 0 | 10 | 20 | Normal | FALSE | FALSE | 1
Commercial_Miscellaneous_Existing_Food Preparation_Natural Gas_Oven | Commercial | Miscellaneous | Existing | Food Preparation | Natural Gas | Oven | 0.0067069 | 0.0067069 | 0 | 0 | 8 | 12 | Normal | FALSE | FALSE | 1
Commercial_Miscellaneous_Existing_Food Preparation_Natural Gas_Conveyor Oven | Commercial | Miscellaneous | Existing | Food Preparation | Natural Gas | Conveyor Oven | 0.011476 | 0.011476 | 0 | 0 | 15 | 19 | Normal | FALSE | FALSE | 1
Commercial_Miscellaneous_Existing_Food Preparation_Natural Gas_Double Rack Oven | Commercial | Miscellaneous | Existing | Food Preparation | Natural Gas | Double Rack Oven | 0.017434 | 0.017434 | 0 | 0 | 8 | 16 | Normal | FALSE | FALSE | 1
Commercial_Miscellaneous_Existing_Food Preparation_Natural Gas_Fryer | Commercial | Miscellaneous | Existing | Food Preparation | Natural Gas | Fryer | 0.010849 | 0.010849 | 0 | 0 | 10 | 20 | Normal | FALSE | FALSE | 1
Commercial_Miscellaneous_Existing_Food Preparation_Natural Gas_Broiler | Commercial | Miscellaneous | Existing | Food Preparation | Natural Gas | Broiler | 0.011144 | 0.011144 | 0 | 0 | 8 | 16 | Normal | FALSE | FALSE | 1
Commercial_Miscellaneous_Existing_Food Preparation_Natural Gas_Griddle | Commercial | Miscellaneous | Existing | Food Preparation | Natural Gas | Griddle | 0.0079207 | 0.0079207 | 0 | 0 | 8 | 16 | Normal | FALSE | FALSE | 1
Commercial_Miscellaneous_Existing_Food Preparation_Natural Gas_Range | Commercial | Miscellaneous | Existing | Food Preparation | Natural Gas | Range | 0.0082161 | 0.0082161 | 0 | 0 | 8 | 12 | Normal | FALSE | FALSE | 1
Commercial_Miscellaneous_Existing_Food Preparation_Natural Gas_Steamer | Commercial | Miscellaneous | Existing | Food Preparation | Natural Gas | Steamer | 0.013722 | 0.013722 | 0 | 0 | 8 | 16 | Normal | FALSE | FALSE | 1
Commercial_Miscellaneous_Existing_Food Preparation_Natural Gas_Food Prep Other | Commercial | Miscellaneous | Existing | Food Preparation | Natural Gas | Food Prep Other | 0.0097598 | 0.0097598 | 0 | 0 | 8 | 12 | Normal | FALSE | FALSE | 1
Commercial_Miscellaneous_Existing_Miscellaneous_Natural Gas_Pool Heater | Commercial | Miscellaneous | Existing | Miscellaneous | Natural Gas | Pool Heater | 0.00033567 | 0.00033567 | 0 | 0 | 4 | 8 | Normal | FALSE | FALSE | 1
Commercial_Miscellaneous_Existing_Miscellaneous_Natural Gas_Miscellaneous | Commercial | Miscellaneous | Existing | Miscellaneous | Natural Gas | Miscellaneous | 0.00040699 | 0.00040699 | 0 | 0 | 2 | 8 | Normal | FALSE | FALSE | 1
Commercial_Miscellaneous_New_Space Heating_Natural Gas_Furnace | Commercial | Miscellaneous | New | Space Heating | Natural Gas | Furnace | 0 | 0.21517 | 0 | 0 | 10 | 26 | Normal | FALSE | FALSE | 1
Commercial_Miscellaneous_New_Space Heating_Natural Gas_Boiler | Commercial | Miscellaneous | New | Space Heating | Natural Gas | Boiler | 0 | 0.80406 | 0 | 0 | 20 | 30 | Normal | FALSE | FALSE | 1
Commercial_Miscellaneous_New_Space Heating_Natural Gas_Unit Heater | Commercial | Miscellaneous | New | Space Heating | Natural Gas | Unit Heater | 0 | 0.58127 | 0 | 0 | 15 | 25 | Normal | FALSE | FALSE | 1
Commercial_Miscellaneous_New_Water Heating_Natural Gas_Water Heater | Commercial | Miscellaneous | New | Water Heating | Natural Gas | Water Heater | 0 | 0.12939 | 0 | 0 | 10 | 20 | Normal | FALSE | FALSE | 1
Commercial_Miscellaneous_New_Food Preparation_Natural Gas_Oven | Commercial | Miscellaneous | New | Food Preparation | Natural Gas | Oven | 0 | 0.0067069 | 0 | 0 | 8 | 12 | Normal | FALSE | FALSE | 1
Commercial_Miscellaneous_New_Food Preparation_Natural Gas_Conveyor Oven | Commercial | Miscellaneous | New | Food Preparation | Natural Gas | Conveyor Oven | 0 | 0.011476 | 0 | 0 | 15 | 19 | Normal | FALSE | FALSE | 1
Commercial_Miscellaneous_New_Food Preparation_Natural Gas_Double Rack Oven | Commercial | Miscellaneous | New | Food Preparation | Natural Gas | Double Rack Oven | 0 | 0.017434 | 0 | 0 | 8 | 16 | Normal | FALSE | FALSE | 1
Commercial_Miscellaneous_New_Food Preparation_Natural Gas_Fryer | Commercial | Miscellaneous | New | Food Preparation | Natural Gas | Fryer | 0 | 0.010849 | 0 | 0 | 10 | 20 | Normal | FALSE | FALSE | 1
Commercial_Miscellaneous_New_Food Preparation_Natural Gas_Broiler | Commercial | Miscellaneous | New | Food Preparation | Natural Gas | Broiler | 0 | 0.011144 | 0 | 0 | 8 | 16 | Normal | FALSE | FALSE | 1
Commercial_Miscellaneous_New_Food Preparation_Natural Gas_Griddle | Commercial | Miscellaneous | New | Food Preparation | Natural Gas | Griddle | 0 | 0.0079207 | 0 | 0 | 8 | 16 | Normal | FALSE | FALSE | 1
Commercial_Miscellaneous_New_Food Preparation_Natural Gas_Range | Commercial | Miscellaneous | New | Food Preparation | Natural Gas | Range | 0 | 0.0082161 | 0 | 0 | 8 | 12 | Normal | FALSE | FALSE | 1
Commercial_Miscellaneous_New_Food Preparation_Natural Gas_Steamer | Commercial | Miscellaneous | New | Food Preparation | Natural Gas | Steamer | 0 | 0.013722 | 0 | 0 | 8 | 16 | Normal | FALSE | FALSE | 1
Commercial_Miscellaneous_New_Food Preparation_Natural Gas_Food Prep Other | Commercial | Miscellaneous | New | Food Preparation | Natural Gas | Food Prep Other | 0 | 0.0097598 | 0 | 0 | 8 | 12 | Normal | FALSE | FALSE | 1
Commercial_Miscellaneous_New_Miscellaneous_Natural Gas_Pool Heater | Commercial | Miscellaneous | New | Miscellaneous | Natural Gas | Pool Heater | 0 | 0.00033567 | 0 | 0 | 4 | 8 | Normal | FALSE | FALSE | 1
Commercial_Miscellaneous_New_Miscellaneous_Natural Gas_Miscellaneous | Commercial | Miscellaneous | New | Miscellaneous | Natural Gas | Miscellaneous | 0 | 0.00040699 | 0 | 0 | 2 | 8 | Normal | FALSE | FALSE | 1
Commercial_Office_Existing_Space Heating_Natural Gas_All | Commercial | Office | Existing | Space Heating | Natural Gas | All | 0.20077 | 0.20809 | 0 | 0
Commercial_Office_Existing_Water Heating_Natural Gas_All | Commercial | Office | Existing | Water Heating | Natural Gas | All | 0.040852 | 0.041973 | 0 | 0
Commercial_Office_Existing_Food Preparation_Natural Gas_All | Commercial | Office | Existing | Food Preparation | Natural Gas | All | 0.017489 | 0.018192 | 0 | 0
Commercial_Office_Existing_Miscellaneous_Natural Gas_All | Commercial | Office | Existing | Miscellaneous | Natural Gas | All | 0.00021333 | 0.0002219 | 0 | 0
Commercial_Office_New_Space Heating_Natural Gas_All | Commercial | Office | New | Space Heating | Natural Gas | All | 0 | 0.30985 | 0 | 0
Commercial_Office_New_Water Heating_Natural Gas_All | Commercial | Office | New | Water Heating | Natural Gas | All | 0 | 0 | 0 | 0
Commercial_Office_New_Food Preparation_Natural Gas_All | Commercial | Office | New | Food Preparation | Natural Gas | All | 0 | 0.018188 | 0 | 0
Commercial_Office_New_Miscellaneous_Natural Gas_All | Commercial | Office | New | Miscellaneous | Natural Gas | All | 0 | 0.00022233 | 0 | 0
Commercial_Retail_Existing_Space Heating_Natural Gas_All | Commercial | Retail | Existing | Space Heating | Natural Gas | All | 0.27541 | 0.28568 | 0 | 0
Commercial_Retail_Existing_Water Heating_Natural Gas_All | Commercial | Retail | Existing | Water Heating | Natural Gas | All | 0.15884 | 0.1632 | 0 | 0
Commercial_Retail_Existing_Food Preparation_Natural Gas_All | Commercial | Retail | Existing | Food Preparation | Natural Gas | All | 0.038428 | 0.039972 | 0 | 0
Commercial_Retail_Existing_Miscellaneous_Natural Gas_All | Commercial | Retail | Existing | Miscellaneous | Natural Gas | All | 0.00010434 | 0.00010853 | 0 | 0
Commercial_Retail_New_Space Heating_Natural Gas_All | Commercial | Retail | New | Space Heating | Natural Gas | All | 0 | 0.47426 | 0 | 0
Commercial_Retail_New_Water Heating_Natural Gas_All | Commercial | Retail | New | Water Heating | Natural Gas | All | 0 | 0 | 0 | 0
Commercial_Retail_New_Food Preparation_Natural Gas_All | Commercial | Retail | New | Food Preparation | Natural Gas | All | 0 | 0.039962 | 0 | 0
Commercial_Retail_New_Miscellaneous_Natural Gas_All | Commercial | Retail | New | Miscellaneous | Natural Gas | All | 0 | 0.00010846 | 0 | 0
Commercial_Restaurant_Existing_Space Heating_Natural Gas_All | Commercial | Restaurant | Existing | Space Heating | Natural Gas | All | 0.51521 | 0.53375 | 0 | 0
Commercial_Restaurant_Existing_Water Heating_Natural Gas_All | Commercial | Restaurant | Existing | Water Heating | Natural Gas | All | 0.96836 | 0.9949 | 0 | 0
Commercial_Restaurant_Existing_Food Preparation_Natural Gas_All | Commercial | Restaurant | Existing | Food Preparation | Natural Gas | All | 0.75017 | 0.78032 | 0 | 0
Commercial_Restaurant_Existing_Miscellaneous_Natural Gas_All | Commercial | Restaurant | Existing | Miscellaneous | Natural Gas | All | 0.00051333 | 0.00053396 | 0 | 0
Commercial_Restaurant_New_Space Heating_Natural Gas_All | Commercial | Restaurant | New | Space Heating | Natural Gas | All | 0 | 0.94097 | 0 | 0
Commercial_Restaurant_New_Water Heating_Natural Gas_All | Commercial | Restaurant | New | Water Heating | Natural Gas | All | 0 | 0.77685 | 0 | 0
Commercial_Restaurant_New_Food Preparation_Natural Gas_All | Commercial | Restaurant | New | Food Preparation | Natural Gas | All | 0 | 0.78013 | 0 | 0
Commercial_Restaurant_New_Miscellaneous_Natural Gas_All | Commercial | Restaurant | New | Miscellaneous | Natural Gas | All | 0 | 0.00053386 | 0 | 0
Commercial_Grocery_Existing_Space Heating_Natural Gas_All | Commercial | Grocery | Existing | Space Heating | Natural Gas | All | 0.82852 | 0.85922 | 0 | 0
Commercial_Grocery_Existing_Water Heating_Natural Gas_All | Commercial | Grocery | Existing | Water Heating | Natural Gas | All | 0.21201 | 0.21782 | 0 | 0
Commercial_Grocery_Existing_Food Preparation_Natural Gas_All | Commercial | Grocery | Existing | Food Preparation | Natural Gas | All | 0.39742 | 0.41339 | 0 | 0
Commercial_Grocery_Existing_Miscellaneous_Natural Gas_All | Commercial | Grocery | Existing | Miscellaneous | Natural Gas | All | 0.00051207 | 0.00053266 | 0 | 0
Commercial_Grocery_New_Space Heating_Natural Gas_All | Commercial | Grocery | New | Space Heating | Natural Gas | All | 0 | 1.3325 | 0 | 0
Commercial_Grocery_New_Water Heating_Natural Gas_All | Commercial | Grocery | New | Water Heating | Natural Gas | All | 0 | 0 | 0 | 0
Commercial_Grocery_New_Food Preparation_Natural Gas_All | Commercial | Grocery | New | Food Preparation | Natural Gas | All | 0 | 0.41328 | 0 | 0
Commercial_Grocery_New_Miscellaneous_Natural Gas_All | Commercial | Grocery | New | Miscellaneous | Natural Gas | All | 0 | 0.00053277 | 0 | 0
Commercial_Education_Existing_Space Heating_Natural Gas_All | Commercial | Education | Existing | Space Heating | Natural Gas | All | 0.23599 | 0.24425 | 0 | 0
Commercial_Education_Existing_Water Heating_Natural Gas_All | Commercial | Education | Existing | Water Heating | Natural Gas | All | 0.06919 | 0.071089 | 0 | 0
Commercial_Education_Existing_Food Preparation_Natural Gas_All | Commercial | Education | Existing | Food Preparation | Natural Gas | All | 0.0011746 | 0.0012218 | 0 | 0
Commercial_Education_Existing_Miscellaneous_Natural Gas_All | Commercial | Education | Existing | Miscellaneous | Natural Gas | All | 6.2608e-05 | 6.5124e-05 | 0 | 0
Commercial_Education_New_Space Heating_Natural Gas_All | Commercial | Education | New | Space Heating | Natural Gas | All | 0 | 0.21744 | 0 | 0
Commercial_Education_New_Water Heating_Natural Gas_All | Commercial | Education | New | Water Heating | Natural Gas | All | 0 | 0 | 0 | 0
Commercial_Education_New_Food Preparation_Natural Gas_All | Commercial | Education | New | Food Preparation | Natural Gas | All | 0 | 0.0012214 | 0 | 0
Commercial_Education_New_Miscellaneous_Natural Gas_All | Commercial | Education | New | Miscellaneous | Natural Gas | All | 0 | 6.5105e-05 | 0 | 0
Commercial_Healthcare_Existing_Space Heating_Natural Gas_All | Commercial | Healthcare | Existing | Space Heating | Natural Gas | All | 0.89727 | 0.92802 | 0 | 0
Commercial_Healthcare_Existing_Water Heating_Natural Gas_All | Commercial | Healthcare | Existing | Water Heating | Natural Gas | All | 1.0967 | 1.1268 | 0 | 0
Commercial_Healthcare_Existing_Food Preparation_Natural Gas_All | Commercial | Healthcare | Existing | Food Preparation | Natural Gas | All | 0.057394 | 0.0597 | 0 | 0
Commercial_Healthcare_Existing_Miscellaneous_Natural Gas_All | Commercial | Healthcare | Existing | Miscellaneous | Natural Gas | All | 0.0053764 | 0.0055925 | 0 | 0
Commercial_Healthcare_New_Space Heating_Natural Gas_All | Commercial | Healthcare | New | Space Heating | Natural Gas | All | 0 | 0.88707 | 0 | 0
Commercial_Healthcare_New_Water Heating_Natural Gas_All | Commercial | Healthcare | New | Water Heating | Natural Gas | All | 0 | 0.88 | 0 | 0
Commercial_Healthcare_New_Food Preparation_Natural Gas_All | Commercial | Healthcare | New | Food Preparation | Natural Gas | All | 0 | 0.059682 | 0 | 0
Commercial_Healthcare_New_Miscellaneous_Natural Gas_All | Commercial | Healthcare | New | Miscellaneous | Natural Gas | All | 0 | 0.005584 | 0 | 0
Commercial_Lodging_Existing_Space Heating_Natural Gas_All | Commercial | Lodging | Existing | Space Heating | Natural Gas | All | 0.1276 | 0.132 | 0 | 0
Commercial_Lodging_Existing_Water Heating_Natural Gas_All | Commercial | Lodging | Existing | Water Heating | Natural Gas | All | 1.5498 | 1.5923 | 0 | 0
Commercial_Lodging_Existing_Food Preparation_Natural Gas_All | Commercial | Lodging | Existing | Food Preparation | Natural Gas | All | 0.054467 | 0.056656 | 0 | 0
Commercial_Lodging_Existing_Miscellaneous_Natural Gas_All | Commercial | Lodging | Existing | Miscellaneous | Natural Gas | All | 0.011701 | 0.012171 | 0 | 0
Commercial_Lodging_New_Space Heating_Natural Gas_All | Commercial | Lodging | New | Space Heating | Natural Gas | All | 0 | 0.12672 | 0 | 0
Commercial_Lodging_New_Water Heating_Natural Gas_All | Commercial | Lodging | New | Water Heating | Natural Gas | All | 0 | 0 | 0 | 0
Commercial_Lodging_New_Food Preparation_Natural Gas_All | Commercial | Lodging | New | Food Preparation | Natural Gas | All | 0 | 0.056639 | 0 | 0
Commercial_Lodging_New_Miscellaneous_Natural Gas_All | Commercial | Lodging | New | Miscellaneous | Natural Gas | All | 0 | 0.0095532 | 0 | 0
Commercial_Warehouse_Existing_Space Heating_Natural Gas_All | Commercial | Warehouse | Existing | Space Heating | Natural Gas | All | 0.15698 | 0.16287 | 0 | 0
Commercial_Warehouse_Existing_Water Heating_Natural Gas_All | Commercial | Warehouse | Existing | Water Heating | Natural Gas | All | 0.089573 | 0.092028 | 0 | 0
Commercial_Warehouse_Existing_Food Preparation_Natural Gas_All | Commercial | Warehouse | Existing | Food Preparation | Natural Gas | All | 0.13014 | 0.13537 | 0 | 0
Commercial_Warehouse_Existing_Miscellaneous_Natural Gas_All | Commercial | Warehouse | Existing | Miscellaneous | Natural Gas | All | 0 | 0 | 0 | 0
Commercial_Warehouse_New_Space Heating_Natural Gas_All | Commercial | Warehouse | New | Space Heating | Natural Gas | All | 0 | 0.15106 | 0 | 0
Commercial_Warehouse_New_Water Heating_Natural Gas_All | Commercial | Warehouse | New | Water Heating | Natural Gas | All | 0 | 0 | 0 | 0
Commercial_Warehouse_New_Food Preparation_Natural Gas_All | Commercial | Warehouse | New | Food Preparation | Natural Gas | All | 0 | 0.13534 | 0 | 0
Commercial_Warehouse_New_Miscellaneous_Natural Gas_All | Commercial | Warehouse | New | Miscellaneous | Natural Gas | All | 0 | 0 | 0 | 0
Commercial_Miscellaneous_Existing_Space Heating_Natural Gas_All | Commercial | Miscellaneous | Existing | Space Heating | Natural Gas | All | 0.39878 | 0.41314 | 0 | 0
Commercial_Miscellaneous_Existing_Water Heating_Natural Gas_All | Commercial | Miscellaneous | Existing | Water Heating | Natural Gas | All | 0.1677 | 0.1723 | 0 | 0
Commercial_Miscellaneous_Existing_Food Preparation_Natural Gas_All | Commercial | Miscellaneous | Existing | Food Preparation | Natural Gas | All | 0.009405 | 0.009783 | 0 | 0
Commercial_Miscellaneous_Existing_Miscellaneous_Natural Gas_All | Commercial | Miscellaneous | Existing | Miscellaneous | Natural Gas | All | 0.00040231 | 0.00041848 | 0 | 0
Commercial_Miscellaneous_New_Space Heating_Natural Gas_All | Commercial | Miscellaneous | New | Space Heating | Natural Gas | All | 0 | 0.60464 | 0 | 0
Commercial_Miscellaneous_New_Water Heating_Natural Gas_All | Commercial | Miscellaneous | New | Water Heating | Natural Gas | All | 0 | 0 | 0 | 0
Commercial_Miscellaneous_New_Food Preparation_Natural Gas_All | Commercial | Miscellaneous | New | Food Preparation | Natural Gas | All | 0 | 0.0097807 | 0 | 0
Commercial_Miscellaneous_New_Miscellaneous_Natural Gas_All | Commercial | Miscellaneous | New | Miscellaneous | Natural Gas | All | 0 | 0.00042083 | 0 | 0
Commercial_Office_Existing_Space Heating_Natural Gas_Market | Commercial | Office | Existing | Space Heating | Natural Gas | Market | 0.22893 | 0.23728 | 0 | 0
Commercial_Office_Existing_Water Heating_Natural Gas_Market | Commercial | Office | Existing | Water Heating | Natural Gas | Market | 0.019503 | 0.020038 | 0 | 0
Commercial_Office_Existing_Food Preparation_Natural Gas_Market | Commercial | Office | Existing | Food Preparation | Natural Gas | Market | 0.0020025 | 0.0020829 | 0 | 0
Commercial_Office_Existing_Miscellaneous_Natural Gas_Market | Commercial | Office | Existing | Miscellaneous | Natural Gas | Market | 0.00021539 | 0.00022404 | 0 | 0
Commercial_Office_New_Space Heating_Natural Gas_Market | Commercial | Office | New | Space Heating | Natural Gas | Market | 0 | 0.0095719 | 0 | 0
Commercial_Office_New_Water Heating_Natural Gas_Market | Commercial | Office | New | Water Heating | Natural Gas | Market | 0 | 0 | 0 | 0
Commercial_Office_New_Food Preparation_Natural Gas_Market | Commercial | Office | New | Food Preparation | Natural Gas | Market | 0 | 0.0010412 | 0 | 0
Commercial_Office_New_Miscellaneous_Natural Gas_Market | Commercial | Office | New | Miscellaneous | Natural Gas | Market | 0 | 0.0002234 | 0 | 0
Commercial_Retail_Existing_Space Heating_Natural Gas_Market | Commercial | Retail | Existing | Space Heating | Natural Gas | Market | 0.34031 | 0.353 | 0 | 0
Commercial_Retail_Existing_Water Heating_Natural Gas_Market | Commercial | Retail | Existing | Water Heating | Natural Gas | Market | 0.047934 | 0.049249 | 0 | 0
Commercial_Retail_Existing_Food Preparation_Natural Gas_Market | Commercial | Retail | Existing | Food Preparation | Natural Gas | Market | 0.010623 | 0.01105 | 0 | 0
Commercial_Retail_Existing_Miscellaneous_Natural Gas_Market | Commercial | Retail | Existing | Miscellaneous | Natural Gas | Market | 0.00010461 | 0.00010881 | 0 | 0
Commercial_Retail_New_Space Heating_Natural Gas_Market | Commercial | Retail | New | Space Heating | Natural Gas | Market | 0 | 0.032782 | 0 | 0
Commercial_Retail_New_Water Heating_Natural Gas_Market | Commercial | Retail | New | Water Heating | Natural Gas | Market | 0 | 0 | 0 | 0
Commercial_Retail_New_Food Preparation_Natural Gas_Market | Commercial | Retail | New | Food Preparation | Natural Gas | Market | 0 | 0.0055235 | 0 | 0
Commercial_Retail_New_Miscellaneous_Natural Gas_Market | Commercial | Retail | New | Miscellaneous | Natural Gas | Market | 0 | 0.0001086 | 0 | 0
Commercial_Restaurant_Existing_Space Heating_Natural Gas_Market | Commercial | Restaurant | Existing | Space Heating | Natural Gas | Market | 0.48442 | 0.50186 | 0 | 0
Commercial_Restaurant_Existing_Water Heating_Natural Gas_Market | Commercial | Restaurant | Existing | Water Heating | Natural Gas | Market | 0.68796 | 0.70682 | 0 | 0
Commercial_Restaurant_Existing_Food Preparation_Natural Gas_Market | Commercial | Restaurant | Existing | Food Preparation | Natural Gas | Market | 1.5696 | 1.6326 | 0 | 0
Commercial_Restaurant_Existing_Miscellaneous_Natural Gas_Market | Commercial | Restaurant | Existing | Miscellaneous | Natural Gas | Market | 0.00051648 | 0.00053724 | 0 | 0
Commercial_Restaurant_New_Space Heating_Natural Gas_Market | Commercial | Restaurant | New | Space Heating | Natural Gas | Market | 0 | 0.023601 | 0 | 0
Commercial_Restaurant_New_Water Heating_Natural Gas_Market | Commercial | Restaurant | New | Water Heating | Natural Gas | Market | 0 | 0.11038 | 0 | 0
Commercial_Restaurant_New_Food Preparation_Natural Gas_Market | Commercial | Restaurant | New | Food Preparation | Natural Gas | Market | 0 | 0.81613 | 0 | 0
Commercial_Restaurant_New_Miscellaneous_Natural Gas_Market | Commercial | Restaurant | New | Miscellaneous | Natural Gas | Market | 0 | 0.0005355 | 0 | 0
Commercial_Grocery_Existing_Space Heating_Natural Gas_Market | Commercial | Grocery | Existing | Space Heating | Natural Gas | Market | 1.1263 | 1.1681 | 0 | 0
Commercial_Grocery_Existing_Water Heating_Natural Gas_Market | Commercial | Grocery | Existing | Water Heating | Natural Gas | Market | 0.14982 | 0.15393 | 0 | 0
Commercial_Grocery_Existing_Food Preparation_Natural Gas_Market | Commercial | Grocery | Existing | Food Preparation | Natural Gas | Market | 0.55758 | 0.57999 | 0 | 0
Commercial_Grocery_Existing_Miscellaneous_Natural Gas_Market | Commercial | Grocery | Existing | Miscellaneous | Natural Gas | Market | 0.00051304 | 0.00053367 | 0 | 0
Commercial_Grocery_New_Space Heating_Natural Gas_Market | Commercial | Grocery | New | Space Heating | Natural Gas | Market | 0 | 0.11672 | 0 | 0
Commercial_Grocery_New_Water Heating_Natural Gas_Market | Commercial | Grocery | New | Water Heating | Natural Gas | Market | 0 | 0 | 0 | 0
Commercial_Grocery_New_Food Preparation_Natural Gas_Market | Commercial | Grocery | New | Food Preparation | Natural Gas | Market | 0 | 0.28992 | 0 | 0
Commercial_Grocery_New_Miscellaneous_Natural Gas_Market | Commercial | Grocery | New | Miscellaneous | Natural Gas | Market | 0 | 0.00053328 | 0 | 0
Commercial_Education_Existing_Space Heating_Natural Gas_Market | Commercial | Education | Existing | Space Heating | Natural Gas | Market | 0.29271 | 0.30295 | 0 | 0
Commercial_Education_Existing_Water Heating_Natural Gas_Market | Commercial | Education | Existing | Water Heating | Natural Gas | Market | 0.049997 | 0.051369 | 0 | 0
Commercial_Education_Existing_Food Preparation_Natural Gas_Market | Commercial | Education | Existing | Food Preparation | Natural Gas | Market | 0.00058566 | 0.0006092 | 0 | 0
Commercial_Education_Existing_Miscellaneous_Natural Gas_Market | Commercial | Education | Existing | Miscellaneous | Natural Gas | Market | 6.337e-05 | 6.5917e-05 | 0 | 0
Commercial_Education_New_Space Heating_Natural Gas_Market | Commercial | Education | New | Space Heating | Natural Gas | Market | 0 | 0.0064877 | 0 | 0
Commercial_Education_New_Water Heating_Natural Gas_Market | Commercial | Education | New | Water Heating | Natural Gas | Market | 0 | 0 | 0 | 0
Commercial_Education_New_Food Preparation_Natural Gas_Market | Commercial | Education | New | Food Preparation | Natural Gas | Market | 0 | 0.00030449 | 0 | 0
Commercial_Education_New_Miscellaneous_Natural Gas_Market | Commercial | Education | New | Miscellaneous | Natural Gas | Market | 0 | 6.5502e-05 | 0 | 0
Commercial_Healthcare_Existing_Space Heating_Natural Gas_Market | Commercial | Healthcare | Existing | Space Heating | Natural Gas | Market | 1.061 | 1.0974 | 0 | 0
Commercial_Healthcare_Existing_Water Heating_Natural Gas_Market | Commercial | Healthcare | Existing | Water Heating | Natural Gas | Market | 0.726 | 0.7459 | 0 | 0
Commercial_Healthcare_Existing_Food Preparation_Natural Gas_Market | Commercial | Healthcare | Existing | Food Preparation | Natural Gas | Market | 0.043159 | 0.044893 | 0 | 0
Commercial_Healthcare_Existing_Miscellaneous_Natural Gas_Market | Commercial | Healthcare | Existing | Miscellaneous | Natural Gas | Market | 0.0054522 | 0.0056713 | 0 | 0
Commercial_Healthcare_New_Space Heating_Natural Gas_Market | Commercial | Healthcare | New | Space Heating | Natural Gas | Market | 0 | 0.018855 | 0 | 0
Commercial_Healthcare_New_Water Heating_Natural Gas_Market | Commercial | Healthcare | New | Water Heating | Natural Gas | Market | 0 | 0.1165 | 0 | 0
Commercial_Healthcare_New_Food Preparation_Natural Gas_Market | Commercial | Healthcare | New | Food Preparation | Natural Gas | Market | 0 | 0.02244 | 0 | 0
Commercial_Healthcare_New_Miscellaneous_Natural Gas_Market | Commercial | Healthcare | New | Miscellaneous | Natural Gas | Market | 0 | 0.0056234 | 0 | 0
Commercial_Lodging_Existing_Space Heating_Natural Gas_Market | Commercial | Lodging | Existing | Space Heating | Natural Gas | Market | 0.10859 | 0.11233 | 0 | 0
Commercial_Lodging_Existing_Water Heating_Natural Gas_Market | Commercial | Lodging | Existing | Water Heating | Natural Gas | Market | 1.2064 | 1.2395 | 0 | 0
Commercial_Lodging_Existing_Food Preparation_Natural Gas_Market | Commercial | Lodging | Existing | Food Preparation | Natural Gas | Market | 0.044734 | 0.046531 | 0 | 0
Commercial_Lodging_Existing_Miscellaneous_Natural Gas_Market | Commercial | Lodging | Existing | Miscellaneous | Natural Gas | Market | 0.016719 | 0.01739 | 0 | 0
Commercial_Lodging_New_Space Heating_Natural Gas_Market | Commercial | Lodging | New | Space Heating | Natural Gas | Market | 0 | 0.0018919 | 0 | 0
Commercial_Lodging_New_Water Heating_Natural Gas_Market | Commercial | Lodging | New | Water Heating | Natural Gas | Market | 0 | 0 | 0 | 0
Commercial_Lodging_New_Food Preparation_Natural Gas_Market | Commercial | Lodging | New | Food Preparation | Natural Gas | Market | 0 | 0.023259 | 0 | 0
Commercial_Lodging_New_Miscellaneous_Natural Gas_Market | Commercial | Lodging | New | Miscellaneous | Natural Gas | Market | 0 | 0.011601 | 0 | 0
Commercial_Warehouse_Existing_Space Heating_Natural Gas_Market | Commercial | Warehouse | Existing | Space Heating | Natural Gas | Market | 0.16052 | 0.16655 | 0 | 0
Commercial_Warehouse_Existing_Water Heating_Natural Gas_Market | Commercial | Warehouse | Existing | Water Heating | Natural Gas | Market | 0.04493 | 0.046161 | 0 | 0
Commercial_Warehouse_Existing_Food Preparation_Natural Gas_Market | Commercial | Warehouse | Existing | Food Preparation | Natural Gas | Market | 0.0027947 | 0.002907 | 0 | 0
Commercial_Warehouse_Existing_Miscellaneous_Natural Gas_Market | Commercial | Warehouse | Existing | Miscellaneous | Natural Gas | Market | 0 | 0 | 0 | 0
Commercial_Warehouse_New_Space Heating_Natural Gas_Market | Commercial | Warehouse | New | Space Heating | Natural Gas | Market | 0 | 0.016138 | 0 | 0
Commercial_Warehouse_New_Water Heating_Natural Gas_Market | Commercial | Warehouse | New | Water Heating | Natural Gas | Market | 0 | 0 | 0 | 0
Commercial_Warehouse_New_Food Preparation_Natural Gas_Market | Commercial | Warehouse | New | Food Preparation | Natural Gas | Market | 0 | 0.0014533 | 0 | 0
Commercial_Warehouse_New_Miscellaneous_Natural Gas_Market | Commercial | Warehouse | New | Miscellaneous | Natural Gas | Market | 0 | 0 | 0 | 0
Commercial_Miscellaneous_Existing_Space Heating_Natural Gas_Market | Commercial | Miscellaneous | Existing | Space Heating | Natural Gas | Market | 0.43009 | 0.44558 | 0 | 0
Commercial_Miscellaneous_Existing_Water Heating_Natural Gas_Market | Commercial | Miscellaneous | Existing | Water Heating | Natural Gas | Market | 0.054304 | 0.055793 | 0 | 0
Commercial_Miscellaneous_Existing_Food Preparation_Natural Gas_Market | Commercial | Miscellaneous | Existing | Food Preparation | Natural Gas | Market | 0.0034667 | 0.003606 | 0 | 0
Commercial_Miscellaneous_Existing_Miscellaneous_Natural Gas_Market | Commercial | Miscellaneous | Existing | Miscellaneous | Natural Gas | Market | 0.00043052 | 0.00044782 | 0 | 0
Commercial_Miscellaneous_New_Space Heating_Natural Gas_Market | Commercial | Miscellaneous | New | Space Heating | Natural Gas | Market | 0 | 0.018818 | 0 | 0
Commercial_Miscellaneous_New_Water Heating_Natural Gas_Market | Commercial | Miscellaneous | New | Water Heating | Natural Gas | Market | 0 | 0 | 0 | 0
Commercial_Miscellaneous_New_Food Preparation_Natural Gas_Market | Commercial | Miscellaneous | New | Food Preparation | Natural Gas | Market | 0 | 0.0018026 | 0 | 0
Commercial_Miscellaneous_New_Miscellaneous_Natural Gas_Market | Commercial | Miscellaneous | New | Miscellaneous | Natural Gas | Market | 0 | 0.00043558 | 0 | 0

## Vintage Data
Key | Sector | Segment | End Use | Fuel | Technology | Type | New | 1 | 2 | 3 | 4 | 5 | 6 | 7 | 8 | 9 | 10 | 11 | 12 | 13 | 14 | 15 | 16 | 17 | 18 | 19 | 20 | 21 | 22 | 23 | 24 | 25 | 26 | 27 | 28 | 29 | 30 | 31 | 32 | 33 | 34 | 35
Commercial_Office_Space Heating_Natural Gas_Furnace_Distribution | Commercial | Office | Space Heating | Natural Gas | Furnace | Distribution | 5.556% | 5.556% | 5.556% | 5.556% | 5.556% | 5.556% | 5.556% | 5.556% | 5.556% | 5.556% | 5.229% | 4.902% | 4.575% | 4.248% | 3.922% | 3.595% | 3.268% | 2.941% | 2.614% | 2.288% | 1.961% | 1.634% | 1.307% | 0.9804% | 0.6536% | 0.3268% | 0% | 0% | 0% | 0% | 0% | 0% | 0% | 0% | 0% | 0% | 10 | 26
Commercial_Office_Space Heating_Natural Gas_Boiler_Distribution | Commercial | Office | Space Heating | Natural Gas | Boiler | Distribution | 3.333% | 3.333% | 3.333% | 3.333% | 3.333% | 3.333% | 3.333% | 3.333% | 3.333% | 3.333% | 3.333% | 3.333% | 3.333% | 3.333% | 3.333% | 3.333% | 3.333% | 3.333% | 3.333% | 3.333% | 3.333% | 3.333% | 3.333% | 3.333% | 3.333% | 3.03% | 2.727% | 2.424% | 2.121% | 1.818% | 1.515% | 1.212% | 0.9091% | 0.6061% | 0.303% | 0% | 25 | 35
Commercial_Office_Space Heating_Natural Gas_Unit Heater_Distribution | Commercial | Office | Space Heating | Natural Gas | Unit Heater | Distribution | 8.333% | 8.333% | 8.333% | 8.333% | 8.333% | 8.333% | 8.333% | 8.333% | 7.407% | 6.481% | 5.556% | 4.63% | 3.704% | 2.778% | 1.852% | 0.9259% | 0% | 0% | 0% | 0% | 0% | 0% | 0% | 0% | 0% | 0% | 0% | 0% | 0% | 0% | 0% | 0% | 0% | 0% | 0% | 0% | 8 | 16
Commercial_Office_Water Heating_Natural Gas_Water Heater_Distribution | Commercial | Office | Water Heating | Natural Gas | Water Heater | Distribution | 6.667% | 6.667% | 6.667% | 6.667% | 6.667% | 6.667% | 6.667% | 6.667% | 6.667% | 6.667% | 6.061% | 5.455% | 4.848% | 4.242% | 3.636% | 3.03% | 2.424% | 1.818% | 1.212% | 0.6061% | 0% | 0% | 0% | 0% | 0% | 0% | 0% | 0% | 0% | 0% | 0% | 0% | 0% | 0% | 0% | 0% | 10 | 20
Commercial_Office_Food Preparation_Natural Gas_Oven_Distribution | Commercial | Office | Food Preparation | Natural Gas | Oven | Distribution | 10% | 10% | 10% | 10% | 10% | 10% | 10% | 10% | 8% | 6% | 4% | 2% | 0% | 0% | 0% | 0% | 0% | 0% | 0% | 0% | 0% | 0% | 0% | 0% | 0% | 0% | 0% | 0% | 0% | 0% | 0% | 0% | 0% | 0% | 0% | 0% | 8 | 12
Commercial_Office_Food Preparation_Natural Gas_Conveyor Oven_Distribution | Commercial | Office | Food Preparation | Natural Gas | Conveyor Oven | Distribution | 10% | 10% | 10% | 10% | 10% | 10% | 10% | 10% | 8% | 6% | 4% | 2% | 0% | 0% | 0% | 0% | 0% | 0% | 0% | 0% | 0% | 0% | 0% | 0% | 0% | 0% | 0% | 0% | 0% | 0% | 0% | 0% | 0% | 0% | 0% | 0% | 8 | 12
Commercial_Office_Food Preparation_Natural Gas_Double Rack Oven_Distribution | Commercial | Office | Food Preparation | Natural Gas | Double Rack Oven | Distribution | 10% | 10% | 10% | 10% | 10% | 10% | 10% | 10% | 8% | 6% | 4% | 2% | 0% | 0% | 0% | 0% | 0% | 0% | 0% | 0% | 0% | 0% | 0% | 0% | 0% | 0% | 0% | 0% | 0% | 0% | 0% | 0% | 0% | 0% | 0% | 0% | 8 | 12
Commercial_Office_Food Preparation_Natural Gas_Fryer_Distribution | Commercial | Office | Food Preparation | Natural Gas | Fryer | Distribution | 6.667% | 6.667% | 6.667% | 6.667% | 6.667% | 6.667% | 6.667% | 6.667% | 6.667% | 6.667% | 6.061% | 5.455% | 4.848% | 4.242% | 3.636% | 3.03% | 2.424% | 1.818% | 1.212% | 0.6061% | 0% | 0% | 0% | 0% | 0% | 0% | 0% | 0% | 0% | 0% | 0% | 0% | 0% | 0% | 0% | 0% | 10 | 20
Commercial_Office_Food Preparation_Natural Gas_Broiler_Distribution | Commercial | Office | Food Preparation | Natural Gas | Broiler | Distribution | 8.333% | 8.333% | 8.333% | 8.333% | 8.333% | 8.333% | 8.333% | 8.333% | 7.407% | 6.481% | 5.556% | 4.63% | 3.704% | 2.778% | 1.852% | 0.9259% | 0% | 0% | 0% | 0% | 0% | 0% | 0% | 0% | 0% | 0% | 0% | 0% | 0% | 0% | 0% | 0% | 0% | 0% | 0% | 0% | 8 | 16
Commercial_Office_Food Preparation_Natural Gas_Griddle_Distribution | Commercial | Office | Food Preparation | Natural Gas | Griddle | Distribution | 8.333% | 8.333% | 8.333% | 8.333% | 8.333% | 8.333% | 8.333% | 8.333% | 7.407% | 6.481% | 5.556% | 4.63% | 3.704% | 2.778% | 1.852% | 0.9259% | 0% | 0% | 0% | 0% | 0% | 0% | 0% | 0% | 0% | 0% | 0% | 0% | 0% | 0% | 0% | 0% | 0% | 0% | 0% | 0% | 8 | 16
Commercial_Office_Food Preparation_Natural Gas_Range_Distribution | Commercial | Office | Food Preparation | Natural Gas | Range | Distribution | 10% | 10% | 10% | 10% | 10% | 10% | 10% | 10% | 8% | 6% | 4% | 2% | 0% | 0% | 0% | 0% | 0% | 0% | 0% | 0% | 0% | 0% | 0% | 0% | 0% | 0% | 0% | 0% | 0% | 0% | 0% | 0% | 0% | 0% | 0% | 0% | 8 | 12
Commercial_Office_Food Preparation_Natural Gas_Steamer_Distribution | Commercial | Office | Food Preparation | Natural Gas | Steamer | Distribution | 8.333% | 8.333% | 8.333% | 8.333% | 8.333% | 8.333% | 8.333% | 8.333% | 7.407% | 6.481% | 5.556% | 4.63% | 3.704% | 2.778% | 1.852% | 0.9259% | 0% | 0% | 0% | 0% | 0% | 0% | 0% | 0% | 0% | 0% | 0% | 0% | 0% | 0% | 0% | 0% | 0% | 0% | 0% | 0% | 8 | 16
Commercial_Office_Food Preparation_Natural Gas_Food Prep Other_Distribution | Commercial | Office | Food Preparation | Natural Gas | Food Prep Other | Distribution | 10% | 10% | 10% | 10% | 10% | 10% | 10% | 10% | 8% | 6% | 4% | 2% | 0% | 0% | 0% | 0% | 0% | 0% | 0% | 0% | 0% | 0% | 0% | 0% | 0% | 0% | 0% | 0% | 0% | 0% | 0% | 0% | 0% | 0% | 0% | 0% | 8 | 12
Commercial_Office_Miscellaneous_Natural Gas_Pool Heater_Distribution | Commercial | Office | Miscellaneous | Natural Gas | Pool Heater | Distribution | 10% | 10% | 10% | 10% | 10% | 9.091% | 8.182% | 7.273% | 6.364% | 5.455% | 4.545% | 3.636% | 2.727% | 1.818% | 0.9091% | 0% | 0% | 0% | 0% | 0% | 0% | 0% | 0% | 0% | 0% | 0% | 0% | 0% | 0% | 0% | 0% | 0% | 0% | 0% | 0% | 0% | 5 | 15
Commercial_Office_Miscellaneous_Natural Gas_Miscellaneous_Distribution | Commercial | Office | Miscellaneous | Natural Gas | Miscellaneous | Distribution | 20% | 20% | 17.14% | 14.29% | 11.43% | 8.571% | 5.714% | 2.857% | 0% | 0% | 0% | 0% | 0% | 0% | 0% | 0% | 0% | 0% | 0% | 0% | 0% | 0% | 0% | 0% | 0% | 0% | 0% | 0% | 0% | 0% | 0% | 0% | 0% | 0% | 0% | 0% | 2 | 8
Commercial_Retail_Space Heating_Natural Gas_Furnace_Distribution | Commercial | Retail | Space Heating | Natural Gas | Furnace | Distribution | 5.556% | 5.556% | 5.556% | 5.556% | 5.556% | 5.556% | 5.556% | 5.556% | 5.556% | 5.556% | 5.229% | 4.902% | 4.575% | 4.248% | 3.922% | 3.595% | 3.268% | 2.941% | 2.614% | 2.288% | 1.961% | 1.634% | 1.307% | 0.9804% | 0.6536% | 0.3268% | 0% | 0% | 0% | 0% | 0% | 0% | 0% | 0% | 0% | 0% | 10 | 26
Commercial_Retail_Space Heating_Natural Gas_Boiler_Distribution | Commercial | Retail | Space Heating | Natural Gas | Boiler | Distribution | 3.333% | 3.333% | 3.333% | 3.333% | 3.333% | 3.333% | 3.333% | 3.333% | 3.333% | 3.333% | 3.333% | 3.333% | 3.333% | 3.333% | 3.333% | 3.333% | 3.333% | 3.333% | 3.333% | 3.333% | 3.333% | 3.333% | 3.333% | 3.333% | 3.333% | 3.03% | 2.727% | 2.424% | 2.121% | 1.818% | 1.515% | 1.212% | 0.9091% | 0.6061% | 0.303% | 0% | 25 | 35
Commercial_Retail_Space Heating_Natural Gas_Unit Heater_Distribution | Commercial | Retail | Space Heating | Natural Gas | Unit Heater | Distribution | 8.333% | 8.333% | 8.333% | 8.333% | 8.333% | 8.333% | 8.333% | 8.333% | 7.407% | 6.481% | 5.556% | 4.63% | 3.704% | 2.778% | 1.852% | 0.9259% | 0% | 0% | 0% | 0% | 0% | 0% | 0% | 0% | 0% | 0% | 0% | 0% | 0% | 0% | 0% | 0% | 0% | 0% | 0% | 0% | 8 | 16
Commercial_Retail_Water Heating_Natural Gas_Water Heater_Distribution | Commercial | Retail | Water Heating | Natural Gas | Water Heater | Distribution | 6.667% | 6.667% | 6.667% | 6.667% | 6.667% | 6.667% | 6.667% | 6.667% | 6.667% | 6.667% | 6.061% | 5.455% | 4.848% | 4.242% | 3.636% | 3.03% | 2.424% | 1.818% | 1.212% | 0.6061% | 0% | 0% | 0% | 0% | 0% | 0% | 0% | 0% | 0% | 0% | 0% | 0% | 0% | 0% | 0% | 0% | 10 | 20
Commercial_Retail_Food Preparation_Natural Gas_Oven_Distribution | Commercial | Retail | Food Preparation | Natural Gas | Oven | Distribution | 10% | 10% | 10% | 10% | 10% | 10% | 10% | 10% | 8% | 6% | 4% | 2% | 0% | 0% | 0% | 0% | 0% | 0% | 0% | 0% | 0% | 0% | 0% | 0% | 0% | 0% | 0% | 0% | 0% | 0% | 0% | 0% | 0% | 0% | 0% | 0% | 8 | 12
Commercial_Retail_Food Preparation_Natural Gas_Conveyor Oven_Distribution | Commercial | Retail | Food Preparation | Natural Gas | Conveyor Oven | Distribution | 10% | 10% | 10% | 10% | 10% | 10% | 10% | 10% | 8% | 6% | 4% | 2% | 0% | 0% | 0% | 0% | 0% | 0% | 0% | 0% | 0% | 0% | 0% | 0% | 0% | 0% | 0% | 0% | 0% | 0% | 0% | 0% | 0% | 0% | 0% | 0% | 8 | 12
Commercial_Retail_Food Preparation_Natural Gas_Double Rack Oven_Distribution | Commercial | Retail | Food Preparation | Natural Gas | Double Rack Oven | Distribution | 10% | 10% | 10% | 10% | 10% | 10% | 10% | 10% | 8% | 6% | 4% | 2% | 0% | 0% | 0% | 0% | 0% | 0% | 0% | 0% | 0% | 0% | 0% | 0% | 0% | 0% | 0% | 0% | 0% | 0% | 0% | 0% | 0% | 0% | 0% | 0% | 8 | 12
Commercial_Retail_Food Preparation_Natural Gas_Fryer_Distribution | Commercial | Retail | Food Preparation | Natural Gas | Fryer | Distribution | 6.667% | 6.667% | 6.667% | 6.667% | 6.667% | 6.667% | 6.667% | 6.667% | 6.667% | 6.667% | 6.061% | 5.455% | 4.848% | 4.242% | 3.636% | 3.03% | 2.424% | 1.818% | 1.212% | 0.6061% | 0% | 0% | 0% | 0% | 0% | 0% | 0% | 0% | 0% | 0% | 0% | 0% | 0% | 0% | 0% | 0% | 10 | 20
Commercial_Retail_Food Preparation_Natural Gas_Broiler_Distribution | Commercial | Retail | Food Preparation | Natural Gas | Broiler | Distribution | 8.333% | 8.333% | 8.333% | 8.333% | 8.333% | 8.333% | 8.333% | 8.333% | 7.407% | 6.481% | 5.556% | 4.63% | 3.704% | 2.778% | 1.852% | 0.9259% | 0% | 0% | 0% | 0% | 0% | 0% | 0% | 0% | 0% | 0% | 0% | 0% | 0% | 0% | 0% | 0% | 0% | 0% | 0% | 0% | 8 | 16
Commercial_Retail_Food Preparation_Natural Gas_Griddle_Distribution | Commercial | Retail | Food Preparation | Natural Gas | Griddle | Distribution | 8.333% | 8.333% | 8.333% | 8.333% | 8.333% | 8.333% | 8.333% | 8.333% | 7.407% | 6.481% | 5.556% | 4.63% | 3.704% | 2.778% | 1.852% | 0.9259% | 0% | 0% | 0% | 0% | 0% | 0% | 0% | 0% | 0% | 0% | 0% | 0% | 0% | 0% | 0% | 0% | 0% | 0% | 0% | 0% | 8 | 16
Commercial_Retail_Food Preparation_Natural Gas_Range_Distribution | Commercial | Retail | Food Preparation | Natural Gas | Range | Distribution | 10% | 10% | 10% | 10% | 10% | 10% | 10% | 10% | 8% | 6% | 4% | 2% | 0% | 0% | 0% | 0% | 0% | 0% | 0% | 0% | 0% | 0% | 0% | 0% | 0% | 0% | 0% | 0% | 0% | 0% | 0% | 0% | 0% | 0% | 0% | 0% | 8 | 12
Commercial_Retail_Food Preparation_Natural Gas_Steamer_Distribution | Commercial | Retail | Food Preparation | Natural Gas | Steamer | Distribution | 8.333% | 8.333% | 8.333% | 8.333% | 8.333% | 8.333% | 8.333% | 8.333% | 7.407% | 6.481% | 5.556% | 4.63% | 3.704% | 2.778% | 1.852% | 0.9259% | 0% | 0% | 0% | 0% | 0% | 0% | 0% | 0% | 0% | 0% | 0% | 0% | 0% | 0% | 0% | 0% | 0% | 0% | 0% | 0% | 8 | 16
Commercial_Retail_Food Preparation_Natural Gas_Food Prep Other_Distribution | Commercial | Retail | Food Preparation | Natural Gas | Food Prep Other | Distribution | 10% | 10% | 10% | 10% | 10% | 10% | 10% | 10% | 8% | 6% | 4% | 2% | 0% | 0% | 0% | 0% | 0% | 0% | 0% | 0% | 0% | 0% | 0% | 0% | 0% | 0% | 0% | 0% | 0% | 0% | 0% | 0% | 0% | 0% | 0% | 0% | 8 | 12
Commercial_Retail_Miscellaneous_Natural Gas_Pool Heater_Distribution | Commercial | Retail | Miscellaneous | Natural Gas | Pool Heater | Distribution | 10% | 10% | 10% | 10% | 10% | 9.091% | 8.182% | 7.273% | 6.364% | 5.455% | 4.545% | 3.636% | 2.727% | 1.818% | 0.9091% | 0% | 0% | 0% | 0% | 0% | 0% | 0% | 0% | 0% | 0% | 0% | 0% | 0% | 0% | 0% | 0% | 0% | 0% | 0% | 0% | 0% | 5 | 15
Commercial_Retail_Miscellaneous_Natural Gas_Miscellaneous_Distribution | Commercial | Retail | Miscellaneous | Natural Gas | Miscellaneous | Distribution | 20% | 20% | 17.14% | 14.29% | 11.43% | 8.571% | 5.714% | 2.857% | 0% | 0% | 0% | 0% | 0% | 0% | 0% | 0% | 0% | 0% | 0% | 0% | 0% | 0% | 0% | 0% | 0% | 0% | 0% | 0% | 0% | 0% | 0% | 0% | 0% | 0% | 0% | 0% | 2 | 8
Commercial_Restaurant_Space Heating_Natural Gas_Furnace_Distribution | Commercial | Restaurant | Space Heating | Natural Gas | Furnace | Distribution | 5.556% | 5.556% | 5.556% | 5.556% | 5.556% | 5.556% | 5.556% | 5.556% | 5.556% | 5.556% | 5.229% | 4.902% | 4.575% | 4.248% | 3.922% | 3.595% | 3.268% | 2.941% | 2.614% | 2.288% | 1.961% | 1.634% | 1.307% | 0.9804% | 0.6536% | 0.3268% | 0% | 0% | 0% | 0% | 0% | 0% | 0% | 0% | 0% | 0% | 10 | 26
Commercial_Restaurant_Space Heating_Natural Gas_Boiler_Distribution | Commercial | Restaurant | Space Heating | Natural Gas | Boiler | Distribution | 3.333% | 3.333% | 3.333% | 3.333% | 3.333% | 3.333% | 3.333% | 3.333% | 3.333% | 3.333% | 3.333% | 3.333% | 3.333% | 3.333% | 3.333% | 3.333% | 3.333% | 3.333% | 3.333% | 3.333% | 3.333% | 3.333% | 3.333% | 3.333% | 3.333% | 3.03% | 2.727% | 2.424% | 2.121% | 1.818% | 1.515% | 1.212% | 0.9091% | 0.6061% | 0.303% | 0% | 25 | 35
Commercial_Restaurant_Space Heating_Natural Gas_Unit Heater_Distribution | Commercial | Restaurant | Space Heating | Natural Gas | Unit Heater | Distribution | 8.333% | 8.333% | 8.333% | 8.333% | 8.333% | 8.333% | 8.333% | 8.333% | 7.407% | 6.481% | 5.556% | 4.63% | 3.704% | 2.778% | 1.852% | 0.9259% | 0% | 0% | 0% | 0% | 0% | 0% | 0% | 0% | 0% | 0% | 0% | 0% | 0% | 0% | 0% | 0% | 0% | 0% | 0% | 0% | 8 | 16
Commercial_Restaurant_Water Heating_Natural Gas_Water Heater_Distribution | Commercial | Restaurant | Water Heating | Natural Gas | Water Heater | Distribution | 6.667% | 6.667% | 6.667% | 6.667% | 6.667% | 6.667% | 6.667% | 6.667% | 6.667% | 6.667% | 6.061% | 5.455% | 4.848% | 4.242% | 3.636% | 3.03% | 2.424% | 1.818% | 1.212% | 0.6061% | 0% | 0% | 0% | 0% | 0% | 0% | 0% | 0% | 0% | 0% | 0% | 0% | 0% | 0% | 0% | 0% | 10 | 20
Commercial_Restaurant_Food Preparation_Natural Gas_Oven_Distribution | Commercial | Restaurant | Food Preparation | Natural Gas | Oven | Distribution | 10% | 10% | 10% | 10% | 10% | 10% | 10% | 10% | 8% | 6% | 4% | 2% | 0% | 0% | 0% | 0% | 0% | 0% | 0% | 0% | 0% | 0% | 0% | 0% | 0% | 0% | 0% | 0% | 0% | 0% | 0% | 0% | 0% | 0% | 0% | 0% | 8 | 12
Commercial_Restaurant_Food Preparation_Natural Gas_Conveyor Oven_Distribution | Commercial | Restaurant | Food Preparation | Natural Gas | Conveyor Oven | Distribution | 10% | 10% | 10% | 10% | 10% | 10% | 10% | 10% | 8% | 6% | 4% | 2% | 0% | 0% | 0% | 0% | 0% | 0% | 0% | 0% | 0% | 0% | 0% | 0% | 0% | 0% | 0% | 0% | 0% | 0% | 0% | 0% | 0% | 0% | 0% | 0% | 8 | 12
Commercial_Restaurant_Food Preparation_Natural Gas_Double Rack Oven_Distribution | Commercial | Restaurant | Food Preparation | Natural Gas | Double Rack Oven | Distribution | 10% | 10% | 10% | 10% | 10% | 10% | 10% | 10% | 8% | 6% | 4% | 2% | 0% | 0% | 0% | 0% | 0% | 0% | 0% | 0% | 0% | 0% | 0% | 0% | 0% | 0% | 0% | 0% | 0% | 0% | 0% | 0% | 0% | 0% | 0% | 0% | 8 | 12
Commercial_Restaurant_Food Preparation_Natural Gas_Fryer_Distribution | Commercial | Restaurant | Food Preparation | Natural Gas | Fryer | Distribution | 6.667% | 6.667% | 6.667% | 6.667% | 6.667% | 6.667% | 6.667% | 6.667% | 6.667% | 6.667% | 6.061% | 5.455% | 4.848% | 4.242% | 3.636% | 3.03% | 2.424% | 1.818% | 1.212% | 0.6061% | 0% | 0% | 0% | 0% | 0% | 0% | 0% | 0% | 0% | 0% | 0% | 0% | 0% | 0% | 0% | 0% | 10 | 20
Commercial_Restaurant_Food Preparation_Natural Gas_Broiler_Distribution | Commercial | Restaurant | Food Preparation | Natural Gas | Broiler | Distribution | 8.333% | 8.333% | 8.333% | 8.333% | 8.333% | 8.333% | 8.333% | 8.333% | 7.407% | 6.481% | 5.556% | 4.63% | 3.704% | 2.778% | 1.852% | 0.9259% | 0% | 0% | 0% | 0% | 0% | 0% | 0% | 0% | 0% | 0% | 0% | 0% | 0% | 0% | 0% | 0% | 0% | 0% | 0% | 0% | 8 | 16
Commercial_Restaurant_Food Preparation_Natural Gas_Griddle_Distribution | Commercial | Restaurant | Food Preparation | Natural Gas | Griddle | Distribution | 8.333% | 8.333% | 8.333% | 8.333% | 8.333% | 8.333% | 8.333% | 8.333% | 7.407% | 6.481% | 5.556% | 4.63% | 3.704% | 2.778% | 1.852% | 0.9259% | 0% | 0% | 0% | 0% | 0% | 0% | 0% | 0% | 0% | 0% | 0% | 0% | 0% | 0% | 0% | 0% | 0% | 0% | 0% | 0% | 8 | 16
Commercial_Restaurant_Food Preparation_Natural Gas_Range_Distribution | Commercial | Restaurant | Food Preparation | Natural Gas | Range | Distribution | 10% | 10% | 10% | 10% | 10% | 10% | 10% | 10% | 8% | 6% | 4% | 2% | 0% | 0% | 0% | 0% | 0% | 0% | 0% | 0% | 0% | 0% | 0% | 0% | 0% | 0% | 0% | 0% | 0% | 0% | 0% | 0% | 0% | 0% | 0% | 0% | 8 | 12
Commercial_Restaurant_Food Preparation_Natural Gas_Steamer_Distribution | Commercial | Restaurant | Food Preparation | Natural Gas | Steamer | Distribution | 8.333% | 8.333% | 8.333% | 8.333% | 8.333% | 8.333% | 8.333% | 8.333% | 7.407% | 6.481% | 5.556% | 4.63% | 3.704% | 2.778% | 1.852% | 0.9259% | 0% | 0% | 0% | 0% | 0% | 0% | 0% | 0% | 0% | 0% | 0% | 0% | 0% | 0% | 0% | 0% | 0% | 0% | 0% | 0% | 8 | 16
Commercial_Restaurant_Food Preparation_Natural Gas_Food Prep Other_Distribution | Commercial | Restaurant | Food Preparation | Natural Gas | Food Prep Other | Distribution | 10% | 10% | 10% | 10% | 10% | 10% | 10% | 10% | 8% | 6% | 4% | 2% | 0% | 0% | 0% | 0% | 0% | 0% | 0% | 0% | 0% | 0% | 0% | 0% | 0% | 0% | 0% | 0% | 0% | 0% | 0% | 0% | 0% | 0% | 0% | 0% | 8 | 12
Commercial_Restaurant_Miscellaneous_Natural Gas_Pool Heater_Distribution | Commercial | Restaurant | Miscellaneous | Natural Gas | Pool Heater | Distribution | 10% | 10% | 10% | 10% | 10% | 9.091% | 8.182% | 7.273% | 6.364% | 5.455% | 4.545% | 3.636% | 2.727% | 1.818% | 0.9091% | 0% | 0% | 0% | 0% | 0% | 0% | 0% | 0% | 0% | 0% | 0% | 0% | 0% | 0% | 0% | 0% | 0% | 0% | 0% | 0% | 0% | 5 | 15
Commercial_Restaurant_Miscellaneous_Natural Gas_Miscellaneous_Distribution | Commercial | Restaurant | Miscellaneous | Natural Gas | Miscellaneous | Distribution | 20% | 20% | 17.14% | 14.29% | 11.43% | 8.571% | 5.714% | 2.857% | 0% | 0% | 0% | 0% | 0% | 0% | 0% | 0% | 0% | 0% | 0% | 0% | 0% | 0% | 0% | 0% | 0% | 0% | 0% | 0% | 0% | 0% | 0% | 0% | 0% | 0% | 0% | 0% | 2 | 8
Commercial_Grocery_Space Heating_Natural Gas_Furnace_Distribution | Commercial | Grocery | Space Heating | Natural Gas | Furnace | Distribution | 5.556% | 5.556% | 5.556% | 5.556% | 5.556% | 5.556% | 5.556% | 5.556% | 5.556% | 5.556% | 5.229% | 4.902% | 4.575% | 4.248% | 3.922% | 3.595% | 3.268% | 2.941% | 2.614% | 2.288% | 1.961% | 1.634% | 1.307% | 0.9804% | 0.6536% | 0.3268% | 0% | 0% | 0% | 0% | 0% | 0% | 0% | 0% | 0% | 0% | 10 | 26
Commercial_Grocery_Space Heating_Natural Gas_Boiler_Distribution | Commercial | Grocery | Space Heating | Natural Gas | Boiler | Distribution | 3.333% | 3.333% | 3.333% | 3.333% | 3.333% | 3.333% | 3.333% | 3.333% | 3.333% | 3.333% | 3.333% | 3.333% | 3.333% | 3.333% | 3.333% | 3.333% | 3.333% | 3.333% | 3.333% | 3.333% | 3.333% | 3.333% | 3.333% | 3.333% | 3.333% | 3.03% | 2.727% | 2.424% | 2.121% | 1.818% | 1.515% | 1.212% | 0.9091% | 0.6061% | 0.303% | 0% | 25 | 35
Commercial_Grocery_Space Heating_Natural Gas_Unit Heater_Distribution | Commercial | Grocery | Space Heating | Natural Gas | Unit Heater | Distribution | 8.333% | 8.333% | 8.333% | 8.333% | 8.333% | 8.333% | 8.333% | 8.333% | 7.407% | 6.481% | 5.556% | 4.63% | 3.704% | 2.778% | 1.852% | 0.9259% | 0% | 0% | 0% | 0% | 0% | 0% | 0% | 0% | 0% | 0% | 0% | 0% | 0% | 0% | 0% | 0% | 0% | 0% | 0% | 0% | 8 | 16
Commercial_Grocery_Water Heating_Natural Gas_Water Heater_Distribution | Commercial | Grocery | Water Heating | Natural Gas | Water Heater | Distribution | 6.667% | 6.667% | 6.667% | 6.667% | 6.667% | 6.667% | 6.667% | 6.667% | 6.667% | 6.667% | 6.061% | 5.455% | 4.848% | 4.242% | 3.636% | 3.03% | 2.424% | 1.818% | 1.212% | 0.6061% | 0% | 0% | 0% | 0% | 0% | 0% | 0% | 0% | 0% | 0% | 0% | 0% | 0% | 0% | 0% | 0% | 10 | 20
Commercial_Grocery_Food Preparation_Natural Gas_Oven_Distribution | Commercial | Grocery | Food Preparation | Natural Gas | Oven | Distribution | 10% | 10% | 10% | 10% | 10% | 10% | 10% | 10% | 8% | 6% | 4% | 2% | 0% | 0% | 0% | 0% | 0% | 0% | 0% | 0% | 0% | 0% | 0% | 0% | 0% | 0% | 0% | 0% | 0% | 0% | 0% | 0% | 0% | 0% | 0% | 0% | 8 | 12
Commercial_Grocery_Food Preparation_Natural Gas_Conveyor Oven_Distribution | Commercial | Grocery | Food Preparation | Natural Gas | Conveyor Oven | Distribution | 10% | 10% | 10% | 10% | 10% | 10% | 10% | 10% | 8% | 6% | 4% | 2% | 0% | 0% | 0% | 0% | 0% | 0% | 0% | 0% | 0% | 0% | 0% | 0% | 0% | 0% | 0% | 0% | 0% | 0% | 0% | 0% | 0% | 0% | 0% | 0% | 8 | 12
Commercial_Grocery_Food Preparation_Natural Gas_Double Rack Oven_Distribution | Commercial | Grocery | Food Preparation | Natural Gas | Double Rack Oven | Distribution | 10% | 10% | 10% | 10% | 10% | 10% | 10% | 10% | 8% | 6% | 4% | 2% | 0% | 0% | 0% | 0% | 0% | 0% | 0% | 0% | 0% | 0% | 0% | 0% | 0% | 0% | 0% | 0% | 0% | 0% | 0% | 0% | 0% | 0% | 0% | 0% | 8 | 12
Commercial_Grocery_Food Preparation_Natural Gas_Fryer_Distribution | Commercial | Grocery | Food Preparation | Natural Gas | Fryer | Distribution | 6.667% | 6.667% | 6.667% | 6.667% | 6.667% | 6.667% | 6.667% | 6.667% | 6.667% | 6.667% | 6.061% | 5.455% | 4.848% | 4.242% | 3.636% | 3.03% | 2.424% | 1.818% | 1.212% | 0.6061% | 0% | 0% | 0% | 0% | 0% | 0% | 0% | 0% | 0% | 0% | 0% | 0% | 0% | 0% | 0% | 0% | 10 | 20
Commercial_Grocery_Food Preparation_Natural Gas_Broiler_Distribution | Commercial | Grocery | Food Preparation | Natural Gas | Broiler | Distribution | 8.333% | 8.333% | 8.333% | 8.333% | 8.333% | 8.333% | 8.333% | 8.333% | 7.407% | 6.481% | 5.556% | 4.63% | 3.704% | 2.778% | 1.852% | 0.9259% | 0% | 0% | 0% | 0% | 0% | 0% | 0% | 0% | 0% | 0% | 0% | 0% | 0% | 0% | 0% | 0% | 0% | 0% | 0% | 0% | 8 | 16
Commercial_Grocery_Food Preparation_Natural Gas_Griddle_Distribution | Commercial | Grocery | Food Preparation | Natural Gas | Griddle | Distribution | 8.333% | 8.333% | 8.333% | 8.333% | 8.333% | 8.333% | 8.333% | 8.333% | 7.407% | 6.481% | 5.556% | 4.63% | 3.704% | 2.778% | 1.852% | 0.9259% | 0% | 0% | 0% | 0% | 0% | 0% | 0% | 0% | 0% | 0% | 0% | 0% | 0% | 0% | 0% | 0% | 0% | 0% | 0% | 0% | 8 | 16
Commercial_Grocery_Food Preparation_Natural Gas_Range_Distribution | Commercial | Grocery | Food Preparation | Natural Gas | Range | Distribution | 10% | 10% | 10% | 10% | 10% | 10% | 10% | 10% | 8% | 6% | 4% | 2% | 0% | 0% | 0% | 0% | 0% | 0% | 0% | 0% | 0% | 0% | 0% | 0% | 0% | 0% | 0% | 0% | 0% | 0% | 0% | 0% | 0% | 0% | 0% | 0% | 8 | 12
Commercial_Grocery_Food Preparation_Natural Gas_Steamer_Distribution | Commercial | Grocery | Food Preparation | Natural Gas | Steamer | Distribution | 8.333% | 8.333% | 8.333% | 8.333% | 8.333% | 8.333% | 8.333% | 8.333% | 7.407% | 6.481% | 5.556% | 4.63% | 3.704% | 2.778% | 1.852% | 0.9259% | 0% | 0% | 0% | 0% | 0% | 0% | 0% | 0% | 0% | 0% | 0% | 0% | 0% | 0% | 0% | 0% | 0% | 0% | 0% | 0% | 8 | 16
Commercial_Grocery_Food Preparation_Natural Gas_Food Prep Other_Distribution | Commercial | Grocery | Food Preparation | Natural Gas | Food Prep Other | Distribution | 10% | 10% | 10% | 10% | 10% | 10% | 10% | 10% | 8% | 6% | 4% | 2% | 0% | 0% | 0% | 0% | 0% | 0% | 0% | 0% | 0% | 0% | 0% | 0% | 0% | 0% | 0% | 0% | 0% | 0% | 0% | 0% | 0% | 0% | 0% | 0% | 8 | 12
Commercial_Grocery_Miscellaneous_Natural Gas_Pool Heater_Distribution | Commercial | Grocery | Miscellaneous | Natural Gas | Pool Heater | Distribution | 10% | 10% | 10% | 10% | 10% | 9.091% | 8.182% | 7.273% | 6.364% | 5.455% | 4.545% | 3.636% | 2.727% | 1.818% | 0.9091% | 0% | 0% | 0% | 0% | 0% | 0% | 0% | 0% | 0% | 0% | 0% | 0% | 0% | 0% | 0% | 0% | 0% | 0% | 0% | 0% | 0% | 5 | 15
Commercial_Grocery_Miscellaneous_Natural Gas_Miscellaneous_Distribution | Commercial | Grocery | Miscellaneous | Natural Gas | Miscellaneous | Distribution | 20% | 20% | 17.14% | 14.29% | 11.43% | 8.571% | 5.714% | 2.857% | 0% | 0% | 0% | 0% | 0% | 0% | 0% | 0% | 0% | 0% | 0% | 0% | 0% | 0% | 0% | 0% | 0% | 0% | 0% | 0% | 0% | 0% | 0% | 0% | 0% | 0% | 0% | 0% | 2 | 8
Commercial_Education_Space Heating_Natural Gas_Furnace_Distribution | Commercial | Education | Space Heating | Natural Gas | Furnace | Distribution | 5.556% | 5.556% | 5.556% | 5.556% | 5.556% | 5.556% | 5.556% | 5.556% | 5.556% | 5.556% | 5.229% | 4.902% | 4.575% | 4.248% | 3.922% | 3.595% | 3.268% | 2.941% | 2.614% | 2.288% | 1.961% | 1.634% | 1.307% | 0.9804% | 0.6536% | 0.3268% | 0% | 0% | 0% | 0% | 0% | 0% | 0% | 0% | 0% | 0% | 10 | 26
Commercial_Education_Space Heating_Natural Gas_Boiler_Distribution | Commercial | Education | Space Heating | Natural Gas | Boiler | Distribution | 3.333% | 3.333% | 3.333% | 3.333% | 3.333% | 3.333% | 3.333% | 3.333% | 3.333% | 3.333% | 3.333% | 3.333% | 3.333% | 3.333% | 3.333% | 3.333% | 3.333% | 3.333% | 3.333% | 3.333% | 3.333% | 3.333% | 3.333% | 3.333% | 3.333% | 3.03% | 2.727% | 2.424% | 2.121% | 1.818% | 1.515% | 1.212% | 0.9091% | 0.6061% | 0.303% | 0% | 25 | 35
Commercial_Education_Space Heating_Natural Gas_Unit Heater_Distribution | Commercial | Education | Space Heating | Natural Gas | Unit Heater | Distribution | 8.333% | 8.333% | 8.333% | 8.333% | 8.333% | 8.333% | 8.333% | 8.333% | 7.407% | 6.481% | 5.556% | 4.63% | 3.704% | 2.778% | 1.852% | 0.9259% | 0% | 0% | 0% | 0% | 0% | 0% | 0% | 0% | 0% | 0% | 0% | 0% | 0% | 0% | 0% | 0% | 0% | 0% | 0% | 0% | 8 | 16
Commercial_Education_Water Heating_Natural Gas_Water Heater_Distribution | Commercial | Education | Water Heating | Natural Gas | Water Heater | Distribution | 6.667% | 6.667% | 6.667% | 6.667% | 6.667% | 6.667% | 6.667% | 6.667% | 6.667% | 6.667% | 6.061% | 5.455% | 4.848% | 4.242% | 3.636% | 3.03% | 2.424% | 1.818% | 1.212% | 0.6061% | 0% | 0% | 0% | 0% | 0% | 0% | 0% | 0% | 0% | 0% | 0% | 0% | 0% | 0% | 0% | 0% | 10 | 20
Commercial_Education_Food Preparation_Natural Gas_Oven_Distribution | Commercial | Education | Food Preparation | Natural Gas | Oven | Distribution | 10% | 10% | 10% | 10% | 10% | 10% | 10% | 10% | 8% | 6% | 4% | 2% | 0% | 0% | 0% | 0% | 0% | 0% | 0% | 0% | 0% | 0% | 0% | 0% | 0% | 0% | 0% | 0% | 0% | 0% | 0% | 0% | 0% | 0% | 0% | 0% | 8 | 12
Commercial_Education_Food Preparation_Natural Gas_Conveyor Oven_Distribution | Commercial | Education | Food Preparation | Natural Gas | Conveyor Oven | Distribution | 10% | 10% | 10% | 10% | 10% | 10% | 10% | 10% | 8% | 6% | 4% | 2% | 0% | 0% | 0% | 0% | 0% | 0% | 0% | 0% | 0% | 0% | 0% | 0% | 0% | 0% | 0% | 0% | 0% | 0% | 0% | 0% | 0% | 0% | 0% | 0% | 8 | 12
Commercial_Education_Food Preparation_Natural Gas_Double Rack Oven_Distribution | Commercial | Education | Food Preparation | Natural Gas | Double Rack Oven | Distribution | 10% | 10% | 10% | 10% | 10% | 10% | 10% | 10% | 8% | 6% | 4% | 2% | 0% | 0% | 0% | 0% | 0% | 0% | 0% | 0% | 0% | 0% | 0% | 0% | 0% | 0% | 0% | 0% | 0% | 0% | 0% | 0% | 0% | 0% | 0% | 0% | 8 | 12
Commercial_Education_Food Preparation_Natural Gas_Fryer_Distribution | Commercial | Education | Food Preparation | Natural Gas | Fryer | Distribution | 6.667% | 6.667% | 6.667% | 6.667% | 6.667% | 6.667% | 6.667% | 6.667% | 6.667% | 6.667% | 6.061% | 5.455% | 4.848% | 4.242% | 3.636% | 3.03% | 2.424% | 1.818% | 1.212% | 0.6061% | 0% | 0% | 0% | 0% | 0% | 0% | 0% | 0% | 0% | 0% | 0% | 0% | 0% | 0% | 0% | 0% | 10 | 20
Commercial_Education_Food Preparation_Natural Gas_Broiler_Distribution | Commercial | Education | Food Preparation | Natural Gas | Broiler | Distribution | 8.333% | 8.333% | 8.333% | 8.333% | 8.333% | 8.333% | 8.333% | 8.333% | 7.407% | 6.481% | 5.556% | 4.63% | 3.704% | 2.778% | 1.852% | 0.9259% | 0% | 0% | 0% | 0% | 0% | 0% | 0% | 0% | 0% | 0% | 0% | 0% | 0% | 0% | 0% | 0% | 0% | 0% | 0% | 0% | 8 | 16
Commercial_Education_Food Preparation_Natural Gas_Griddle_Distribution | Commercial | Education | Food Preparation | Natural Gas | Griddle | Distribution | 8.333% | 8.333% | 8.333% | 8.333% | 8.333% | 8.333% | 8.333% | 8.333% | 7.407% | 6.481% | 5.556% | 4.63% | 3.704% | 2.778% | 1.852% | 0.9259% | 0% | 0% | 0% | 0% | 0% | 0% | 0% | 0% | 0% | 0% | 0% | 0% | 0% | 0% | 0% | 0% | 0% | 0% | 0% | 0% | 8 | 16
Commercial_Education_Food Preparation_Natural Gas_Range_Distribution | Commercial | Education | Food Preparation | Natural Gas | Range | Distribution | 10% | 10% | 10% | 10% | 10% | 10% | 10% | 10% | 8% | 6% | 4% | 2% | 0% | 0% | 0% | 0% | 0% | 0% | 0% | 0% | 0% | 0% | 0% | 0% | 0% | 0% | 0% | 0% | 0% | 0% | 0% | 0% | 0% | 0% | 0% | 0% | 8 | 12
Commercial_Education_Food Preparation_Natural Gas_Steamer_Distribution | Commercial | Education | Food Preparation | Natural Gas | Steamer | Distribution | 8.333% | 8.333% | 8.333% | 8.333% | 8.333% | 8.333% | 8.333% | 8.333% | 7.407% | 6.481% | 5.556% | 4.63% | 3.704% | 2.778% | 1.852% | 0.9259% | 0% | 0% | 0% | 0% | 0% | 0% | 0% | 0% | 0% | 0% | 0% | 0% | 0% | 0% | 0% | 0% | 0% | 0% | 0% | 0% | 8 | 16
Commercial_Education_Food Preparation_Natural Gas_Food Prep Other_Distribution | Commercial | Education | Food Preparation | Natural Gas | Food Prep Other | Distribution | 10% | 10% | 10% | 10% | 10% | 10% | 10% | 10% | 8% | 6% | 4% | 2% | 0% | 0% | 0% | 0% | 0% | 0% | 0% | 0% | 0% | 0% | 0% | 0% | 0% | 0% | 0% | 0% | 0% | 0% | 0% | 0% | 0% | 0% | 0% | 0% | 8 | 12
Commercial_Education_Miscellaneous_Natural Gas_Pool Heater_Distribution | Commercial | Education | Miscellaneous | Natural Gas | Pool Heater | Distribution | 10% | 10% | 10% | 10% | 10% | 9.091% | 8.182% | 7.273% | 6.364% | 5.455% | 4.545% | 3.636% | 2.727% | 1.818% | 0.9091% | 0% | 0% | 0% | 0% | 0% | 0% | 0% | 0% | 0% | 0% | 0% | 0% | 0% | 0% | 0% | 0% | 0% | 0% | 0% | 0% | 0% | 5 | 15
Commercial_Education_Miscellaneous_Natural Gas_Miscellaneous_Distribution | Commercial | Education | Miscellaneous | Natural Gas | Miscellaneous | Distribution | 20% | 20% | 17.14% | 14.29% | 11.43% | 8.571% | 5.714% | 2.857% | 0% | 0% | 0% | 0% | 0% | 0% | 0% | 0% | 0% | 0% | 0% | 0% | 0% | 0% | 0% | 0% | 0% | 0% | 0% | 0% | 0% | 0% | 0% | 0% | 0% | 0% | 0% | 0% | 2 | 8
Commercial_Healthcare_Space Heating_Natural Gas_Furnace_Distribution | Commercial | Healthcare | Space Heating | Natural Gas | Furnace | Distribution | 5.556% | 5.556% | 5.556% | 5.556% | 5.556% | 5.556% | 5.556% | 5.556% | 5.556% | 5.556% | 5.229% | 4.902% | 4.575% | 4.248% | 3.922% | 3.595% | 3.268% | 2.941% | 2.614% | 2.288% | 1.961% | 1.634% | 1.307% | 0.9804% | 0.6536% | 0.3268% | 0% | 0% | 0% | 0% | 0% | 0% | 0% | 0% | 0% | 0% | 10 | 26
Commercial_Healthcare_Space Heating_Natural Gas_Boiler_Distribution | Commercial | Healthcare | Space Heating | Natural Gas | Boiler | Distribution | 3.333% | 3.333% | 3.333% | 3.333% | 3.333% | 3.333% | 3.333% | 3.333% | 3.333% | 3.333% | 3.333% | 3.333% | 3.333% | 3.333% | 3.333% | 3.333% | 3.333% | 3.333% | 3.333% | 3.333% | 3.333% | 3.333% | 3.333% | 3.333% | 3.333% | 3.03% | 2.727% | 2.424% | 2.121% | 1.818% | 1.515% | 1.212% | 0.9091% | 0.6061% | 0.303% | 0% | 25 | 35
Commercial_Healthcare_Space Heating_Natural Gas_Unit Heater_Distribution | Commercial | Healthcare | Space Heating | Natural Gas | Unit Heater | Distribution | 8.333% | 8.333% | 8.333% | 8.333% | 8.333% | 8.333% | 8.333% | 8.333% | 7.407% | 6.481% | 5.556% | 4.63% | 3.704% | 2.778% | 1.852% | 0.9259% | 0% | 0% | 0% | 0% | 0% | 0% | 0% | 0% | 0% | 0% | 0% | 0% | 0% | 0% | 0% | 0% | 0% | 0% | 0% | 0% | 8 | 16
Commercial_Healthcare_Water Heating_Natural Gas_Water Heater_Distribution | Commercial | Healthcare | Water Heating | Natural Gas | Water Heater | Distribution | 6.667% | 6.667% | 6.667% | 6.667% | 6.667% | 6.667% | 6.667% | 6.667% | 6.667% | 6.667% | 6.061% | 5.455% | 4.848% | 4.242% | 3.636% | 3.03% | 2.424% | 1.818% | 1.212% | 0.6061% | 0% | 0% | 0% | 0% | 0% | 0% | 0% | 0% | 0% | 0% | 0% | 0% | 0% | 0% | 0% | 0% | 10 | 20
Commercial_Healthcare_Food Preparation_Natural Gas_Oven_Distribution | Commercial | Healthcare | Food Preparation | Natural Gas | Oven | Distribution | 10% | 10% | 10% | 10% | 10% | 10% | 10% | 10% | 8% | 6% | 4% | 2% | 0% | 0% | 0% | 0% | 0% | 0% | 0% | 0% | 0% | 0% | 0% | 0% | 0% | 0% | 0% | 0% | 0% | 0% | 0% | 0% | 0% | 0% | 0% | 0% | 8 | 12
Commercial_Healthcare_Food Preparation_Natural Gas_Conveyor Oven_Distribution | Commercial | Healthcare | Food Preparation | Natural Gas | Conveyor Oven | Distribution | 10% | 10% | 10% | 10% | 10% | 10% | 10% | 10% | 8% | 6% | 4% | 2% | 0% | 0% | 0% | 0% | 0% | 0% | 0% | 0% | 0% | 0% | 0% | 0% | 0% | 0% | 0% | 0% | 0% | 0% | 0% | 0% | 0% | 0% | 0% | 0% | 8 | 12
Commercial_Healthcare_Food Preparation_Natural Gas_Double Rack Oven_Distribution | Commercial | Healthcare | Food Preparation | Natural Gas | Double Rack Oven | Distribution | 10% | 10% | 10% | 10% | 10% | 10% | 10% | 10% | 8% | 6% | 4% | 2% | 0% | 0% | 0% | 0% | 0% | 0% | 0% | 0% | 0% | 0% | 0% | 0% | 0% | 0% | 0% | 0% | 0% | 0% | 0% | 0% | 0% | 0% | 0% | 0% | 8 | 12
Commercial_Healthcare_Food Preparation_Natural Gas_Fryer_Distribution | Commercial | Healthcare | Food Preparation | Natural Gas | Fryer | Distribution | 6.667% | 6.667% | 6.667% | 6.667% | 6.667% | 6.667% | 6.667% | 6.667% | 6.667% | 6.667% | 6.061% | 5.455% | 4.848% | 4.242% | 3.636% | 3.03% | 2.424% | 1.818% | 1.212% | 0.6061% | 0% | 0% | 0% | 0% | 0% | 0% | 0% | 0% | 0% | 0% | 0% | 0% | 0% | 0% | 0% | 0% | 10 | 20
Commercial_Healthcare_Food Preparation_Natural Gas_Broiler_Distribution | Commercial | Healthcare | Food Preparation | Natural Gas | Broiler | Distribution | 8.333% | 8.333% | 8.333% | 8.333% | 8.333% | 8.333% | 8.333% | 8.333% | 7.407% | 6.481% | 5.556% | 4.63% | 3.704% | 2.778% | 1.852% | 0.9259% | 0% | 0% | 0% | 0% | 0% | 0% | 0% | 0% | 0% | 0% | 0% | 0% | 0% | 0% | 0% | 0% | 0% | 0% | 0% | 0% | 8 | 16
Commercial_Healthcare_Food Preparation_Natural Gas_Griddle_Distribution | Commercial | Healthcare | Food Preparation | Natural Gas | Griddle | Distribution | 8.333% | 8.333% | 8.333% | 8.333% | 8.333% | 8.333% | 8.333% | 8.333% | 7.407% | 6.481% | 5.556% | 4.63% | 3.704% | 2.778% | 1.852% | 0.9259% | 0% | 0% | 0% | 0% | 0% | 0% | 0% | 0% | 0% | 0% | 0% | 0% | 0% | 0% | 0% | 0% | 0% | 0% | 0% | 0% | 8 | 16
Commercial_Healthcare_Food Preparation_Natural Gas_Range_Distribution | Commercial | Healthcare | Food Preparation | Natural Gas | Range | Distribution | 10% | 10% | 10% | 10% | 10% | 10% | 10% | 10% | 8% | 6% | 4% | 2% | 0% | 0% | 0% | 0% | 0% | 0% | 0% | 0% | 0% | 0% | 0% | 0% | 0% | 0% | 0% | 0% | 0% | 0% | 0% | 0% | 0% | 0% | 0% | 0% | 8 | 12
Commercial_Healthcare_Food Preparation_Natural Gas_Steamer_Distribution | Commercial | Healthcare | Food Preparation | Natural Gas | Steamer | Distribution | 8.333% | 8.333% | 8.333% | 8.333% | 8.333% | 8.333% | 8.333% | 8.333% | 7.407% | 6.481% | 5.556% | 4.63% | 3.704% | 2.778% | 1.852% | 0.9259% | 0% | 0% | 0% | 0% | 0% | 0% | 0% | 0% | 0% | 0% | 0% | 0% | 0% | 0% | 0% | 0% | 0% | 0% | 0% | 0% | 8 | 16
Commercial_Healthcare_Food Preparation_Natural Gas_Food Prep Other_Distribution | Commercial | Healthcare | Food Preparation | Natural Gas | Food Prep Other | Distribution | 10% | 10% | 10% | 10% | 10% | 10% | 10% | 10% | 8% | 6% | 4% | 2% | 0% | 0% | 0% | 0% | 0% | 0% | 0% | 0% | 0% | 0% | 0% | 0% | 0% | 0% | 0% | 0% | 0% | 0% | 0% | 0% | 0% | 0% | 0% | 0% | 8 | 12
Commercial_Healthcare_Miscellaneous_Natural Gas_Pool Heater_Distribution | Commercial | Healthcare | Miscellaneous | Natural Gas | Pool Heater | Distribution | 10% | 10% | 10% | 10% | 10% | 9.091% | 8.182% | 7.273% | 6.364% | 5.455% | 4.545% | 3.636% | 2.727% | 1.818% | 0.9091% | 0% | 0% | 0% | 0% | 0% | 0% | 0% | 0% | 0% | 0% | 0% | 0% | 0% | 0% | 0% | 0% | 0% | 0% | 0% | 0% | 0% | 5 | 15
Commercial_Healthcare_Miscellaneous_Natural Gas_Miscellaneous_Distribution | Commercial | Healthcare | Miscellaneous | Natural Gas | Miscellaneous | Distribution | 20% | 20% | 17.14% | 14.29% | 11.43% | 8.571% | 5.714% | 2.857% | 0% | 0% | 0% | 0% | 0% | 0% | 0% | 0% | 0% | 0% | 0% | 0% | 0% | 0% | 0% | 0% | 0% | 0% | 0% | 0% | 0% | 0% | 0% | 0% | 0% | 0% | 0% | 0% | 2 | 8
Commercial_Lodging_Space Heating_Natural Gas_Furnace_Distribution | Commercial | Lodging | Space Heating | Natural Gas | Furnace | Distribution | 5.556% | 5.556% | 5.556% | 5.556% | 5.556% | 5.556% | 5.556% | 5.556% | 5.556% | 5.556% | 5.229% | 4.902% | 4.575% | 4.248% | 3.922% | 3.595% | 3.268% | 2.941% | 2.614% | 2.288% | 1.961% | 1.634% | 1.307% | 0.9804% | 0.6536% | 0.3268% | 0% | 0% | 0% | 0% | 0% | 0% | 0% | 0% | 0% | 0% | 10 | 26
Commercial_Lodging_Space Heating_Natural Gas_Boiler_Distribution | Commercial | Lodging | Space Heating | Natural Gas | Boiler | Distribution | 3.333% | 3.333% | 3.333% | 3.333% | 3.333% | 3.333% | 3.333% | 3.333% | 3.333% | 3.333% | 3.333% | 3.333% | 3.333% | 3.333% | 3.333% | 3.333% | 3.333% | 3.333% | 3.333% | 3.333% | 3.333% | 3.333% | 3.333% | 3.333% | 3.333% | 3.03% | 2.727% | 2.424% | 2.121% | 1.818% | 1.515% | 1.212% | 0.9091% | 0.6061% | 0.303% | 0% | 25 | 35
Commercial_Lodging_Space Heating_Natural Gas_Unit Heater_Distribution | Commercial | Lodging | Space Heating | Natural Gas | Unit Heater | Distribution | 8.333% | 8.333% | 8.333% | 8.333% | 8.333% | 8.333% | 8.333% | 8.333% | 7.407% | 6.481% | 5.556% | 4.63% | 3.704% | 2.778% | 1.852% | 0.9259% | 0% | 0% | 0% | 0% | 0% | 0% | 0% | 0% | 0% | 0% | 0% | 0% | 0% | 0% | 0% | 0% | 0% | 0% | 0% | 0% | 8 | 16
Commercial_Lodging_Water Heating_Natural Gas_Water Heater_Distribution | Commercial | Lodging | Water Heating | Natural Gas | Water Heater | Distribution | 6.667% | 6.667% | 6.667% | 6.667% | 6.667% | 6.667% | 6.667% | 6.667% | 6.667% | 6.667% | 6.061% | 5.455% | 4.848% | 4.242% | 3.636% | 3.03% | 2.424% | 1.818% | 1.212% | 0.6061% | 0% | 0% | 0% | 0% | 0% | 0% | 0% | 0% | 0% | 0% | 0% | 0% | 0% | 0% | 0% | 0% | 10 | 20
Commercial_Lodging_Food Preparation_Natural Gas_Oven_Distribution | Commercial | Lodging | Food Preparation | Natural Gas | Oven | Distribution | 10% | 10% | 10% | 10% | 10% | 10% | 10% | 10% | 8% | 6% | 4% | 2% | 0% | 0% | 0% | 0% | 0% | 0% | 0% | 0% | 0% | 0% | 0% | 0% | 0% | 0% | 0% | 0% | 0% | 0% | 0% | 0% | 0% | 0% | 0% | 0% | 8 | 12
Commercial_Lodging_Food Preparation_Natural Gas_Conveyor Oven_Distribution | Commercial | Lodging | Food Preparation | Natural Gas | Conveyor Oven | Distribution | 10% | 10% | 10% | 10% | 10% | 10% | 10% | 10% | 8% | 6% | 4% | 2% | 0% | 0% | 0% | 0% | 0% | 0% | 0% | 0% | 0% | 0% | 0% | 0% | 0% | 0% | 0% | 0% | 0% | 0% | 0% | 0% | 0% | 0% | 0% | 0% | 8 | 12
Commercial_Lodging_Food Preparation_Natural Gas_Double Rack Oven_Distribution | Commercial | Lodging | Food Preparation | Natural Gas | Double Rack Oven | Distribution | 10% | 10% | 10% | 10% | 10% | 10% | 10% | 10% | 8% | 6% | 4% | 2% | 0% | 0% | 0% | 0% | 0% | 0% | 0% | 0% | 0% | 0% | 0% | 0% | 0% | 0% | 0% | 0% | 0% | 0% | 0% | 0% | 0% | 0% | 0% | 0% | 8 | 12
Commercial_Lodging_Food Preparation_Natural Gas_Fryer_Distribution | Commercial | Lodging | Food Preparation | Natural Gas | Fryer | Distribution | 6.667% | 6.667% | 6.667% | 6.667% | 6.667% | 6.667% | 6.667% | 6.667% | 6.667% | 6.667% | 6.061% | 5.455% | 4.848% | 4.242% | 3.636% | 3.03% | 2.424% | 1.818% | 1.212% | 0.6061% | 0% | 0% | 0% | 0% | 0% | 0% | 0% | 0% | 0% | 0% | 0% | 0% | 0% | 0% | 0% | 0% | 10 | 20
Commercial_Lodging_Food Preparation_Natural Gas_Broiler_Distribution | Commercial | Lodging | Food Preparation | Natural Gas | Broiler | Distribution | 8.333% | 8.333% | 8.333% | 8.333% | 8.333% | 8.333% | 8.333% | 8.333% | 7.407% | 6.481% | 5.556% | 4.63% | 3.704% | 2.778% | 1.852% | 0.9259% | 0% | 0% | 0% | 0% | 0% | 0% | 0% | 0% | 0% | 0% | 0% | 0% | 0% | 0% | 0% | 0% | 0% | 0% | 0% | 0% | 8 | 16
Commercial_Lodging_Food Preparation_Natural Gas_Griddle_Distribution | Commercial | Lodging | Food Preparation | Natural Gas | Griddle | Distribution | 8.333% | 8.333% | 8.333% | 8.333% | 8.333% | 8.333% | 8.333% | 8.333% | 7.407% | 6.481% | 5.556% | 4.63% | 3.704% | 2.778% | 1.852% | 0.9259% | 0% | 0% | 0% | 0% | 0% | 0% | 0% | 0% | 0% | 0% | 0% | 0% | 0% | 0% | 0% | 0% | 0% | 0% | 0% | 0% | 8 | 16
Commercial_Lodging_Food Preparation_Natural Gas_Range_Distribution | Commercial | Lodging | Food Preparation | Natural Gas | Range | Distribution | 10% | 10% | 10% | 10% | 10% | 10% | 10% | 10% | 8% | 6% | 4% | 2% | 0% | 0% | 0% | 0% | 0% | 0% | 0% | 0% | 0% | 0% | 0% | 0% | 0% | 0% | 0% | 0% | 0% | 0% | 0% | 0% | 0% | 0% | 0% | 0% | 8 | 12
Commercial_Lodging_Food Preparation_Natural Gas_Steamer_Distribution | Commercial | Lodging | Food Preparation | Natural Gas | Steamer | Distribution | 8.333% | 8.333% | 8.333% | 8.333% | 8.333% | 8.333% | 8.333% | 8.333% | 7.407% | 6.481% | 5.556% | 4.63% | 3.704% | 2.778% | 1.852% | 0.9259% | 0% | 0% | 0% | 0% | 0% | 0% | 0% | 0% | 0% | 0% | 0% | 0% | 0% | 0% | 0% | 0% | 0% | 0% | 0% | 0% | 8 | 16
Commercial_Lodging_Food Preparation_Natural Gas_Food Prep Other_Distribution | Commercial | Lodging | Food Preparation | Natural Gas | Food Prep Other | Distribution | 10% | 10% | 10% | 10% | 10% | 10% | 10% | 10% | 8% | 6% | 4% | 2% | 0% | 0% | 0% | 0% | 0% | 0% | 0% | 0% | 0% | 0% | 0% | 0% | 0% | 0% | 0% | 0% | 0% | 0% | 0% | 0% | 0% | 0% | 0% | 0% | 8 | 12
Commercial_Lodging_Miscellaneous_Natural Gas_Pool Heater_Distribution | Commercial | Lodging | Miscellaneous | Natural Gas | Pool Heater | Distribution | 10% | 10% | 10% | 10% | 10% | 9.091% | 8.182% | 7.273% | 6.364% | 5.455% | 4.545% | 3.636% | 2.727% | 1.818% | 0.9091% | 0% | 0% | 0% | 0% | 0% | 0% | 0% | 0% | 0% | 0% | 0% | 0% | 0% | 0% | 0% | 0% | 0% | 0% | 0% | 0% | 0% | 5 | 15
Commercial_Lodging_Miscellaneous_Natural Gas_Miscellaneous_Distribution | Commercial | Lodging | Miscellaneous | Natural Gas | Miscellaneous | Distribution | 20% | 20% | 17.14% | 14.29% | 11.43% | 8.571% | 5.714% | 2.857% | 0% | 0% | 0% | 0% | 0% | 0% | 0% | 0% | 0% | 0% | 0% | 0% | 0% | 0% | 0% | 0% | 0% | 0% | 0% | 0% | 0% | 0% | 0% | 0% | 0% | 0% | 0% | 0% | 2 | 8
Commercial_Warehouse_Space Heating_Natural Gas_Furnace_Distribution | Commercial | Warehouse | Space Heating | Natural Gas | Furnace | Distribution | 5.556% | 5.556% | 5.556% | 5.556% | 5.556% | 5.556% | 5.556% | 5.556% | 5.556% | 5.556% | 5.229% | 4.902% | 4.575% | 4.248% | 3.922% | 3.595% | 3.268% | 2.941% | 2.614% | 2.288% | 1.961% | 1.634% | 1.307% | 0.9804% | 0.6536% | 0.3268% | 0% | 0% | 0% | 0% | 0% | 0% | 0% | 0% | 0% | 0% | 10 | 26
Commercial_Warehouse_Space Heating_Natural Gas_Boiler_Distribution | Commercial | Warehouse | Space Heating | Natural Gas | Boiler | Distribution | 3.333% | 3.333% | 3.333% | 3.333% | 3.333% | 3.333% | 3.333% | 3.333% | 3.333% | 3.333% | 3.333% | 3.333% | 3.333% | 3.333% | 3.333% | 3.333% | 3.333% | 3.333% | 3.333% | 3.333% | 3.333% | 3.333% | 3.333% | 3.333% | 3.333% | 3.03% | 2.727% | 2.424% | 2.121% | 1.818% | 1.515% | 1.212% | 0.9091% | 0.6061% | 0.303% | 0% | 25 | 35
Commercial_Warehouse_Space Heating_Natural Gas_Unit Heater_Distribution | Commercial | Warehouse | Space Heating | Natural Gas | Unit Heater | Distribution | 8.333% | 8.333% | 8.333% | 8.333% | 8.333% | 8.333% | 8.333% | 8.333% | 7.407% | 6.481% | 5.556% | 4.63% | 3.704% | 2.778% | 1.852% | 0.9259% | 0% | 0% | 0% | 0% | 0% | 0% | 0% | 0% | 0% | 0% | 0% | 0% | 0% | 0% | 0% | 0% | 0% | 0% | 0% | 0% | 8 | 16
Commercial_Warehouse_Water Heating_Natural Gas_Water Heater_Distribution | Commercial | Warehouse | Water Heating | Natural Gas | Water Heater | Distribution | 6.667% | 6.667% | 6.667% | 6.667% | 6.667% | 6.667% | 6.667% | 6.667% | 6.667% | 6.667% | 6.061% | 5.455% | 4.848% | 4.242% | 3.636% | 3.03% | 2.424% | 1.818% | 1.212% | 0.6061% | 0% | 0% | 0% | 0% | 0% | 0% | 0% | 0% | 0% | 0% | 0% | 0% | 0% | 0% | 0% | 0% | 10 | 20
Commercial_Warehouse_Food Preparation_Natural Gas_Oven_Distribution | Commercial | Warehouse | Food Preparation | Natural Gas | Oven | Distribution | 10% | 10% | 10% | 10% | 10% | 10% | 10% | 10% | 8% | 6% | 4% | 2% | 0% | 0% | 0% | 0% | 0% | 0% | 0% | 0% | 0% | 0% | 0% | 0% | 0% | 0% | 0% | 0% | 0% | 0% | 0% | 0% | 0% | 0% | 0% | 0% | 8 | 12
Commercial_Warehouse_Food Preparation_Natural Gas_Conveyor Oven_Distribution | Commercial | Warehouse | Food Preparation | Natural Gas | Conveyor Oven | Distribution | 10% | 10% | 10% | 10% | 10% | 10% | 10% | 10% | 8% | 6% | 4% | 2% | 0% | 0% | 0% | 0% | 0% | 0% | 0% | 0% | 0% | 0% | 0% | 0% | 0% | 0% | 0% | 0% | 0% | 0% | 0% | 0% | 0% | 0% | 0% | 0% | 8 | 12
Commercial_Warehouse_Food Preparation_Natural Gas_Double Rack Oven_Distribution | Commercial | Warehouse | Food Preparation | Natural Gas | Double Rack Oven | Distribution | 10% | 10% | 10% | 10% | 10% | 10% | 10% | 10% | 8% | 6% | 4% | 2% | 0% | 0% | 0% | 0% | 0% | 0% | 0% | 0% | 0% | 0% | 0% | 0% | 0% | 0% | 0% | 0% | 0% | 0% | 0% | 0% | 0% | 0% | 0% | 0% | 8 | 12
Commercial_Warehouse_Food Preparation_Natural Gas_Fryer_Distribution | Commercial | Warehouse | Food Preparation | Natural Gas | Fryer | Distribution | 6.667% | 6.667% | 6.667% | 6.667% | 6.667% | 6.667% | 6.667% | 6.667% | 6.667% | 6.667% | 6.061% | 5.455% | 4.848% | 4.242% | 3.636% | 3.03% | 2.424% | 1.818% | 1.212% | 0.6061% | 0% | 0% | 0% | 0% | 0% | 0% | 0% | 0% | 0% | 0% | 0% | 0% | 0% | 0% | 0% | 0% | 10 | 20
Commercial_Warehouse_Food Preparation_Natural Gas_Broiler_Distribution | Commercial | Warehouse | Food Preparation | Natural Gas | Broiler | Distribution | 8.333% | 8.333% | 8.333% | 8.333% | 8.333% | 8.333% | 8.333% | 8.333% | 7.407% | 6.481% | 5.556% | 4.63% | 3.704% | 2.778% | 1.852% | 0.9259% | 0% | 0% | 0% | 0% | 0% | 0% | 0% | 0% | 0% | 0% | 0% | 0% | 0% | 0% | 0% | 0% | 0% | 0% | 0% | 0% | 8 | 16
Commercial_Warehouse_Food Preparation_Natural Gas_Griddle_Distribution | Commercial | Warehouse | Food Preparation | Natural Gas | Griddle | Distribution | 8.333% | 8.333% | 8.333% | 8.333% | 8.333% | 8.333% | 8.333% | 8.333% | 7.407% | 6.481% | 5.556% | 4.63% | 3.704% | 2.778% | 1.852% | 0.9259% | 0% | 0% | 0% | 0% | 0% | 0% | 0% | 0% | 0% | 0% | 0% | 0% | 0% | 0% | 0% | 0% | 0% | 0% | 0% | 0% | 8 | 16
Commercial_Warehouse_Food Preparation_Natural Gas_Range_Distribution | Commercial | Warehouse | Food Preparation | Natural Gas | Range | Distribution | 10% | 10% | 10% | 10% | 10% | 10% | 10% | 10% | 8% | 6% | 4% | 2% | 0% | 0% | 0% | 0% | 0% | 0% | 0% | 0% | 0% | 0% | 0% | 0% | 0% | 0% | 0% | 0% | 0% | 0% | 0% | 0% | 0% | 0% | 0% | 0% | 8 | 12
Commercial_Warehouse_Food Preparation_Natural Gas_Steamer_Distribution | Commercial | Warehouse | Food Preparation | Natural Gas | Steamer | Distribution | 8.333% | 8.333% | 8.333% | 8.333% | 8.333% | 8.333% | 8.333% | 8.333% | 7.407% | 6.481% | 5.556% | 4.63% | 3.704% | 2.778% | 1.852% | 0.9259% | 0% | 0% | 0% | 0% | 0% | 0% | 0% | 0% | 0% | 0% | 0% | 0% | 0% | 0% | 0% | 0% | 0% | 0% | 0% | 0% | 8 | 16
Commercial_Warehouse_Food Preparation_Natural Gas_Food Prep Other_Distribution | Commercial | Warehouse | Food Preparation | Natural Gas | Food Prep Other | Distribution | 10% | 10% | 10% | 10% | 10% | 10% | 10% | 10% | 8% | 6% | 4% | 2% | 0% | 0% | 0% | 0% | 0% | 0% | 0% | 0% | 0% | 0% | 0% | 0% | 0% | 0% | 0% | 0% | 0% | 0% | 0% | 0% | 0% | 0% | 0% | 0% | 8 | 12
Commercial_Warehouse_Miscellaneous_Natural Gas_Pool Heater_Distribution | Commercial | Warehouse | Miscellaneous | Natural Gas | Pool Heater | Distribution | 10% | 10% | 10% | 10% | 10% | 9.091% | 8.182% | 7.273% | 6.364% | 5.455% | 4.545% | 3.636% | 2.727% | 1.818% | 0.9091% | 0% | 0% | 0% | 0% | 0% | 0% | 0% | 0% | 0% | 0% | 0% | 0% | 0% | 0% | 0% | 0% | 0% | 0% | 0% | 0% | 0% | 5 | 15
Commercial_Warehouse_Miscellaneous_Natural Gas_Miscellaneous_Distribution | Commercial | Warehouse | Miscellaneous | Natural Gas | Miscellaneous | Distribution | 20% | 20% | 17.14% | 14.29% | 11.43% | 8.571% | 5.714% | 2.857% | 0% | 0% | 0% | 0% | 0% | 0% | 0% | 0% | 0% | 0% | 0% | 0% | 0% | 0% | 0% | 0% | 0% | 0% | 0% | 0% | 0% | 0% | 0% | 0% | 0% | 0% | 0% | 0% | 2 | 8
Commercial_Miscellaneous_Space Heating_Natural Gas_Furnace_Distribution | Commercial | Miscellaneous | Space Heating | Natural Gas | Furnace | Distribution | 5.556% | 5.556% | 5.556% | 5.556% | 5.556% | 5.556% | 5.556% | 5.556% | 5.556% | 5.556% | 5.229% | 4.902% | 4.575% | 4.248% | 3.922% | 3.595% | 3.268% | 2.941% | 2.614% | 2.288% | 1.961% | 1.634% | 1.307% | 0.9804% | 0.6536% | 0.3268% | 0% | 0% | 0% | 0% | 0% | 0% | 0% | 0% | 0% | 0% | 10 | 26
Commercial_Miscellaneous_Space Heating_Natural Gas_Boiler_Distribution | Commercial | Miscellaneous | Space Heating | Natural Gas | Boiler | Distribution | 3.333% | 3.333% | 3.333% | 3.333% | 3.333% | 3.333% | 3.333% | 3.333% | 3.333% | 3.333% | 3.333% | 3.333% | 3.333% | 3.333% | 3.333% | 3.333% | 3.333% | 3.333% | 3.333% | 3.333% | 3.333% | 3.333% | 3.333% | 3.333% | 3.333% | 3.03% | 2.727% | 2.424% | 2.121% | 1.818% | 1.515% | 1.212% | 0.9091% | 0.6061% | 0.303% | 0% | 25 | 35
Commercial_Miscellaneous_Space Heating_Natural Gas_Unit Heater_Distribution | Commercial | Miscellaneous | Space Heating | Natural Gas | Unit Heater | Distribution | 8.333% | 8.333% | 8.333% | 8.333% | 8.333% | 8.333% | 8.333% | 8.333% | 7.407% | 6.481% | 5.556% | 4.63% | 3.704% | 2.778% | 1.852% | 0.9259% | 0% | 0% | 0% | 0% | 0% | 0% | 0% | 0% | 0% | 0% | 0% | 0% | 0% | 0% | 0% | 0% | 0% | 0% | 0% | 0% | 8 | 16
Commercial_Miscellaneous_Water Heating_Natural Gas_Water Heater_Distribution | Commercial | Miscellaneous | Water Heating | Natural Gas | Water Heater | Distribution | 6.667% | 6.667% | 6.667% | 6.667% | 6.667% | 6.667% | 6.667% | 6.667% | 6.667% | 6.667% | 6.061% | 5.455% | 4.848% | 4.242% | 3.636% | 3.03% | 2.424% | 1.818% | 1.212% | 0.6061% | 0% | 0% | 0% | 0% | 0% | 0% | 0% | 0% | 0% | 0% | 0% | 0% | 0% | 0% | 0% | 0% | 10 | 20
Commercial_Miscellaneous_Food Preparation_Natural Gas_Oven_Distribution | Commercial | Miscellaneous | Food Preparation | Natural Gas | Oven | Distribution | 10% | 10% | 10% | 10% | 10% | 10% | 10% | 10% | 8% | 6% | 4% | 2% | 0% | 0% | 0% | 0% | 0% | 0% | 0% | 0% | 0% | 0% | 0% | 0% | 0% | 0% | 0% | 0% | 0% | 0% | 0% | 0% | 0% | 0% | 0% | 0% | 8 | 12
Commercial_Miscellaneous_Food Preparation_Natural Gas_Conveyor Oven_Distribution | Commercial | Miscellaneous | Food Preparation | Natural Gas | Conveyor Oven | Distribution | 10% | 10% | 10% | 10% | 10% | 10% | 10% | 10% | 8% | 6% | 4% | 2% | 0% | 0% | 0% | 0% | 0% | 0% | 0% | 0% | 0% | 0% | 0% | 0% | 0% | 0% | 0% | 0% | 0% | 0% | 0% | 0% | 0% | 0% | 0% | 0% | 8 | 12
Commercial_Miscellaneous_Food Preparation_Natural Gas_Double Rack Oven_Distribution | Commercial | Miscellaneous | Food Preparation | Natural Gas | Double Rack Oven | Distribution | 10% | 10% | 10% | 10% | 10% | 10% | 10% | 10% | 8% | 6% | 4% | 2% | 0% | 0% | 0% | 0% | 0% | 0% | 0% | 0% | 0% | 0% | 0% | 0% | 0% | 0% | 0% | 0% | 0% | 0% | 0% | 0% | 0% | 0% | 0% | 0% | 8 | 12
Commercial_Miscellaneous_Food Preparation_Natural Gas_Fryer_Distribution | Commercial | Miscellaneous | Food Preparation | Natural Gas | Fryer | Distribution | 6.667% | 6.667% | 6.667% | 6.667% | 6.667% | 6.667% | 6.667% | 6.667% | 6.667% | 6.667% | 6.061% | 5.455% | 4.848% | 4.242% | 3.636% | 3.03% | 2.424% | 1.818% | 1.212% | 0.6061% | 0% | 0% | 0% | 0% | 0% | 0% | 0% | 0% | 0% | 0% | 0% | 0% | 0% | 0% | 0% | 0% | 10 | 20
Commercial_Miscellaneous_Food Preparation_Natural Gas_Broiler_Distribution | Commercial | Miscellaneous | Food Preparation | Natural Gas | Broiler | Distribution | 8.333% | 8.333% | 8.333% | 8.333% | 8.333% | 8.333% | 8.333% | 8.333% | 7.407% | 6.481% | 5.556% | 4.63% | 3.704% | 2.778% | 1.852% | 0.9259% | 0% | 0% | 0% | 0% | 0% | 0% | 0% | 0% | 0% | 0% | 0% | 0% | 0% | 0% | 0% | 0% | 0% | 0% | 0% | 0% | 8 | 16
Commercial_Miscellaneous_Food Preparation_Natural Gas_Griddle_Distribution | Commercial | Miscellaneous | Food Preparation | Natural Gas | Griddle | Distribution | 8.333% | 8.333% | 8.333% | 8.333% | 8.333% | 8.333% | 8.333% | 8.333% | 7.407% | 6.481% | 5.556% | 4.63% | 3.704% | 2.778% | 1.852% | 0.9259% | 0% | 0% | 0% | 0% | 0% | 0% | 0% | 0% | 0% | 0% | 0% | 0% | 0% | 0% | 0% | 0% | 0% | 0% | 0% | 0% | 8 | 16
Commercial_Miscellaneous_Food Preparation_Natural Gas_Range_Distribution | Commercial | Miscellaneous | Food Preparation | Natural Gas | Range | Distribution | 10% | 10% | 10% | 10% | 10% | 10% | 10% | 10% | 8% | 6% | 4% | 2% | 0% | 0% | 0% | 0% | 0% | 0% | 0% | 0% | 0% | 0% | 0% | 0% | 0% | 0% | 0% | 0% | 0% | 0% | 0% | 0% | 0% | 0% | 0% | 0% | 8 | 12
Commercial_Miscellaneous_Food Preparation_Natural Gas_Steamer_Distribution | Commercial | Miscellaneous | Food Preparation | Natural Gas | Steamer | Distribution | 8.333% | 8.333% | 8.333% | 8.333% | 8.333% | 8.333% | 8.333% | 8.333% | 7.407% | 6.481% | 5.556% | 4.63% | 3.704% | 2.778% | 1.852% | 0.9259% | 0% | 0% | 0% | 0% | 0% | 0% | 0% | 0% | 0% | 0% | 0% | 0% | 0% | 0% | 0% | 0% | 0% | 0% | 0% | 0% | 8 | 16
Commercial_Miscellaneous_Food Preparation_Natural Gas_Food Prep Other_Distribution | Commercial | Miscellaneous | Food Preparation | Natural Gas | Food Prep Other | Distribution | 10% | 10% | 10% | 10% | 10% | 10% | 10% | 10% | 8% | 6% | 4% | 2% | 0% | 0% | 0% | 0% | 0% | 0% | 0% | 0% | 0% | 0% | 0% | 0% | 0% | 0% | 0% | 0% | 0% | 0% | 0% | 0% | 0% | 0% | 0% | 0% | 8 | 12
Commercial_Miscellaneous_Miscellaneous_Natural Gas_Pool Heater_Distribution | Commercial | Miscellaneous | Miscellaneous | Natural Gas | Pool Heater | Distribution | 10% | 10% | 10% | 10% | 10% | 9.091% | 8.182% | 7.273% | 6.364% | 5.455% | 4.545% | 3.636% | 2.727% | 1.818% | 0.9091% | 0% | 0% | 0% | 0% | 0% | 0% | 0% | 0% | 0% | 0% | 0% | 0% | 0% | 0% | 0% | 0% | 0% | 0% | 0% | 0% | 0% | 5 | 15
Commercial_Miscellaneous_Miscellaneous_Natural Gas_Miscellaneous_Distribution | Commercial | Miscellaneous | Miscellaneous | Natural Gas | Miscellaneous | Distribution | 20% | 20% | 17.14% | 14.29% | 11.43% | 8.571% | 5.714% | 2.857% | 0% | 0% | 0% | 0% | 0% | 0% | 0% | 0% | 0% | 0% | 0% | 0% | 0% | 0% | 0% | 0% | 0% | 0% | 0% | 0% | 0% | 0% | 0% | 0% | 0% | 0% | 0% | 0% | 2 | 8
Commercial_Office_Space Heating_Natural Gas_Furnace_Usage | Commercial | Office | Space Heating | Natural Gas | Furnace | Usage | 0.095507 | 0.096991 | 0.098475 | 0.099959 | 0.10144 | 0.10293 | 0.10441 | 0.10589 | 0.10738 | 0.10886 | 0.11034 | 0.11183 | 0.11331 | 0.1148 | 0.11628 | 0.11776 | 0.11925 | 0.12073 | 0.12221 | 0.1237 | 0.12518 | 0.12667 | 0.12815 | 0.12963 | 0.13112 | 0.1326 | 0 | 0 | 0 | 0 | 0 | 0 | 0 | 0 | 0 | 0
Commercial_Office_Space Heating_Natural Gas_Boiler_Usage | Commercial | Office | Space Heating | Natural Gas | Boiler | Usage | 0.41103 | 0.41323 | 0.41544 | 0.41764 | 0.41984 | 0.42205 | 0.42425 | 0.42645 | 0.42866 | 0.43086 | 0.43307 | 0.43527 | 0.43747 | 0.43968 | 0.44188 | 0.44408 | 0.44629 | 0.44849 | 0.45069 | 0.4529 | 0.4551 | 0.4573 | 0.45951 | 0.46171 | 0.46391 | 0.46612 | 0.46832 | 0.47052 | 0.47273 | 0.47493 | 0.47713 | 0.47934 | 0.48154 | 0.48374 | 0.48595 | 0
Commercial_Office_Space Heating_Natural Gas_Unit Heater_Usage | Commercial | Office | Space Heating | Natural Gas | Unit Heater | Usage | 0.29788 | 0.29788 | 0.29788 | 0.29788 | 0.29788 | 0.29788 | 0.29788 | 0.29788 | 0.29788 | 0.29788 | 0.29788 | 0.29788 | 0.29788 | 0.29788 | 0.29788 | 0.29788 | 0 | 0 | 0 | 0 | 0 | 0 | 0 | 0 | 0 | 0 | 0 | 0 | 0 | 0 | 0 | 0 | 0 | 0 | 0 | 0
Commercial_Office_Water Heating_Natural Gas_Water Heater_Usage | Commercial | Office | Water Heating | Natural Gas | Water Heater | Usage | 0.031531 | 0.032802 | 0.034073 | 0.035344 | 0.036615 | 0.037886 | 0.039157 | 0.040428 | 0.041699 | 0.04297 | 0.044241 | 0.045513 | 0.046784 | 0.048055 | 0.049326 | 0.050597 | 0.051868 | 0.053139 | 0.05441 | 0.055681 | 0 | 0 | 0 | 0 | 0 | 0 | 0 | 0 | 0 | 0 | 0 | 0 | 0 | 0 | 0 | 0
Commercial_Office_Food Preparation_Natural Gas_Oven_Usage | Commercial | Office | Food Preparation | Natural Gas | Oven | Usage | 0.012534 | 0.012534 | 0.012534 | 0.012534 | 0.012534 | 0.012534 | 0.012534 | 0.012534 | 0.012534 | 0.012534 | 0.012534 | 0.012534 | 0 | 0 | 0 | 0 | 0 | 0 | 0 | 0 | 0 | 0 | 0 | 0 | 0 | 0 | 0 | 0 | 0 | 0 | 0 | 0 | 0 | 0 | 0 | 0
Commercial_Office_Food Preparation_Natural Gas_Conveyor Oven_Usage | Commercial | Office | Food Preparation | Natural Gas | Conveyor Oven | Usage | 0.021447 | 0.021447 | 0.021447 | 0.021447 | 0.021447 | 0.021447 | 0.021447 | 0.021447 | 0.021447 | 0.021447 | 0.021447 | 0.021447 | 0 | 0 | 0 | 0 | 0 | 0 | 0 | 0 | 0 | 0 | 0 | 0 | 0 | 0 | 0 | 0 | 0 | 0 | 0 | 0 | 0 | 0 | 0 | 0
Commercial_Office_Food Preparation_Natural Gas_Double Rack Oven_Usage | Commercial | Office | Food Preparation | Natural Gas | Double Rack Oven | Usage | 0.032582 | 0.032582 | 0.032582 | 0.032582 | 0.032582 | 0.032582 | 0.032582 | 0.032582 | 0.032582 | 0.032582 | 0.032582 | 0.032582 | 0 | 0 | 0 | 0 | 0 | 0 | 0 | 0 | 0 | 0 | 0 | 0 | 0 | 0 | 0 | 0 | 0 | 0 | 0 | 0 | 0 | 0 | 0 | 0
Commercial_Office_Food Preparation_Natural Gas_Fryer_Usage | Commercial | Office | Food Preparation | Natural Gas | Fryer | Usage | 0.020275 | 0.020275 | 0.020275 | 0.020275 | 0.020275 | 0.020275 | 0.020275 | 0.020275 | 0.020275 | 0.020275 | 0.020275 | 0.020275 | 0.020275 | 0.020275 | 0.020275 | 0.020275 | 0.020275 | 0.020275 | 0.020275 | 0.020275 | 0 | 0 | 0 | 0 | 0 | 0 | 0 | 0 | 0 | 0 | 0 | 0 | 0 | 0 | 0 | 0
Commercial_Office_Food Preparation_Natural Gas_Broiler_Usage | Commercial | Office | Food Preparation | Natural Gas | Broiler | Usage | 0.020826 | 0.020826 | 0.020826 | 0.020826 | 0.020826 | 0.020826 | 0.020826 | 0.020826 | 0.020826 | 0.020826 | 0.020826 | 0.020826 | 0.020826 | 0.020826 | 0.020826 | 0.020826 | 0 | 0 | 0 | 0 | 0 | 0 | 0 | 0 | 0 | 0 | 0 | 0 | 0 | 0 | 0 | 0 | 0 | 0 | 0 | 0
Commercial_Office_Food Preparation_Natural Gas_Griddle_Usage | Commercial | Office | Food Preparation | Natural Gas | Griddle | Usage | 0.014803 | 0.014803 | 0.014803 | 0.014803 | 0.014803 | 0.014803 | 0.014803 | 0.014803 | 0.014803 | 0.014803 | 0.014803 | 0.014803 | 0.014803 | 0.014803 | 0.014803 | 0.014803 | 0 | 0 | 0 | 0 | 0 | 0 | 0 | 0 | 0 | 0 | 0 | 0 | 0 | 0 | 0 | 0 | 0 | 0 | 0 | 0
Commercial_Office_Food Preparation_Natural Gas_Range_Usage | Commercial | Office | Food Preparation | Natural Gas | Range | Usage | 0.015355 | 0.015355 | 0.015355 | 0.015355 | 0.015355 | 0.015355 | 0.015355 | 0.015355 | 0.015355 | 0.015355 | 0.015355 | 0.015355 | 0 | 0 | 0 | 0 | 0 | 0 | 0 | 0 | 0 | 0 | 0 | 0 | 0 | 0 | 0 | 0 | 0 | 0 | 0 | 0 | 0 | 0 | 0 | 0
Commercial_Office_Food Preparation_Natural Gas_Steamer_Usage | Commercial | Office | Food Preparation | Natural Gas | Steamer | Usage | 0.025645 | 0.025645 | 0.025645 | 0.025645 | 0.025645 | 0.025645 | 0.025645 | 0.025645 | 0.025645 | 0.025645 | 0.025645 | 0.025645 | 0.025645 | 0.025645 | 0.025645 | 0.025645 | 0 | 0 | 0 | 0 | 0 | 0 | 0 | 0 | 0 | 0 | 0 | 0 | 0 | 0 | 0 | 0 | 0 | 0 | 0 | 0
Commercial_Office_Food Preparation_Natural Gas_Food Prep Other_Usage | Commercial | Office | Food Preparation | Natural Gas | Food Prep Other | Usage | 0.01824 | 0.01824 | 0.01824 | 0.01824 | 0.01824 | 0.01824 | 0.01824 | 0.01824 | 0.01824 | 0.01824 | 0.01824 | 0.01824 | 0 | 0 | 0 | 0 | 0 | 0 | 0 | 0 | 0 | 0 | 0 | 0 | 0 | 0 | 0 | 0 | 0 | 0 | 0 | 0 | 0 | 0 | 0 | 0
Commercial_Office_Miscellaneous_Natural Gas_Pool Heater_Usage | Commercial | Office | Miscellaneous | Natural Gas | Pool Heater | Usage | 0.00012746 | 0.00012746 | 0.00012746 | 0.00012746 | 0.00012746 | 0.00012746 | 0.00012746 | 0.00012746 | 0.00012746 | 0.00012746 | 0.00012746 | 0.00012746 | 0.00012746 | 0.00012746 | 0.00012746 | 0 | 0 | 0 | 0 | 0 | 0 | 0 | 0 | 0 | 0 | 0 | 0 | 0 | 0 | 0 | 0 | 0 | 0 | 0 | 0 | 0
Commercial_Office_Miscellaneous_Natural Gas_Miscellaneous_Usage | Commercial | Office | Miscellaneous | Natural Gas | Miscellaneous | Usage | 0.00021416 | 0.00021416 | 0.00021416 | 0.00021416 | 0.00021416 | 0.00021416 | 0.00021416 | 0.00021416 | 0 | 0 | 0 | 0 | 0 | 0 | 0 | 0 | 0 | 0 | 0 | 0 | 0 | 0 | 0 | 0 | 0 | 0 | 0 | 0 | 0 | 0 | 0 | 0 | 0 | 0 | 0 | 0
Commercial_Retail_Space Heating_Natural Gas_Furnace_Usage | Commercial | Retail | Space Heating | Natural Gas | Furnace | Usage | 0.14971 | 0.15204 | 0.15438 | 0.15672 | 0.15905 | 0.16139 | 0.16373 | 0.16606 | 0.1684 | 0.17074 | 0.17308 | 0.17541 | 0.17775 | 0.18009 | 0.18242 | 0.18476 | 0.1871 | 0.18944 | 0.19177 | 0.19411 | 0.19645 | 0.19878 | 0.20112 | 0.20346 | 0.20579 | 0.20813 | 0 | 0 | 0 | 0 | 0 | 0 | 0 | 0 | 0 | 0
Commercial_Retail_Space Heating_Natural Gas_Boiler_Usage | Commercial | Retail | Space Heating | Natural Gas | Boiler | Usage | 0.61587 | 0.62015 | 0.62443 | 0.6287 | 0.63298 | 0.63726 | 0.64153 | 0.64581 | 0.65008 | 0.65436 | 0.65864 | 0.66291 | 0.66719 | 0.67147 | 0.67574 | 0.68002 | 0.68429 | 0.68857 | 0.69285 | 0.69712 | 0.7014 | 0.70567 | 0.70995 | 0.71423 | 0.7185 | 0.72278 | 0.72706 | 0.73133 | 0.73561 | 0.73988 | 0.74416 | 0.74844 | 0.75271 | 0.75699 | 0.76127 | 0
Commercial_Retail_Space Heating_Natural Gas_Unit Heater_Usage | Commercial | Retail | Space Heating | Natural Gas | Unit Heater | Usage | 0.45593 | 0.45593 | 0.45593 | 0.45593 | 0.45593 | 0.45593 | 0.45593 | 0.45593 | 0.45593 | 0.45593 | 0.45593 | 0.45593 | 0.45593 | 0.45593 | 0.45593 | 0.45593 | 0 | 0 | 0 | 0 | 0 | 0 | 0 | 0 | 0 | 0 | 0 | 0 | 0 | 0 | 0 | 0 | 0 | 0 | 0 | 0
Commercial_Retail_Water Heating_Natural Gas_Water Heater_Usage | Commercial | Retail | Water Heating | Natural Gas | Water Heater | Usage | 0.12256 | 0.12751 | 0.13246 | 0.1374 | 0.14235 | 0.1473 | 0.15225 | 0.15719 | 0.16214 | 0.16709 | 0.17204 | 0.17698 | 0.18193 | 0.18688 | 0.19183 | 0.19677 | 0.20172 | 0.20667 | 0.21162 | 0.21656 | 0 | 0 | 0 | 0 | 0 | 0 | 0 | 0 | 0 | 0 | 0 | 0 | 0 | 0 | 0 | 0
Commercial_Retail_Food Preparation_Natural Gas_Oven_Usage | Commercial | Retail | Food Preparation | Natural Gas | Oven | Usage | 0.026158 | 0.026158 | 0.026158 | 0.026158 | 0.026158 | 0.026158 | 0.026158 | 0.026158 | 0.026158 | 0.026158 | 0.026158 | 0.026158 | 0 | 0 | 0 | 0 | 0 | 0 | 0 | 0 | 0 | 0 | 0 | 0 | 0 | 0 | 0 | 0 | 0 | 0 | 0 | 0 | 0 | 0 | 0 | 0
Commercial_Retail_Food Preparation_Natural Gas_Conveyor Oven_Usage | Commercial | Retail | Food Preparation | Natural Gas | Conveyor Oven | Usage | 0.044758 | 0.044758 | 0.044758 | 0.044758 | 0.044758 | 0.044758 | 0.044758 | 0.044758 | 0.044758 | 0.044758 | 0.044758 | 0.044758 | 0 | 0 | 0 | 0 | 0 | 0 | 0 | 0 | 0 | 0 | 0 | 0 | 0 | 0 | 0 | 0 | 0 | 0 | 0 | 0 | 0 | 0 | 0 | 0
Commercial_Retail_Food Preparation_Natural Gas_Double Rack Oven_Usage | Commercial | Retail | Food Preparation | Natural Gas | Double Rack Oven | Usage | 0.067996 | 0.067996 | 0.067996 | 0.067996 | 0.067996 | 0.067996 | 0.067996 | 0.067996 | 0.067996 | 0.067996 | 0.067996 | 0.067996 | 0 | 0 | 0 | 0 | 0 | 0 | 0 | 0 | 0 | 0 | 0 | 0 | 0 | 0 | 0 | 0 | 0 | 0 | 0 | 0 | 0 | 0 | 0 | 0
Commercial_Retail_Food Preparation_Natural Gas_Fryer_Usage | Commercial | Retail | Food Preparation | Natural Gas | Fryer | Usage | 0.042313 | 0.042313 | 0.042313 | 0.042313 | 0.042313 | 0.042313 | 0.042313 | 0.042313 | 0.042313 | 0.042313 | 0.042313 | 0.042313 | 0.042313 | 0.042313 | 0.042313 | 0.042313 | 0.042313 | 0.042313 | 0.042313 | 0.042313 | 0 | 0 | 0 | 0 | 0 | 0 | 0 | 0 | 0 | 0 | 0 | 0 | 0 | 0 | 0 | 0
Commercial_Retail_Food Preparation_Natural Gas_Broiler_Usage | Commercial | Retail | Food Preparation | Natural Gas | Broiler | Usage | 0.043463 | 0.043463 | 0.043463 | 0.043463 | 0.043463 | 0.043463 | 0.043463 | 0.043463 | 0.043463 | 0.043463 | 0.043463 | 0.043463 | 0.043463 | 0.043463 | 0.043463 | 0.043463 | 0 | 0 | 0 | 0 | 0 | 0 | 0 | 0 | 0 | 0 | 0 | 0 | 0 | 0 | 0 | 0 | 0 | 0 | 0 | 0
Commercial_Retail_Food Preparation_Natural Gas_Griddle_Usage | Commercial | Retail | Food Preparation | Natural Gas | Griddle | Usage | 0.030892 | 0.030892 | 0.030892 | 0.030892 | 0.030892 | 0.030892 | 0.030892 | 0.030892 | 0.030892 | 0.030892 | 0.030892 | 0.030892 | 0.030892 | 0.030892 | 0.030892 | 0.030892 | 0 | 0 | 0 | 0 | 0 | 0 | 0 | 0 | 0 | 0 | 0 | 0 | 0 | 0 | 0 | 0 | 0 | 0 | 0 | 0
Commercial_Retail_Food Preparation_Natural Gas_Range_Usage | Commercial | Retail | Food Preparation | Natural Gas | Range | Usage | 0.032045 | 0.032045 | 0.032045 | 0.032045 | 0.032045 | 0.032045 | 0.032045 | 0.032045 | 0.032045 | 0.032045 | 0.032045 | 0.032045 | 0 | 0 | 0 | 0 | 0 | 0 | 0 | 0 | 0 | 0 | 0 | 0 | 0 | 0 | 0 | 0 | 0 | 0 | 0 | 0 | 0 | 0 | 0 | 0
Commercial_Retail_Food Preparation_Natural Gas_Steamer_Usage | Commercial | Retail | Food Preparation | Natural Gas | Steamer | Usage | 0.05352 | 0.05352 | 0.05352 | 0.05352 | 0.05352 | 0.05352 | 0.05352 | 0.05352 | 0.05352 | 0.05352 | 0.05352 | 0.05352 | 0.05352 | 0.05352 | 0.05352 | 0.05352 | 0 | 0 | 0 | 0 | 0 | 0 | 0 | 0 | 0 | 0 | 0 | 0 | 0 | 0 | 0 | 0 | 0 | 0 | 0 | 0
Commercial_Retail_Food Preparation_Natural Gas_Food Prep Other_Usage | Commercial | Retail | Food Preparation | Natural Gas | Food Prep Other | Usage | 0.038065 | 0.038065 | 0.038065 | 0.038065 | 0.038065 | 0.038065 | 0.038065 | 0.038065 | 0.038065 | 0.038065 | 0.038065 | 0.038065 | 0 | 0 | 0 | 0 | 0 | 0 | 0 | 0 | 0 | 0 | 0 | 0 | 0 | 0 | 0 | 0 | 0 | 0 | 0 | 0 | 0 | 0 | 0 | 0
Commercial_Retail_Miscellaneous_Natural Gas_Pool Heater_Usage | Commercial | Retail | Miscellaneous | Natural Gas | Pool Heater | Usage | 0.00015529 | 0.00015529 | 0.00015529 | 0.00015529 | 0.00015529 | 0.00015529 | 0.00015529 | 0.00015529 | 0.00015529 | 0.00015529 | 0.00015529 | 0.00015529 | 0.00015529 | 0.00015529 | 0.00015529 | 0 | 0 | 0 | 0 | 0 | 0 | 0 | 0 | 0 | 0 | 0 | 0 | 0 | 0 | 0 | 0 | 0 | 0 | 0 | 0 | 0
Commercial_Retail_Miscellaneous_Natural Gas_Miscellaneous_Usage | Commercial | Retail | Miscellaneous | Natural Gas | Miscellaneous | Usage | 0.00010421 | 0.00010421 | 0.00010421 | 0.00010421 | 0.00010421 | 0.00010421 | 0.00010421 | 0.00010421 | 0 | 0 | 0 | 0 | 0 | 0 | 0 | 0 | 0 | 0 | 0 | 0 | 0 | 0 | 0 | 0 | 0 | 0 | 0 | 0 | 0 | 0 | 0 | 0 | 0 | 0 | 0 | 0
Commercial_Restaurant_Space Heating_Natural Gas_Furnace_Usage | Commercial | Restaurant | Space Heating | Natural Gas | Furnace | Usage | 0.3653 | 0.37098 | 0.37666 | 0.38235 | 0.38803 | 0.39371 | 0.39939 | 0.40508 | 0.41076 | 0.41644 | 0.42213 | 0.42781 | 0.43349 | 0.43918 | 0.44486 | 0.45054 | 0.45622 | 0.46191 | 0.46759 | 0.47327 | 0.47896 | 0.48464 | 0.49032 | 0.49601 | 0.50169 | 0.50737 | 0 | 0 | 0 | 0 | 0 | 0 | 0 | 0 | 0 | 0
Commercial_Restaurant_Space Heating_Natural Gas_Boiler_Usage | Commercial | Restaurant | Space Heating | Natural Gas | Boiler | Usage | 1.2224 | 1.2308 | 1.2393 | 1.2477 | 1.2562 | 1.2646 | 1.2731 | 1.2815 | 1.29 | 1.2985 | 1.3069 | 1.3154 | 1.3238 | 1.3323 | 1.3407 | 1.3492 | 1.3577 | 1.3661 | 1.3746 | 1.383 | 1.3915 | 1.3999 | 1.4084 | 1.4169 | 1.4253 | 1.4338 | 1.4422 | 1.4507 | 1.4591 | 1.4676 | 1.476 | 1.4845 | 1.493 | 1.5014 | 1.5099 | 0
Commercial_Restaurant_Space Heating_Natural Gas_Unit Heater_Usage | Commercial | Restaurant | Space Heating | Natural Gas | Unit Heater | Usage | 0.90461 | 0.90461 | 0.90461 | 0.90461 | 0.90461 | 0.90461 | 0.90461 | 0.90461 | 0.90461 | 0.90461 | 0.90461 | 0.90461 | 0.90461 | 0.90461 | 0.90461 | 0.90461 | 0 | 0 | 0 | 0 | 0 | 0 | 0 | 0 | 0 | 0 | 0 | 0 | 0 | 0 | 0 | 0 | 0 | 0 | 0 | 0
Commercial_Restaurant_Water Heating_Natural Gas_Water Heater_Usage | Commercial | Restaurant | Water Heating | Natural Gas | Water Heater | Usage | 0.74684 | 0.77704 | 0.80725 | 0.83746 | 0.86767 | 0.89787 | 0.92808 | 0.95829 | 0.9885 | 1.0187 | 1.0489 | 1.0791 | 1.1093 | 1.1395 | 1.1697 | 1.1999 | 1.2302 | 1.2604 | 1.2906 | 1.3208 | 0 | 0 | 0 | 0 | 0 | 0 | 0 | 0 | 0 | 0 | 0 | 0 | 0 | 0 | 0 | 0
Commercial_Restaurant_Food Preparation_Natural Gas_Oven_Usage | Commercial | Restaurant | Food Preparation | Natural Gas | Oven | Usage | 0.51436 | 0.51436 | 0.51436 | 0.51436 | 0.51436 | 0.51436 | 0.51436 | 0.51436 | 0.51436 | 0.51436 | 0.51436 | 0.51436 | 0 | 0 | 0 | 0 | 0 | 0 | 0 | 0 | 0 | 0 | 0 | 0 | 0 | 0 | 0 | 0 | 0 | 0 | 0 | 0 | 0 | 0 | 0 | 0
Commercial_Restaurant_Food Preparation_Natural Gas_Conveyor Oven_Usage | Commercial | Restaurant | Food Preparation | Natural Gas | Conveyor Oven | Usage | 0.8801 | 0.8801 | 0.8801 | 0.8801 | 0.8801 | 0.8801 | 0.8801 | 0.8801 | 0.8801 | 0.8801 | 0.8801 | 0.8801 | 0 | 0 | 0 | 0 | 0 | 0 | 0 | 0 | 0 | 0 | 0 | 0 | 0 | 0 | 0 | 0 | 0 | 0 | 0 | 0 | 0 | 0 | 0 | 0
Commercial_Restaurant_Food Preparation_Natural Gas_Double Rack Oven_Usage | Commercial | Restaurant | Food Preparation | Natural Gas | Double Rack Oven | Usage | 1.337 | 1.337 | 1.337 | 1.337 | 1.337 | 1.337 | 1.337 | 1.337 | 1.337 | 1.337 | 1.337 | 1.337 | 0 | 0 | 0 | 0 | 0 | 0 | 0 | 0 | 0 | 0 | 0 | 0 | 0 | 0 | 0 | 0 | 0 | 0 | 0 | 0 | 0 | 0 | 0 | 0
Commercial_Restaurant_Food Preparation_Natural Gas_Fryer_Usage | Commercial | Restaurant | Food Preparation | Natural Gas | Fryer | Usage | 0.83202 | 0.83202 | 0.83202 | 0.83202 | 0.83202 | 0.83202 | 0.83202 | 0.83202 | 0.83202 | 0.83202 | 0.83202 | 0.83202 | 0.83202 | 0.83202 | 0.83202 | 0.83202 | 0.83202 | 0.83202 | 0.83202 | 0.83202 | 0 | 0 | 0 | 0 | 0 | 0 | 0 | 0 | 0 | 0 | 0 | 0 | 0 | 0 | 0 | 0
Commercial_Restaurant_Food Preparation_Natural Gas_Broiler_Usage | Commercial | Restaurant | Food Preparation | Natural Gas | Broiler | Usage | 0.85464 | 0.85464 | 0.85464 | 0.85464 | 0.85464 | 0.85464 | 0.85464 | 0.85464 | 0.85464 | 0.85464 | 0.85464 | 0.85464 | 0.85464 | 0.85464 | 0.85464 | 0.85464 | 0 | 0 | 0 | 0 | 0 | 0 | 0 | 0 | 0 | 0 | 0 | 0 | 0 | 0 | 0 | 0 | 0 | 0 | 0 | 0
Commercial_Restaurant_Food Preparation_Natural Gas_Griddle_Usage | Commercial | Restaurant | Food Preparation | Natural Gas | Griddle | Usage | 0.60745 | 0.60745 | 0.60745 | 0.60745 | 0.60745 | 0.60745 | 0.60745 | 0.60745 | 0.60745 | 0.60745 | 0.60745 | 0.60745 | 0.60745 | 0.60745 | 0.60745 | 0.60745 | 0 | 0 | 0 | 0 | 0 | 0 | 0 | 0 | 0 | 0 | 0 | 0 | 0 | 0 | 0 | 0 | 0 | 0 | 0 | 0
Commercial_Restaurant_Food Preparation_Natural Gas_Range_Usage | Commercial | Restaurant | Food Preparation | Natural Gas | Range | Usage | 0.63011 | 0.63011 | 0.63011 | 0.63011 | 0.63011 | 0.63011 | 0.63011 | 0.63011 | 0.63011 | 0.63011 | 0.63011 | 0.63011 | 0 | 0 | 0 | 0 | 0 | 0 | 0 | 0 | 0 | 0 | 0 | 0 | 0 | 0 | 0 | 0 | 0 | 0 | 0 | 0 | 0 | 0 | 0 | 0
Commercial_Restaurant_Food Preparation_Natural Gas_Steamer_Usage | Commercial | Restaurant | Food Preparation | Natural Gas | Steamer | Usage | 1.0524 | 1.0524 | 1.0524 | 1.0524 | 1.0524 | 1.0524 | 1.0524 | 1.0524 | 1.0524 | 1.0524 | 1.0524 | 1.0524 | 1.0524 | 1.0524 | 1.0524 | 1.0524 | 0 | 0 | 0 | 0 | 0 | 0 | 0 | 0 | 0 | 0 | 0 | 0 | 0 | 0 | 0 | 0 | 0 | 0 | 0 | 0
Commercial_Restaurant_Food Preparation_Natural Gas_Food Prep Other_Usage | Commercial | Restaurant | Food Preparation | Natural Gas | Food Prep Other | Usage | 0.74849 | 0.74849 | 0.74849 | 0.74849 | 0.74849 | 0.74849 | 0.74849 | 0.74849 | 0.74849 | 0.74849 | 0.74849 | 0.74849 | 0 | 0 | 0 | 0 | 0 | 0 | 0 | 0 | 0 | 0 | 0 | 0 | 0 | 0 | 0 | 0 | 0 | 0 | 0 | 0 | 0 | 0 | 0 | 0
Commercial_Restaurant_Miscellaneous_Natural Gas_Pool Heater_Usage | Commercial | Restaurant | Miscellaneous | Natural Gas | Pool Heater | Usage | 0.00054521 | 0.00054521 | 0.00054521 | 0.00054521 | 0.00054521 | 0.00054521 | 0.00054521 | 0.00054521 | 0.00054521 | 0.00054521 | 0.00054521 | 0.00054521 | 0.00054521 | 0.00054521 | 0.00054521 | 0 | 0 | 0 | 0 | 0 | 0 | 0 | 0 | 0 | 0 | 0 | 0 | 0 | 0 | 0 | 0 | 0 | 0 | 0 | 0 | 0
Commercial_Restaurant_Miscellaneous_Natural Gas_Miscellaneous_Usage | Commercial | Restaurant | Miscellaneous | Natural Gas | Miscellaneous | Usage | 0.00051313 | 0.00051313 | 0.00051313 | 0.00051313 | 0.00051313 | 0.00051313 | 0.00051313 | 0.00051313 | 0 | 0 | 0 | 0 | 0 | 0 | 0 | 0 | 0 | 0 | 0 | 0 | 0 | 0 | 0 | 0 | 0 | 0 | 0 | 0 | 0 | 0 | 0 | 0 | 0 | 0 | 0 | 0
Commercial_Grocery_Space Heating_Natural Gas_Furnace_Usage | Commercial | Grocery | Space Heating | Natural Gas | Furnace | Usage | 0.42069 | 0.42725 | 0.43381 | 0.44036 | 0.44692 | 0.45347 | 0.46003 | 0.46659 | 0.47314 | 0.4797 | 0.48626 | 0.49281 | 0.49937 | 0.50592 | 0.51248 | 0.51904 | 0.52559 | 0.53215 | 0.53871 | 0.54526 | 0.55182 | 0.55837 | 0.56493 | 0.57149 | 0.57804 | 0.5846 | 0 | 0 | 0 | 0 | 0 | 0 | 0 | 0 | 0 | 0
Commercial_Grocery_Space Heating_Natural Gas_Boiler_Usage | Commercial | Grocery | Space Heating | Natural Gas | Boiler | Usage | 1.6249 | 1.6441 | 1.6633 | 1.6825 | 1.7017 | 1.7209 | 1.7401 | 1.7593 | 1.7785 | 1.7977 | 1.8169 | 1.8361 | 1.8553 | 1.8745 | 1.8937 | 1.9129 | 1.9321 | 1.9513 | 1.9705 | 1.9897 | 2.0089 | 2.0281 | 2.0473 | 2.0665 | 2.0857 | 2.1049 | 2.1241 | 2.1433 | 2.1625 | 2.1817 | 2.2009 | 2.2201 | 2.2393 | 2.2585 | 2.2777 | 0
Commercial_Grocery_Space Heating_Natural Gas_Unit Heater_Usage | Commercial | Grocery | Space Heating | Natural Gas | Unit Heater | Usage | 1.281 | 1.281 | 1.281 | 1.281 | 1.281 | 1.281 | 1.281 | 1.281 | 1.281 | 1.281 | 1.281 | 1.281 | 1.281 | 1.281 | 1.281 | 1.281 | 0 | 0 | 0 | 0 | 0 | 0 | 0 | 0 | 0 | 0 | 0 | 0 | 0 | 0 | 0 | 0 | 0 | 0 | 0 | 0
Commercial_Grocery_Water Heating_Natural Gas_Water Heater_Usage | Commercial | Grocery | Water Heating | Natural Gas | Water Heater | Usage | 0.16355 | 0.17016 | 0.17677 | 0.18337 | 0.18998 | 0.19659 | 0.2032 | 0.20981 | 0.21642 | 0.22302 | 0.22963 | 0.23624 | 0.24285 | 0.24946 | 0.25606 | 0.26267 | 0.26928 | 0.27589 | 0.2825 | 0.28911 | 0 | 0 | 0 | 0 | 0 | 0 | 0 | 0 | 0 | 0 | 0 | 0 | 0 | 0 | 0 | 0
Commercial_Grocery_Food Preparation_Natural Gas_Oven_Usage | Commercial | Grocery | Food Preparation | Natural Gas | Oven | Usage | 0.26259 | 0.26259 | 0.26259 | 0.26259 | 0.26259 | 0.26259 | 0.26259 | 0.26259 | 0.26259 | 0.26259 | 0.26259 | 0.26259 | 0 | 0 | 0 | 0 | 0 | 0 | 0 | 0 | 0 | 0 | 0 | 0 | 0 | 0 | 0 | 0 | 0 | 0 | 0 | 0 | 0 | 0 | 0 | 0
Commercial_Grocery_Food Preparation_Natural Gas_Conveyor Oven_Usage | Commercial | Grocery | Food Preparation | Natural Gas | Conveyor Oven | Usage | 0.44932 | 0.44932 | 0.44932 | 0.44932 | 0.44932 | 0.44932 | 0.44932 | 0.44932 | 0.44932 | 0.44932 | 0.44932 | 0.44932 | 0 | 0 | 0 | 0 | 0 | 0 | 0 | 0 | 0 | 0 | 0 | 0 | 0 | 0 | 0 | 0 | 0 | 0 | 0 | 0 | 0 | 0 | 0 | 0
Commercial_Grocery_Food Preparation_Natural Gas_Double Rack Oven_Usage | Commercial | Grocery | Food Preparation | Natural Gas | Double Rack Oven | Usage | 0.68259 | 0.68259 | 0.68259 | 0.68259 | 0.68259 | 0.68259 | 0.68259 | 0.68259 | 0.68259 | 0.68259 | 0.68259 | 0.68259 | 0 | 0 | 0 | 0 | 0 | 0 | 0 | 0 | 0 | 0 | 0 | 0 | 0 | 0 | 0 | 0 | 0 | 0 | 0 | 0 | 0 | 0 | 0 | 0
Commercial_Grocery_Food Preparation_Natural Gas_Fryer_Usage | Commercial | Grocery | Food Preparation | Natural Gas | Fryer | Usage | 0.42477 | 0.42477 | 0.42477 | 0.42477 | 0.42477 | 0.42477 | 0.42477 | 0.42477 | 0.42477 | 0.42477 | 0.42477 | 0.42477 | 0.42477 | 0.42477 | 0.42477 | 0.42477 | 0.42477 | 0.42477 | 0.42477 | 0.42477 | 0 | 0 | 0 | 0 | 0 | 0 | 0 | 0 | 0 | 0 | 0 | 0 | 0 | 0 | 0 | 0
Commercial_Grocery_Food Preparation_Natural Gas_Broiler_Usage | Commercial | Grocery | Food Preparation | Natural Gas | Broiler | Usage | 0.43631 | 0.43631 | 0.43631 | 0.43631 | 0.43631 | 0.43631 | 0.43631 | 0.43631 | 0.43631 | 0.43631 | 0.43631 | 0.43631 | 0.43631 | 0.43631 | 0.43631 | 0.43631 | 0 | 0 | 0 | 0 | 0 | 0 | 0 | 0 | 0 | 0 | 0 | 0 | 0 | 0 | 0 | 0 | 0 | 0 | 0 | 0
Commercial_Grocery_Food Preparation_Natural Gas_Griddle_Usage | Commercial | Grocery | Food Preparation | Natural Gas | Griddle | Usage | 0.31012 | 0.31012 | 0.31012 | 0.31012 | 0.31012 | 0.31012 | 0.31012 | 0.31012 | 0.31012 | 0.31012 | 0.31012 | 0.31012 | 0.31012 | 0.31012 | 0.31012 | 0.31012 | 0 | 0 | 0 | 0 | 0 | 0 | 0 | 0 | 0 | 0 | 0 | 0 | 0 | 0 | 0 | 0 | 0 | 0 | 0 | 0
Commercial_Grocery_Food Preparation_Natural Gas_Range_Usage | Commercial | Grocery | Food Preparation | Natural Gas | Range | Usage | 0.32169 | 0.32169 | 0.32169 | 0.32169 | 0.32169 | 0.32169 | 0.32169 | 0.32169 | 0.32169 | 0.32169 | 0.32169 | 0.32169 | 0 | 0 | 0 | 0 | 0 | 0 | 0 | 0 | 0 | 0 | 0 | 0 | 0 | 0 | 0 | 0 | 0 | 0 | 0 | 0 | 0 | 0 | 0 | 0
Commercial_Grocery_Food Preparation_Natural Gas_Steamer_Usage | Commercial | Grocery | Food Preparation | Natural Gas | Steamer | Usage | 0.53727 | 0.53727 | 0.53727 | 0.53727 | 0.53727 | 0.53727 | 0.53727 | 0.53727 | 0.53727 | 0.53727 | 0.53727 | 0.53727 | 0.53727 | 0.53727 | 0.53727 | 0.53727 | 0 | 0 | 0 | 0 | 0 | 0 | 0 | 0 | 0 | 0 | 0 | 0 | 0 | 0 | 0 | 0 | 0 | 0 | 0 | 0
Commercial_Grocery_Food Preparation_Natural Gas_Food Prep Other_Usage | Commercial | Grocery | Food Preparation | Natural Gas | Food Prep Other | Usage | 0.38213 | 0.38213 | 0.38213 | 0.38213 | 0.38213 | 0.38213 | 0.38213 | 0.38213 | 0.38213 | 0.38213 | 0.38213 | 0.38213 | 0 | 0 | 0 | 0 | 0 | 0 | 0 | 0 | 0 | 0 | 0 | 0 | 0 | 0 | 0 | 0 | 0 | 0 | 0 | 0 | 0 | 0 | 0 | 0
Commercial_Grocery_Miscellaneous_Natural Gas_Pool Heater_Usage | Commercial | Grocery | Miscellaneous | Natural Gas | Pool Heater | Usage | 0.00039566 | 0.00039566 | 0.00039566 | 0.00039566 | 0.00039566 | 0.00039566 | 0.00039566 | 0.00039566 | 0.00039566 | 0.00039566 | 0.00039566 | 0.00039566 | 0.00039566 | 0.00039566 | 0.00039566 | 0 | 0 | 0 | 0 | 0 | 0 | 0 | 0 | 0 | 0 | 0 | 0 | 0 | 0 | 0 | 0 | 0 | 0 | 0 | 0 | 0
Commercial_Grocery_Miscellaneous_Natural Gas_Miscellaneous_Usage | Commercial | Grocery | Miscellaneous | Natural Gas | Miscellaneous | Usage | 0.0005123 | 0.0005123 | 0.0005123 | 0.0005123 | 0.0005123 | 0.0005123 | 0.0005123 | 0.0005123 | 0 | 0 | 0 | 0 | 0 | 0 | 0 | 0 | 0 | 0 | 0 | 0 | 0 | 0 | 0 | 0 | 0 | 0 | 0 | 0 | 0 | 0 | 0 | 0 | 0 | 0 | 0 | 0
Commercial_Education_Space Heating_Natural Gas_Furnace_Usage | Commercial | Education | Space Heating | Natural Gas | Furnace | Usage | 0.14994 | 0.15228 | 0.15462 | 0.15695 | 0.15929 | 0.16163 | 0.16396 | 0.1663 | 0.16864 | 0.17098 | 0.17331 | 0.17565 | 0.17799 | 0.18032 | 0.18266 | 0.185 | 0.18734 | 0.18967 | 0.19201 | 0.19435 | 0.19668 | 0.19902 | 0.20136 | 0.20369 | 0.20603 | 0.20837 | 0 | 0 | 0 | 0 | 0 | 0 | 0 | 0 | 0 | 0
Commercial_Education_Space Heating_Natural Gas_Boiler_Usage | Commercial | Education | Space Heating | Natural Gas | Boiler | Usage | 0.27676 | 0.2791 | 0.28144 | 0.28378 | 0.28613 | 0.28847 | 0.29081 | 0.29316 | 0.2955 | 0.29784 | 0.30019 | 0.30253 | 0.30487 | 0.30721 | 0.30956 | 0.3119 | 0.31424 | 0.31659 | 0.31893 | 0.32127 | 0.32361 | 0.32596 | 0.3283 | 0.33064 | 0.33299 | 0.33533 | 0.33767 | 0.34002 | 0.34236 | 0.3447 | 0.34704 | 0.34939 | 0.35173 | 0.35407 | 0.35642 | 0
Commercial_Education_Space Heating_Natural Gas_Unit Heater_Usage | Commercial | Education | Space Heating | Natural Gas | Unit Heater | Usage | 0.20904 | 0.20904 | 0.20904 | 0.20904 | 0.20904 | 0.20904 | 0.20904 | 0.20904 | 0.20904 | 0.20904 | 0.20904 | 0.20904 | 0.20904 | 0.20904 | 0.20904 | 0.20904 | 0 | 0 | 0 | 0 | 0 | 0 | 0 | 0 | 0 | 0 | 0 | 0 | 0 | 0 | 0 | 0 | 0 | 0 | 0 | 0
Commercial_Education_Water Heating_Natural Gas_Water Heater_Usage | Commercial | Education | Water Heating | Natural Gas | Water Heater | Usage | 0.053393 | 0.055547 | 0.057701 | 0.059855 | 0.06201 | 0.064164 | 0.066318 | 0.068472 | 0.070627 | 0.072781 | 0.074935 | 0.077089 | 0.079244 | 0.081398 | 0.083552 | 0.085706 | 0.087861 | 0.090015 | 0.092169 | 0.094323 | 0 | 0 | 0 | 0 | 0 | 0 | 0 | 0 | 0 | 0 | 0 | 0 | 0 | 0 | 0 | 0
Commercial_Education_Food Preparation_Natural Gas_Oven_Usage | Commercial | Education | Food Preparation | Natural Gas | Oven | Usage | 0.00079178 | 0.00079178 | 0.00079178 | 0.00079178 | 0.00079178 | 0.00079178 | 0.00079178 | 0.00079178 | 0.00079178 | 0.00079178 | 0.00079178 | 0.00079178 | 0 | 0 | 0 | 0 | 0 | 0 | 0 | 0 | 0 | 0 | 0 | 0 | 0 | 0 | 0 | 0 | 0 | 0 | 0 | 0 | 0 | 0 | 0 | 0
Commercial_Education_Food Preparation_Natural Gas_Conveyor Oven_Usage | Commercial | Education | Food Preparation | Natural Gas | Conveyor Oven | Usage | 0.0013548 | 0.0013548 | 0.0013548 | 0.0013548 | 0.0013548 | 0.0013548 | 0.0013548 | 0.0013548 | 0.0013548 | 0.0013548 | 0.0013548 | 0.0013548 | 0 | 0 | 0 | 0 | 0 | 0 | 0 | 0 | 0 | 0 | 0 | 0 | 0 | 0 | 0 | 0 | 0 | 0 | 0 | 0 | 0 | 0 | 0 | 0
Commercial_Education_Food Preparation_Natural Gas_Double Rack Oven_Usage | Commercial | Education | Food Preparation | Natural Gas | Double Rack Oven | Usage | 0.0020582 | 0.0020582 | 0.0020582 | 0.0020582 | 0.0020582 | 0.0020582 | 0.0020582 | 0.0020582 | 0.0020582 | 0.0020582 | 0.0020582 | 0.0020582 | 0 | 0 | 0 | 0 | 0 | 0 | 0 | 0 | 0 | 0 | 0 | 0 | 0 | 0 | 0 | 0 | 0 | 0 | 0 | 0 | 0 | 0 | 0 | 0
Commercial_Education_Food Preparation_Natural Gas_Fryer_Usage | Commercial | Education | Food Preparation | Natural Gas | Fryer | Usage | 0.0012808 | 0.0012808 | 0.0012808 | 0.0012808 | 0.0012808 | 0.0012808 | 0.0012808 | 0.0012808 | 0.0012808 | 0.0012808 | 0.0012808 | 0.0012808 | 0.0012808 | 0.0012808 | 0.0012808 | 0.0012808 | 0.0012808 | 0.0012808 | 0.0012808 | 0.0012808 | 0 | 0 | 0 | 0 | 0 | 0 | 0 | 0 | 0 | 0 | 0 | 0 | 0 | 0 | 0 | 0
Commercial_Education_Food Preparation_Natural Gas_Broiler_Usage | Commercial | Education | Food Preparation | Natural Gas | Broiler | Usage | 0.0013156 | 0.0013156 | 0.0013156 | 0.0013156 | 0.0013156 | 0.0013156 | 0.0013156 | 0.0013156 | 0.0013156 | 0.0013156 | 0.0013156 | 0.0013156 | 0.0013156 | 0.0013156 | 0.0013156 | 0.0013156 | 0 | 0 | 0 | 0 | 0 | 0 | 0 | 0 | 0 | 0 | 0 | 0 | 0 | 0 | 0 | 0 | 0 | 0 | 0 | 0
Commercial_Education_Food Preparation_Natural Gas_Griddle_Usage | Commercial | Education | Food Preparation | Natural Gas | Griddle | Usage | 0.00093507 | 0.00093507 | 0.00093507 | 0.00093507 | 0.00093507 | 0.00093507 | 0.00093507 | 0.00093507 | 0.00093507 | 0.00093507 | 0.00093507 | 0.00093507 | 0.00093507 | 0.00093507 | 0.00093507 | 0.00093507 | 0 | 0 | 0 | 0 | 0 | 0 | 0 | 0 | 0 | 0 | 0 | 0 | 0 | 0 | 0 | 0 | 0 | 0 | 0 | 0
Commercial_Education_Food Preparation_Natural Gas_Range_Usage | Commercial | Education | Food Preparation | Natural Gas | Range | Usage | 0.00096995 | 0.00096995 | 0.00096995 | 0.00096995 | 0.00096995 | 0.00096995 | 0.00096995 | 0.00096995 | 0.00096995 | 0.00096995 | 0.00096995 | 0.00096995 | 0 | 0 | 0 | 0 | 0 | 0 | 0 | 0 | 0 | 0 | 0 | 0 | 0 | 0 | 0 | 0 | 0 | 0 | 0 | 0 | 0 | 0 | 0 | 0
Commercial_Education_Food Preparation_Natural Gas_Steamer_Usage | Commercial | Education | Food Preparation | Natural Gas | Steamer | Usage | 0.00162 | 0.00162 | 0.00162 | 0.00162 | 0.00162 | 0.00162 | 0.00162 | 0.00162 | 0.00162 | 0.00162 | 0.00162 | 0.00162 | 0.00162 | 0.00162 | 0.00162 | 0.00162 | 0 | 0 | 0 | 0 | 0 | 0 | 0 | 0 | 0 | 0 | 0 | 0 | 0 | 0 | 0 | 0 | 0 | 0 | 0 | 0
Commercial_Education_Food Preparation_Natural Gas_Food Prep Other_Usage | Commercial | Education | Food Preparation | Natural Gas | Food Prep Other | Usage | 0.0011522 | 0.0011522 | 0.0011522 | 0.0011522 | 0.0011522 | 0.0011522 | 0.0011522 | 0.0011522 | 0.0011522 | 0.0011522 | 0.0011522 | 0.0011522 | 0 | 0 | 0 | 0 | 0 | 0 | 0 | 0 | 0 | 0 | 0 | 0 | 0 | 0 | 0 | 0 | 0 | 0 | 0 | 0 | 0 | 0 | 0 | 0
Commercial_Education_Miscellaneous_Natural Gas_Pool Heater_Usage | Commercial | Education | Miscellaneous | Natural Gas | Pool Heater | Usage | 6.5633e-05 | 6.5633e-05 | 6.5633e-05 | 6.5633e-05 | 6.5633e-05 | 6.5633e-05 | 6.5633e-05 | 6.5633e-05 | 6.5633e-05 | 6.5633e-05 | 6.5633e-05 | 6.5633e-05 | 6.5633e-05 | 6.5633e-05 | 6.5633e-05 | 0 | 0 | 0 | 0 | 0 | 0 | 0 | 0 | 0 | 0 | 0 | 0 | 0 | 0 | 0 | 0 | 0 | 0 | 0 | 0 | 0
Commercial_Education_Miscellaneous_Natural Gas_Miscellaneous_Usage | Commercial | Education | Miscellaneous | Natural Gas | Miscellaneous | Usage | 6.2571e-05 | 6.2571e-05 | 6.2571e-05 | 6.2571e-05 | 6.2571e-05 | 6.2571e-05 | 6.2571e-05 | 6.2571e-05 | 0 | 0 | 0 | 0 | 0 | 0 | 0 | 0 | 0 | 0 | 0 | 0 | 0 | 0 | 0 | 0 | 0 | 0 | 0 | 0 | 0 | 0 | 0 | 0 | 0 | 0 | 0 | 0
Commercial_Healthcare_Space Heating_Natural Gas_Furnace_Usage | Commercial | Healthcare | Space Heating | Natural Gas | Furnace | Usage | 0.63289 | 0.64276 | 0.65262 | 0.66249 | 0.67235 | 0.68222 | 0.69208 | 0.70195 | 0.71181 | 0.72168 | 0.73154 | 0.74141 | 0.75127 | 0.76114 | 0.771 | 0.78086 | 0.79073 | 0.80059 | 0.81046 | 0.82032 | 0.83019 | 0.84005 | 0.84992 | 0.85978 | 0.86965 | 0.87951 | 0 | 0 | 0 | 0 | 0 | 0 | 0 | 0 | 0 | 0
Commercial_Healthcare_Space Heating_Natural Gas_Boiler_Usage | Commercial | Healthcare | Space Heating | Natural Gas | Boiler | Usage | 1.0912 | 1.1034 | 1.1155 | 1.1276 | 1.1398 | 1.1519 | 1.1641 | 1.1762 | 1.1883 | 1.2005 | 1.2126 | 1.2248 | 1.2369 | 1.249 | 1.2612 | 1.2733 | 1.2854 | 1.2976 | 1.3097 | 1.3219 | 1.334 | 1.3461 | 1.3583 | 1.3704 | 1.3826 | 1.3947 | 1.4068 | 1.419 | 1.4311 | 1.4433 | 1.4554 | 1.4675 | 1.4797 | 1.4918 | 1.5039 | 0
Commercial_Healthcare_Space Heating_Natural Gas_Unit Heater_Usage | Commercial | Healthcare | Space Heating | Natural Gas | Unit Heater | Usage | 0.85279 | 0.85279 | 0.85279 | 0.85279 | 0.85279 | 0.85279 | 0.85279 | 0.85279 | 0.85279 | 0.85279 | 0.85279 | 0.85279 | 0.85279 | 0.85279 | 0.85279 | 0.85279 | 0 | 0 | 0 | 0 | 0 | 0 | 0 | 0 | 0 | 0 | 0 | 0 | 0 | 0 | 0 | 0 | 0 | 0 | 0 | 0
Commercial_Healthcare_Water Heating_Natural Gas_Water Heater_Usage | Commercial | Healthcare | Water Heating | Natural Gas | Water Heater | Usage | 0.846 | 0.88019 | 0.91438 | 0.94858 | 0.98277 | 1.017 | 1.0512 | 1.0853 | 1.1195 | 1.1537 | 1.1879 | 1.2221 | 1.2563 | 1.2905 | 1.3247 | 1.3589 | 1.3931 | 1.4273 | 1.4615 | 1.4957 | 0 | 0 | 0 | 0 | 0 | 0 | 0 | 0 | 0 | 0 | 0 | 0 | 0 | 0 | 0 | 0
Commercial_Healthcare_Food Preparation_Natural Gas_Oven_Usage | Commercial | Healthcare | Food Preparation | Natural Gas | Oven | Usage | 0.040802 | 0.040802 | 0.040802 | 0.040802 | 0.040802 | 0.040802 | 0.040802 | 0.040802 | 0.040802 | 0.040802 | 0.040802 | 0.040802 | 0 | 0 | 0 | 0 | 0 | 0 | 0 | 0 | 0 | 0 | 0 | 0 | 0 | 0 | 0 | 0 | 0 | 0 | 0 | 0 | 0 | 0 | 0 | 0
Commercial_Healthcare_Food Preparation_Natural Gas_Conveyor Oven_Usage | Commercial | Healthcare | Food Preparation | Natural Gas | Conveyor Oven | Usage | 0.069816 | 0.069816 | 0.069816 | 0.069816 | 0.069816 | 0.069816 | 0.069816 | 0.069816 | 0.069816 | 0.069816 | 0.069816 | 0.069816 | 0 | 0 | 0 | 0 | 0 | 0 | 0 | 0 | 0 | 0 | 0 | 0 | 0 | 0 | 0 | 0 | 0 | 0 | 0 | 0 | 0 | 0 | 0 | 0
Commercial_Healthcare_Food Preparation_Natural Gas_Double Rack Oven_Usage | Commercial | Healthcare | Food Preparation | Natural Gas | Double Rack Oven | Usage | 0.10606 | 0.10606 | 0.10606 | 0.10606 | 0.10606 | 0.10606 | 0.10606 | 0.10606 | 0.10606 | 0.10606 | 0.10606 | 0.10606 | 0 | 0 | 0 | 0 | 0 | 0 | 0 | 0 | 0 | 0 | 0 | 0 | 0 | 0 | 0 | 0 | 0 | 0 | 0 | 0 | 0 | 0 | 0 | 0
Commercial_Healthcare_Food Preparation_Natural Gas_Fryer_Usage | Commercial | Healthcare | Food Preparation | Natural Gas | Fryer | Usage | 0.066001 | 0.066001 | 0.066001 | 0.066001 | 0.066001 | 0.066001 | 0.066001 | 0.066001 | 0.066001 | 0.066001 | 0.066001 | 0.066001 | 0.066001 | 0.066001 | 0.066001 | 0.066001 | 0.066001 | 0.066001 | 0.066001 | 0.066001 | 0 | 0 | 0 | 0 | 0 | 0 | 0 | 0 | 0 | 0 | 0 | 0 | 0 | 0 | 0 | 0
Commercial_Healthcare_Food Preparation_Natural Gas_Broiler_Usage | Commercial | Healthcare | Food Preparation | Natural Gas | Broiler | Usage | 0.067795 | 0.067795 | 0.067795 | 0.067795 | 0.067795 | 0.067795 | 0.067795 | 0.067795 | 0.067795 | 0.067795 | 0.067795 | 0.067795 | 0.067795 | 0.067795 | 0.067795 | 0.067795 | 0 | 0 | 0 | 0 | 0 | 0 | 0 | 0 | 0 | 0 | 0 | 0 | 0 | 0 | 0 | 0 | 0 | 0 | 0 | 0
Commercial_Healthcare_Food Preparation_Natural Gas_Griddle_Usage | Commercial | Healthcare | Food Preparation | Natural Gas | Griddle | Usage | 0.048187 | 0.048187 | 0.048187 | 0.048187 | 0.048187 | 0.048187 | 0.048187 | 0.048187 | 0.048187 | 0.048187 | 0.048187 | 0.048187 | 0.048187 | 0.048187 | 0.048187 | 0.048187 | 0 | 0 | 0 | 0 | 0 | 0 | 0 | 0 | 0 | 0 | 0 | 0 | 0 | 0 | 0 | 0 | 0 | 0 | 0 | 0
Commercial_Healthcare_Food Preparation_Natural Gas_Range_Usage | Commercial | Healthcare | Food Preparation | Natural Gas | Range | Usage | 0.049984 | 0.049984 | 0.049984 | 0.049984 | 0.049984 | 0.049984 | 0.049984 | 0.049984 | 0.049984 | 0.049984 | 0.049984 | 0.049984 | 0 | 0 | 0 | 0 | 0 | 0 | 0 | 0 | 0 | 0 | 0 | 0 | 0 | 0 | 0 | 0 | 0 | 0 | 0 | 0 | 0 | 0 | 0 | 0
Commercial_Healthcare_Food Preparation_Natural Gas_Steamer_Usage | Commercial | Healthcare | Food Preparation | Natural Gas | Steamer | Usage | 0.083482 | 0.083482 | 0.083482 | 0.083482 | 0.083482 | 0.083482 | 0.083482 | 0.083482 | 0.083482 | 0.083482 | 0.083482 | 0.083482 | 0.083482 | 0.083482 | 0.083482 | 0.083482 | 0 | 0 | 0 | 0 | 0 | 0 | 0 | 0 | 0 | 0 | 0 | 0 | 0 | 0 | 0 | 0 | 0 | 0 | 0 | 0
Commercial_Healthcare_Food Preparation_Natural Gas_Food Prep Other_Usage | Commercial | Healthcare | Food Preparation | Natural Gas | Food Prep Other | Usage | 0.059375 | 0.059375 | 0.059375 | 0.059375 | 0.059375 | 0.059375 | 0.059375 | 0.059375 | 0.059375 | 0.059375 | 0.059375 | 0.059375 | 0 | 0 | 0 | 0 | 0 | 0 | 0 | 0 | 0 | 0 | 0 | 0 | 0 | 0 | 0 | 0 | 0 | 0 | 0 | 0 | 0 | 0 | 0 | 0
Commercial_Healthcare_Miscellaneous_Natural Gas_Pool Heater_Usage | Commercial | Healthcare | Miscellaneous | Natural Gas | Pool Heater | Usage | 0.0065333 | 0.0065333 | 0.0065333 | 0.0065333 | 0.0065333 | 0.0065333 | 0.0065333 | 0.0065333 | 0.0065333 | 0.0065333 | 0.0065333 | 0.0065333 | 0.0065333 | 0.0065333 | 0.0065333 | 0 | 0 | 0 | 0 | 0 | 0 | 0 | 0 | 0 | 0 | 0 | 0 | 0 | 0 | 0 | 0 | 0 | 0 | 0 | 0 | 0
Commercial_Healthcare_Miscellaneous_Natural Gas_Miscellaneous_Usage | Commercial | Healthcare | Miscellaneous | Natural Gas | Miscellaneous | Usage | 0.0053601 | 0.0053601 | 0.0053601 | 0.0053601 | 0.0053601 | 0.0053601 | 0.0053601 | 0.0053601 | 0 | 0 | 0 | 0 | 0 | 0 | 0 | 0 | 0 | 0 | 0 | 0 | 0 | 0 | 0 | 0 | 0 | 0 | 0 | 0 | 0 | 0 | 0 | 0 | 0 | 0 | 0 | 0
Commercial_Lodging_Space Heating_Natural Gas_Furnace_Usage | Commercial | Lodging | Space Heating | Natural Gas | Furnace | Usage | 0.092874 | 0.094321 | 0.095769 | 0.097216 | 0.098664 | 0.10011 | 0.10156 | 0.10301 | 0.10445 | 0.1059 | 0.10735 | 0.1088 | 0.11024 | 0.11169 | 0.11314 | 0.11459 | 0.11603 | 0.11748 | 0.11893 | 0.12038 | 0.12182 | 0.12327 | 0.12472 | 0.12617 | 0.12761 | 0.12906 | 0 | 0 | 0 | 0 | 0 | 0 | 0 | 0 | 0 | 0
Commercial_Lodging_Space Heating_Natural Gas_Boiler_Usage | Commercial | Lodging | Space Heating | Natural Gas | Boiler | Usage | 0.15718 | 0.15882 | 0.16047 | 0.16211 | 0.16376 | 0.1654 | 0.16705 | 0.1687 | 0.17034 | 0.17199 | 0.17363 | 0.17528 | 0.17692 | 0.17857 | 0.18022 | 0.18186 | 0.18351 | 0.18515 | 0.1868 | 0.18844 | 0.19009 | 0.19173 | 0.19338 | 0.19503 | 0.19667 | 0.19832 | 0.19996 | 0.20161 | 0.20325 | 0.2049 | 0.20655 | 0.20819 | 0.20984 | 0.21148 | 0.21313 | 0
Commercial_Lodging_Space Heating_Natural Gas_Unit Heater_Usage | Commercial | Lodging | Space Heating | Natural Gas | Unit Heater | Usage | 0.12182 | 0.12182 | 0.12182 | 0.12182 | 0.12182 | 0.12182 | 0.12182 | 0.12182 | 0.12182 | 0.12182 | 0.12182 | 0.12182 | 0.12182 | 0.12182 | 0.12182 | 0.12182 | 0 | 0 | 0 | 0 | 0 | 0 | 0 | 0 | 0 | 0 | 0 | 0 | 0 | 0 | 0 | 0 | 0 | 0 | 0 | 0
Commercial_Lodging_Water Heating_Natural Gas_Water Heater_Usage | Commercial | Lodging | Water Heating | Natural Gas | Water Heater | Usage | 1.1956 | 1.2439 | 1.2922 | 1.3405 | 1.3888 | 1.4371 | 1.4854 | 1.5337 | 1.582 | 1.6303 | 1.6786 | 1.7269 | 1.7752 | 1.8235 | 1.8718 | 1.9201 | 1.9684 | 2.0167 | 2.065 | 2.1133 | 0 | 0 | 0 | 0 | 0 | 0 | 0 | 0 | 0 | 0 | 0 | 0 | 0 | 0 | 0 | 0
Commercial_Lodging_Food Preparation_Natural Gas_Oven_Usage | Commercial | Lodging | Food Preparation | Natural Gas | Oven | Usage | 0.037833 | 0.037833 | 0.037833 | 0.037833 | 0.037833 | 0.037833 | 0.037833 | 0.037833 | 0.037833 | 0.037833 | 0.037833 | 0.037833 | 0 | 0 | 0 | 0 | 0 | 0 | 0 | 0 | 0 | 0 | 0 | 0 | 0 | 0 | 0 | 0 | 0 | 0 | 0 | 0 | 0 | 0 | 0 | 0
Commercial_Lodging_Food Preparation_Natural Gas_Conveyor Oven_Usage | Commercial | Lodging | Food Preparation | Natural Gas | Conveyor Oven | Usage | 0.064735 | 0.064735 | 0.064735 | 0.064735 | 0.064735 | 0.064735 | 0.064735 | 0.064735 | 0.064735 | 0.064735 | 0.064735 | 0.064735 | 0 | 0 | 0 | 0 | 0 | 0 | 0 | 0 | 0 | 0 | 0 | 0 | 0 | 0 | 0 | 0 | 0 | 0 | 0 | 0 | 0 | 0 | 0 | 0
Commercial_Lodging_Food Preparation_Natural Gas_Double Rack Oven_Usage | Commercial | Lodging | Food Preparation | Natural Gas | Double Rack Oven | Usage | 0.098344 | 0.098344 | 0.098344 | 0.098344 | 0.098344 | 0.098344 | 0.098344 | 0.098344 | 0.098344 | 0.098344 | 0.098344 | 0.098344 | 0 | 0 | 0 | 0 | 0 | 0 | 0 | 0 | 0 | 0 | 0 | 0 | 0 | 0 | 0 | 0 | 0 | 0 | 0 | 0 | 0 | 0 | 0 | 0
Commercial_Lodging_Food Preparation_Natural Gas_Fryer_Usage | Commercial | Lodging | Food Preparation | Natural Gas | Fryer | Usage | 0.061198 | 0.061198 | 0.061198 | 0.061198 | 0.061198 | 0.061198 | 0.061198 | 0.061198 | 0.061198 | 0.061198 | 0.061198 | 0.061198 | 0.061198 | 0.061198 | 0.061198 | 0.061198 | 0.061198 | 0.061198 | 0.061198 | 0.061198 | 0 | 0 | 0 | 0 | 0 | 0 | 0 | 0 | 0 | 0 | 0 | 0 | 0 | 0 | 0 | 0
Commercial_Lodging_Food Preparation_Natural Gas_Broiler_Usage | Commercial | Lodging | Food Preparation | Natural Gas | Broiler | Usage | 0.062862 | 0.062862 | 0.062862 | 0.062862 | 0.062862 | 0.062862 | 0.062862 | 0.062862 | 0.062862 | 0.062862 | 0.062862 | 0.062862 | 0.062862 | 0.062862 | 0.062862 | 0.062862 | 0 | 0 | 0 | 0 | 0 | 0 | 0 | 0 | 0 | 0 | 0 | 0 | 0 | 0 | 0 | 0 | 0 | 0 | 0 | 0
Commercial_Lodging_Food Preparation_Natural Gas_Griddle_Usage | Commercial | Lodging | Food Preparation | Natural Gas | Griddle | Usage | 0.04468 | 0.04468 | 0.04468 | 0.04468 | 0.04468 | 0.04468 | 0.04468 | 0.04468 | 0.04468 | 0.04468 | 0.04468 | 0.04468 | 0.04468 | 0.04468 | 0.04468 | 0.04468 | 0 | 0 | 0 | 0 | 0 | 0 | 0 | 0 | 0 | 0 | 0 | 0 | 0 | 0 | 0 | 0 | 0 | 0 | 0 | 0
Commercial_Lodging_Food Preparation_Natural Gas_Range_Usage | Commercial | Lodging | Food Preparation | Natural Gas | Range | Usage | 0.046347 | 0.046347 | 0.046347 | 0.046347 | 0.046347 | 0.046347 | 0.046347 | 0.046347 | 0.046347 | 0.046347 | 0.046347 | 0.046347 | 0 | 0 | 0 | 0 | 0 | 0 | 0 | 0 | 0 | 0 | 0 | 0 | 0 | 0 | 0 | 0 | 0 | 0 | 0 | 0 | 0 | 0 | 0 | 0
Commercial_Lodging_Food Preparation_Natural Gas_Steamer_Usage | Commercial | Lodging | Food Preparation | Natural Gas | Steamer | Usage | 0.077407 | 0.077407 | 0.077407 | 0.077407 | 0.077407 | 0.077407 | 0.077407 | 0.077407 | 0.077407 | 0.077407 | 0.077407 | 0.077407 | 0.077407 | 0.077407 | 0.077407 | 0.077407 | 0 | 0 | 0 | 0 | 0 | 0 | 0 | 0 | 0 | 0 | 0 | 0 | 0 | 0 | 0 | 0 | 0 | 0 | 0 | 0
Commercial_Lodging_Food Preparation_Natural Gas_Food Prep Other_Usage | Commercial | Lodging | Food Preparation | Natural Gas | Food Prep Other | Usage | 0.055054 | 0.055054 | 0.055054 | 0.055054 | 0.055054 | 0.055054 | 0.055054 | 0.055054 | 0.055054 | 0.055054 | 0.055054 | 0.055054 | 0 | 0 | 0 | 0 | 0 | 0 | 0 | 0 | 0 | 0 | 0 | 0 | 0 | 0 | 0 | 0 | 0 | 0 | 0 | 0 | 0 | 0 | 0 | 0
Commercial_Lodging_Miscellaneous_Natural Gas_Pool Heater_Usage | Commercial | Lodging | Miscellaneous | Natural Gas | Pool Heater | Usage | 0.025957 | 0.025957 | 0.025957 | 0.025957 | 0.025957 | 0.025957 | 0.025957 | 0.025957 | 0.025957 | 0.025957 | 0.025957 | 0.025957 | 0.025957 | 0.025957 | 0.025957 | 0 | 0 | 0 | 0 | 0 | 0 | 0 | 0 | 0 | 0 | 0 | 0 | 0 | 0 | 0 | 0 | 0 | 0 | 0 | 0 | 0
Commercial_Lodging_Miscellaneous_Natural Gas_Miscellaneous_Usage | Commercial | Lodging | Miscellaneous | Natural Gas | Miscellaneous | Usage | 0.0055883 | 0.0055883 | 0.0055883 | 0.0055883 | 0.0055883 | 0.0055883 | 0.0055883 | 0.0055883 | 0 | 0 | 0 | 0 | 0 | 0 | 0 | 0 | 0 | 0 | 0 | 0 | 0 | 0 | 0 | 0 | 0 | 0 | 0 | 0 | 0 | 0 | 0 | 0 | 0 | 0 | 0 | 0
Commercial_Warehouse_Space Heating_Natural Gas_Furnace_Usage | Commercial | Warehouse | Space Heating | Natural Gas | Furnace | Usage | 0.14298 | 0.14521 | 0.14744 | 0.14967 | 0.15189 | 0.15412 | 0.15635 | 0.15858 | 0.16081 | 0.16304 | 0.16527 | 0.16749 | 0.16972 | 0.17195 | 0.17418 | 0.17641 | 0.17864 | 0.18086 | 0.18309 | 0.18532 | 0.18755 | 0.18978 | 0.19201 | 0.19424 | 0.19646 | 0.19869 | 0 | 0 | 0 | 0 | 0 | 0 | 0 | 0 | 0 | 0
Commercial_Warehouse_Space Heating_Natural Gas_Boiler_Usage | Commercial | Warehouse | Space Heating | Natural Gas | Boiler | Usage | 0.20534 | 0.20608 | 0.20682 | 0.20755 | 0.20829 | 0.20902 | 0.20976 | 0.2105 | 0.21123 | 0.21197 | 0.21271 | 0.21344 | 0.21418 | 0.21492 | 0.21565 | 0.21639 | 0.21713 | 0.21786 | 0.2186 | 0.21933 | 0.22007 | 0.22081 | 0.22154 | 0.22228 | 0.22302 | 0.22375 | 0.22449 | 0.22523 | 0.22596 | 0.2267 | 0.22744 | 0.22817 | 0.22891 | 0.22964 | 0.23038 | 0
Commercial_Warehouse_Space Heating_Natural Gas_Unit Heater_Usage | Commercial | Warehouse | Space Heating | Natural Gas | Unit Heater | Usage | 0.14522 | 0.14522 | 0.14522 | 0.14522 | 0.14522 | 0.14522 | 0.14522 | 0.14522 | 0.14522 | 0.14522 | 0.14522 | 0.14522 | 0.14522 | 0.14522 | 0.14522 | 0.14522 | 0 | 0 | 0 | 0 | 0 | 0 | 0 | 0 | 0 | 0 | 0 | 0 | 0 | 0 | 0 | 0 | 0 | 0 | 0 | 0
Commercial_Warehouse_Water Heating_Natural Gas_Water Heater_Usage | Commercial | Warehouse | Water Heating | Natural Gas | Water Heater | Usage | 0.069089 | 0.071882 | 0.074675 | 0.077469 | 0.080262 | 0.083055 | 0.085848 | 0.088642 | 0.091435 | 0.094228 | 0.097021 | 0.099814 | 0.10261 | 0.1054 | 0.10819 | 0.11099 | 0.11378 | 0.11657 | 0.11937 | 0.12216 | 0 | 0 | 0 | 0 | 0 | 0 | 0 | 0 | 0 | 0 | 0 | 0 | 0 | 0 | 0 | 0
Commercial_Warehouse_Food Preparation_Natural Gas_Oven_Usage | Commercial | Warehouse | Food Preparation | Natural Gas | Oven | Usage | 0.096166 | 0.096166 | 0.096166 | 0.096166 | 0.096166 | 0.096166 | 0.096166 | 0.096166 | 0.096166 | 0.096166 | 0.096166 | 0.096166 | 0 | 0 | 0 | 0 | 0 | 0 | 0 | 0 | 0 | 0 | 0 | 0 | 0 | 0 | 0 | 0 | 0 | 0 | 0 | 0 | 0 | 0 | 0 | 0
Commercial_Warehouse_Food Preparation_Natural Gas_Conveyor Oven_Usage | Commercial | Warehouse | Food Preparation | Natural Gas | Conveyor Oven | Usage | 0.16455 | 0.16455 | 0.16455 | 0.16455 | 0.16455 | 0.16455 | 0.16455 | 0.16455 | 0.16455 | 0.16455 | 0.16455 | 0.16455 | 0 | 0 | 0 | 0 | 0 | 0 | 0 | 0 | 0 | 0 | 0 | 0 | 0 | 0 | 0 | 0 | 0 | 0 | 0 | 0 | 0 | 0 | 0 | 0
Commercial_Warehouse_Food Preparation_Natural Gas_Double Rack Oven_Usage | Commercial | Warehouse | Food Preparation | Natural Gas | Double Rack Oven | Usage | 0.24998 | 0.24998 | 0.24998 | 0.24998 | 0.24998 | 0.24998 | 0.24998 | 0.24998 | 0.24998 | 0.24998 | 0.24998 | 0.24998 | 0 | 0 | 0 | 0 | 0 | 0 | 0 | 0 | 0 | 0 | 0 | 0 | 0 | 0 | 0 | 0 | 0 | 0 | 0 | 0 | 0 | 0 | 0 | 0
Commercial_Warehouse_Food Preparation_Natural Gas_Fryer_Usage | Commercial | Warehouse | Food Preparation | Natural Gas | Fryer | Usage | 0.15556 | 0.15556 | 0.15556 | 0.15556 | 0.15556 | 0.15556 | 0.15556 | 0.15556 | 0.15556 | 0.15556 | 0.15556 | 0.15556 | 0.15556 | 0.15556 | 0.15556 | 0.15556 | 0.15556 | 0.15556 | 0.15556 | 0.15556 | 0 | 0 | 0 | 0 | 0 | 0 | 0 | 0 | 0 | 0 | 0 | 0 | 0 | 0 | 0 | 0
Commercial_Warehouse_Food Preparation_Natural Gas_Broiler_Usage | Commercial | Warehouse | Food Preparation | Natural Gas | Broiler | Usage | 0.15979 | 0.15979 | 0.15979 | 0.15979 | 0.15979 | 0.15979 | 0.15979 | 0.15979 | 0.15979 | 0.15979 | 0.15979 | 0.15979 | 0.15979 | 0.15979 | 0.15979 | 0.15979 | 0 | 0 | 0 | 0 | 0 | 0 | 0 | 0 | 0 | 0 | 0 | 0 | 0 | 0 | 0 | 0 | 0 | 0 | 0 | 0
Commercial_Warehouse_Food Preparation_Natural Gas_Griddle_Usage | Commercial | Warehouse | Food Preparation | Natural Gas | Griddle | Usage | 0.11357 | 0.11357 | 0.11357 | 0.11357 | 0.11357 | 0.11357 | 0.11357 | 0.11357 | 0.11357 | 0.11357 | 0.11357 | 0.11357 | 0.11357 | 0.11357 | 0.11357 | 0.11357 | 0 | 0 | 0 | 0 | 0 | 0 | 0 | 0 | 0 | 0 | 0 | 0 | 0 | 0 | 0 | 0 | 0 | 0 | 0 | 0
Commercial_Warehouse_Food Preparation_Natural Gas_Range_Usage | Commercial | Warehouse | Food Preparation | Natural Gas | Range | Usage | 0.11781 | 0.11781 | 0.11781 | 0.11781 | 0.11781 | 0.11781 | 0.11781 | 0.11781 | 0.11781 | 0.11781 | 0.11781 | 0.11781 | 0 | 0 | 0 | 0 | 0 | 0 | 0 | 0 | 0 | 0 | 0 | 0 | 0 | 0 | 0 | 0 | 0 | 0 | 0 | 0 | 0 | 0 | 0 | 0
Commercial_Warehouse_Food Preparation_Natural Gas_Steamer_Usage | Commercial | Warehouse | Food Preparation | Natural Gas | Steamer | Usage | 0.19676 | 0.19676 | 0.19676 | 0.19676 | 0.19676 | 0.19676 | 0.19676 | 0.19676 | 0.19676 | 0.19676 | 0.19676 | 0.19676 | 0.19676 | 0.19676 | 0.19676 | 0.19676 | 0 | 0 | 0 | 0 | 0 | 0 | 0 | 0 | 0 | 0 | 0 | 0 | 0 | 0 | 0 | 0 | 0 | 0 | 0 | 0
Commercial_Warehouse_Food Preparation_Natural Gas_Food Prep Other_Usage | Commercial | Warehouse | Food Preparation | Natural Gas | Food Prep Other | Usage | 0.13994 | 0.13994 | 0.13994 | 0.13994 | 0.13994 | 0.13994 | 0.13994 | 0.13994 | 0.13994 | 0.13994 | 0.13994 | 0.13994 | 0 | 0 | 0 | 0 | 0 | 0 | 0 | 0 | 0 | 0 | 0 | 0 | 0 | 0 | 0 | 0 | 0 | 0 | 0 | 0 | 0 | 0 | 0 | 0
Commercial_Warehouse_Miscellaneous_Natural Gas_Pool Heater_Usage | Commercial | Warehouse | Miscellaneous | Natural Gas | Pool Heater | Usage | 0.01 | 0.01 | 0.01 | 0.01 | 0.01 | 0.01 | 0.01 | 0.01 | 0.01 | 0.01 | 0.01 | 0.01 | 0.01 | 0.01 | 0.01 | 0 | 0 | 0 | 0 | 0 | 0 | 0 | 0 | 0 | 0 | 0 | 0 | 0 | 0 | 0 | 0 | 0 | 0 | 0 | 0 | 0
Commercial_Warehouse_Miscellaneous_Natural Gas_Miscellaneous_Usage | Commercial | Warehouse | Miscellaneous | Natural Gas | Miscellaneous | Usage | 0.01 | 0.01 | 0.01 | 0.01 | 0.01 | 0.01 | 0.01 | 0.01 | 0 | 0 | 0 | 0 | 0 | 0 | 0 | 0 | 0 | 0 | 0 | 0 | 0 | 0 | 0 | 0 | 0 | 0 | 0 | 0 | 0 | 0 | 0 | 0 | 0 | 0 | 0 | 0
Commercial_Miscellaneous_Space Heating_Natural Gas_Furnace_Usage | Commercial | Miscellaneous | Space Heating | Natural Gas | Furnace | Usage | 0.21515 | 0.2185 | 0.22185 | 0.2252 | 0.22855 | 0.2319 | 0.23525 | 0.2386 | 0.24195 | 0.2453 | 0.24865 | 0.252 | 0.25535 | 0.2587 | 0.26205 | 0.2654 | 0.26875 | 0.2721 | 0.27545 | 0.2788 | 0.28215 | 0.2855 | 0.28885 | 0.2922 | 0.29555 | 0.2989 | 0 | 0 | 0 | 0 | 0 | 0 | 0 | 0 | 0 | 0
Commercial_Miscellaneous_Space Heating_Natural Gas_Boiler_Usage | Commercial | Miscellaneous | Space Heating | Natural Gas | Boiler | Usage | 0.78518 | 0.79064 | 0.79609 | 0.80154 | 0.80699 | 0.81244 | 0.81789 | 0.82335 | 0.8288 | 0.83425 | 0.8397 | 0.84515 | 0.8506 | 0.85606 | 0.86151 | 0.86696 | 0.87241 | 0.87786 | 0.88332 | 0.88877 | 0.89422 | 0.89967 | 0.90512 | 0.91057 | 0.91603 | 0.92148 | 0.92693 | 0.93238 | 0.93783 | 0.94328 | 0.94874 | 0.95419 | 0.95964 | 0.96509 | 0.97054 | 0
Commercial_Miscellaneous_Space Heating_Natural Gas_Unit Heater_Usage | Commercial | Miscellaneous | Space Heating | Natural Gas | Unit Heater | Usage | 0.58127 | 0.58127 | 0.58127 | 0.58127 | 0.58127 | 0.58127 | 0.58127 | 0.58127 | 0.58127 | 0.58127 | 0.58127 | 0.58127 | 0.58127 | 0.58127 | 0.58127 | 0.58127 | 0 | 0 | 0 | 0 | 0 | 0 | 0 | 0 | 0 | 0 | 0 | 0 | 0 | 0 | 0 | 0 | 0 | 0 | 0 | 0
Commercial_Miscellaneous_Water Heating_Natural Gas_Water Heater_Usage | Commercial | Miscellaneous | Water Heating | Natural Gas | Water Heater | Usage | 0.12939 | 0.13462 | 0.13984 | 0.14507 | 0.15029 | 0.15551 | 0.16074 | 0.16596 | 0.17119 | 0.17641 | 0.18164 | 0.18686 | 0.19208 | 0.19731 | 0.20253 | 0.20776 | 0.21298 | 0.21821 | 0.22343 | 0.22865 | 0 | 0 | 0 | 0 | 0 | 0 | 0 | 0 | 0 | 0 | 0 | 0 | 0 | 0 | 0 | 0
Commercial_Miscellaneous_Food Preparation_Natural Gas_Oven_Usage | Commercial | Miscellaneous | Food Preparation | Natural Gas | Oven | Usage | 0.0067069 | 0.0067069 | 0.0067069 | 0.0067069 | 0.0067069 | 0.0067069 | 0.0067069 | 0.0067069 | 0.0067069 | 0.0067069 | 0.0067069 | 0.0067069 | 0 | 0 | 0 | 0 | 0 | 0 | 0 | 0 | 0 | 0 | 0 | 0 | 0 | 0 | 0 | 0 | 0 | 0 | 0 | 0 | 0 | 0 | 0 | 0
Commercial_Miscellaneous_Food Preparation_Natural Gas_Conveyor Oven_Usage | Commercial | Miscellaneous | Food Preparation | Natural Gas | Conveyor Oven | Usage | 0.011476 | 0.011476 | 0.011476 | 0.011476 | 0.011476 | 0.011476 | 0.011476 | 0.011476 | 0.011476 | 0.011476 | 0.011476 | 0.011476 | 0 | 0 | 0 | 0 | 0 | 0 | 0 | 0 | 0 | 0 | 0 | 0 | 0 | 0 | 0 | 0 | 0 | 0 | 0 | 0 | 0 | 0 | 0 | 0
Commercial_Miscellaneous_Food Preparation_Natural Gas_Double Rack Oven_Usage | Commercial | Miscellaneous | Food Preparation | Natural Gas | Double Rack Oven | Usage | 0.017434 | 0.017434 | 0.017434 | 0.017434 | 0.017434 | 0.017434 | 0.017434 | 0.017434 | 0.017434 | 0.017434 | 0.017434 | 0.017434 | 0 | 0 | 0 | 0 | 0 | 0 | 0 | 0 | 0 | 0 | 0 | 0 | 0 | 0 | 0 | 0 | 0 | 0 | 0 | 0 | 0 | 0 | 0 | 0
Commercial_Miscellaneous_Food Preparation_Natural Gas_Fryer_Usage | Commercial | Miscellaneous | Food Preparation | Natural Gas | Fryer | Usage | 0.010849 | 0.010849 | 0.010849 | 0.010849 | 0.010849 | 0.010849 | 0.010849 | 0.010849 | 0.010849 | 0.010849 | 0.010849 | 0.010849 | 0.010849 | 0.010849 | 0.010849 | 0.010849 | 0.010849 | 0.010849 | 0.010849 | 0.010849 | 0 | 0 | 0 | 0 | 0 | 0 | 0 | 0 | 0 | 0 | 0 | 0 | 0 | 0 | 0 | 0
Commercial_Miscellaneous_Food Preparation_Natural Gas_Broiler_Usage | Commercial | Miscellaneous | Food Preparation | Natural Gas | Broiler | Usage | 0.011144 | 0.011144 | 0.011144 | 0.011144 | 0.011144 | 0.011144 | 0.011144 | 0.011144 | 0.011144 | 0.011144 | 0.011144 | 0.011144 | 0.011144 | 0.011144 | 0.011144 | 0.011144 | 0 | 0 | 0 | 0 | 0 | 0 | 0 | 0 | 0 | 0 | 0 | 0 | 0 | 0 | 0 | 0 | 0 | 0 | 0 | 0
Commercial_Miscellaneous_Food Preparation_Natural Gas_Griddle_Usage | Commercial | Miscellaneous | Food Preparation | Natural Gas | Griddle | Usage | 0.0079207 | 0.0079207 | 0.0079207 | 0.0079207 | 0.0079207 | 0.0079207 | 0.0079207 | 0.0079207 | 0.0079207 | 0.0079207 | 0.0079207 | 0.0079207 | 0.0079207 | 0.0079207 | 0.0079207 | 0.0079207 | 0 | 0 | 0 | 0 | 0 | 0 | 0 | 0 | 0 | 0 | 0 | 0 | 0 | 0 | 0 | 0 | 0 | 0 | 0 | 0
Commercial_Miscellaneous_Food Preparation_Natural Gas_Range_Usage | Commercial | Miscellaneous | Food Preparation | Natural Gas | Range | Usage | 0.0082161 | 0.0082161 | 0.0082161 | 0.0082161 | 0.0082161 | 0.0082161 | 0.0082161 | 0.0082161 | 0.0082161 | 0.0082161 | 0.0082161 | 0.0082161 | 0 | 0 | 0 | 0 | 0 | 0 | 0 | 0 | 0 | 0 | 0 | 0 | 0 | 0 | 0 | 0 | 0 | 0 | 0 | 0 | 0 | 0 | 0 | 0
Commercial_Miscellaneous_Food Preparation_Natural Gas_Steamer_Usage | Commercial | Miscellaneous | Food Preparation | Natural Gas | Steamer | Usage | 0.013722 | 0.013722 | 0.013722 | 0.013722 | 0.013722 | 0.013722 | 0.013722 | 0.013722 | 0.013722 | 0.013722 | 0.013722 | 0.013722 | 0.013722 | 0.013722 | 0.013722 | 0.013722 | 0 | 0 | 0 | 0 | 0 | 0 | 0 | 0 | 0 | 0 | 0 | 0 | 0 | 0 | 0 | 0 | 0 | 0 | 0 | 0
Commercial_Miscellaneous_Food Preparation_Natural Gas_Food Prep Other_Usage | Commercial | Miscellaneous | Food Preparation | Natural Gas | Food Prep Other | Usage | 0.0097598 | 0.0097598 | 0.0097598 | 0.0097598 | 0.0097598 | 0.0097598 | 0.0097598 | 0.0097598 | 0.0097598 | 0.0097598 | 0.0097598 | 0.0097598 | 0 | 0 | 0 | 0 | 0 | 0 | 0 | 0 | 0 | 0 | 0 | 0 | 0 | 0 | 0 | 0 | 0 | 0 | 0 | 0 | 0 | 0 | 0 | 0
Commercial_Miscellaneous_Miscellaneous_Natural Gas_Pool Heater_Usage | Commercial | Miscellaneous | Miscellaneous | Natural Gas | Pool Heater | Usage | 0.00033567 | 0.00033567 | 0.00033567 | 0.00033567 | 0.00033567 | 0.00033567 | 0.00033567 | 0.00033567 | 0.00033567 | 0.00033567 | 0.00033567 | 0.00033567 | 0.00033567 | 0.00033567 | 0.00033567 | 0 | 0 | 0 | 0 | 0 | 0 | 0 | 0 | 0 | 0 | 0 | 0 | 0 | 0 | 0 | 0 | 0 | 0 | 0 | 0 | 0
Commercial_Miscellaneous_Miscellaneous_Natural Gas_Miscellaneous_Usage | Commercial | Miscellaneous | Miscellaneous | Natural Gas | Miscellaneous | Usage | 0.00040699 | 0.00040699 | 0.00040699 | 0.00040699 | 0.00040699 | 0.00040699 | 0.00040699 | 0.00040699 | 0 | 0 | 0 | 0 | 0 | 0 | 0 | 0 | 0 | 0 | 0 | 0 | 0 | 0 | 0 | 0 | 0 | 0 | 0 | 0 | 0 | 0 | 0 | 0 | 0 | 0 | 0 | 0

## Avoided Costs
Key | Field | Sector | Fuel | End Use | Value | Unit of Measure | 2019 | 2020 | 2021 | 2022 | 2023 | 2024 | 2025 | 2026 | 2027 | 2028 | 2029 | 2030 | 2031 | 2032 | 2033 | 2034 | 2035 | 2036 | 2037 | 2038 | 2039 | 2040 | 2041 | 2042 | 2043 | 2044 | 2045 | 2046 | 2047 | 2048 | 2049 | 2050 | 2051 | 2052 | 2053 | 2054 | 2055 | 2056 | 2057 | 2058 | 2059 | 2060 | 2061 | 2062 | 2063 | 2064 | 2065 | 2066 | 2067 | 2068 | 2069 | 2070 | 2071 | 2072 | 2073 | 2074 | 2075 | 2076 | 2077 | 2078 | 2079 | 2080 | 2081 | 2082 | 2083
F1_Commercial_Space Heating_Natural Gas | F1 | Commercial | Natural Gas | Space Heating | Avoided Energy Cost | $ per Mtherm | 862.9727 | 862.9727 | 862.9727 | 819.5614 | 1314.8845 | 1189.8306 | 977.6786 | 821.5606 | 845.0864 | 791.1646 | 806.8909 | 1904.103 | 745.9506 | 666.4612 | 730.5412 | 674.4138 | 651.8842 | 829.9142 | 566.4006 | 597.5614 | 570.6286 | 545.4672 | 4849.0402 | 529.1376 | 516.2539 | 504.4141 | 493.5766 | 483.5838 | 474.3328 | 465.6293 | 457.4368 | 449.6582 | 442.1222 | 434.8244 | 427.7327 | 420.8186 | 414.0573 | 407.427 | 400.9739 | 394.631 | 388.4014 | 382.2868 | 376.3055 | 370.4034 | 364.6326 | 358.9424 | 353.3492 | 347.8517 | 0 | 0 | 0 | 0 | 0 | 0 | 0 | 0 | 0 | 0 | 0 | 0 | 0 | 0 | 0 | 0 | 0
F2_Commercial_Space Heating_Natural Gas | F2 | Commercial | Natural Gas | Space Heating | Avoided Capacity Cost | $ per therm | 0 | 0 | 0 | 0 | 0 | 0 | 0 | 0 | 0 | 0 | 0 | 0 | 0 | 0 | 0 | 0 | 0 | 0 | 0 | 0 | 0 | 0 | 0 | 0 | 0 | 0 | 0 | 0 | 0 | 0 | 0 | 0 | 0 | 0 | 0 | 0 | 0 | 0 | 0 | 0 | 0 | 0 | 0 | 0 | 0 | 0 | 0 | 0 | 0 | 0 | 0 | 0 | 0 | 0 | 0 | 0 | 0 | 0 | 0 | 0 | 0 | 0 | 0 | 0 | 0
F3_Commercial_Space Heating_Natural Gas | F3 | Commercial | Natural Gas | Space Heating | Line Loss | % T&D Loss | 0.1615% | 0.1615% | 0.1615% | 0.1615% | 0.1615% | 0.1615% | 0.1615% | 0.1615% | 0.1615% | 0.1615% | 0.1615% | 0.1615% | 0.1615% | 0.1615% | 0.1615% | 0.1615% | 0.1615% | 0.1615% | 0.1615% | 0.1615% | 0.1615% | 0.1615% | 0.1615% | 0.1615% | 0.1615% | 0.1615% | 0.1615% | 0.1615% | 0.1615% | 0.1615% | 0.1615% | 0.1615% | 0.1615% | 0.1615% | 0.1615% | 0.1615% | 0.1615% | 0.1615% | 0.1615% | 0.1615% | 0.1615% | 0.1615% | 0.1615% | 0.1615% | 0.1615% | 0.1615% | 0.1615% | 0.1615% | 0.1615% | 0.1615% | 0.1615% | 0.1615% | 0.1615% | 0.1615% | 0.1615% | 0.1615% | 0.1615% | 0.1615% | 0.1615% | 0.1615% | 0.1615% | 0.1615% | 0.1615% | 0.1615% | 0.1615%
F4_Commercial_Space Heating_Natural Gas | F4 | Commercial | Natural Gas | Space Heating | Peak Season | Winter/Summer | Winter | Winter | Winter | Winter | Winter | Winter | Winter | Winter | Winter | Winter | Winter | Winter | Winter | Winter | Winter | Winter | Winter | Winter | Winter | Winter | Winter | Winter | Winter | Winter | Winter | Winter | Winter | Winter | Winter | Winter | Winter | Winter | Winter | Winter | Winter | Winter | Winter | Winter | Winter | Winter | Winter | Winter | Winter | Winter | Winter | Winter | Winter | Winter | Winter | Winter | Winter | Winter | Winter | Winter | Winter | Winter | Winter | Winter | Winter | Winter | Winter | Winter | Winter | Winter | Winter
F5_Commercial_Space Heating_Natural Gas | F5 | Commercial | Natural Gas | Space Heating | RVT Energy Price | $ per Mtherm | 1035.5672 | 1035.5672 | 1035.5672 | 983.4737 | 1577.8613 | 1427.7967 | 1173.2143 | 985.8727 | 1014.1037 | 949.3975 | 968.269 | 2284.9236 | 895.1407 | 799.7534 | 876.6494 | 809.2966 | 782.261 | 995.897 | 679.6808 | 717.0736 | 684.7543 | 654.5607 | 5818.8482 | 634.9652 | 619.5046 | 605.297 | 592.2919 | 580.3006 | 569.1994 | 558.7552 | 548.9241 | 539.5899 | 530.5466 | 521.7893 | 513.2792 | 504.9823 | 496.8688 | 488.9124 | 481.1687 | 473.5572 | 466.0817 | 458.7442 | 451.5666 | 444.4841 | 437.5591 | 430.7309 | 424.019 | 417.422 | 0 | 0 | 0 | 0 | 0 | 0 | 0 | 0 | 0 | 0 | 0 | 0 | 0 | 0 | 0 | 0 | 0
F6_Commercial_Space Heating_Natural Gas | F6 | Commercial | Natural Gas | Space Heating | RVT Peak Price | $ per therm | 0 | 0 | 0 | 0 | 0 | 0 | 0 | 0 | 0 | 0 | 0 | 0 | 0 | 0 | 0 | 0 | 0 | 0 | 0 | 0 | 0 | 0 | 0 | 0 | 0 | 0 | 0 | 0 | 0 | 0 | 0 | 0 | 0 | 0 | 0 | 0 | 0 | 0 | 0 | 0 | 0 | 0 | 0 | 0 | 0 | 0 | 0 | 0 | 0 | 0 | 0 | 0 | 0 | 0 | 0 | 0 | 0 | 0 | 0 | 0 | 0 | 0 | 0 | 0 | 0
F1_Commercial_Water Heating_Natural Gas | F1 | Commercial | Natural Gas | Water Heating | Avoided Energy Cost | $ per Mtherm | 862.9727 | 862.9727 | 862.9727 | 819.5614 | 1314.8845 | 1189.8306 | 977.6786 | 821.5606 | 845.0864 | 791.1646 | 806.8909 | 1904.103 | 745.9506 | 666.4612 | 730.5412 | 674.4138 | 651.8842 | 829.9142 | 566.4006 | 597.5614 | 570.6286 | 545.4672 | 4849.0402 | 529.1376 | 516.2539 | 504.4141 | 493.5766 | 483.5838 | 474.3328 | 465.6293 | 457.4368 | 449.6582 | 442.1222 | 434.8244 | 427.7327 | 420.8186 | 414.0573 | 407.427 | 400.9739 | 394.631 | 388.4014 | 382.2868 | 376.3055 | 370.4034 | 364.6326 | 358.9424 | 353.3492 | 347.8517 | 0 | 0 | 0 | 0 | 0 | 0 | 0 | 0 | 0 | 0 | 0 | 0 | 0 | 0 | 0 | 0 | 0
F2_Commercial_Water Heating_Natural Gas | F2 | Commercial | Natural Gas | Water Heating | Avoided Capacity Cost | $ per therm | 0 | 0 | 0 | 0 | 0 | 0 | 0 | 0 | 0 | 0 | 0 | 0 | 0 | 0 | 0 | 0 | 0 | 0 | 0 | 0 | 0 | 0 | 0 | 0 | 0 | 0 | 0 | 0 | 0 | 0 | 0 | 0 | 0 | 0 | 0 | 0 | 0 | 0 | 0 | 0 | 0 | 0 | 0 | 0 | 0 | 0 | 0 | 0 | 0 | 0 | 0 | 0 | 0 | 0 | 0 | 0 | 0 | 0 | 0 | 0 | 0 | 0 | 0 | 0 | 0
F3_Commercial_Water Heating_Natural Gas | F3 | Commercial | Natural Gas | Water Heating | Line Loss | % T&D Loss | 0.1615% | 0.1615% | 0.1615% | 0.1615% | 0.1615% | 0.1615% | 0.1615% | 0.1615% | 0.1615% | 0.1615% | 0.1615% | 0.1615% | 0.1615% | 0.1615% | 0.1615% | 0.1615% | 0.1615% | 0.1615% | 0.1615% | 0.1615% | 0.1615% | 0.1615% | 0.1615% | 0.1615% | 0.1615% | 0.1615% | 0.1615% | 0.1615% | 0.1615% | 0.1615% | 0.1615% | 0.1615% | 0.1615% | 0.1615% | 0.1615% | 0.1615% | 0.1615% | 0.1615% | 0.1615% | 0.1615% | 0.1615% | 0.1615% | 0.1615% | 0.1615% | 0.1615% | 0.1615% | 0.1615% | 0.1615% | 0.1615% | 0.1615% | 0.1615% | 0.1615% | 0.1615% | 0.1615% | 0.1615% | 0.1615% | 0.1615% | 0.1615% | 0.1615% | 0.1615% | 0.1615% | 0.1615% | 0.1615% | 0.1615% | 0.1615%
F4_Commercial_Water Heating_Natural Gas | F4 | Commercial | Natural Gas | Water Heating | Peak Season | Winter/Summer | Winter | Winter | Winter | Winter | Winter | Winter | Winter | Winter | Winter | Winter | Winter | Winter | Winter | Winter | Winter | Winter | Winter | Winter | Winter | Winter | Winter | Winter | Winter | Winter | Winter | Winter | Winter | Winter | Winter | Winter | Winter | Winter | Winter | Winter | Winter | Winter | Winter | Winter | Winter | Winter | Winter | Winter | Winter | Winter | Winter | Winter | Winter | Winter | Winter | Winter | Winter | Winter | Winter | Winter | Winter | Winter | Winter | Winter | Winter | Winter | Winter | Winter | Winter | Winter | Winter
F5_Commercial_Water Heating_Natural Gas | F5 | Commercial | Natural Gas | Water Heating | RVT Energy Price | $ per Mtherm | 1035.5672 | 1035.5672 | 1035.5672 | 983.4737 | 1577.8613 | 1427.7967 | 1173.2143 | 985.8727 | 1014.1037 | 949.3975 | 968.269 | 2284.9236 | 895.1407 | 799.7534 | 876.6494 | 809.2966 | 782.261 | 995.897 | 679.6808 | 717.0736 | 684.7543 | 654.5607 | 5818.8482 | 634.9652 | 619.5046 | 605.297 | 592.2919 | 580.3006 | 569.1994 | 558.7552 | 548.9241 | 539.5899 | 530.5466 | 521.7893 | 513.2792 | 504.9823 | 496.8688 | 488.9124 | 481.1687 | 473.5572 | 466.0817 | 458.7442 | 451.5666 | 444.4841 | 437.5591 | 430.7309 | 424.019 | 417.422 | 0 | 0 | 0 | 0 | 0 | 0 | 0 | 0 | 0 | 0 | 0 | 0 | 0 | 0 | 0 | 0 | 0
F6_Commercial_Water Heating_Natural Gas | F6 | Commercial | Natural Gas | Water Heating | RVT Peak Price | $ per therm | 0 | 0 | 0 | 0 | 0 | 0 | 0 | 0 | 0 | 0 | 0 | 0 | 0 | 0 | 0 | 0 | 0 | 0 | 0 | 0 | 0 | 0 | 0 | 0 | 0 | 0 | 0 | 0 | 0 | 0 | 0 | 0 | 0 | 0 | 0 | 0 | 0 | 0 | 0 | 0 | 0 | 0 | 0 | 0 | 0 | 0 | 0 | 0 | 0 | 0 | 0 | 0 | 0 | 0 | 0 | 0 | 0 | 0 | 0 | 0 | 0 | 0 | 0 | 0 | 0
F1_Commercial_Food Preparation_Natural Gas | F1 | Commercial | Natural Gas | Food Preparation | Avoided Energy Cost | $ per Mtherm | 862.9727 | 862.9727 | 862.9727 | 819.5614 | 1314.8845 | 1189.8306 | 977.6786 | 821.5606 | 845.0864 | 791.1646 | 806.8909 | 1904.103 | 745.9506 | 666.4612 | 730.5412 | 674.4138 | 651.8842 | 829.9142 | 566.4006 | 597.5614 | 570.6286 | 545.4672 | 4849.0402 | 529.1376 | 516.2539 | 504.4141 | 493.5766 | 483.5838 | 474.3328 | 465.6293 | 457.4368 | 449.6582 | 442.1222 | 434.8244 | 427.7327 | 420.8186 | 414.0573 | 407.427 | 400.9739 | 394.631 | 388.4014 | 382.2868 | 376.3055 | 370.4034 | 364.6326 | 358.9424 | 353.3492 | 347.8517 | 0 | 0 | 0 | 0 | 0 | 0 | 0 | 0 | 0 | 0 | 0 | 0 | 0 | 0 | 0 | 0 | 0
F2_Commercial_Food Preparation_Natural Gas | F2 | Commercial | Natural Gas | Food Preparation | Avoided Capacity Cost | $ per therm | 0 | 0 | 0 | 0 | 0 | 0 | 0 | 0 | 0 | 0 | 0 | 0 | 0 | 0 | 0 | 0 | 0 | 0 | 0 | 0 | 0 | 0 | 0 | 0 | 0 | 0 | 0 | 0 | 0 | 0 | 0 | 0 | 0 | 0 | 0 | 0 | 0 | 0 | 0 | 0 | 0 | 0 | 0 | 0 | 0 | 0 | 0 | 0 | 0 | 0 | 0 | 0 | 0 | 0 | 0 | 0 | 0 | 0 | 0 | 0 | 0 | 0 | 0 | 0 | 0
F3_Commercial_Food Preparation_Natural Gas | F3 | Commercial | Natural Gas | Food Preparation | Line Loss | % T&D Loss | 0.1615% | 0.1615% | 0.1615% | 0.1615% | 0.1615% | 0.1615% | 0.1615% | 0.1615% | 0.1615% | 0.1615% | 0.1615% | 0.1615% | 0.1615% | 0.1615% | 0.1615% | 0.1615% | 0.1615% | 0.1615% | 0.1615% | 0.1615% | 0.1615% | 0.1615% | 0.1615% | 0.1615% | 0.1615% | 0.1615% | 0.1615% | 0.1615% | 0.1615% | 0.1615% | 0.1615% | 0.1615% | 0.1615% | 0.1615% | 0.1615% | 0.1615% | 0.1615% | 0.1615% | 0.1615% | 0.1615% | 0.1615% | 0.1615% | 0.1615% | 0.1615% | 0.1615% | 0.1615% | 0.1615% | 0.1615% | 0.1615% | 0.1615% | 0.1615% | 0.1615% | 0.1615% | 0.1615% | 0.1615% | 0.1615% | 0.1615% | 0.1615% | 0.1615% | 0.1615% | 0.1615% | 0.1615% | 0.1615% | 0.1615% | 0.1615%
F4_Commercial_Food Preparation_Natural Gas | F4 | Commercial | Natural Gas | Food Preparation | Peak Season | Winter/Summer | Winter | Winter | Winter | Winter | Winter | Winter | Winter | Winter | Winter | Winter | Winter | Winter | Winter | Winter | Winter | Winter | Winter | Winter | Winter | Winter | Winter | Winter | Winter | Winter | Winter | Winter | Winter | Winter | Winter | Winter | Winter | Winter | Winter | Winter | Winter | Winter | Winter | Winter | Winter | Winter | Winter | Winter | Winter | Winter | Winter | Winter | Winter | Winter | Winter | Winter | Winter | Winter | Winter | Winter | Winter | Winter | Winter | Winter | Winter | Winter | Winter | Winter | Winter | Winter | Winter
F5_Commercial_Food Preparation_Natural Gas | F5 | Commercial | Natural Gas | Food Preparation | RVT Energy Price | $ per Mtherm | 1035.5672 | 1035.5672 | 1035.5672 | 983.4737 | 1577.8613 | 1427.7967 | 1173.2143 | 985.8727 | 1014.1037 | 949.3975 | 968.269 | 2284.9236 | 895.1407 | 799.7534 | 876.6494 | 809.2966 | 782.261 | 995.897 | 679.6808 | 717.0736 | 684.7543 | 654.5607 | 5818.8482 | 634.9652 | 619.5046 | 605.297 | 592.2919 | 580.3006 | 569.1994 | 558.7552 | 548.9241 | 539.5899 | 530.5466 | 521.7893 | 513.2792 | 504.9823 | 496.8688 | 488.9124 | 481.1687 | 473.5572 | 466.0817 | 458.7442 | 451.5666 | 444.4841 | 437.5591 | 430.7309 | 424.019 | 417.422 | 0 | 0 | 0 | 0 | 0 | 0 | 0 | 0 | 0 | 0 | 0 | 0 | 0 | 0 | 0 | 0 | 0
F6_Commercial_Food Preparation_Natural Gas | F6 | Commercial | Natural Gas | Food Preparation | RVT Peak Price | $ per therm | 0 | 0 | 0 | 0 | 0 | 0 | 0 | 0 | 0 | 0 | 0 | 0 | 0 | 0 | 0 | 0 | 0 | 0 | 0 | 0 | 0 | 0 | 0 | 0 | 0 | 0 | 0 | 0 | 0 | 0 | 0 | 0 | 0 | 0 | 0 | 0 | 0 | 0 | 0 | 0 | 0 | 0 | 0 | 0 | 0 | 0 | 0 | 0 | 0 | 0 | 0 | 0 | 0 | 0 | 0 | 0 | 0 | 0 | 0 | 0 | 0 | 0 | 0 | 0 | 0
F1_Commercial_Miscellaneous_Natural Gas | F1 | Commercial | Natural Gas | Miscellaneous | Avoided Energy Cost | $ per Mtherm | 862.9727 | 862.9727 | 862.9727 | 819.5614 | 1314.8845 | 1189.8306 | 977.6786 | 821.5606 | 845.0864 | 791.1646 | 806.8909 | 1904.103 | 745.9506 | 666.4612 | 730.5412 | 674.4138 | 651.8842 | 829.9142 | 566.4006 | 597.5614 | 570.6286 | 545.4672 | 4849.0402 | 529.1376 | 516.2539 | 504.4141 | 493.5766 | 483.5838 | 474.3328 | 465.6293 | 457.4368 | 449.6582 | 442.1222 | 434.8244 | 427.7327 | 420.8186 | 414.0573 | 407.427 | 400.9739 | 394.631 | 388.4014 | 382.2868 | 376.3055 | 370.4034 | 364.6326 | 358.9424 | 353.3492 | 347.8517 | 0 | 0 | 0 | 0 | 0 | 0 | 0 | 0 | 0 | 0 | 0 | 0 | 0 | 0 | 0 | 0 | 0
F2_Commercial_Miscellaneous_Natural Gas | F2 | Commercial | Natural Gas | Miscellaneous | Avoided Capacity Cost | $ per therm | 0 | 0 | 0 | 0 | 0 | 0 | 0 | 0 | 0 | 0 | 0 | 0 | 0 | 0 | 0 | 0 | 0 | 0 | 0 | 0 | 0 | 0 | 0 | 0 | 0 | 0 | 0 | 0 | 0 | 0 | 0 | 0 | 0 | 0 | 0 | 0 | 0 | 0 | 0 | 0 | 0 | 0 | 0 | 0 | 0 | 0 | 0 | 0 | 0 | 0 | 0 | 0 | 0 | 0 | 0 | 0 | 0 | 0 | 0 | 0 | 0 | 0 | 0 | 0 | 0
F3_Commercial_Miscellaneous_Natural Gas | F3 | Commercial | Natural Gas | Miscellaneous | Line Loss | % T&D Loss | 0.1615% | 0.1615% | 0.1615% | 0.1615% | 0.1615% | 0.1615% | 0.1615% | 0.1615% | 0.1615% | 0.1615% | 0.1615% | 0.1615% | 0.1615% | 0.1615% | 0.1615% | 0.1615% | 0.1615% | 0.1615% | 0.1615% | 0.1615% | 0.1615% | 0.1615% | 0.1615% | 0.1615% | 0.1615% | 0.1615% | 0.1615% | 0.1615% | 0.1615% | 0.1615% | 0.1615% | 0.1615% | 0.1615% | 0.1615% | 0.1615% | 0.1615% | 0.1615% | 0.1615% | 0.1615% | 0.1615% | 0.1615% | 0.1615% | 0.1615% | 0.1615% | 0.1615% | 0.1615% | 0.1615% | 0.1615% | 0.1615% | 0.1615% | 0.1615% | 0.1615% | 0.1615% | 0.1615% | 0.1615% | 0.1615% | 0.1615% | 0.1615% | 0.1615% | 0.1615% | 0.1615% | 0.1615% | 0.1615% | 0.1615% | 0.1615%
F4_Commercial_Miscellaneous_Natural Gas | F4 | Commercial | Natural Gas | Miscellaneous | Peak Season | Winter/Summer | Winter | Winter | Winter | Winter | Winter | Winter | Winter | Winter | Winter | Winter | Winter | Winter | Winter | Winter | Winter | Winter | Winter | Winter | Winter | Winter | Winter | Winter | Winter | Winter | Winter | Winter | Winter | Winter | Winter | Winter | Winter | Winter | Winter | Winter | Winter | Winter | Winter | Winter | Winter | Winter | Winter | Winter | Winter | Winter | Winter | Winter | Winter | Winter | Winter | Winter | Winter | Winter | Winter | Winter | Winter | Winter | Winter | Winter | Winter | Winter | Winter | Winter | Winter | Winter | Winter
F5_Commercial_Miscellaneous_Natural Gas | F5 | Commercial | Natural Gas | Miscellaneous | RVT Energy Price | $ per Mtherm | 1035.5672 | 1035.5672 | 1035.5672 | 983.4737 | 1577.8613 | 1427.7967 | 1173.2143 | 985.8727 | 1014.1037 | 949.3975 | 968.269 | 2284.9236 | 895.1407 | 799.7534 | 876.6494 | 809.2966 | 782.261 | 995.897 | 679.6808 | 717.0736 | 684.7543 | 654.5607 | 5818.8482 | 634.9652 | 619.5046 | 605.297 | 592.2919 | 580.3006 | 569.1994 | 558.7552 | 548.9241 | 539.5899 | 530.5466 | 521.7893 | 513.2792 | 504.9823 | 496.8688 | 488.9124 | 481.1687 | 473.5572 | 466.0817 | 458.7442 | 451.5666 | 444.4841 | 437.5591 | 430.7309 | 424.019 | 417.422 | 0 | 0 | 0 | 0 | 0 | 0 | 0 | 0 | 0 | 0 | 0 | 0 | 0 | 0 | 0 | 0 | 0
F6_Commercial_Miscellaneous_Natural Gas | F6 | Commercial | Natural Gas | Miscellaneous | RVT Peak Price | $ per therm | 0 | 0 | 0 | 0 | 0 | 0 | 0 | 0 | 0 | 0 | 0 | 0 | 0 | 0 | 0 | 0 | 0 | 0 | 0 | 0 | 0 | 0 | 0 | 0 | 0 | 0 | 0 | 0 | 0 | 0 | 0 | 0 | 0 | 0 | 0 | 0 | 0 | 0 | 0 | 0 | 0 | 0 | 0 | 0 | 0 | 0 | 0 | 0 | 0 | 0 | 0 | 0 | 0 | 0 | 0 | 0 | 0 | 0 | 0 | 0 | 0 | 0 | 0 | 0 | 0
[6 empty] | RVT Cost Adder | 20% | 20% | 20% | 20% | 20% | 20% | 20% | 20% | 20% | 10% | 10% | 10% | 10% | 10% | 10% | 10% | 10% | 10% | 10% | 10% | 5% | 5% | 5% | 5% | 5% | 5% | 5% | 5% | 5% | 5% | 5% | 5% | 5% | 5% | 5% | 5% | 5% | 5% | 5% | 5% | 5% | 5% | 5% | 5% | 5% | 5% | 5% | 5% | 5% | 5% | 5% | 5% | 5% | 5% | 5% | 5% | 5% | 5% | 5% | 5% | 5% | 5% | 5% | 5% | 5%
[6 empty] | IRP Portoflio $/therm (real) | 0.86297 | 0.86297 | 0.86297 | 0.81956 | 1.3149 | 1.1898 | 0.97768 | 0.82156 | 0.84509 | 0.79116 | 0.80689 | 1.9041 | 0.74595 | 0.66646 | 0.73054 | 0.67441 | 0.65188 | 0.82991 | 0.5664 | 0.59756 | 0.57063 | 0.54547 | 4.849 | 0.52914 | 0.51625 | 0.50441 | 0.49358 | 0.48358 | 0.47433 | 0.46563 | 0.45744 | 0.44966 | 0.44212 | 0.43482 | 0.42773 | 0.42082 | 0.41406 | 0.40743 | 0.40097 | 0.39463 | 0.3884 | 0.38229 | 0.37631 | 0.3704 | 0.36463 | 0.35894 | 0.35335 | 0.34785 | 0.34243 | 0.3371
[6 empty] | $/1,000 therms | 862.9727 | 862.9727 | 862.9727 | 819.5614 | 1314.8845 | 1189.8306 | 977.6786 | 821.5606 | 845.0864 | 791.1646 | 806.8909 | 1904.103 | 745.9506 | 666.4612 | 730.5412 | 674.4138 | 651.8842 | 829.9142 | 566.4006 | 597.5614 | 570.6286 | 545.4672 | 4849.0402 | 529.1376 | 516.2539 | 504.4141 | 493.5766 | 483.5838 | 474.3328 | 465.6293 | 457.4368 | 449.6582 | 442.1222 | 434.8244 | 427.7327 | 420.8186 | 414.0573 | 407.427 | 400.9739 | 394.631 | 388.4014 | 382.2868 | 376.3055 | 370.4034 | 364.6326 | 358.9424 | 353.3492 | 347.8517
includes "Environmental Adder" +10%; (SCC)

## Utilization
|  |  |  | Exogenous Variables Affecting Energy Usage | [11 empty] | 2019 | 2020 | 2021 | 2022 | 2023 | 2024 | 2025 | 2026 | 2027 | 2028 | 2029 | 2030 | 2031 | 2032 | 2033 | 2034 | 2035 | 2036 | 2037 | 2038 | 2039 | 2040 | 2041 | 2042 | 2043 | 2044 | 2045 | 2046 | 2047 | 2048 | 2049 | 2050 | 2051 | 2052 | 2053 | 2054 | 2055 | 2056 | 2057 | 2058 | 2059 | 2060 | 2061 | 2062 | 2063 | 2064 | 2065 | 2066 | 2067 | 2068 | 2069 | 2070 | 2071 | 2072 | 2073 | 2074 | 2075 | 2076 | 2077 | 2078 | 2079 | 2080 | 2081 | 2082 | 2083 | 2084 | 2085
|  | 2019 HDDs and Normals for AEG.xlsx |  | Data Set 1 |  | HDD60 Zone 1 | [9 empty] | 3910 | 3910 | 3910 | 3910 | 3910 | 3910 | 3910 | 3910 | 3910 | 3910 | 3910 | 3910 | 3910 | 3910 | 3910 | 3910 | 3910 | 3910 | 3910 | 3910 | 3910 | 3910 | 3910 | 3910 | 3910 | 3910 | 3910 | 3910 | 3910 | 3910 | 3910 | 3910 | 3910 | 3910 | 3910 | 3910 | 3910 | 3910 | 3910 | 3910 | 3910 | 3910 | 3910 | 3910 | 3910 | 3910 | 3910 | 3910 | 3910 | 3910 | 3910 | 3910 | 3910 | 3910 | 3910 | 3910 | 3910 | 3910 | 3910 | 3910 | 3910 | 3910 | 3910 | 3910 | 3910 | 3910 | 3910
|  | 2019 HDDs and Normals for AEG.xlsx |  | Data Set 2 |  | HDD60 Zone 2 | [9 empty] | 3487 | 3487 | 3487 | 3487 | 3487 | 3487 | 3487 | 3487 | 3487 | 3487 | 3487 | 3487 | 3487 | 3487 | 3487 | 3487 | 3487 | 3487 | 3487 | 3487 | 3487 | 3487 | 3487 | 3487 | 3487 | 3487 | 3487 | 3487 | 3487 | 3487 | 3487 | 3487 | 3487 | 3487 | 3487 | 3487 | 3487 | 3487 | 3487 | 3487 | 3487 | 3487 | 3487 | 3487 | 3487 | 3487 | 3487 | 3487 | 3487 | 3487 | 3487 | 3487 | 3487 | 3487 | 3487 | 3487 | 3487 | 3487 | 3487 | 3487 | 3487 | 3487 | 3487 | 3487 | 3487 | 3487 | 3487
|  | 2019 HDDs and Normals for AEG.xlsx |  | Data Set 3 |  | HDD60 Zone 3 | [9 empty] | 4675 | 4675 | 4675 | 4675 | 4675 | 4675 | 4675 | 4675 | 4675 | 4675 | 4675 | 4675 | 4675 | 4675 | 4675 | 4675 | 4675 | 4675 | 4675 | 4675 | 4675 | 4675 | 4675 | 4675 | 4675 | 4675 | 4675 | 4675 | 4675 | 4675 | 4675 | 4675 | 4675 | 4675 | 4675 | 4675 | 4675 | 4675 | 4675 | 4675 | 4675 | 4675 | 4675 | 4675 | 4675 | 4675 | 4675 | 4675 | 4675 | 4675 | 4675 | 4675 | 4675 | 4675 | 4675 | 4675 | 4675 | 4675 | 4675 | 4675 | 4675 | 4675 | 4675 | 4675 | 4675 | 4675 | 4675
|  |  |  | Data Set 4 |  | Retail Price of Natural Gas $/therm | bar: 2019 to 2085
|  |  |  | Data Set 5 |  | not used | bar: 2019 to 2085
|  |  |  | Data Set 6 |  | not used | bar: 2019 to 2085
|  |  |  | Data Set 7 |  | not used | bar: 2019 to 2085
Data Set 8 | bar: 2019 to 2085
Data Set 9 | bar: 2019 to 2085
|  |  |  | Data Set 10 |  | Calibration factor | [9 empty] | 1 | 1.0402 | 1.0353 | 1.0246 | 1.0246 | 1.0246 | 1.0246 | 1.0246 | 1.0246 | 1.0246 | 1.0246 | 1.0246 | 1.0246 | 1.0246 | 1.0246 | 1.0246 | 1.0246 | 1.0246 | 1.0246 | 1.0246 | 1.0246 | 1.0246 | 1.0246 | 1.0246 | 1.0246 | 1.0246 | 1.0246 | 1.0246 | 1.0246 | 1.0246 | 1.0246 | 1.0246 | 1.0246 | 1.0246 | 1.0246 | 1.0246 | 1.0246 | 1.0246 | 1.0246 | 1.0246 | 1.0246 | 1.0246 | 1.0246 | 1.0246 | 1.0246 | 1.0246 | 1.0246 | 1.0246 | 1.0246 | 1.0246 | 1.0246 | 1.0246 | 1.0246 | 1.0246 | 1.0246 | 1.0246 | 1.0246 | 1.0246 | 1.0246 | 1.0246 | 1.0246 | 1.0246 | 1.0246 | 1.0246 | 1.0246 | 1.0246 | 1.0246
Elasticities for each Data Set
Key | Sector | Segment | Vintage | End Use | Fuel | 1 | 2 | 3 | 4 | 5 | 6 | 7 | 8 | 9 | 10 | 2016 | 2017 | 2018 | 2019 | 2020 | 2021 | 2022 | 2023 | 2024 | 2025 | 2026 | 2027 | 2028 | 2029 | 2030 | 2031 | 2032 | 2033 | 2034 | 2035 | 2036 | 2037 | 2038 | 2039 | 2040 | 2041 | 2042 | 2043 | 2044 | 2045 | 2046 | 2047 | 2048 | 2049 | 2050 | 2051 | 2052 | 2053 | 2054 | 2055 | 2056 | 2057 | 2058 | 2059 | 2060 | 2061 | 2062 | 2063 | 2064 | 2065 | 2066 | 2067 | 2068 | 2069 | 2070 | 2071 | 2072 | 2073 | 2074 | 2075 | 2076 | 2077 | 2078 | 2079 | 2080 | 2081 | 2082
Commercial_Office_Existing_Space Heating_Natural Gas | Commercial | Office | Existing | Space Heating | Natural Gas | 32.74% | 19.76% | 47.5% | -30% | 20% | 77% | 25% | 0% | 0% | 100% | 1 | 1.0402 | 1.0353 | 1.0246 | 1.0246 | 1.0246 | 1.0246 | 1.0246 | 1.0246 | 1.0246 | 1.0246 | 1.0246 | 1.0246 | 1.0246 | 1.0246 | 1.0246 | 1.0246 | 1.0246 | 1.0246 | 1.0246 | 1.0246 | 1.0246 | 1.0246 | 1.0246 | 1.0246 | 1.0246 | 1.0246 | 1.0246 | 1.0246 | 1.0246 | 1.0246 | 1.0246 | 1.0246 | 1.0246 | 1.0246 | 1.0246 | 1.0246 | 1.0246 | 1.0246 | 1.0246 | 1.0246 | 1.0246 | 1.0246 | 1.0246 | 1.0246 | 1.0246 | 1.0246 | 1.0246 | 1.0246 | 1.0246 | 1.0246 | 1.0246 | 1.0246 | 1.0246 | 1.0246 | 1.0246 | 1.0246 | 1.0246 | 1.0246 | 1.0246 | 1.0246 | 1.0246 | 1.0246 | 1.0246 | 1.0246 | 1.0246 | 1.0246
Commercial_Office_Existing_Water Heating_Natural Gas | Commercial | Office | Existing | Water Heating | Natural Gas | 16.37% | 9.878% | 23.75% | -30% | 20% | 77% | 25% | 0% | 0% | 100% | 1 | 1.0402 | 1.0353 | 1.0246 | 1.0246 | 1.0246 | 1.0246 | 1.0246 | 1.0246 | 1.0246 | 1.0246 | 1.0246 | 1.0246 | 1.0246 | 1.0246 | 1.0246 | 1.0246 | 1.0246 | 1.0246 | 1.0246 | 1.0246 | 1.0246 | 1.0246 | 1.0246 | 1.0246 | 1.0246 | 1.0246 | 1.0246 | 1.0246 | 1.0246 | 1.0246 | 1.0246 | 1.0246 | 1.0246 | 1.0246 | 1.0246 | 1.0246 | 1.0246 | 1.0246 | 1.0246 | 1.0246 | 1.0246 | 1.0246 | 1.0246 | 1.0246 | 1.0246 | 1.0246 | 1.0246 | 1.0246 | 1.0246 | 1.0246 | 1.0246 | 1.0246 | 1.0246 | 1.0246 | 1.0246 | 1.0246 | 1.0246 | 1.0246 | 1.0246 | 1.0246 | 1.0246 | 1.0246 | 1.0246 | 1.0246 | 1.0246 | 1.0246
Commercial_Office_Existing_Food Preparation_Natural Gas | Commercial | Office | Existing | Food Preparation | Natural Gas | 0% | 0% | 0% | -10% | 20% | 0% | 60% | 0% | 0% | 100% | 1 | 1.0402 | 1.0353 | 1.0246 | 1.0246 | 1.0246 | 1.0246 | 1.0246 | 1.0246 | 1.0246 | 1.0246 | 1.0246 | 1.0246 | 1.0246 | 1.0246 | 1.0246 | 1.0246 | 1.0246 | 1.0246 | 1.0246 | 1.0246 | 1.0246 | 1.0246 | 1.0246 | 1.0246 | 1.0246 | 1.0246 | 1.0246 | 1.0246 | 1.0246 | 1.0246 | 1.0246 | 1.0246 | 1.0246 | 1.0246 | 1.0246 | 1.0246 | 1.0246 | 1.0246 | 1.0246 | 1.0246 | 1.0246 | 1.0246 | 1.0246 | 1.0246 | 1.0246 | 1.0246 | 1.0246 | 1.0246 | 1.0246 | 1.0246 | 1.0246 | 1.0246 | 1.0246 | 1.0246 | 1.0246 | 1.0246 | 1.0246 | 1.0246 | 1.0246 | 1.0246 | 1.0246 | 1.0246 | 1.0246 | 1.0246 | 1.0246 | 1.0246
Commercial_Office_Existing_Miscellaneous_Natural Gas | Commercial | Office | Existing | Miscellaneous | Natural Gas | 0% | 0% | 0% | -10% | 20% | 0% | 0% | 0% | 0% | 100% | 1 | 1.0402 | 1.0353 | 1.0246 | 1.0246 | 1.0246 | 1.0246 | 1.0246 | 1.0246 | 1.0246 | 1.0246 | 1.0246 | 1.0246 | 1.0246 | 1.0246 | 1.0246 | 1.0246 | 1.0246 | 1.0246 | 1.0246 | 1.0246 | 1.0246 | 1.0246 | 1.0246 | 1.0246 | 1.0246 | 1.0246 | 1.0246 | 1.0246 | 1.0246 | 1.0246 | 1.0246 | 1.0246 | 1.0246 | 1.0246 | 1.0246 | 1.0246 | 1.0246 | 1.0246 | 1.0246 | 1.0246 | 1.0246 | 1.0246 | 1.0246 | 1.0246 | 1.0246 | 1.0246 | 1.0246 | 1.0246 | 1.0246 | 1.0246 | 1.0246 | 1.0246 | 1.0246 | 1.0246 | 1.0246 | 1.0246 | 1.0246 | 1.0246 | 1.0246 | 1.0246 | 1.0246 | 1.0246 | 1.0246 | 1.0246 | 1.0246 | 1.0246
Commercial_Office_New_Space Heating_Natural Gas | Commercial | Office | New | Space Heating | Natural Gas | 32.74% | 19.76% | 47.5% | -30% | 20% | 77% | 25% | 0% | 0% | 100% | 1 | 1.0402 | 1.0353 | 1.0246 | 1.0246 | 1.0246 | 1.0246 | 1.0246 | 1.0246 | 1.0246 | 1.0246 | 1.0246 | 1.0246 | 1.0246 | 1.0246 | 1.0246 | 1.0246 | 1.0246 | 1.0246 | 1.0246 | 1.0246 | 1.0246 | 1.0246 | 1.0246 | 1.0246 | 1.0246 | 1.0246 | 1.0246 | 1.0246 | 1.0246 | 1.0246 | 1.0246 | 1.0246 | 1.0246 | 1.0246 | 1.0246 | 1.0246 | 1.0246 | 1.0246 | 1.0246 | 1.0246 | 1.0246 | 1.0246 | 1.0246 | 1.0246 | 1.0246 | 1.0246 | 1.0246 | 1.0246 | 1.0246 | 1.0246 | 1.0246 | 1.0246 | 1.0246 | 1.0246 | 1.0246 | 1.0246 | 1.0246 | 1.0246 | 1.0246 | 1.0246 | 1.0246 | 1.0246 | 1.0246 | 1.0246 | 1.0246 | 1.0246
Commercial_Office_New_Water Heating_Natural Gas | Commercial | Office | New | Water Heating | Natural Gas | 16.37% | 9.878% | 23.75% | -30% | 20% | 77% | 25% | 0% | 0% | 100% | 1 | 1.0402 | 1.0353 | 1.0246 | 1.0246 | 1.0246 | 1.0246 | 1.0246 | 1.0246 | 1.0246 | 1.0246 | 1.0246 | 1.0246 | 1.0246 | 1.0246 | 1.0246 | 1.0246 | 1.0246 | 1.0246 | 1.0246 | 1.0246 | 1.0246 | 1.0246 | 1.0246 | 1.0246 | 1.0246 | 1.0246 | 1.0246 | 1.0246 | 1.0246 | 1.0246 | 1.0246 | 1.0246 | 1.0246 | 1.0246 | 1.0246 | 1.0246 | 1.0246 | 1.0246 | 1.0246 | 1.0246 | 1.0246 | 1.0246 | 1.0246 | 1.0246 | 1.0246 | 1.0246 | 1.0246 | 1.0246 | 1.0246 | 1.0246 | 1.0246 | 1.0246 | 1.0246 | 1.0246 | 1.0246 | 1.0246 | 1.0246 | 1.0246 | 1.0246 | 1.0246 | 1.0246 | 1.0246 | 1.0246 | 1.0246 | 1.0246 | 1.0246
Commercial_Office_New_Food Preparation_Natural Gas | Commercial | Office | New | Food Preparation | Natural Gas | 0% | 0% | 0% | -10% | 20% | 0% | 60% | 0% | 0% | 100% | 1 | 1.0402 | 1.0353 | 1.0246 | 1.0246 | 1.0246 | 1.0246 | 1.0246 | 1.0246 | 1.0246 | 1.0246 | 1.0246 | 1.0246 | 1.0246 | 1.0246 | 1.0246 | 1.0246 | 1.0246 | 1.0246 | 1.0246 | 1.0246 | 1.0246 | 1.0246 | 1.0246 | 1.0246 | 1.0246 | 1.0246 | 1.0246 | 1.0246 | 1.0246 | 1.0246 | 1.0246 | 1.0246 | 1.0246 | 1.0246 | 1.0246 | 1.0246 | 1.0246 | 1.0246 | 1.0246 | 1.0246 | 1.0246 | 1.0246 | 1.0246 | 1.0246 | 1.0246 | 1.0246 | 1.0246 | 1.0246 | 1.0246 | 1.0246 | 1.0246 | 1.0246 | 1.0246 | 1.0246 | 1.0246 | 1.0246 | 1.0246 | 1.0246 | 1.0246 | 1.0246 | 1.0246 | 1.0246 | 1.0246 | 1.0246 | 1.0246 | 1.0246
Commercial_Office_New_Miscellaneous_Natural Gas | Commercial | Office | New | Miscellaneous | Natural Gas | 0% | 0% | 0% | -10% | 20% | 0% | 0% | 0% | 0% | 100% | 1 | 1.0402 | 1.0353 | 1.0246 | 1.0246 | 1.0246 | 1.0246 | 1.0246 | 1.0246 | 1.0246 | 1.0246 | 1.0246 | 1.0246 | 1.0246 | 1.0246 | 1.0246 | 1.0246 | 1.0246 | 1.0246 | 1.0246 | 1.0246 | 1.0246 | 1.0246 | 1.0246 | 1.0246 | 1.0246 | 1.0246 | 1.0246 | 1.0246 | 1.0246 | 1.0246 | 1.0246 | 1.0246 | 1.0246 | 1.0246 | 1.0246 | 1.0246 | 1.0246 | 1.0246 | 1.0246 | 1.0246 | 1.0246 | 1.0246 | 1.0246 | 1.0246 | 1.0246 | 1.0246 | 1.0246 | 1.0246 | 1.0246 | 1.0246 | 1.0246 | 1.0246 | 1.0246 | 1.0246 | 1.0246 | 1.0246 | 1.0246 | 1.0246 | 1.0246 | 1.0246 | 1.0246 | 1.0246 | 1.0246 | 1.0246 | 1.0246 | 1.0246
Commercial_Retail_Existing_Space Heating_Natural Gas | Commercial | Retail | Existing | Space Heating | Natural Gas | 32.74% | 19.76% | 47.5% | -30% | 20% | 77% | 25% | 0% | 0% | 100% | 1 | 1.0402 | 1.0353 | 1.0246 | 1.0246 | 1.0246 | 1.0246 | 1.0246 | 1.0246 | 1.0246 | 1.0246 | 1.0246 | 1.0246 | 1.0246 | 1.0246 | 1.0246 | 1.0246 | 1.0246 | 1.0246 | 1.0246 | 1.0246 | 1.0246 | 1.0246 | 1.0246 | 1.0246 | 1.0246 | 1.0246 | 1.0246 | 1.0246 | 1.0246 | 1.0246 | 1.0246 | 1.0246 | 1.0246 | 1.0246 | 1.0246 | 1.0246 | 1.0246 | 1.0246 | 1.0246 | 1.0246 | 1.0246 | 1.0246 | 1.0246 | 1.0246 | 1.0246 | 1.0246 | 1.0246 | 1.0246 | 1.0246 | 1.0246 | 1.0246 | 1.0246 | 1.0246 | 1.0246 | 1.0246 | 1.0246 | 1.0246 | 1.0246 | 1.0246 | 1.0246 | 1.0246 | 1.0246 | 1.0246 | 1.0246 | 1.0246 | 1.0246
Commercial_Retail_Existing_Water Heating_Natural Gas | Commercial | Retail | Existing | Water Heating | Natural Gas | 16.37% | 9.878% | 23.75% | -30% | 20% | 77% | 25% | 0% | 0% | 100% | 1 | 1.0402 | 1.0353 | 1.0246 | 1.0246 | 1.0246 | 1.0246 | 1.0246 | 1.0246 | 1.0246 | 1.0246 | 1.0246 | 1.0246 | 1.0246 | 1.0246 | 1.0246 | 1.0246 | 1.0246 | 1.0246 | 1.0246 | 1.0246 | 1.0246 | 1.0246 | 1.0246 | 1.0246 | 1.0246 | 1.0246 | 1.0246 | 1.0246 | 1.0246 | 1.0246 | 1.0246 | 1.0246 | 1.0246 | 1.0246 | 1.0246 | 1.0246 | 1.0246 | 1.0246 | 1.0246 | 1.0246 | 1.0246 | 1.0246 | 1.0246 | 1.0246 | 1.0246 | 1.0246 | 1.0246 | 1.0246 | 1.0246 | 1.0246 | 1.0246 | 1.0246 | 1.0246 | 1.0246 | 1.0246 | 1.0246 | 1.0246 | 1.0246 | 1.0246 | 1.0246 | 1.0246 | 1.0246 | 1.0246 | 1.0246 | 1.0246 | 1.0246
Commercial_Retail_Existing_Food Preparation_Natural Gas | Commercial | Retail | Existing | Food Preparation | Natural Gas | 0% | 0% | 0% | -10% | 20% | 0% | 60% | 0% | 0% | 100% | 1 | 1.0402 | 1.0353 | 1.0246 | 1.0246 | 1.0246 | 1.0246 | 1.0246 | 1.0246 | 1.0246 | 1.0246 | 1.0246 | 1.0246 | 1.0246 | 1.0246 | 1.0246 | 1.0246 | 1.0246 | 1.0246 | 1.0246 | 1.0246 | 1.0246 | 1.0246 | 1.0246 | 1.0246 | 1.0246 | 1.0246 | 1.0246 | 1.0246 | 1.0246 | 1.0246 | 1.0246 | 1.0246 | 1.0246 | 1.0246 | 1.0246 | 1.0246 | 1.0246 | 1.0246 | 1.0246 | 1.0246 | 1.0246 | 1.0246 | 1.0246 | 1.0246 | 1.0246 | 1.0246 | 1.0246 | 1.0246 | 1.0246 | 1.0246 | 1.0246 | 1.0246 | 1.0246 | 1.0246 | 1.0246 | 1.0246 | 1.0246 | 1.0246 | 1.0246 | 1.0246 | 1.0246 | 1.0246 | 1.0246 | 1.0246 | 1.0246 | 1.0246
Commercial_Retail_Existing_Miscellaneous_Natural Gas | Commercial | Retail | Existing | Miscellaneous | Natural Gas | 0% | 0% | 0% | -10% | 20% | 0% | 0% | 0% | 0% | 100% | 1 | 1.0402 | 1.0353 | 1.0246 | 1.0246 | 1.0246 | 1.0246 | 1.0246 | 1.0246 | 1.0246 | 1.0246 | 1.0246 | 1.0246 | 1.0246 | 1.0246 | 1.0246 | 1.0246 | 1.0246 | 1.0246 | 1.0246 | 1.0246 | 1.0246 | 1.0246 | 1.0246 | 1.0246 | 1.0246 | 1.0246 | 1.0246 | 1.0246 | 1.0246 | 1.0246 | 1.0246 | 1.0246 | 1.0246 | 1.0246 | 1.0246 | 1.0246 | 1.0246 | 1.0246 | 1.0246 | 1.0246 | 1.0246 | 1.0246 | 1.0246 | 1.0246 | 1.0246 | 1.0246 | 1.0246 | 1.0246 | 1.0246 | 1.0246 | 1.0246 | 1.0246 | 1.0246 | 1.0246 | 1.0246 | 1.0246 | 1.0246 | 1.0246 | 1.0246 | 1.0246 | 1.0246 | 1.0246 | 1.0246 | 1.0246 | 1.0246 | 1.0246
Commercial_Retail_New_Space Heating_Natural Gas | Commercial | Retail | New | Space Heating | Natural Gas | 32.74% | 19.76% | 47.5% | -30% | 20% | 77% | 25% | 0% | 0% | 100% | 1 | 1.0402 | 1.0353 | 1.0246 | 1.0246 | 1.0246 | 1.0246 | 1.0246 | 1.0246 | 1.0246 | 1.0246 | 1.0246 | 1.0246 | 1.0246 | 1.0246 | 1.0246 | 1.0246 | 1.0246 | 1.0246 | 1.0246 | 1.0246 | 1.0246 | 1.0246 | 1.0246 | 1.0246 | 1.0246 | 1.0246 | 1.0246 | 1.0246 | 1.0246 | 1.0246 | 1.0246 | 1.0246 | 1.0246 | 1.0246 | 1.0246 | 1.0246 | 1.0246 | 1.0246 | 1.0246 | 1.0246 | 1.0246 | 1.0246 | 1.0246 | 1.0246 | 1.0246 | 1.0246 | 1.0246 | 1.0246 | 1.0246 | 1.0246 | 1.0246 | 1.0246 | 1.0246 | 1.0246 | 1.0246 | 1.0246 | 1.0246 | 1.0246 | 1.0246 | 1.0246 | 1.0246 | 1.0246 | 1.0246 | 1.0246 | 1.0246 | 1.0246
Commercial_Retail_New_Water Heating_Natural Gas | Commercial | Retail | New | Water Heating | Natural Gas | 16.37% | 9.878% | 23.75% | -30% | 20% | 77% | 25% | 0% | 0% | 100% | 1 | 1.0402 | 1.0353 | 1.0246 | 1.0246 | 1.0246 | 1.0246 | 1.0246 | 1.0246 | 1.0246 | 1.0246 | 1.0246 | 1.0246 | 1.0246 | 1.0246 | 1.0246 | 1.0246 | 1.0246 | 1.0246 | 1.0246 | 1.0246 | 1.0246 | 1.0246 | 1.0246 | 1.0246 | 1.0246 | 1.0246 | 1.0246 | 1.0246 | 1.0246 | 1.0246 | 1.0246 | 1.0246 | 1.0246 | 1.0246 | 1.0246 | 1.0246 | 1.0246 | 1.0246 | 1.0246 | 1.0246 | 1.0246 | 1.0246 | 1.0246 | 1.0246 | 1.0246 | 1.0246 | 1.0246 | 1.0246 | 1.0246 | 1.0246 | 1.0246 | 1.0246 | 1.0246 | 1.0246 | 1.0246 | 1.0246 | 1.0246 | 1.0246 | 1.0246 | 1.0246 | 1.0246 | 1.0246 | 1.0246 | 1.0246 | 1.0246 | 1.0246
Commercial_Retail_New_Food Preparation_Natural Gas | Commercial | Retail | New | Food Preparation | Natural Gas | 0% | 0% | 0% | -10% | 20% | 0% | 60% | 0% | 0% | 100% | 1 | 1.0402 | 1.0353 | 1.0246 | 1.0246 | 1.0246 | 1.0246 | 1.0246 | 1.0246 | 1.0246 | 1.0246 | 1.0246 | 1.0246 | 1.0246 | 1.0246 | 1.0246 | 1.0246 | 1.0246 | 1.0246 | 1.0246 | 1.0246 | 1.0246 | 1.0246 | 1.0246 | 1.0246 | 1.0246 | 1.0246 | 1.0246 | 1.0246 | 1.0246 | 1.0246 | 1.0246 | 1.0246 | 1.0246 | 1.0246 | 1.0246 | 1.0246 | 1.0246 | 1.0246 | 1.0246 | 1.0246 | 1.0246 | 1.0246 | 1.0246 | 1.0246 | 1.0246 | 1.0246 | 1.0246 | 1.0246 | 1.0246 | 1.0246 | 1.0246 | 1.0246 | 1.0246 | 1.0246 | 1.0246 | 1.0246 | 1.0246 | 1.0246 | 1.0246 | 1.0246 | 1.0246 | 1.0246 | 1.0246 | 1.0246 | 1.0246 | 1.0246
Commercial_Retail_New_Miscellaneous_Natural Gas | Commercial | Retail | New | Miscellaneous | Natural Gas | 0% | 0% | 0% | -10% | 20% | 0% | 0% | 0% | 0% | 100% | 1 | 1.0402 | 1.0353 | 1.0246 | 1.0246 | 1.0246 | 1.0246 | 1.0246 | 1.0246 | 1.0246 | 1.0246 | 1.0246 | 1.0246 | 1.0246 | 1.0246 | 1.0246 | 1.0246 | 1.0246 | 1.0246 | 1.0246 | 1.0246 | 1.0246 | 1.0246 | 1.0246 | 1.0246 | 1.0246 | 1.0246 | 1.0246 | 1.0246 | 1.0246 | 1.0246 | 1.0246 | 1.0246 | 1.0246 | 1.0246 | 1.0246 | 1.0246 | 1.0246 | 1.0246 | 1.0246 | 1.0246 | 1.0246 | 1.0246 | 1.0246 | 1.0246 | 1.0246 | 1.0246 | 1.0246 | 1.0246 | 1.0246 | 1.0246 | 1.0246 | 1.0246 | 1.0246 | 1.0246 | 1.0246 | 1.0246 | 1.0246 | 1.0246 | 1.0246 | 1.0246 | 1.0246 | 1.0246 | 1.0246 | 1.0246 | 1.0246 | 1.0246
Commercial_Restaurant_Existing_Space Heating_Natural Gas | Commercial | Restaurant | Existing | Space Heating | Natural Gas | 32.74% | 19.76% | 47.5% | -30% | 20% | 77% | 25% | 0% | 0% | 100% | 1 | 1.0402 | 1.0353 | 1.0246 | 1.0246 | 1.0246 | 1.0246 | 1.0246 | 1.0246 | 1.0246 | 1.0246 | 1.0246 | 1.0246 | 1.0246 | 1.0246 | 1.0246 | 1.0246 | 1.0246 | 1.0246 | 1.0246 | 1.0246 | 1.0246 | 1.0246 | 1.0246 | 1.0246 | 1.0246 | 1.0246 | 1.0246 | 1.0246 | 1.0246 | 1.0246 | 1.0246 | 1.0246 | 1.0246 | 1.0246 | 1.0246 | 1.0246 | 1.0246 | 1.0246 | 1.0246 | 1.0246 | 1.0246 | 1.0246 | 1.0246 | 1.0246 | 1.0246 | 1.0246 | 1.0246 | 1.0246 | 1.0246 | 1.0246 | 1.0246 | 1.0246 | 1.0246 | 1.0246 | 1.0246 | 1.0246 | 1.0246 | 1.0246 | 1.0246 | 1.0246 | 1.0246 | 1.0246 | 1.0246 | 1.0246 | 1.0246 | 1.0246
Commercial_Restaurant_Existing_Water Heating_Natural Gas | Commercial | Restaurant | Existing | Water Heating | Natural Gas | 16.37% | 9.878% | 23.75% | -30% | 20% | 77% | 25% | 0% | 0% | 100% | 1 | 1.0402 | 1.0353 | 1.0246 | 1.0246 | 1.0246 | 1.0246 | 1.0246 | 1.0246 | 1.0246 | 1.0246 | 1.0246 | 1.0246 | 1.0246 | 1.0246 | 1.0246 | 1.0246 | 1.0246 | 1.0246 | 1.0246 | 1.0246 | 1.0246 | 1.0246 | 1.0246 | 1.0246 | 1.0246 | 1.0246 | 1.0246 | 1.0246 | 1.0246 | 1.0246 | 1.0246 | 1.0246 | 1.0246 | 1.0246 | 1.0246 | 1.0246 | 1.0246 | 1.0246 | 1.0246 | 1.0246 | 1.0246 | 1.0246 | 1.0246 | 1.0246 | 1.0246 | 1.0246 | 1.0246 | 1.0246 | 1.0246 | 1.0246 | 1.0246 | 1.0246 | 1.0246 | 1.0246 | 1.0246 | 1.0246 | 1.0246 | 1.0246 | 1.0246 | 1.0246 | 1.0246 | 1.0246 | 1.0246 | 1.0246 | 1.0246 | 1.0246
Commercial_Restaurant_Existing_Food Preparation_Natural Gas | Commercial | Restaurant | Existing | Food Preparation | Natural Gas | 0% | 0% | 0% | -10% | 20% | 0% | 60% | 0% | 0% | 100% | 1 | 1.0402 | 1.0353 | 1.0246 | 1.0246 | 1.0246 | 1.0246 | 1.0246 | 1.0246 | 1.0246 | 1.0246 | 1.0246 | 1.0246 | 1.0246 | 1.0246 | 1.0246 | 1.0246 | 1.0246 | 1.0246 | 1.0246 | 1.0246 | 1.0246 | 1.0246 | 1.0246 | 1.0246 | 1.0246 | 1.0246 | 1.0246 | 1.0246 | 1.0246 | 1.0246 | 1.0246 | 1.0246 | 1.0246 | 1.0246 | 1.0246 | 1.0246 | 1.0246 | 1.0246 | 1.0246 | 1.0246 | 1.0246 | 1.0246 | 1.0246 | 1.0246 | 1.0246 | 1.0246 | 1.0246 | 1.0246 | 1.0246 | 1.0246 | 1.0246 | 1.0246 | 1.0246 | 1.0246 | 1.0246 | 1.0246 | 1.0246 | 1.0246 | 1.0246 | 1.0246 | 1.0246 | 1.0246 | 1.0246 | 1.0246 | 1.0246 | 1.0246
Commercial_Restaurant_Existing_Miscellaneous_Natural Gas | Commercial | Restaurant | Existing | Miscellaneous | Natural Gas | 0% | 0% | 0% | -10% | 20% | 0% | 0% | 0% | 0% | 100% | 1 | 1.0402 | 1.0353 | 1.0246 | 1.0246 | 1.0246 | 1.0246 | 1.0246 | 1.0246 | 1.0246 | 1.0246 | 1.0246 | 1.0246 | 1.0246 | 1.0246 | 1.0246 | 1.0246 | 1.0246 | 1.0246 | 1.0246 | 1.0246 | 1.0246 | 1.0246 | 1.0246 | 1.0246 | 1.0246 | 1.0246 | 1.0246 | 1.0246 | 1.0246 | 1.0246 | 1.0246 | 1.0246 | 1.0246 | 1.0246 | 1.0246 | 1.0246 | 1.0246 | 1.0246 | 1.0246 | 1.0246 | 1.0246 | 1.0246 | 1.0246 | 1.0246 | 1.0246 | 1.0246 | 1.0246 | 1.0246 | 1.0246 | 1.0246 | 1.0246 | 1.0246 | 1.0246 | 1.0246 | 1.0246 | 1.0246 | 1.0246 | 1.0246 | 1.0246 | 1.0246 | 1.0246 | 1.0246 | 1.0246 | 1.0246 | 1.0246 | 1.0246
Commercial_Restaurant_New_Space Heating_Natural Gas | Commercial | Restaurant | New | Space Heating | Natural Gas | 32.74% | 19.76% | 47.5% | -30% | 20% | 77% | 25% | 0% | 0% | 100% | 1 | 1.0402 | 1.0353 | 1.0246 | 1.0246 | 1.0246 | 1.0246 | 1.0246 | 1.0246 | 1.0246 | 1.0246 | 1.0246 | 1.0246 | 1.0246 | 1.0246 | 1.0246 | 1.0246 | 1.0246 | 1.0246 | 1.0246 | 1.0246 | 1.0246 | 1.0246 | 1.0246 | 1.0246 | 1.0246 | 1.0246 | 1.0246 | 1.0246 | 1.0246 | 1.0246 | 1.0246 | 1.0246 | 1.0246 | 1.0246 | 1.0246 | 1.0246 | 1.0246 | 1.0246 | 1.0246 | 1.0246 | 1.0246 | 1.0246 | 1.0246 | 1.0246 | 1.0246 | 1.0246 | 1.0246 | 1.0246 | 1.0246 | 1.0246 | 1.0246 | 1.0246 | 1.0246 | 1.0246 | 1.0246 | 1.0246 | 1.0246 | 1.0246 | 1.0246 | 1.0246 | 1.0246 | 1.0246 | 1.0246 | 1.0246 | 1.0246 | 1.0246
Commercial_Restaurant_New_Water Heating_Natural Gas | Commercial | Restaurant | New | Water Heating | Natural Gas | 16.37% | 9.878% | 23.75% | -30% | 20% | 77% | 25% | 0% | 0% | 100% | 1 | 1.0402 | 1.0353 | 1.0246 | 1.0246 | 1.0246 | 1.0246 | 1.0246 | 1.0246 | 1.0246 | 1.0246 | 1.0246 | 1.0246 | 1.0246 | 1.0246 | 1.0246 | 1.0246 | 1.0246 | 1.0246 | 1.0246 | 1.0246 | 1.0246 | 1.0246 | 1.0246 | 1.0246 | 1.0246 | 1.0246 | 1.0246 | 1.0246 | 1.0246 | 1.0246 | 1.0246 | 1.0246 | 1.0246 | 1.0246 | 1.0246 | 1.0246 | 1.0246 | 1.0246 | 1.0246 | 1.0246 | 1.0246 | 1.0246 | 1.0246 | 1.0246 | 1.0246 | 1.0246 | 1.0246 | 1.0246 | 1.0246 | 1.0246 | 1.0246 | 1.0246 | 1.0246 | 1.0246 | 1.0246 | 1.0246 | 1.0246 | 1.0246 | 1.0246 | 1.0246 | 1.0246 | 1.0246 | 1.0246 | 1.0246 | 1.0246 | 1.0246
Commercial_Restaurant_New_Food Preparation_Natural Gas | Commercial | Restaurant | New | Food Preparation | Natural Gas | 0% | 0% | 0% | -10% | 20% | 0% | 60% | 0% | 0% | 100% | 1 | 1.0402 | 1.0353 | 1.0246 | 1.0246 | 1.0246 | 1.0246 | 1.0246 | 1.0246 | 1.0246 | 1.0246 | 1.0246 | 1.0246 | 1.0246 | 1.0246 | 1.0246 | 1.0246 | 1.0246 | 1.0246 | 1.0246 | 1.0246 | 1.0246 | 1.0246 | 1.0246 | 1.0246 | 1.0246 | 1.0246 | 1.0246 | 1.0246 | 1.0246 | 1.0246 | 1.0246 | 1.0246 | 1.0246 | 1.0246 | 1.0246 | 1.0246 | 1.0246 | 1.0246 | 1.0246 | 1.0246 | 1.0246 | 1.0246 | 1.0246 | 1.0246 | 1.0246 | 1.0246 | 1.0246 | 1.0246 | 1.0246 | 1.0246 | 1.0246 | 1.0246 | 1.0246 | 1.0246 | 1.0246 | 1.0246 | 1.0246 | 1.0246 | 1.0246 | 1.0246 | 1.0246 | 1.0246 | 1.0246 | 1.0246 | 1.0246 | 1.0246
Commercial_Restaurant_New_Miscellaneous_Natural Gas | Commercial | Restaurant | New | Miscellaneous | Natural Gas | 0% | 0% | 0% | -10% | 20% | 0% | 0% | 0% | 0% | 100% | 1 | 1.0402 | 1.0353 | 1.0246 | 1.0246 | 1.0246 | 1.0246 | 1.0246 | 1.0246 | 1.0246 | 1.0246 | 1.0246 | 1.0246 | 1.0246 | 1.0246 | 1.0246 | 1.0246 | 1.0246 | 1.0246 | 1.0246 | 1.0246 | 1.0246 | 1.0246 | 1.0246 | 1.0246 | 1.0246 | 1.0246 | 1.0246 | 1.0246 | 1.0246 | 1.0246 | 1.0246 | 1.0246 | 1.0246 | 1.0246 | 1.0246 | 1.0246 | 1.0246 | 1.0246 | 1.0246 | 1.0246 | 1.0246 | 1.0246 | 1.0246 | 1.0246 | 1.0246 | 1.0246 | 1.0246 | 1.0246 | 1.0246 | 1.0246 | 1.0246 | 1.0246 | 1.0246 | 1.0246 | 1.0246 | 1.0246 | 1.0246 | 1.0246 | 1.0246 | 1.0246 | 1.0246 | 1.0246 | 1.0246 | 1.0246 | 1.0246 | 1.0246
Commercial_Grocery_Existing_Space Heating_Natural Gas | Commercial | Grocery | Existing | Space Heating | Natural Gas | 32.74% | 19.76% | 47.5% | -30% | 20% | 77% | 25% | 0% | 0% | 100% | 1 | 1.0402 | 1.0353 | 1.0246 | 1.0246 | 1.0246 | 1.0246 | 1.0246 | 1.0246 | 1.0246 | 1.0246 | 1.0246 | 1.0246 | 1.0246 | 1.0246 | 1.0246 | 1.0246 | 1.0246 | 1.0246 | 1.0246 | 1.0246 | 1.0246 | 1.0246 | 1.0246 | 1.0246 | 1.0246 | 1.0246 | 1.0246 | 1.0246 | 1.0246 | 1.0246 | 1.0246 | 1.0246 | 1.0246 | 1.0246 | 1.0246 | 1.0246 | 1.0246 | 1.0246 | 1.0246 | 1.0246 | 1.0246 | 1.0246 | 1.0246 | 1.0246 | 1.0246 | 1.0246 | 1.0246 | 1.0246 | 1.0246 | 1.0246 | 1.0246 | 1.0246 | 1.0246 | 1.0246 | 1.0246 | 1.0246 | 1.0246 | 1.0246 | 1.0246 | 1.0246 | 1.0246 | 1.0246 | 1.0246 | 1.0246 | 1.0246 | 1.0246
Commercial_Grocery_Existing_Water Heating_Natural Gas | Commercial | Grocery | Existing | Water Heating | Natural Gas | 16.37% | 9.878% | 23.75% | -30% | 20% | 77% | 25% | 0% | 0% | 100% | 1 | 1.0402 | 1.0353 | 1.0246 | 1.0246 | 1.0246 | 1.0246 | 1.0246 | 1.0246 | 1.0246 | 1.0246 | 1.0246 | 1.0246 | 1.0246 | 1.0246 | 1.0246 | 1.0246 | 1.0246 | 1.0246 | 1.0246 | 1.0246 | 1.0246 | 1.0246 | 1.0246 | 1.0246 | 1.0246 | 1.0246 | 1.0246 | 1.0246 | 1.0246 | 1.0246 | 1.0246 | 1.0246 | 1.0246 | 1.0246 | 1.0246 | 1.0246 | 1.0246 | 1.0246 | 1.0246 | 1.0246 | 1.0246 | 1.0246 | 1.0246 | 1.0246 | 1.0246 | 1.0246 | 1.0246 | 1.0246 | 1.0246 | 1.0246 | 1.0246 | 1.0246 | 1.0246 | 1.0246 | 1.0246 | 1.0246 | 1.0246 | 1.0246 | 1.0246 | 1.0246 | 1.0246 | 1.0246 | 1.0246 | 1.0246 | 1.0246 | 1.0246
Commercial_Grocery_Existing_Food Preparation_Natural Gas | Commercial | Grocery | Existing | Food Preparation | Natural Gas | 0% | 0% | 0% | -10% | 20% | 0% | 60% | 0% | 0% | 100% | 1 | 1.0402 | 1.0353 | 1.0246 | 1.0246 | 1.0246 | 1.0246 | 1.0246 | 1.0246 | 1.0246 | 1.0246 | 1.0246 | 1.0246 | 1.0246 | 1.0246 | 1.0246 | 1.0246 | 1.0246 | 1.0246 | 1.0246 | 1.0246 | 1.0246 | 1.0246 | 1.0246 | 1.0246 | 1.0246 | 1.0246 | 1.0246 | 1.0246 | 1.0246 | 1.0246 | 1.0246 | 1.0246 | 1.0246 | 1.0246 | 1.0246 | 1.0246 | 1.0246 | 1.0246 | 1.0246 | 1.0246 | 1.0246 | 1.0246 | 1.0246 | 1.0246 | 1.0246 | 1.0246 | 1.0246 | 1.0246 | 1.0246 | 1.0246 | 1.0246 | 1.0246 | 1.0246 | 1.0246 | 1.0246 | 1.0246 | 1.0246 | 1.0246 | 1.0246 | 1.0246 | 1.0246 | 1.0246 | 1.0246 | 1.0246 | 1.0246 | 1.0246
Commercial_Grocery_Existing_Miscellaneous_Natural Gas | Commercial | Grocery | Existing | Miscellaneous | Natural Gas | 0% | 0% | 0% | -10% | 20% | 0% | 0% | 0% | 0% | 100% | 1 | 1.0402 | 1.0353 | 1.0246 | 1.0246 | 1.0246 | 1.0246 | 1.0246 | 1.0246 | 1.0246 | 1.0246 | 1.0246 | 1.0246 | 1.0246 | 1.0246 | 1.0246 | 1.0246 | 1.0246 | 1.0246 | 1.0246 | 1.0246 | 1.0246 | 1.0246 | 1.0246 | 1.0246 | 1.0246 | 1.0246 | 1.0246 | 1.0246 | 1.0246 | 1.0246 | 1.0246 | 1.0246 | 1.0246 | 1.0246 | 1.0246 | 1.0246 | 1.0246 | 1.0246 | 1.0246 | 1.0246 | 1.0246 | 1.0246 | 1.0246 | 1.0246 | 1.0246 | 1.0246 | 1.0246 | 1.0246 | 1.0246 | 1.0246 | 1.0246 | 1.0246 | 1.0246 | 1.0246 | 1.0246 | 1.0246 | 1.0246 | 1.0246 | 1.0246 | 1.0246 | 1.0246 | 1.0246 | 1.0246 | 1.0246 | 1.0246 | 1.0246
Commercial_Grocery_New_Space Heating_Natural Gas | Commercial | Grocery | New | Space Heating | Natural Gas | 32.74% | 19.76% | 47.5% | -30% | 20% | 77% | 25% | 0% | 0% | 100% | 1 | 1.0402 | 1.0353 | 1.0246 | 1.0246 | 1.0246 | 1.0246 | 1.0246 | 1.0246 | 1.0246 | 1.0246 | 1.0246 | 1.0246 | 1.0246 | 1.0246 | 1.0246 | 1.0246 | 1.0246 | 1.0246 | 1.0246 | 1.0246 | 1.0246 | 1.0246 | 1.0246 | 1.0246 | 1.0246 | 1.0246 | 1.0246 | 1.0246 | 1.0246 | 1.0246 | 1.0246 | 1.0246 | 1.0246 | 1.0246 | 1.0246 | 1.0246 | 1.0246 | 1.0246 | 1.0246 | 1.0246 | 1.0246 | 1.0246 | 1.0246 | 1.0246 | 1.0246 | 1.0246 | 1.0246 | 1.0246 | 1.0246 | 1.0246 | 1.0246 | 1.0246 | 1.0246 | 1.0246 | 1.0246 | 1.0246 | 1.0246 | 1.0246 | 1.0246 | 1.0246 | 1.0246 | 1.0246 | 1.0246 | 1.0246 | 1.0246 | 1.0246
Commercial_Grocery_New_Water Heating_Natural Gas | Commercial | Grocery | New | Water Heating | Natural Gas | 16.37% | 9.878% | 23.75% | -30% | 20% | 77% | 25% | 0% | 0% | 100% | 1 | 1.0402 | 1.0353 | 1.0246 | 1.0246 | 1.0246 | 1.0246 | 1.0246 | 1.0246 | 1.0246 | 1.0246 | 1.0246 | 1.0246 | 1.0246 | 1.0246 | 1.0246 | 1.0246 | 1.0246 | 1.0246 | 1.0246 | 1.0246 | 1.0246 | 1.0246 | 1.0246 | 1.0246 | 1.0246 | 1.0246 | 1.0246 | 1.0246 | 1.0246 | 1.0246 | 1.0246 | 1.0246 | 1.0246 | 1.0246 | 1.0246 | 1.0246 | 1.0246 | 1.0246 | 1.0246 | 1.0246 | 1.0246 | 1.0246 | 1.0246 | 1.0246 | 1.0246 | 1.0246 | 1.0246 | 1.0246 | 1.0246 | 1.0246 | 1.0246 | 1.0246 | 1.0246 | 1.0246 | 1.0246 | 1.0246 | 1.0246 | 1.0246 | 1.0246 | 1.0246 | 1.0246 | 1.0246 | 1.0246 | 1.0246 | 1.0246 | 1.0246
Commercial_Grocery_New_Food Preparation_Natural Gas | Commercial | Grocery | New | Food Preparation | Natural Gas | 0% | 0% | 0% | -10% | 20% | 0% | 60% | 0% | 0% | 100% | 1 | 1.0402 | 1.0353 | 1.0246 | 1.0246 | 1.0246 | 1.0246 | 1.0246 | 1.0246 | 1.0246 | 1.0246 | 1.0246 | 1.0246 | 1.0246 | 1.0246 | 1.0246 | 1.0246 | 1.0246 | 1.0246 | 1.0246 | 1.0246 | 1.0246 | 1.0246 | 1.0246 | 1.0246 | 1.0246 | 1.0246 | 1.0246 | 1.0246 | 1.0246 | 1.0246 | 1.0246 | 1.0246 | 1.0246 | 1.0246 | 1.0246 | 1.0246 | 1.0246 | 1.0246 | 1.0246 | 1.0246 | 1.0246 | 1.0246 | 1.0246 | 1.0246 | 1.0246 | 1.0246 | 1.0246 | 1.0246 | 1.0246 | 1.0246 | 1.0246 | 1.0246 | 1.0246 | 1.0246 | 1.0246 | 1.0246 | 1.0246 | 1.0246 | 1.0246 | 1.0246 | 1.0246 | 1.0246 | 1.0246 | 1.0246 | 1.0246 | 1.0246
Commercial_Grocery_New_Miscellaneous_Natural Gas | Commercial | Grocery | New | Miscellaneous | Natural Gas | 0% | 0% | 0% | -10% | 20% | 0% | 0% | 0% | 0% | 100% | 1 | 1.0402 | 1.0353 | 1.0246 | 1.0246 | 1.0246 | 1.0246 | 1.0246 | 1.0246 | 1.0246 | 1.0246 | 1.0246 | 1.0246 | 1.0246 | 1.0246 | 1.0246 | 1.0246 | 1.0246 | 1.0246 | 1.0246 | 1.0246 | 1.0246 | 1.0246 | 1.0246 | 1.0246 | 1.0246 | 1.0246 | 1.0246 | 1.0246 | 1.0246 | 1.0246 | 1.0246 | 1.0246 | 1.0246 | 1.0246 | 1.0246 | 1.0246 | 1.0246 | 1.0246 | 1.0246 | 1.0246 | 1.0246 | 1.0246 | 1.0246 | 1.0246 | 1.0246 | 1.0246 | 1.0246 | 1.0246 | 1.0246 | 1.0246 | 1.0246 | 1.0246 | 1.0246 | 1.0246 | 1.0246 | 1.0246 | 1.0246 | 1.0246 | 1.0246 | 1.0246 | 1.0246 | 1.0246 | 1.0246 | 1.0246 | 1.0246 | 1.0246
Commercial_Education_Existing_Space Heating_Natural Gas | Commercial | Education | Existing | Space Heating | Natural Gas | 32.74% | 19.76% | 47.5% | -30% | 20% | 77% | 25% | 0% | 0% | 100% | 1 | 1.0402 | 1.0353 | 1.0246 | 1.0246 | 1.0246 | 1.0246 | 1.0246 | 1.0246 | 1.0246 | 1.0246 | 1.0246 | 1.0246 | 1.0246 | 1.0246 | 1.0246 | 1.0246 | 1.0246 | 1.0246 | 1.0246 | 1.0246 | 1.0246 | 1.0246 | 1.0246 | 1.0246 | 1.0246 | 1.0246 | 1.0246 | 1.0246 | 1.0246 | 1.0246 | 1.0246 | 1.0246 | 1.0246 | 1.0246 | 1.0246 | 1.0246 | 1.0246 | 1.0246 | 1.0246 | 1.0246 | 1.0246 | 1.0246 | 1.0246 | 1.0246 | 1.0246 | 1.0246 | 1.0246 | 1.0246 | 1.0246 | 1.0246 | 1.0246 | 1.0246 | 1.0246 | 1.0246 | 1.0246 | 1.0246 | 1.0246 | 1.0246 | 1.0246 | 1.0246 | 1.0246 | 1.0246 | 1.0246 | 1.0246 | 1.0246 | 1.0246
Commercial_Education_Existing_Water Heating_Natural Gas | Commercial | Education | Existing | Water Heating | Natural Gas | 16.37% | 9.878% | 23.75% | -30% | 20% | 77% | 25% | 0% | 0% | 100% | 1 | 1.0402 | 1.0353 | 1.0246 | 1.0246 | 1.0246 | 1.0246 | 1.0246 | 1.0246 | 1.0246 | 1.0246 | 1.0246 | 1.0246 | 1.0246 | 1.0246 | 1.0246 | 1.0246 | 1.0246 | 1.0246 | 1.0246 | 1.0246 | 1.0246 | 1.0246 | 1.0246 | 1.0246 | 1.0246 | 1.0246 | 1.0246 | 1.0246 | 1.0246 | 1.0246 | 1.0246 | 1.0246 | 1.0246 | 1.0246 | 1.0246 | 1.0246 | 1.0246 | 1.0246 | 1.0246 | 1.0246 | 1.0246 | 1.0246 | 1.0246 | 1.0246 | 1.0246 | 1.0246 | 1.0246 | 1.0246 | 1.0246 | 1.0246 | 1.0246 | 1.0246 | 1.0246 | 1.0246 | 1.0246 | 1.0246 | 1.0246 | 1.0246 | 1.0246 | 1.0246 | 1.0246 | 1.0246 | 1.0246 | 1.0246 | 1.0246 | 1.0246
Commercial_Education_Existing_Food Preparation_Natural Gas | Commercial | Education | Existing | Food Preparation | Natural Gas | 0% | 0% | 0% | -10% | 20% | 0% | 60% | 0% | 0% | 100% | 1 | 1.0402 | 1.0353 | 1.0246 | 1.0246 | 1.0246 | 1.0246 | 1.0246 | 1.0246 | 1.0246 | 1.0246 | 1.0246 | 1.0246 | 1.0246 | 1.0246 | 1.0246 | 1.0246 | 1.0246 | 1.0246 | 1.0246 | 1.0246 | 1.0246 | 1.0246 | 1.0246 | 1.0246 | 1.0246 | 1.0246 | 1.0246 | 1.0246 | 1.0246 | 1.0246 | 1.0246 | 1.0246 | 1.0246 | 1.0246 | 1.0246 | 1.0246 | 1.0246 | 1.0246 | 1.0246 | 1.0246 | 1.0246 | 1.0246 | 1.0246 | 1.0246 | 1.0246 | 1.0246 | 1.0246 | 1.0246 | 1.0246 | 1.0246 | 1.0246 | 1.0246 | 1.0246 | 1.0246 | 1.0246 | 1.0246 | 1.0246 | 1.0246 | 1.0246 | 1.0246 | 1.0246 | 1.0246 | 1.0246 | 1.0246 | 1.0246 | 1.0246
Commercial_Education_Existing_Miscellaneous_Natural Gas | Commercial | Education | Existing | Miscellaneous | Natural Gas | 0% | 0% | 0% | -10% | 20% | 0% | 0% | 0% | 0% | 100% | 1 | 1.0402 | 1.0353 | 1.0246 | 1.0246 | 1.0246 | 1.0246 | 1.0246 | 1.0246 | 1.0246 | 1.0246 | 1.0246 | 1.0246 | 1.0246 | 1.0246 | 1.0246 | 1.0246 | 1.0246 | 1.0246 | 1.0246 | 1.0246 | 1.0246 | 1.0246 | 1.0246 | 1.0246 | 1.0246 | 1.0246 | 1.0246 | 1.0246 | 1.0246 | 1.0246 | 1.0246 | 1.0246 | 1.0246 | 1.0246 | 1.0246 | 1.0246 | 1.0246 | 1.0246 | 1.0246 | 1.0246 | 1.0246 | 1.0246 | 1.0246 | 1.0246 | 1.0246 | 1.0246 | 1.0246 | 1.0246 | 1.0246 | 1.0246 | 1.0246 | 1.0246 | 1.0246 | 1.0246 | 1.0246 | 1.0246 | 1.0246 | 1.0246 | 1.0246 | 1.0246 | 1.0246 | 1.0246 | 1.0246 | 1.0246 | 1.0246 | 1.0246
Commercial_Education_New_Space Heating_Natural Gas | Commercial | Education | New | Space Heating | Natural Gas | 32.74% | 19.76% | 47.5% | -30% | 20% | 77% | 25% | 0% | 0% | 100% | 1 | 1.0402 | 1.0353 | 1.0246 | 1.0246 | 1.0246 | 1.0246 | 1.0246 | 1.0246 | 1.0246 | 1.0246 | 1.0246 | 1.0246 | 1.0246 | 1.0246 | 1.0246 | 1.0246 | 1.0246 | 1.0246 | 1.0246 | 1.0246 | 1.0246 | 1.0246 | 1.0246 | 1.0246 | 1.0246 | 1.0246 | 1.0246 | 1.0246 | 1.0246 | 1.0246 | 1.0246 | 1.0246 | 1.0246 | 1.0246 | 1.0246 | 1.0246 | 1.0246 | 1.0246 | 1.0246 | 1.0246 | 1.0246 | 1.0246 | 1.0246 | 1.0246 | 1.0246 | 1.0246 | 1.0246 | 1.0246 | 1.0246 | 1.0246 | 1.0246 | 1.0246 | 1.0246 | 1.0246 | 1.0246 | 1.0246 | 1.0246 | 1.0246 | 1.0246 | 1.0246 | 1.0246 | 1.0246 | 1.0246 | 1.0246 | 1.0246 | 1.0246
Commercial_Education_New_Water Heating_Natural Gas | Commercial | Education | New | Water Heating | Natural Gas | 16.37% | 9.878% | 23.75% | -30% | 20% | 77% | 25% | 0% | 0% | 100% | 1 | 1.0402 | 1.0353 | 1.0246 | 1.0246 | 1.0246 | 1.0246 | 1.0246 | 1.0246 | 1.0246 | 1.0246 | 1.0246 | 1.0246 | 1.0246 | 1.0246 | 1.0246 | 1.0246 | 1.0246 | 1.0246 | 1.0246 | 1.0246 | 1.0246 | 1.0246 | 1.0246 | 1.0246 | 1.0246 | 1.0246 | 1.0246 | 1.0246 | 1.0246 | 1.0246 | 1.0246 | 1.0246 | 1.0246 | 1.0246 | 1.0246 | 1.0246 | 1.0246 | 1.0246 | 1.0246 | 1.0246 | 1.0246 | 1.0246 | 1.0246 | 1.0246 | 1.0246 | 1.0246 | 1.0246 | 1.0246 | 1.0246 | 1.0246 | 1.0246 | 1.0246 | 1.0246 | 1.0246 | 1.0246 | 1.0246 | 1.0246 | 1.0246 | 1.0246 | 1.0246 | 1.0246 | 1.0246 | 1.0246 | 1.0246 | 1.0246 | 1.0246
Commercial_Education_New_Food Preparation_Natural Gas | Commercial | Education | New | Food Preparation | Natural Gas | 0% | 0% | 0% | -10% | 20% | 0% | 60% | 0% | 0% | 100% | 1 | 1.0402 | 1.0353 | 1.0246 | 1.0246 | 1.0246 | 1.0246 | 1.0246 | 1.0246 | 1.0246 | 1.0246 | 1.0246 | 1.0246 | 1.0246 | 1.0246 | 1.0246 | 1.0246 | 1.0246 | 1.0246 | 1.0246 | 1.0246 | 1.0246 | 1.0246 | 1.0246 | 1.0246 | 1.0246 | 1.0246 | 1.0246 | 1.0246 | 1.0246 | 1.0246 | 1.0246 | 1.0246 | 1.0246 | 1.0246 | 1.0246 | 1.0246 | 1.0246 | 1.0246 | 1.0246 | 1.0246 | 1.0246 | 1.0246 | 1.0246 | 1.0246 | 1.0246 | 1.0246 | 1.0246 | 1.0246 | 1.0246 | 1.0246 | 1.0246 | 1.0246 | 1.0246 | 1.0246 | 1.0246 | 1.0246 | 1.0246 | 1.0246 | 1.0246 | 1.0246 | 1.0246 | 1.0246 | 1.0246 | 1.0246 | 1.0246 | 1.0246
Commercial_Education_New_Miscellaneous_Natural Gas | Commercial | Education | New | Miscellaneous | Natural Gas | 0% | 0% | 0% | -10% | 20% | 0% | 0% | 0% | 0% | 100% | 1 | 1.0402 | 1.0353 | 1.0246 | 1.0246 | 1.0246 | 1.0246 | 1.0246 | 1.0246 | 1.0246 | 1.0246 | 1.0246 | 1.0246 | 1.0246 | 1.0246 | 1.0246 | 1.0246 | 1.0246 | 1.0246 | 1.0246 | 1.0246 | 1.0246 | 1.0246 | 1.0246 | 1.0246 | 1.0246 | 1.0246 | 1.0246 | 1.0246 | 1.0246 | 1.0246 | 1.0246 | 1.0246 | 1.0246 | 1.0246 | 1.0246 | 1.0246 | 1.0246 | 1.0246 | 1.0246 | 1.0246 | 1.0246 | 1.0246 | 1.0246 | 1.0246 | 1.0246 | 1.0246 | 1.0246 | 1.0246 | 1.0246 | 1.0246 | 1.0246 | 1.0246 | 1.0246 | 1.0246 | 1.0246 | 1.0246 | 1.0246 | 1.0246 | 1.0246 | 1.0246 | 1.0246 | 1.0246 | 1.0246 | 1.0246 | 1.0246 | 1.0246
Commercial_Healthcare_Existing_Space Heating_Natural Gas | Commercial | Healthcare | Existing | Space Heating | Natural Gas | 32.74% | 19.76% | 47.5% | -30% | 20% | 77% | 25% | 0% | 0% | 100% | 1 | 1.0402 | 1.0353 | 1.0246 | 1.0246 | 1.0246 | 1.0246 | 1.0246 | 1.0246 | 1.0246 | 1.0246 | 1.0246 | 1.0246 | 1.0246 | 1.0246 | 1.0246 | 1.0246 | 1.0246 | 1.0246 | 1.0246 | 1.0246 | 1.0246 | 1.0246 | 1.0246 | 1.0246 | 1.0246 | 1.0246 | 1.0246 | 1.0246 | 1.0246 | 1.0246 | 1.0246 | 1.0246 | 1.0246 | 1.0246 | 1.0246 | 1.0246 | 1.0246 | 1.0246 | 1.0246 | 1.0246 | 1.0246 | 1.0246 | 1.0246 | 1.0246 | 1.0246 | 1.0246 | 1.0246 | 1.0246 | 1.0246 | 1.0246 | 1.0246 | 1.0246 | 1.0246 | 1.0246 | 1.0246 | 1.0246 | 1.0246 | 1.0246 | 1.0246 | 1.0246 | 1.0246 | 1.0246 | 1.0246 | 1.0246 | 1.0246 | 1.0246
Commercial_Healthcare_Existing_Water Heating_Natural Gas | Commercial | Healthcare | Existing | Water Heating | Natural Gas | 16.37% | 9.878% | 23.75% | -30% | 20% | 77% | 25% | 0% | 0% | 100% | 1 | 1.0402 | 1.0353 | 1.0246 | 1.0246 | 1.0246 | 1.0246 | 1.0246 | 1.0246 | 1.0246 | 1.0246 | 1.0246 | 1.0246 | 1.0246 | 1.0246 | 1.0246 | 1.0246 | 1.0246 | 1.0246 | 1.0246 | 1.0246 | 1.0246 | 1.0246 | 1.0246 | 1.0246 | 1.0246 | 1.0246 | 1.0246 | 1.0246 | 1.0246 | 1.0246 | 1.0246 | 1.0246 | 1.0246 | 1.0246 | 1.0246 | 1.0246 | 1.0246 | 1.0246 | 1.0246 | 1.0246 | 1.0246 | 1.0246 | 1.0246 | 1.0246 | 1.0246 | 1.0246 | 1.0246 | 1.0246 | 1.0246 | 1.0246 | 1.0246 | 1.0246 | 1.0246 | 1.0246 | 1.0246 | 1.0246 | 1.0246 | 1.0246 | 1.0246 | 1.0246 | 1.0246 | 1.0246 | 1.0246 | 1.0246 | 1.0246 | 1.0246
Commercial_Healthcare_Existing_Food Preparation_Natural Gas | Commercial | Healthcare | Existing | Food Preparation | Natural Gas | 0% | 0% | 0% | -10% | 20% | 0% | 60% | 0% | 0% | 100% | 1 | 1.0402 | 1.0353 | 1.0246 | 1.0246 | 1.0246 | 1.0246 | 1.0246 | 1.0246 | 1.0246 | 1.0246 | 1.0246 | 1.0246 | 1.0246 | 1.0246 | 1.0246 | 1.0246 | 1.0246 | 1.0246 | 1.0246 | 1.0246 | 1.0246 | 1.0246 | 1.0246 | 1.0246 | 1.0246 | 1.0246 | 1.0246 | 1.0246 | 1.0246 | 1.0246 | 1.0246 | 1.0246 | 1.0246 | 1.0246 | 1.0246 | 1.0246 | 1.0246 | 1.0246 | 1.0246 | 1.0246 | 1.0246 | 1.0246 | 1.0246 | 1.0246 | 1.0246 | 1.0246 | 1.0246 | 1.0246 | 1.0246 | 1.0246 | 1.0246 | 1.0246 | 1.0246 | 1.0246 | 1.0246 | 1.0246 | 1.0246 | 1.0246 | 1.0246 | 1.0246 | 1.0246 | 1.0246 | 1.0246 | 1.0246 | 1.0246 | 1.0246
Commercial_Healthcare_Existing_Miscellaneous_Natural Gas | Commercial | Healthcare | Existing | Miscellaneous | Natural Gas | 0% | 0% | 0% | -10% | 20% | 0% | 0% | 0% | 0% | 100% | 1 | 1.0402 | 1.0353 | 1.0246 | 1.0246 | 1.0246 | 1.0246 | 1.0246 | 1.0246 | 1.0246 | 1.0246 | 1.0246 | 1.0246 | 1.0246 | 1.0246 | 1.0246 | 1.0246 | 1.0246 | 1.0246 | 1.0246 | 1.0246 | 1.0246 | 1.0246 | 1.0246 | 1.0246 | 1.0246 | 1.0246 | 1.0246 | 1.0246 | 1.0246 | 1.0246 | 1.0246 | 1.0246 | 1.0246 | 1.0246 | 1.0246 | 1.0246 | 1.0246 | 1.0246 | 1.0246 | 1.0246 | 1.0246 | 1.0246 | 1.0246 | 1.0246 | 1.0246 | 1.0246 | 1.0246 | 1.0246 | 1.0246 | 1.0246 | 1.0246 | 1.0246 | 1.0246 | 1.0246 | 1.0246 | 1.0246 | 1.0246 | 1.0246 | 1.0246 | 1.0246 | 1.0246 | 1.0246 | 1.0246 | 1.0246 | 1.0246 | 1.0246
Commercial_Healthcare_New_Space Heating_Natural Gas | Commercial | Healthcare | New | Space Heating | Natural Gas | 32.74% | 19.76% | 47.5% | -30% | 20% | 77% | 25% | 0% | 0% | 100% | 1 | 1.0402 | 1.0353 | 1.0246 | 1.0246 | 1.0246 | 1.0246 | 1.0246 | 1.0246 | 1.0246 | 1.0246 | 1.0246 | 1.0246 | 1.0246 | 1.0246 | 1.0246 | 1.0246 | 1.0246 | 1.0246 | 1.0246 | 1.0246 | 1.0246 | 1.0246 | 1.0246 | 1.0246 | 1.0246 | 1.0246 | 1.0246 | 1.0246 | 1.0246 | 1.0246 | 1.0246 | 1.0246 | 1.0246 | 1.0246 | 1.0246 | 1.0246 | 1.0246 | 1.0246 | 1.0246 | 1.0246 | 1.0246 | 1.0246 | 1.0246 | 1.0246 | 1.0246 | 1.0246 | 1.0246 | 1.0246 | 1.0246 | 1.0246 | 1.0246 | 1.0246 | 1.0246 | 1.0246 | 1.0246 | 1.0246 | 1.0246 | 1.0246 | 1.0246 | 1.0246 | 1.0246 | 1.0246 | 1.0246 | 1.0246 | 1.0246 | 1.0246
Commercial_Healthcare_New_Water Heating_Natural Gas | Commercial | Healthcare | New | Water Heating | Natural Gas | 16.37% | 9.878% | 23.75% | -30% | 20% | 77% | 25% | 0% | 0% | 100% | 1 | 1.0402 | 1.0353 | 1.0246 | 1.0246 | 1.0246 | 1.0246 | 1.0246 | 1.0246 | 1.0246 | 1.0246 | 1.0246 | 1.0246 | 1.0246 | 1.0246 | 1.0246 | 1.0246 | 1.0246 | 1.0246 | 1.0246 | 1.0246 | 1.0246 | 1.0246 | 1.0246 | 1.0246 | 1.0246 | 1.0246 | 1.0246 | 1.0246 | 1.0246 | 1.0246 | 1.0246 | 1.0246 | 1.0246 | 1.0246 | 1.0246 | 1.0246 | 1.0246 | 1.0246 | 1.0246 | 1.0246 | 1.0246 | 1.0246 | 1.0246 | 1.0246 | 1.0246 | 1.0246 | 1.0246 | 1.0246 | 1.0246 | 1.0246 | 1.0246 | 1.0246 | 1.0246 | 1.0246 | 1.0246 | 1.0246 | 1.0246 | 1.0246 | 1.0246 | 1.0246 | 1.0246 | 1.0246 | 1.0246 | 1.0246 | 1.0246 | 1.0246
Commercial_Healthcare_New_Food Preparation_Natural Gas | Commercial | Healthcare | New | Food Preparation | Natural Gas | 0% | 0% | 0% | -10% | 20% | 0% | 60% | 0% | 0% | 100% | 1 | 1.0402 | 1.0353 | 1.0246 | 1.0246 | 1.0246 | 1.0246 | 1.0246 | 1.0246 | 1.0246 | 1.0246 | 1.0246 | 1.0246 | 1.0246 | 1.0246 | 1.0246 | 1.0246 | 1.0246 | 1.0246 | 1.0246 | 1.0246 | 1.0246 | 1.0246 | 1.0246 | 1.0246 | 1.0246 | 1.0246 | 1.0246 | 1.0246 | 1.0246 | 1.0246 | 1.0246 | 1.0246 | 1.0246 | 1.0246 | 1.0246 | 1.0246 | 1.0246 | 1.0246 | 1.0246 | 1.0246 | 1.0246 | 1.0246 | 1.0246 | 1.0246 | 1.0246 | 1.0246 | 1.0246 | 1.0246 | 1.0246 | 1.0246 | 1.0246 | 1.0246 | 1.0246 | 1.0246 | 1.0246 | 1.0246 | 1.0246 | 1.0246 | 1.0246 | 1.0246 | 1.0246 | 1.0246 | 1.0246 | 1.0246 | 1.0246 | 1.0246
Commercial_Healthcare_New_Miscellaneous_Natural Gas | Commercial | Healthcare | New | Miscellaneous | Natural Gas | 0% | 0% | 0% | -10% | 20% | 0% | 0% | 0% | 0% | 100% | 1 | 1.0402 | 1.0353 | 1.0246 | 1.0246 | 1.0246 | 1.0246 | 1.0246 | 1.0246 | 1.0246 | 1.0246 | 1.0246 | 1.0246 | 1.0246 | 1.0246 | 1.0246 | 1.0246 | 1.0246 | 1.0246 | 1.0246 | 1.0246 | 1.0246 | 1.0246 | 1.0246 | 1.0246 | 1.0246 | 1.0246 | 1.0246 | 1.0246 | 1.0246 | 1.0246 | 1.0246 | 1.0246 | 1.0246 | 1.0246 | 1.0246 | 1.0246 | 1.0246 | 1.0246 | 1.0246 | 1.0246 | 1.0246 | 1.0246 | 1.0246 | 1.0246 | 1.0246 | 1.0246 | 1.0246 | 1.0246 | 1.0246 | 1.0246 | 1.0246 | 1.0246 | 1.0246 | 1.0246 | 1.0246 | 1.0246 | 1.0246 | 1.0246 | 1.0246 | 1.0246 | 1.0246 | 1.0246 | 1.0246 | 1.0246 | 1.0246 | 1.0246
Commercial_Lodging_Existing_Space Heating_Natural Gas | Commercial | Lodging | Existing | Space Heating | Natural Gas | 32.74% | 19.76% | 47.5% | -30% | 20% | 77% | 25% | 0% | 0% | 100% | 1 | 1.0402 | 1.0353 | 1.0246 | 1.0246 | 1.0246 | 1.0246 | 1.0246 | 1.0246 | 1.0246 | 1.0246 | 1.0246 | 1.0246 | 1.0246 | 1.0246 | 1.0246 | 1.0246 | 1.0246 | 1.0246 | 1.0246 | 1.0246 | 1.0246 | 1.0246 | 1.0246 | 1.0246 | 1.0246 | 1.0246 | 1.0246 | 1.0246 | 1.0246 | 1.0246 | 1.0246 | 1.0246 | 1.0246 | 1.0246 | 1.0246 | 1.0246 | 1.0246 | 1.0246 | 1.0246 | 1.0246 | 1.0246 | 1.0246 | 1.0246 | 1.0246 | 1.0246 | 1.0246 | 1.0246 | 1.0246 | 1.0246 | 1.0246 | 1.0246 | 1.0246 | 1.0246 | 1.0246 | 1.0246 | 1.0246 | 1.0246 | 1.0246 | 1.0246 | 1.0246 | 1.0246 | 1.0246 | 1.0246 | 1.0246 | 1.0246 | 1.0246
Commercial_Lodging_Existing_Water Heating_Natural Gas | Commercial | Lodging | Existing | Water Heating | Natural Gas | 16.37% | 9.878% | 23.75% | -30% | 20% | 77% | 25% | 0% | 0% | 100% | 1 | 1.0402 | 1.0353 | 1.0246 | 1.0246 | 1.0246 | 1.0246 | 1.0246 | 1.0246 | 1.0246 | 1.0246 | 1.0246 | 1.0246 | 1.0246 | 1.0246 | 1.0246 | 1.0246 | 1.0246 | 1.0246 | 1.0246 | 1.0246 | 1.0246 | 1.0246 | 1.0246 | 1.0246 | 1.0246 | 1.0246 | 1.0246 | 1.0246 | 1.0246 | 1.0246 | 1.0246 | 1.0246 | 1.0246 | 1.0246 | 1.0246 | 1.0246 | 1.0246 | 1.0246 | 1.0246 | 1.0246 | 1.0246 | 1.0246 | 1.0246 | 1.0246 | 1.0246 | 1.0246 | 1.0246 | 1.0246 | 1.0246 | 1.0246 | 1.0246 | 1.0246 | 1.0246 | 1.0246 | 1.0246 | 1.0246 | 1.0246 | 1.0246 | 1.0246 | 1.0246 | 1.0246 | 1.0246 | 1.0246 | 1.0246 | 1.0246 | 1.0246
Commercial_Lodging_Existing_Food Preparation_Natural Gas | Commercial | Lodging | Existing | Food Preparation | Natural Gas | 0% | 0% | 0% | -10% | 20% | 0% | 60% | 0% | 0% | 100% | 1 | 1.0402 | 1.0353 | 1.0246 | 1.0246 | 1.0246 | 1.0246 | 1.0246 | 1.0246 | 1.0246 | 1.0246 | 1.0246 | 1.0246 | 1.0246 | 1.0246 | 1.0246 | 1.0246 | 1.0246 | 1.0246 | 1.0246 | 1.0246 | 1.0246 | 1.0246 | 1.0246 | 1.0246 | 1.0246 | 1.0246 | 1.0246 | 1.0246 | 1.0246 | 1.0246 | 1.0246 | 1.0246 | 1.0246 | 1.0246 | 1.0246 | 1.0246 | 1.0246 | 1.0246 | 1.0246 | 1.0246 | 1.0246 | 1.0246 | 1.0246 | 1.0246 | 1.0246 | 1.0246 | 1.0246 | 1.0246 | 1.0246 | 1.0246 | 1.0246 | 1.0246 | 1.0246 | 1.0246 | 1.0246 | 1.0246 | 1.0246 | 1.0246 | 1.0246 | 1.0246 | 1.0246 | 1.0246 | 1.0246 | 1.0246 | 1.0246 | 1.0246
Commercial_Lodging_Existing_Miscellaneous_Natural Gas | Commercial | Lodging | Existing | Miscellaneous | Natural Gas | 0% | 0% | 0% | -10% | 20% | 0% | 0% | 0% | 0% | 100% | 1 | 1.0402 | 1.0353 | 1.0246 | 1.0246 | 1.0246 | 1.0246 | 1.0246 | 1.0246 | 1.0246 | 1.0246 | 1.0246 | 1.0246 | 1.0246 | 1.0246 | 1.0246 | 1.0246 | 1.0246 | 1.0246 | 1.0246 | 1.0246 | 1.0246 | 1.0246 | 1.0246 | 1.0246 | 1.0246 | 1.0246 | 1.0246 | 1.0246 | 1.0246 | 1.0246 | 1.0246 | 1.0246 | 1.0246 | 1.0246 | 1.0246 | 1.0246 | 1.0246 | 1.0246 | 1.0246 | 1.0246 | 1.0246 | 1.0246 | 1.0246 | 1.0246 | 1.0246 | 1.0246 | 1.0246 | 1.0246 | 1.0246 | 1.0246 | 1.0246 | 1.0246 | 1.0246 | 1.0246 | 1.0246 | 1.0246 | 1.0246 | 1.0246 | 1.0246 | 1.0246 | 1.0246 | 1.0246 | 1.0246 | 1.0246 | 1.0246 | 1.0246
Commercial_Lodging_New_Space Heating_Natural Gas | Commercial | Lodging | New | Space Heating | Natural Gas | 32.74% | 19.76% | 47.5% | -30% | 20% | 77% | 25% | 0% | 0% | 100% | 1 | 1.0402 | 1.0353 | 1.0246 | 1.0246 | 1.0246 | 1.0246 | 1.0246 | 1.0246 | 1.0246 | 1.0246 | 1.0246 | 1.0246 | 1.0246 | 1.0246 | 1.0246 | 1.0246 | 1.0246 | 1.0246 | 1.0246 | 1.0246 | 1.0246 | 1.0246 | 1.0246 | 1.0246 | 1.0246 | 1.0246 | 1.0246 | 1.0246 | 1.0246 | 1.0246 | 1.0246 | 1.0246 | 1.0246 | 1.0246 | 1.0246 | 1.0246 | 1.0246 | 1.0246 | 1.0246 | 1.0246 | 1.0246 | 1.0246 | 1.0246 | 1.0246 | 1.0246 | 1.0246 | 1.0246 | 1.0246 | 1.0246 | 1.0246 | 1.0246 | 1.0246 | 1.0246 | 1.0246 | 1.0246 | 1.0246 | 1.0246 | 1.0246 | 1.0246 | 1.0246 | 1.0246 | 1.0246 | 1.0246 | 1.0246 | 1.0246 | 1.0246
Commercial_Lodging_New_Water Heating_Natural Gas | Commercial | Lodging | New | Water Heating | Natural Gas | 16.37% | 9.878% | 23.75% | -30% | 20% | 77% | 25% | 0% | 0% | 100% | 1 | 1.0402 | 1.0353 | 1.0246 | 1.0246 | 1.0246 | 1.0246 | 1.0246 | 1.0246 | 1.0246 | 1.0246 | 1.0246 | 1.0246 | 1.0246 | 1.0246 | 1.0246 | 1.0246 | 1.0246 | 1.0246 | 1.0246 | 1.0246 | 1.0246 | 1.0246 | 1.0246 | 1.0246 | 1.0246 | 1.0246 | 1.0246 | 1.0246 | 1.0246 | 1.0246 | 1.0246 | 1.0246 | 1.0246 | 1.0246 | 1.0246 | 1.0246 | 1.0246 | 1.0246 | 1.0246 | 1.0246 | 1.0246 | 1.0246 | 1.0246 | 1.0246 | 1.0246 | 1.0246 | 1.0246 | 1.0246 | 1.0246 | 1.0246 | 1.0246 | 1.0246 | 1.0246 | 1.0246 | 1.0246 | 1.0246 | 1.0246 | 1.0246 | 1.0246 | 1.0246 | 1.0246 | 1.0246 | 1.0246 | 1.0246 | 1.0246 | 1.0246
Commercial_Lodging_New_Food Preparation_Natural Gas | Commercial | Lodging | New | Food Preparation | Natural Gas | 0% | 0% | 0% | -10% | 20% | 0% | 60% | 0% | 0% | 100% | 1 | 1.0402 | 1.0353 | 1.0246 | 1.0246 | 1.0246 | 1.0246 | 1.0246 | 1.0246 | 1.0246 | 1.0246 | 1.0246 | 1.0246 | 1.0246 | 1.0246 | 1.0246 | 1.0246 | 1.0246 | 1.0246 | 1.0246 | 1.0246 | 1.0246 | 1.0246 | 1.0246 | 1.0246 | 1.0246 | 1.0246 | 1.0246 | 1.0246 | 1.0246 | 1.0246 | 1.0246 | 1.0246 | 1.0246 | 1.0246 | 1.0246 | 1.0246 | 1.0246 | 1.0246 | 1.0246 | 1.0246 | 1.0246 | 1.0246 | 1.0246 | 1.0246 | 1.0246 | 1.0246 | 1.0246 | 1.0246 | 1.0246 | 1.0246 | 1.0246 | 1.0246 | 1.0246 | 1.0246 | 1.0246 | 1.0246 | 1.0246 | 1.0246 | 1.0246 | 1.0246 | 1.0246 | 1.0246 | 1.0246 | 1.0246 | 1.0246 | 1.0246
Commercial_Lodging_New_Miscellaneous_Natural Gas | Commercial | Lodging | New | Miscellaneous | Natural Gas | 0% | 0% | 0% | -10% | 20% | 0% | 0% | 0% | 0% | 100% | 1 | 1.0402 | 1.0353 | 1.0246 | 1.0246 | 1.0246 | 1.0246 | 1.0246 | 1.0246 | 1.0246 | 1.0246 | 1.0246 | 1.0246 | 1.0246 | 1.0246 | 1.0246 | 1.0246 | 1.0246 | 1.0246 | 1.0246 | 1.0246 | 1.0246 | 1.0246 | 1.0246 | 1.0246 | 1.0246 | 1.0246 | 1.0246 | 1.0246 | 1.0246 | 1.0246 | 1.0246 | 1.0246 | 1.0246 | 1.0246 | 1.0246 | 1.0246 | 1.0246 | 1.0246 | 1.0246 | 1.0246 | 1.0246 | 1.0246 | 1.0246 | 1.0246 | 1.0246 | 1.0246 | 1.0246 | 1.0246 | 1.0246 | 1.0246 | 1.0246 | 1.0246 | 1.0246 | 1.0246 | 1.0246 | 1.0246 | 1.0246 | 1.0246 | 1.0246 | 1.0246 | 1.0246 | 1.0246 | 1.0246 | 1.0246 | 1.0246 | 1.0246
Commercial_Warehouse_Existing_Space Heating_Natural Gas | Commercial | Warehouse | Existing | Space Heating | Natural Gas | 32.74% | 19.76% | 47.5% | -30% | 20% | 77% | 25% | 0% | 0% | 100% | 1 | 1.0402 | 1.0353 | 1.0246 | 1.0246 | 1.0246 | 1.0246 | 1.0246 | 1.0246 | 1.0246 | 1.0246 | 1.0246 | 1.0246 | 1.0246 | 1.0246 | 1.0246 | 1.0246 | 1.0246 | 1.0246 | 1.0246 | 1.0246 | 1.0246 | 1.0246 | 1.0246 | 1.0246 | 1.0246 | 1.0246 | 1.0246 | 1.0246 | 1.0246 | 1.0246 | 1.0246 | 1.0246 | 1.0246 | 1.0246 | 1.0246 | 1.0246 | 1.0246 | 1.0246 | 1.0246 | 1.0246 | 1.0246 | 1.0246 | 1.0246 | 1.0246 | 1.0246 | 1.0246 | 1.0246 | 1.0246 | 1.0246 | 1.0246 | 1.0246 | 1.0246 | 1.0246 | 1.0246 | 1.0246 | 1.0246 | 1.0246 | 1.0246 | 1.0246 | 1.0246 | 1.0246 | 1.0246 | 1.0246 | 1.0246 | 1.0246 | 1.0246
Commercial_Warehouse_Existing_Water Heating_Natural Gas | Commercial | Warehouse | Existing | Water Heating | Natural Gas | 16.37% | 9.878% | 23.75% | -30% | 20% | 77% | 25% | 0% | 0% | 100% | 1 | 1.0402 | 1.0353 | 1.0246 | 1.0246 | 1.0246 | 1.0246 | 1.0246 | 1.0246 | 1.0246 | 1.0246 | 1.0246 | 1.0246 | 1.0246 | 1.0246 | 1.0246 | 1.0246 | 1.0246 | 1.0246 | 1.0246 | 1.0246 | 1.0246 | 1.0246 | 1.0246 | 1.0246 | 1.0246 | 1.0246 | 1.0246 | 1.0246 | 1.0246 | 1.0246 | 1.0246 | 1.0246 | 1.0246 | 1.0246 | 1.0246 | 1.0246 | 1.0246 | 1.0246 | 1.0246 | 1.0246 | 1.0246 | 1.0246 | 1.0246 | 1.0246 | 1.0246 | 1.0246 | 1.0246 | 1.0246 | 1.0246 | 1.0246 | 1.0246 | 1.0246 | 1.0246 | 1.0246 | 1.0246 | 1.0246 | 1.0246 | 1.0246 | 1.0246 | 1.0246 | 1.0246 | 1.0246 | 1.0246 | 1.0246 | 1.0246 | 1.0246
Commercial_Warehouse_Existing_Food Preparation_Natural Gas | Commercial | Warehouse | Existing | Food Preparation | Natural Gas | 0% | 0% | 0% | -10% | 20% | 0% | 60% | 0% | 0% | 100% | 1 | 1.0402 | 1.0353 | 1.0246 | 1.0246 | 1.0246 | 1.0246 | 1.0246 | 1.0246 | 1.0246 | 1.0246 | 1.0246 | 1.0246 | 1.0246 | 1.0246 | 1.0246 | 1.0246 | 1.0246 | 1.0246 | 1.0246 | 1.0246 | 1.0246 | 1.0246 | 1.0246 | 1.0246 | 1.0246 | 1.0246 | 1.0246 | 1.0246 | 1.0246 | 1.0246 | 1.0246 | 1.0246 | 1.0246 | 1.0246 | 1.0246 | 1.0246 | 1.0246 | 1.0246 | 1.0246 | 1.0246 | 1.0246 | 1.0246 | 1.0246 | 1.0246 | 1.0246 | 1.0246 | 1.0246 | 1.0246 | 1.0246 | 1.0246 | 1.0246 | 1.0246 | 1.0246 | 1.0246 | 1.0246 | 1.0246 | 1.0246 | 1.0246 | 1.0246 | 1.0246 | 1.0246 | 1.0246 | 1.0246 | 1.0246 | 1.0246 | 1.0246
Commercial_Warehouse_Existing_Miscellaneous_Natural Gas | Commercial | Warehouse | Existing | Miscellaneous | Natural Gas | 0% | 0% | 0% | -10% | 20% | 0% | 0% | 0% | 0% | 100% | 1 | 1.0402 | 1.0353 | 1.0246 | 1.0246 | 1.0246 | 1.0246 | 1.0246 | 1.0246 | 1.0246 | 1.0246 | 1.0246 | 1.0246 | 1.0246 | 1.0246 | 1.0246 | 1.0246 | 1.0246 | 1.0246 | 1.0246 | 1.0246 | 1.0246 | 1.0246 | 1.0246 | 1.0246 | 1.0246 | 1.0246 | 1.0246 | 1.0246 | 1.0246 | 1.0246 | 1.0246 | 1.0246 | 1.0246 | 1.0246 | 1.0246 | 1.0246 | 1.0246 | 1.0246 | 1.0246 | 1.0246 | 1.0246 | 1.0246 | 1.0246 | 1.0246 | 1.0246 | 1.0246 | 1.0246 | 1.0246 | 1.0246 | 1.0246 | 1.0246 | 1.0246 | 1.0246 | 1.0246 | 1.0246 | 1.0246 | 1.0246 | 1.0246 | 1.0246 | 1.0246 | 1.0246 | 1.0246 | 1.0246 | 1.0246 | 1.0246 | 1.0246
Commercial_Warehouse_New_Space Heating_Natural Gas | Commercial | Warehouse | New | Space Heating | Natural Gas | 32.74% | 19.76% | 47.5% | -30% | 20% | 77% | 25% | 0% | 0% | 100% | 1 | 1.0402 | 1.0353 | 1.0246 | 1.0246 | 1.0246 | 1.0246 | 1.0246 | 1.0246 | 1.0246 | 1.0246 | 1.0246 | 1.0246 | 1.0246 | 1.0246 | 1.0246 | 1.0246 | 1.0246 | 1.0246 | 1.0246 | 1.0246 | 1.0246 | 1.0246 | 1.0246 | 1.0246 | 1.0246 | 1.0246 | 1.0246 | 1.0246 | 1.0246 | 1.0246 | 1.0246 | 1.0246 | 1.0246 | 1.0246 | 1.0246 | 1.0246 | 1.0246 | 1.0246 | 1.0246 | 1.0246 | 1.0246 | 1.0246 | 1.0246 | 1.0246 | 1.0246 | 1.0246 | 1.0246 | 1.0246 | 1.0246 | 1.0246 | 1.0246 | 1.0246 | 1.0246 | 1.0246 | 1.0246 | 1.0246 | 1.0246 | 1.0246 | 1.0246 | 1.0246 | 1.0246 | 1.0246 | 1.0246 | 1.0246 | 1.0246 | 1.0246
Commercial_Warehouse_New_Water Heating_Natural Gas | Commercial | Warehouse | New | Water Heating | Natural Gas | 16.37% | 9.878% | 23.75% | -30% | 20% | 77% | 25% | 0% | 0% | 100% | 1 | 1.0402 | 1.0353 | 1.0246 | 1.0246 | 1.0246 | 1.0246 | 1.0246 | 1.0246 | 1.0246 | 1.0246 | 1.0246 | 1.0246 | 1.0246 | 1.0246 | 1.0246 | 1.0246 | 1.0246 | 1.0246 | 1.0246 | 1.0246 | 1.0246 | 1.0246 | 1.0246 | 1.0246 | 1.0246 | 1.0246 | 1.0246 | 1.0246 | 1.0246 | 1.0246 | 1.0246 | 1.0246 | 1.0246 | 1.0246 | 1.0246 | 1.0246 | 1.0246 | 1.0246 | 1.0246 | 1.0246 | 1.0246 | 1.0246 | 1.0246 | 1.0246 | 1.0246 | 1.0246 | 1.0246 | 1.0246 | 1.0246 | 1.0246 | 1.0246 | 1.0246 | 1.0246 | 1.0246 | 1.0246 | 1.0246 | 1.0246 | 1.0246 | 1.0246 | 1.0246 | 1.0246 | 1.0246 | 1.0246 | 1.0246 | 1.0246 | 1.0246
Commercial_Warehouse_New_Food Preparation_Natural Gas | Commercial | Warehouse | New | Food Preparation | Natural Gas | 0% | 0% | 0% | -10% | 20% | 0% | 60% | 0% | 0% | 100% | 1 | 1.0402 | 1.0353 | 1.0246 | 1.0246 | 1.0246 | 1.0246 | 1.0246 | 1.0246 | 1.0246 | 1.0246 | 1.0246 | 1.0246 | 1.0246 | 1.0246 | 1.0246 | 1.0246 | 1.0246 | 1.0246 | 1.0246 | 1.0246 | 1.0246 | 1.0246 | 1.0246 | 1.0246 | 1.0246 | 1.0246 | 1.0246 | 1.0246 | 1.0246 | 1.0246 | 1.0246 | 1.0246 | 1.0246 | 1.0246 | 1.0246 | 1.0246 | 1.0246 | 1.0246 | 1.0246 | 1.0246 | 1.0246 | 1.0246 | 1.0246 | 1.0246 | 1.0246 | 1.0246 | 1.0246 | 1.0246 | 1.0246 | 1.0246 | 1.0246 | 1.0246 | 1.0246 | 1.0246 | 1.0246 | 1.0246 | 1.0246 | 1.0246 | 1.0246 | 1.0246 | 1.0246 | 1.0246 | 1.0246 | 1.0246 | 1.0246 | 1.0246
Commercial_Warehouse_New_Miscellaneous_Natural Gas | Commercial | Warehouse | New | Miscellaneous | Natural Gas | 0% | 0% | 0% | -10% | 20% | 0% | 0% | 0% | 0% | 100% | 1 | 1.0402 | 1.0353 | 1.0246 | 1.0246 | 1.0246 | 1.0246 | 1.0246 | 1.0246 | 1.0246 | 1.0246 | 1.0246 | 1.0246 | 1.0246 | 1.0246 | 1.0246 | 1.0246 | 1.0246 | 1.0246 | 1.0246 | 1.0246 | 1.0246 | 1.0246 | 1.0246 | 1.0246 | 1.0246 | 1.0246 | 1.0246 | 1.0246 | 1.0246 | 1.0246 | 1.0246 | 1.0246 | 1.0246 | 1.0246 | 1.0246 | 1.0246 | 1.0246 | 1.0246 | 1.0246 | 1.0246 | 1.0246 | 1.0246 | 1.0246 | 1.0246 | 1.0246 | 1.0246 | 1.0246 | 1.0246 | 1.0246 | 1.0246 | 1.0246 | 1.0246 | 1.0246 | 1.0246 | 1.0246 | 1.0246 | 1.0246 | 1.0246 | 1.0246 | 1.0246 | 1.0246 | 1.0246 | 1.0246 | 1.0246 | 1.0246 | 1.0246
Commercial_Miscellaneous_Existing_Space Heating_Natural Gas | Commercial | Miscellaneous | Existing | Space Heating | Natural Gas | 32.74% | 19.76% | 47.5% | -30% | 20% | 77% | 25% | 0% | 0% | 100% | 1 | 1.0402 | 1.0353 | 1.0246 | 1.0246 | 1.0246 | 1.0246 | 1.0246 | 1.0246 | 1.0246 | 1.0246 | 1.0246 | 1.0246 | 1.0246 | 1.0246 | 1.0246 | 1.0246 | 1.0246 | 1.0246 | 1.0246 | 1.0246 | 1.0246 | 1.0246 | 1.0246 | 1.0246 | 1.0246 | 1.0246 | 1.0246 | 1.0246 | 1.0246 | 1.0246 | 1.0246 | 1.0246 | 1.0246 | 1.0246 | 1.0246 | 1.0246 | 1.0246 | 1.0246 | 1.0246 | 1.0246 | 1.0246 | 1.0246 | 1.0246 | 1.0246 | 1.0246 | 1.0246 | 1.0246 | 1.0246 | 1.0246 | 1.0246 | 1.0246 | 1.0246 | 1.0246 | 1.0246 | 1.0246 | 1.0246 | 1.0246 | 1.0246 | 1.0246 | 1.0246 | 1.0246 | 1.0246 | 1.0246 | 1.0246 | 1.0246 | 1.0246
Commercial_Miscellaneous_Existing_Water Heating_Natural Gas | Commercial | Miscellaneous | Existing | Water Heating | Natural Gas | 16.37% | 9.878% | 23.75% | -30% | 20% | 77% | 25% | 0% | 0% | 100% | 1 | 1.0402 | 1.0353 | 1.0246 | 1.0246 | 1.0246 | 1.0246 | 1.0246 | 1.0246 | 1.0246 | 1.0246 | 1.0246 | 1.0246 | 1.0246 | 1.0246 | 1.0246 | 1.0246 | 1.0246 | 1.0246 | 1.0246 | 1.0246 | 1.0246 | 1.0246 | 1.0246 | 1.0246 | 1.0246 | 1.0246 | 1.0246 | 1.0246 | 1.0246 | 1.0246 | 1.0246 | 1.0246 | 1.0246 | 1.0246 | 1.0246 | 1.0246 | 1.0246 | 1.0246 | 1.0246 | 1.0246 | 1.0246 | 1.0246 | 1.0246 | 1.0246 | 1.0246 | 1.0246 | 1.0246 | 1.0246 | 1.0246 | 1.0246 | 1.0246 | 1.0246 | 1.0246 | 1.0246 | 1.0246 | 1.0246 | 1.0246 | 1.0246 | 1.0246 | 1.0246 | 1.0246 | 1.0246 | 1.0246 | 1.0246 | 1.0246 | 1.0246
Commercial_Miscellaneous_Existing_Food Preparation_Natural Gas | Commercial | Miscellaneous | Existing | Food Preparation | Natural Gas | 0% | 0% | 0% | -10% | 20% | 0% | 60% | 0% | 0% | 100% | 1 | 1.0402 | 1.0353 | 1.0246 | 1.0246 | 1.0246 | 1.0246 | 1.0246 | 1.0246 | 1.0246 | 1.0246 | 1.0246 | 1.0246 | 1.0246 | 1.0246 | 1.0246 | 1.0246 | 1.0246 | 1.0246 | 1.0246 | 1.0246 | 1.0246 | 1.0246 | 1.0246 | 1.0246 | 1.0246 | 1.0246 | 1.0246 | 1.0246 | 1.0246 | 1.0246 | 1.0246 | 1.0246 | 1.0246 | 1.0246 | 1.0246 | 1.0246 | 1.0246 | 1.0246 | 1.0246 | 1.0246 | 1.0246 | 1.0246 | 1.0246 | 1.0246 | 1.0246 | 1.0246 | 1.0246 | 1.0246 | 1.0246 | 1.0246 | 1.0246 | 1.0246 | 1.0246 | 1.0246 | 1.0246 | 1.0246 | 1.0246 | 1.0246 | 1.0246 | 1.0246 | 1.0246 | 1.0246 | 1.0246 | 1.0246 | 1.0246 | 1.0246
Commercial_Miscellaneous_Existing_Miscellaneous_Natural Gas | Commercial | Miscellaneous | Existing | Miscellaneous | Natural Gas | 0% | 0% | 0% | -10% | 20% | 0% | 0% | 0% | 0% | 100% | 1 | 1.0402 | 1.0353 | 1.0246 | 1.0246 | 1.0246 | 1.0246 | 1.0246 | 1.0246 | 1.0246 | 1.0246 | 1.0246 | 1.0246 | 1.0246 | 1.0246 | 1.0246 | 1.0246 | 1.0246 | 1.0246 | 1.0246 | 1.0246 | 1.0246 | 1.0246 | 1.0246 | 1.0246 | 1.0246 | 1.0246 | 1.0246 | 1.0246 | 1.0246 | 1.0246 | 1.0246 | 1.0246 | 1.0246 | 1.0246 | 1.0246 | 1.0246 | 1.0246 | 1.0246 | 1.0246 | 1.0246 | 1.0246 | 1.0246 | 1.0246 | 1.0246 | 1.0246 | 1.0246 | 1.0246 | 1.0246 | 1.0246 | 1.0246 | 1.0246 | 1.0246 | 1.0246 | 1.0246 | 1.0246 | 1.0246 | 1.0246 | 1.0246 | 1.0246 | 1.0246 | 1.0246 | 1.0246 | 1.0246 | 1.0246 | 1.0246 | 1.0246
Commercial_Miscellaneous_New_Space Heating_Natural Gas | Commercial | Miscellaneous | New | Space Heating | Natural Gas | 32.74% | 19.76% | 47.5% | -30% | 20% | 77% | 25% | 0% | 0% | 100% | 1 | 1.0402 | 1.0353 | 1.0246 | 1.0246 | 1.0246 | 1.0246 | 1.0246 | 1.0246 | 1.0246 | 1.0246 | 1.0246 | 1.0246 | 1.0246 | 1.0246 | 1.0246 | 1.0246 | 1.0246 | 1.0246 | 1.0246 | 1.0246 | 1.0246 | 1.0246 | 1.0246 | 1.0246 | 1.0246 | 1.0246 | 1.0246 | 1.0246 | 1.0246 | 1.0246 | 1.0246 | 1.0246 | 1.0246 | 1.0246 | 1.0246 | 1.0246 | 1.0246 | 1.0246 | 1.0246 | 1.0246 | 1.0246 | 1.0246 | 1.0246 | 1.0246 | 1.0246 | 1.0246 | 1.0246 | 1.0246 | 1.0246 | 1.0246 | 1.0246 | 1.0246 | 1.0246 | 1.0246 | 1.0246 | 1.0246 | 1.0246 | 1.0246 | 1.0246 | 1.0246 | 1.0246 | 1.0246 | 1.0246 | 1.0246 | 1.0246 | 1.0246
Commercial_Miscellaneous_New_Water Heating_Natural Gas | Commercial | Miscellaneous | New | Water Heating | Natural Gas | 16.37% | 9.878% | 23.75% | -30% | 20% | 77% | 25% | 0% | 0% | 100% | 1 | 1.0402 | 1.0353 | 1.0246 | 1.0246 | 1.0246 | 1.0246 | 1.0246 | 1.0246 | 1.0246 | 1.0246 | 1.0246 | 1.0246 | 1.0246 | 1.0246 | 1.0246 | 1.0246 | 1.0246 | 1.0246 | 1.0246 | 1.0246 | 1.0246 | 1.0246 | 1.0246 | 1.0246 | 1.0246 | 1.0246 | 1.0246 | 1.0246 | 1.0246 | 1.0246 | 1.0246 | 1.0246 | 1.0246 | 1.0246 | 1.0246 | 1.0246 | 1.0246 | 1.0246 | 1.0246 | 1.0246 | 1.0246 | 1.0246 | 1.0246 | 1.0246 | 1.0246 | 1.0246 | 1.0246 | 1.0246 | 1.0246 | 1.0246 | 1.0246 | 1.0246 | 1.0246 | 1.0246 | 1.0246 | 1.0246 | 1.0246 | 1.0246 | 1.0246 | 1.0246 | 1.0246 | 1.0246 | 1.0246 | 1.0246 | 1.0246 | 1.0246
Commercial_Miscellaneous_New_Food Preparation_Natural Gas | Commercial | Miscellaneous | New | Food Preparation | Natural Gas | 0% | 0% | 0% | -10% | 20% | 0% | 60% | 0% | 0% | 100% | 1 | 1.0402 | 1.0353 | 1.0246 | 1.0246 | 1.0246 | 1.0246 | 1.0246 | 1.0246 | 1.0246 | 1.0246 | 1.0246 | 1.0246 | 1.0246 | 1.0246 | 1.0246 | 1.0246 | 1.0246 | 1.0246 | 1.0246 | 1.0246 | 1.0246 | 1.0246 | 1.0246 | 1.0246 | 1.0246 | 1.0246 | 1.0246 | 1.0246 | 1.0246 | 1.0246 | 1.0246 | 1.0246 | 1.0246 | 1.0246 | 1.0246 | 1.0246 | 1.0246 | 1.0246 | 1.0246 | 1.0246 | 1.0246 | 1.0246 | 1.0246 | 1.0246 | 1.0246 | 1.0246 | 1.0246 | 1.0246 | 1.0246 | 1.0246 | 1.0246 | 1.0246 | 1.0246 | 1.0246 | 1.0246 | 1.0246 | 1.0246 | 1.0246 | 1.0246 | 1.0246 | 1.0246 | 1.0246 | 1.0246 | 1.0246 | 1.0246 | 1.0246
Commercial_Miscellaneous_New_Miscellaneous_Natural Gas | Commercial | Miscellaneous | New | Miscellaneous | Natural Gas | 0% | 0% | 0% | -10% | 20% | 0% | 0% | 0% | 0% | 100% | 1 | 1.0402 | 1.0353 | 1.0246 | 1.0246 | 1.0246 | 1.0246 | 1.0246 | 1.0246 | 1.0246 | 1.0246 | 1.0246 | 1.0246 | 1.0246 | 1.0246 | 1.0246 | 1.0246 | 1.0246 | 1.0246 | 1.0246 | 1.0246 | 1.0246 | 1.0246 | 1.0246 | 1.0246 | 1.0246 | 1.0246 | 1.0246 | 1.0246 | 1.0246 | 1.0246 | 1.0246 | 1.0246 | 1.0246 | 1.0246 | 1.0246 | 1.0246 | 1.0246 | 1.0246 | 1.0246 | 1.0246 | 1.0246 | 1.0246 | 1.0246 | 1.0246 | 1.0246 | 1.0246 | 1.0246 | 1.0246 | 1.0246 | 1.0246 | 1.0246 | 1.0246 | 1.0246 | 1.0246 | 1.0246 | 1.0246 | 1.0246 | 1.0246 | 1.0246 | 1.0246 | 1.0246 | 1.0246 | 1.0246 | 1.0246 | 1.0246 | 1.0246
Note on Q2: Walter, Ken: Normals, control totals weather normalized

## Potential Factors
Key | Sector | Segment | Vintage | End Use | Fuel | Technology | Type | 2016 | 2017 | 2018 | 2019 | 2020 | 2021 | 2022 | 2023 | 2024 | 2025 | 2026 | 2027 | 2028 | 2029 | 2030 | 2031 | 2032 | 2033 | 2034 | 2035 | 2036 | 2037 | 2038 | 2039 | 2040 | 2041 | 2042 | 2043 | 2044 | 2045
Commercial_Office_Existing_Space Heating_Natural Gas_Furnace_MAP | Commercial | Office | Existing | Space Heating | Natural Gas | Furnace | MAP | bar: 2016 to 2045
Commercial_Office_Existing_Space Heating_Natural Gas_Boiler_MAP | Commercial | Office | Existing | Space Heating | Natural Gas | Boiler | MAP | bar: 2016 to 2045
Commercial_Office_Existing_Space Heating_Natural Gas_Unit Heater_MAP | Commercial | Office | Existing | Space Heating | Natural Gas | Unit Heater | MAP | bar: 2016 to 2045
Commercial_Office_Existing_Water Heating_Natural Gas_Water Heater_MAP | Commercial | Office | Existing | Water Heating | Natural Gas | Water Heater | MAP | bar: 2016 to 2045
Commercial_Office_Existing_Food Preparation_Natural Gas_Oven_MAP | Commercial | Office | Existing | Food Preparation | Natural Gas | Oven | MAP | bar: 2016 to 2045
Commercial_Office_Existing_Food Preparation_Natural Gas_Conveyor Oven_MAP | Commercial | Office | Existing | Food Preparation | Natural Gas | Conveyor Oven | MAP | bar: 2016 to 2045
Commercial_Office_Existing_Food Preparation_Natural Gas_Double Rack Oven_MAP | Commercial | Office | Existing | Food Preparation | Natural Gas | Double Rack Oven | MAP | bar: 2016 to 2045
Commercial_Office_Existing_Food Preparation_Natural Gas_Fryer_MAP | Commercial | Office | Existing | Food Preparation | Natural Gas | Fryer | MAP | bar: 2016 to 2045
Commercial_Office_Existing_Food Preparation_Natural Gas_Broiler_MAP | Commercial | Office | Existing | Food Preparation | Natural Gas | Broiler | MAP | bar: 2016 to 2045
Commercial_Office_Existing_Food Preparation_Natural Gas_Griddle_MAP | Commercial | Office | Existing | Food Preparation | Natural Gas | Griddle | MAP | bar: 2016 to 2045
Commercial_Office_Existing_Food Preparation_Natural Gas_Range_MAP | Commercial | Office | Existing | Food Preparation | Natural Gas | Range | MAP | bar: 2016 to 2045
Commercial_Office_Existing_Food Preparation_Natural Gas_Steamer_MAP | Commercial | Office | Existing | Food Preparation | Natural Gas | Steamer | MAP | bar: 2016 to 2045
Commercial_Office_Existing_Food Preparation_Natural Gas_Food Prep Other_MAP | Commercial | Office | Existing | Food Preparation | Natural Gas | Food Prep Other | MAP | bar: 2016 to 2045
Commercial_Office_Existing_Miscellaneous_Natural Gas_Pool Heater_MAP | Commercial | Office | Existing | Miscellaneous | Natural Gas | Pool Heater | MAP | bar: 2016 to 2045
Commercial_Office_Existing_Miscellaneous_Natural Gas_Miscellaneous_MAP | Commercial | Office | Existing | Miscellaneous | Natural Gas | Miscellaneous | MAP | bar: 2016 to 2045
Commercial_Office_New_Space Heating_Natural Gas_Furnace_MAP | Commercial | Office | New | Space Heating | Natural Gas | Furnace | MAP | bar: 2016 to 2045
Commercial_Office_New_Space Heating_Natural Gas_Boiler_MAP | Commercial | Office | New | Space Heating | Natural Gas | Boiler | MAP | bar: 2016 to 2045
Commercial_Office_New_Space Heating_Natural Gas_Unit Heater_MAP | Commercial | Office | New | Space Heating | Natural Gas | Unit Heater | MAP | bar: 2016 to 2045
Commercial_Office_New_Water Heating_Natural Gas_Water Heater_MAP | Commercial | Office | New | Water Heating | Natural Gas | Water Heater | MAP | bar: 2016 to 2045
Commercial_Office_New_Food Preparation_Natural Gas_Oven_MAP | Commercial | Office | New | Food Preparation | Natural Gas | Oven | MAP | bar: 2016 to 2045
Commercial_Office_New_Food Preparation_Natural Gas_Conveyor Oven_MAP | Commercial | Office | New | Food Preparation | Natural Gas | Conveyor Oven | MAP | bar: 2016 to 2045
Commercial_Office_New_Food Preparation_Natural Gas_Double Rack Oven_MAP | Commercial | Office | New | Food Preparation | Natural Gas | Double Rack Oven | MAP | bar: 2016 to 2045
Commercial_Office_New_Food Preparation_Natural Gas_Fryer_MAP | Commercial | Office | New | Food Preparation | Natural Gas | Fryer | MAP | bar: 2016 to 2045
Commercial_Office_New_Food Preparation_Natural Gas_Broiler_MAP | Commercial | Office | New | Food Preparation | Natural Gas | Broiler | MAP | bar: 2016 to 2045
Commercial_Office_New_Food Preparation_Natural Gas_Griddle_MAP | Commercial | Office | New | Food Preparation | Natural Gas | Griddle | MAP | bar: 2016 to 2045
Commercial_Office_New_Food Preparation_Natural Gas_Range_MAP | Commercial | Office | New | Food Preparation | Natural Gas | Range | MAP | bar: 2016 to 2045
Commercial_Office_New_Food Preparation_Natural Gas_Steamer_MAP | Commercial | Office | New | Food Preparation | Natural Gas | Steamer | MAP | bar: 2016 to 2045
Commercial_Office_New_Food Preparation_Natural Gas_Food Prep Other_MAP | Commercial | Office | New | Food Preparation | Natural Gas | Food Prep Other | MAP | bar: 2016 to 2045
Commercial_Office_New_Miscellaneous_Natural Gas_Pool Heater_MAP | Commercial | Office | New | Miscellaneous | Natural Gas | Pool Heater | MAP | bar: 2016 to 2045
Commercial_Office_New_Miscellaneous_Natural Gas_Miscellaneous_MAP | Commercial | Office | New | Miscellaneous | Natural Gas | Miscellaneous | MAP | bar: 2016 to 2045
Commercial_Retail_Existing_Space Heating_Natural Gas_Furnace_MAP | Commercial | Retail | Existing | Space Heating | Natural Gas | Furnace | MAP | bar: 2016 to 2045
Commercial_Retail_Existing_Space Heating_Natural Gas_Boiler_MAP | Commercial | Retail | Existing | Space Heating | Natural Gas | Boiler | MAP | bar: 2016 to 2045
Commercial_Retail_Existing_Space Heating_Natural Gas_Unit Heater_MAP | Commercial | Retail | Existing | Space Heating | Natural Gas | Unit Heater | MAP | bar: 2016 to 2045
Commercial_Retail_Existing_Water Heating_Natural Gas_Water Heater_MAP | Commercial | Retail | Existing | Water Heating | Natural Gas | Water Heater | MAP | bar: 2016 to 2045
Commercial_Retail_Existing_Food Preparation_Natural Gas_Oven_MAP | Commercial | Retail | Existing | Food Preparation | Natural Gas | Oven | MAP | bar: 2016 to 2045
Commercial_Retail_Existing_Food Preparation_Natural Gas_Conveyor Oven_MAP | Commercial | Retail | Existing | Food Preparation | Natural Gas | Conveyor Oven | MAP | bar: 2016 to 2045
Commercial_Retail_Existing_Food Preparation_Natural Gas_Double Rack Oven_MAP | Commercial | Retail | Existing | Food Preparation | Natural Gas | Double Rack Oven | MAP | bar: 2016 to 2045
Commercial_Retail_Existing_Food Preparation_Natural Gas_Fryer_MAP | Commercial | Retail | Existing | Food Preparation | Natural Gas | Fryer | MAP | bar: 2016 to 2045
Commercial_Retail_Existing_Food Preparation_Natural Gas_Broiler_MAP | Commercial | Retail | Existing | Food Preparation | Natural Gas | Broiler | MAP | bar: 2016 to 2045
Commercial_Retail_Existing_Food Preparation_Natural Gas_Griddle_MAP | Commercial | Retail | Existing | Food Preparation | Natural Gas | Griddle | MAP | bar: 2016 to 2045
Commercial_Retail_Existing_Food Preparation_Natural Gas_Range_MAP | Commercial | Retail | Existing | Food Preparation | Natural Gas | Range | MAP | bar: 2016 to 2045
Commercial_Retail_Existing_Food Preparation_Natural Gas_Steamer_MAP | Commercial | Retail | Existing | Food Preparation | Natural Gas | Steamer | MAP | bar: 2016 to 2045
Commercial_Retail_Existing_Food Preparation_Natural Gas_Food Prep Other_MAP | Commercial | Retail | Existing | Food Preparation | Natural Gas | Food Prep Other | MAP | bar: 2016 to 2045
Commercial_Retail_Existing_Miscellaneous_Natural Gas_Pool Heater_MAP | Commercial | Retail | Existing | Miscellaneous | Natural Gas | Pool Heater | MAP | bar: 2016 to 2045
Commercial_Retail_Existing_Miscellaneous_Natural Gas_Miscellaneous_MAP | Commercial | Retail | Existing | Miscellaneous | Natural Gas | Miscellaneous | MAP | bar: 2016 to 2045
Commercial_Retail_New_Space Heating_Natural Gas_Furnace_MAP | Commercial | Retail | New | Space Heating | Natural Gas | Furnace | MAP | bar: 2016 to 2045
Commercial_Retail_New_Space Heating_Natural Gas_Boiler_MAP | Commercial | Retail | New | Space Heating | Natural Gas | Boiler | MAP | bar: 2016 to 2045
Commercial_Retail_New_Space Heating_Natural Gas_Unit Heater_MAP | Commercial | Retail | New | Space Heating | Natural Gas | Unit Heater | MAP | bar: 2016 to 2045
Commercial_Retail_New_Water Heating_Natural Gas_Water Heater_MAP | Commercial | Retail | New | Water Heating | Natural Gas | Water Heater | MAP | bar: 2016 to 2045
Commercial_Retail_New_Food Preparation_Natural Gas_Oven_MAP | Commercial | Retail | New | Food Preparation | Natural Gas | Oven | MAP | bar: 2016 to 2045
Commercial_Retail_New_Food Preparation_Natural Gas_Conveyor Oven_MAP | Commercial | Retail | New | Food Preparation | Natural Gas | Conveyor Oven | MAP | bar: 2016 to 2045
Commercial_Retail_New_Food Preparation_Natural Gas_Double Rack Oven_MAP | Commercial | Retail | New | Food Preparation | Natural Gas | Double Rack Oven | MAP | bar: 2016 to 2045
Commercial_Retail_New_Food Preparation_Natural Gas_Fryer_MAP | Commercial | Retail | New | Food Preparation | Natural Gas | Fryer | MAP | bar: 2016 to 2045
Commercial_Retail_New_Food Preparation_Natural Gas_Broiler_MAP | Commercial | Retail | New | Food Preparation | Natural Gas | Broiler | MAP | bar: 2016 to 2045
Commercial_Retail_New_Food Preparation_Natural Gas_Griddle_MAP | Commercial | Retail | New | Food Preparation | Natural Gas | Griddle | MAP | bar: 2016 to 2045
Commercial_Retail_New_Food Preparation_Natural Gas_Range_MAP | Commercial | Retail | New | Food Preparation | Natural Gas | Range | MAP | bar: 2016 to 2045
Commercial_Retail_New_Food Preparation_Natural Gas_Steamer_MAP | Commercial | Retail | New | Food Preparation | Natural Gas | Steamer | MAP | bar: 2016 to 2045
Commercial_Retail_New_Food Preparation_Natural Gas_Food Prep Other_MAP | Commercial | Retail | New | Food Preparation | Natural Gas | Food Prep Other | MAP | bar: 2016 to 2045
Commercial_Retail_New_Miscellaneous_Natural Gas_Pool Heater_MAP | Commercial | Retail | New | Miscellaneous | Natural Gas | Pool Heater | MAP | bar: 2016 to 2045
Commercial_Retail_New_Miscellaneous_Natural Gas_Miscellaneous_MAP | Commercial | Retail | New | Miscellaneous | Natural Gas | Miscellaneous | MAP | bar: 2016 to 2045
Commercial_Restaurant_Existing_Space Heating_Natural Gas_Furnace_MAP | Commercial | Restaurant | Existing | Space Heating | Natural Gas | Furnace | MAP | bar: 2016 to 2045
Commercial_Restaurant_Existing_Space Heating_Natural Gas_Boiler_MAP | Commercial | Restaurant | Existing | Space Heating | Natural Gas | Boiler | MAP | bar: 2016 to 2045
Commercial_Restaurant_Existing_Space Heating_Natural Gas_Unit Heater_MAP | Commercial | Restaurant | Existing | Space Heating | Natural Gas | Unit Heater | MAP | bar: 2016 to 2045
Commercial_Restaurant_Existing_Water Heating_Natural Gas_Water Heater_MAP | Commercial | Restaurant | Existing | Water Heating | Natural Gas | Water Heater | MAP | bar: 2016 to 2045
Commercial_Restaurant_Existing_Food Preparation_Natural Gas_Oven_MAP | Commercial | Restaurant | Existing | Food Preparation | Natural Gas | Oven | MAP | bar: 2016 to 2045
Commercial_Restaurant_Existing_Food Preparation_Natural Gas_Conveyor Oven_MAP | Commercial | Restaurant | Existing | Food Preparation | Natural Gas | Conveyor Oven | MAP | bar: 2016 to 2045
Commercial_Restaurant_Existing_Food Preparation_Natural Gas_Double Rack Oven_MAP | Commercial | Restaurant | Existing | Food Preparation | Natural Gas | Double Rack Oven | MAP | bar: 2016 to 2045
Commercial_Restaurant_Existing_Food Preparation_Natural Gas_Fryer_MAP | Commercial | Restaurant | Existing | Food Preparation | Natural Gas | Fryer | MAP | bar: 2016 to 2045
Commercial_Restaurant_Existing_Food Preparation_Natural Gas_Broiler_MAP | Commercial | Restaurant | Existing | Food Preparation | Natural Gas | Broiler | MAP | bar: 2016 to 2045
Commercial_Restaurant_Existing_Food Preparation_Natural Gas_Griddle_MAP | Commercial | Restaurant | Existing | Food Preparation | Natural Gas | Griddle | MAP | bar: 2016 to 2045
Commercial_Restaurant_Existing_Food Preparation_Natural Gas_Range_MAP | Commercial | Restaurant | Existing | Food Preparation | Natural Gas | Range | MAP | bar: 2016 to 2045
Commercial_Restaurant_Existing_Food Preparation_Natural Gas_Steamer_MAP | Commercial | Restaurant | Existing | Food Preparation | Natural Gas | Steamer | MAP | bar: 2016 to 2045
Commercial_Restaurant_Existing_Food Preparation_Natural Gas_Food Prep Other_MAP | Commercial | Restaurant | Existing | Food Preparation | Natural Gas | Food Prep Other | MAP | bar: 2016 to 2045
Commercial_Restaurant_Existing_Miscellaneous_Natural Gas_Pool Heater_MAP | Commercial | Restaurant | Existing | Miscellaneous | Natural Gas | Pool Heater | MAP | bar: 2016 to 2045
Commercial_Restaurant_Existing_Miscellaneous_Natural Gas_Miscellaneous_MAP | Commercial | Restaurant | Existing | Miscellaneous | Natural Gas | Miscellaneous | MAP | bar: 2016 to 2045
Commercial_Restaurant_New_Space Heating_Natural Gas_Furnace_MAP | Commercial | Restaurant | New | Space Heating | Natural Gas | Furnace | MAP | bar: 2016 to 2045
Commercial_Restaurant_New_Space Heating_Natural Gas_Boiler_MAP | Commercial | Restaurant | New | Space Heating | Natural Gas | Boiler | MAP | bar: 2016 to 2045
Commercial_Restaurant_New_Space Heating_Natural Gas_Unit Heater_MAP | Commercial | Restaurant | New | Space Heating | Natural Gas | Unit Heater | MAP | bar: 2016 to 2045
Commercial_Restaurant_New_Water Heating_Natural Gas_Water Heater_MAP | Commercial | Restaurant | New | Water Heating | Natural Gas | Water Heater | MAP | bar: 2016 to 2045
Commercial_Restaurant_New_Food Preparation_Natural Gas_Oven_MAP | Commercial | Restaurant | New | Food Preparation | Natural Gas | Oven | MAP | bar: 2016 to 2045
Commercial_Restaurant_New_Food Preparation_Natural Gas_Conveyor Oven_MAP | Commercial | Restaurant | New | Food Preparation | Natural Gas | Conveyor Oven | MAP | bar: 2016 to 2045
Commercial_Restaurant_New_Food Preparation_Natural Gas_Double Rack Oven_MAP | Commercial | Restaurant | New | Food Preparation | Natural Gas | Double Rack Oven | MAP | bar: 2016 to 2045
Commercial_Restaurant_New_Food Preparation_Natural Gas_Fryer_MAP | Commercial | Restaurant | New | Food Preparation | Natural Gas | Fryer | MAP | bar: 2016 to 2045
Commercial_Restaurant_New_Food Preparation_Natural Gas_Broiler_MAP | Commercial | Restaurant | New | Food Preparation | Natural Gas | Broiler | MAP | bar: 2016 to 2045
Commercial_Restaurant_New_Food Preparation_Natural Gas_Griddle_MAP | Commercial | Restaurant | New | Food Preparation | Natural Gas | Griddle | MAP | bar: 2016 to 2045
Commercial_Restaurant_New_Food Preparation_Natural Gas_Range_MAP | Commercial | Restaurant | New | Food Preparation | Natural Gas | Range | MAP | bar: 2016 to 2045
Commercial_Restaurant_New_Food Preparation_Natural Gas_Steamer_MAP | Commercial | Restaurant | New | Food Preparation | Natural Gas | Steamer | MAP | bar: 2016 to 2045
Commercial_Restaurant_New_Food Preparation_Natural Gas_Food Prep Other_MAP | Commercial | Restaurant | New | Food Preparation | Natural Gas | Food Prep Other | MAP | bar: 2016 to 2045
Commercial_Restaurant_New_Miscellaneous_Natural Gas_Pool Heater_MAP | Commercial | Restaurant | New | Miscellaneous | Natural Gas | Pool Heater | MAP | bar: 2016 to 2045
Commercial_Restaurant_New_Miscellaneous_Natural Gas_Miscellaneous_MAP | Commercial | Restaurant | New | Miscellaneous | Natural Gas | Miscellaneous | MAP | bar: 2016 to 2045
Commercial_Grocery_Existing_Space Heating_Natural Gas_Furnace_MAP | Commercial | Grocery | Existing | Space Heating | Natural Gas | Furnace | MAP | bar: 2016 to 2045
Commercial_Grocery_Existing_Space Heating_Natural Gas_Boiler_MAP | Commercial | Grocery | Existing | Space Heating | Natural Gas | Boiler | MAP | bar: 2016 to 2045
Commercial_Grocery_Existing_Space Heating_Natural Gas_Unit Heater_MAP | Commercial | Grocery | Existing | Space Heating | Natural Gas | Unit Heater | MAP | bar: 2016 to 2045
Commercial_Grocery_Existing_Water Heating_Natural Gas_Water Heater_MAP | Commercial | Grocery | Existing | Water Heating | Natural Gas | Water Heater | MAP | bar: 2016 to 2045
Commercial_Grocery_Existing_Food Preparation_Natural Gas_Oven_MAP | Commercial | Grocery | Existing | Food Preparation | Natural Gas | Oven | MAP | bar: 2016 to 2045
Commercial_Grocery_Existing_Food Preparation_Natural Gas_Conveyor Oven_MAP | Commercial | Grocery | Existing | Food Preparation | Natural Gas | Conveyor Oven | MAP | bar: 2016 to 2045
Commercial_Grocery_Existing_Food Preparation_Natural Gas_Double Rack Oven_MAP | Commercial | Grocery | Existing | Food Preparation | Natural Gas | Double Rack Oven | MAP | bar: 2016 to 2045
Commercial_Grocery_Existing_Food Preparation_Natural Gas_Fryer_MAP | Commercial | Grocery | Existing | Food Preparation | Natural Gas | Fryer | MAP | bar: 2016 to 2045
Commercial_Grocery_Existing_Food Preparation_Natural Gas_Broiler_MAP | Commercial | Grocery | Existing | Food Preparation | Natural Gas | Broiler | MAP | bar: 2016 to 2045
Commercial_Grocery_Existing_Food Preparation_Natural Gas_Griddle_MAP | Commercial | Grocery | Existing | Food Preparation | Natural Gas | Griddle | MAP | bar: 2016 to 2045
Commercial_Grocery_Existing_Food Preparation_Natural Gas_Range_MAP | Commercial | Grocery | Existing | Food Preparation | Natural Gas | Range | MAP | bar: 2016 to 2045
Commercial_Grocery_Existing_Food Preparation_Natural Gas_Steamer_MAP | Commercial | Grocery | Existing | Food Preparation | Natural Gas | Steamer | MAP | bar: 2016 to 2045
Commercial_Grocery_Existing_Food Preparation_Natural Gas_Food Prep Other_MAP | Commercial | Grocery | Existing | Food Preparation | Natural Gas | Food Prep Other | MAP | bar: 2016 to 2045
Commercial_Grocery_Existing_Miscellaneous_Natural Gas_Pool Heater_MAP | Commercial | Grocery | Existing | Miscellaneous | Natural Gas | Pool Heater | MAP | bar: 2016 to 2045
Commercial_Grocery_Existing_Miscellaneous_Natural Gas_Miscellaneous_MAP | Commercial | Grocery | Existing | Miscellaneous | Natural Gas | Miscellaneous | MAP | bar: 2016 to 2045
Commercial_Grocery_New_Space Heating_Natural Gas_Furnace_MAP | Commercial | Grocery | New | Space Heating | Natural Gas | Furnace | MAP | bar: 2016 to 2045
Commercial_Grocery_New_Space Heating_Natural Gas_Boiler_MAP | Commercial | Grocery | New | Space Heating | Natural Gas | Boiler | MAP | bar: 2016 to 2045
Commercial_Grocery_New_Space Heating_Natural Gas_Unit Heater_MAP | Commercial | Grocery | New | Space Heating | Natural Gas | Unit Heater | MAP | bar: 2016 to 2045
Commercial_Grocery_New_Water Heating_Natural Gas_Water Heater_MAP | Commercial | Grocery | New | Water Heating | Natural Gas | Water Heater | MAP | bar: 2016 to 2045
Commercial_Grocery_New_Food Preparation_Natural Gas_Oven_MAP | Commercial | Grocery | New | Food Preparation | Natural Gas | Oven | MAP | bar: 2016 to 2045
Commercial_Grocery_New_Food Preparation_Natural Gas_Conveyor Oven_MAP | Commercial | Grocery | New | Food Preparation | Natural Gas | Conveyor Oven | MAP | bar: 2016 to 2045
Commercial_Grocery_New_Food Preparation_Natural Gas_Double Rack Oven_MAP | Commercial | Grocery | New | Food Preparation | Natural Gas | Double Rack Oven | MAP | bar: 2016 to 2045
Commercial_Grocery_New_Food Preparation_Natural Gas_Fryer_MAP | Commercial | Grocery | New | Food Preparation | Natural Gas | Fryer | MAP | bar: 2016 to 2045
Commercial_Grocery_New_Food Preparation_Natural Gas_Broiler_MAP | Commercial | Grocery | New | Food Preparation | Natural Gas | Broiler | MAP | bar: 2016 to 2045
Commercial_Grocery_New_Food Preparation_Natural Gas_Griddle_MAP | Commercial | Grocery | New | Food Preparation | Natural Gas | Griddle | MAP | bar: 2016 to 2045
Commercial_Grocery_New_Food Preparation_Natural Gas_Range_MAP | Commercial | Grocery | New | Food Preparation | Natural Gas | Range | MAP | bar: 2016 to 2045
Commercial_Grocery_New_Food Preparation_Natural Gas_Steamer_MAP | Commercial | Grocery | New | Food Preparation | Natural Gas | Steamer | MAP | bar: 2016 to 2045
Commercial_Grocery_New_Food Preparation_Natural Gas_Food Prep Other_MAP | Commercial | Grocery | New | Food Preparation | Natural Gas | Food Prep Other | MAP | bar: 2016 to 2045
Commercial_Grocery_New_Miscellaneous_Natural Gas_Pool Heater_MAP | Commercial | Grocery | New | Miscellaneous | Natural Gas | Pool Heater | MAP | bar: 2016 to 2045
Commercial_Grocery_New_Miscellaneous_Natural Gas_Miscellaneous_MAP | Commercial | Grocery | New | Miscellaneous | Natural Gas | Miscellaneous | MAP | bar: 2016 to 2045
Commercial_Education_Existing_Space Heating_Natural Gas_Furnace_MAP | Commercial | Education | Existing | Space Heating | Natural Gas | Furnace | MAP | bar: 2016 to 2045
Commercial_Education_Existing_Space Heating_Natural Gas_Boiler_MAP | Commercial | Education | Existing | Space Heating | Natural Gas | Boiler | MAP | bar: 2016 to 2045
Commercial_Education_Existing_Space Heating_Natural Gas_Unit Heater_MAP | Commercial | Education | Existing | Space Heating | Natural Gas | Unit Heater | MAP | bar: 2016 to 2045
Commercial_Education_Existing_Water Heating_Natural Gas_Water Heater_MAP | Commercial | Education | Existing | Water Heating | Natural Gas | Water Heater | MAP | bar: 2016 to 2045
Commercial_Education_Existing_Food Preparation_Natural Gas_Oven_MAP | Commercial | Education | Existing | Food Preparation | Natural Gas | Oven | MAP | bar: 2016 to 2045
Commercial_Education_Existing_Food Preparation_Natural Gas_Conveyor Oven_MAP | Commercial | Education | Existing | Food Preparation | Natural Gas | Conveyor Oven | MAP | bar: 2016 to 2045
Commercial_Education_Existing_Food Preparation_Natural Gas_Double Rack Oven_MAP | Commercial | Education | Existing | Food Preparation | Natural Gas | Double Rack Oven | MAP | bar: 2016 to 2045
Commercial_Education_Existing_Food Preparation_Natural Gas_Fryer_MAP | Commercial | Education | Existing | Food Preparation | Natural Gas | Fryer | MAP | bar: 2016 to 2045
Commercial_Education_Existing_Food Preparation_Natural Gas_Broiler_MAP | Commercial | Education | Existing | Food Preparation | Natural Gas | Broiler | MAP | bar: 2016 to 2045
Commercial_Education_Existing_Food Preparation_Natural Gas_Griddle_MAP | Commercial | Education | Existing | Food Preparation | Natural Gas | Griddle | MAP | bar: 2016 to 2045
Commercial_Education_Existing_Food Preparation_Natural Gas_Range_MAP | Commercial | Education | Existing | Food Preparation | Natural Gas | Range | MAP | bar: 2016 to 2045
Commercial_Education_Existing_Food Preparation_Natural Gas_Steamer_MAP | Commercial | Education | Existing | Food Preparation | Natural Gas | Steamer | MAP | bar: 2016 to 2045
Commercial_Education_Existing_Food Preparation_Natural Gas_Food Prep Other_MAP | Commercial | Education | Existing | Food Preparation | Natural Gas | Food Prep Other | MAP | bar: 2016 to 2045
Commercial_Education_Existing_Miscellaneous_Natural Gas_Pool Heater_MAP | Commercial | Education | Existing | Miscellaneous | Natural Gas | Pool Heater | MAP | bar: 2016 to 2045
Commercial_Education_Existing_Miscellaneous_Natural Gas_Miscellaneous_MAP | Commercial | Education | Existing | Miscellaneous | Natural Gas | Miscellaneous | MAP | bar: 2016 to 2045
Commercial_Education_New_Space Heating_Natural Gas_Furnace_MAP | Commercial | Education | New | Space Heating | Natural Gas | Furnace | MAP | bar: 2016 to 2045
Commercial_Education_New_Space Heating_Natural Gas_Boiler_MAP | Commercial | Education | New | Space Heating | Natural Gas | Boiler | MAP | bar: 2016 to 2045
Commercial_Education_New_Space Heating_Natural Gas_Unit Heater_MAP | Commercial | Education | New | Space Heating | Natural Gas | Unit Heater | MAP | bar: 2016 to 2045
Commercial_Education_New_Water Heating_Natural Gas_Water Heater_MAP | Commercial | Education | New | Water Heating | Natural Gas | Water Heater | MAP | bar: 2016 to 2045
Commercial_Education_New_Food Preparation_Natural Gas_Oven_MAP | Commercial | Education | New | Food Preparation | Natural Gas | Oven | MAP | bar: 2016 to 2045
Commercial_Education_New_Food Preparation_Natural Gas_Conveyor Oven_MAP | Commercial | Education | New | Food Preparation | Natural Gas | Conveyor Oven | MAP | bar: 2016 to 2045
Commercial_Education_New_Food Preparation_Natural Gas_Double Rack Oven_MAP | Commercial | Education | New | Food Preparation | Natural Gas | Double Rack Oven | MAP | bar: 2016 to 2045
Commercial_Education_New_Food Preparation_Natural Gas_Fryer_MAP | Commercial | Education | New | Food Preparation | Natural Gas | Fryer | MAP | bar: 2016 to 2045
Commercial_Education_New_Food Preparation_Natural Gas_Broiler_MAP | Commercial | Education | New | Food Preparation | Natural Gas | Broiler | MAP | bar: 2016 to 2045
Commercial_Education_New_Food Preparation_Natural Gas_Griddle_MAP | Commercial | Education | New | Food Preparation | Natural Gas | Griddle | MAP | bar: 2016 to 2045
Commercial_Education_New_Food Preparation_Natural Gas_Range_MAP | Commercial | Education | New | Food Preparation | Natural Gas | Range | MAP | bar: 2016 to 2045
Commercial_Education_New_Food Preparation_Natural Gas_Steamer_MAP | Commercial | Education | New | Food Preparation | Natural Gas | Steamer | MAP | bar: 2016 to 2045
Commercial_Education_New_Food Preparation_Natural Gas_Food Prep Other_MAP | Commercial | Education | New | Food Preparation | Natural Gas | Food Prep Other | MAP | bar: 2016 to 2045
Commercial_Education_New_Miscellaneous_Natural Gas_Pool Heater_MAP | Commercial | Education | New | Miscellaneous | Natural Gas | Pool Heater | MAP | bar: 2016 to 2045
Commercial_Education_New_Miscellaneous_Natural Gas_Miscellaneous_MAP | Commercial | Education | New | Miscellaneous | Natural Gas | Miscellaneous | MAP | bar: 2016 to 2045
Commercial_Healthcare_Existing_Space Heating_Natural Gas_Furnace_MAP | Commercial | Healthcare | Existing | Space Heating | Natural Gas | Furnace | MAP | bar: 2016 to 2045
Commercial_Healthcare_Existing_Space Heating_Natural Gas_Boiler_MAP | Commercial | Healthcare | Existing | Space Heating | Natural Gas | Boiler | MAP | bar: 2016 to 2045
Commercial_Healthcare_Existing_Space Heating_Natural Gas_Unit Heater_MAP | Commercial | Healthcare | Existing | Space Heating | Natural Gas | Unit Heater | MAP | bar: 2016 to 2045
Commercial_Healthcare_Existing_Water Heating_Natural Gas_Water Heater_MAP | Commercial | Healthcare | Existing | Water Heating | Natural Gas | Water Heater | MAP | bar: 2016 to 2045
Commercial_Healthcare_Existing_Food Preparation_Natural Gas_Oven_MAP | Commercial | Healthcare | Existing | Food Preparation | Natural Gas | Oven | MAP | bar: 2016 to 2045
Commercial_Healthcare_Existing_Food Preparation_Natural Gas_Conveyor Oven_MAP | Commercial | Healthcare | Existing | Food Preparation | Natural Gas | Conveyor Oven | MAP | bar: 2016 to 2045
Commercial_Healthcare_Existing_Food Preparation_Natural Gas_Double Rack Oven_MAP | Commercial | Healthcare | Existing | Food Preparation | Natural Gas | Double Rack Oven | MAP | bar: 2016 to 2045
Commercial_Healthcare_Existing_Food Preparation_Natural Gas_Fryer_MAP | Commercial | Healthcare | Existing | Food Preparation | Natural Gas | Fryer | MAP | bar: 2016 to 2045
Commercial_Healthcare_Existing_Food Preparation_Natural Gas_Broiler_MAP | Commercial | Healthcare | Existing | Food Preparation | Natural Gas | Broiler | MAP | bar: 2016 to 2045
Commercial_Healthcare_Existing_Food Preparation_Natural Gas_Griddle_MAP | Commercial | Healthcare | Existing | Food Preparation | Natural Gas | Griddle | MAP | bar: 2016 to 2045
Commercial_Healthcare_Existing_Food Preparation_Natural Gas_Range_MAP | Commercial | Healthcare | Existing | Food Preparation | Natural Gas | Range | MAP | bar: 2016 to 2045
Commercial_Healthcare_Existing_Food Preparation_Natural Gas_Steamer_MAP | Commercial | Healthcare | Existing | Food Preparation | Natural Gas | Steamer | MAP | bar: 2016 to 2045
Commercial_Healthcare_Existing_Food Preparation_Natural Gas_Food Prep Other_MAP | Commercial | Healthcare | Existing | Food Preparation | Natural Gas | Food Prep Other | MAP | bar: 2016 to 2045
Commercial_Healthcare_Existing_Miscellaneous_Natural Gas_Pool Heater_MAP | Commercial | Healthcare | Existing | Miscellaneous | Natural Gas | Pool Heater | MAP | bar: 2016 to 2045
Commercial_Healthcare_Existing_Miscellaneous_Natural Gas_Miscellaneous_MAP | Commercial | Healthcare | Existing | Miscellaneous | Natural Gas | Miscellaneous | MAP | bar: 2016 to 2045
Commercial_Healthcare_New_Space Heating_Natural Gas_Furnace_MAP | Commercial | Healthcare | New | Space Heating | Natural Gas | Furnace | MAP | bar: 2016 to 2045
Commercial_Healthcare_New_Space Heating_Natural Gas_Boiler_MAP | Commercial | Healthcare | New | Space Heating | Natural Gas | Boiler | MAP | bar: 2016 to 2045
Commercial_Healthcare_New_Space Heating_Natural Gas_Unit Heater_MAP | Commercial | Healthcare | New | Space Heating | Natural Gas | Unit Heater | MAP | bar: 2016 to 2045
Commercial_Healthcare_New_Water Heating_Natural Gas_Water Heater_MAP | Commercial | Healthcare | New | Water Heating | Natural Gas | Water Heater | MAP | bar: 2016 to 2045
Commercial_Healthcare_New_Food Preparation_Natural Gas_Oven_MAP | Commercial | Healthcare | New | Food Preparation | Natural Gas | Oven | MAP | bar: 2016 to 2045
Commercial_Healthcare_New_Food Preparation_Natural Gas_Conveyor Oven_MAP | Commercial | Healthcare | New | Food Preparation | Natural Gas | Conveyor Oven | MAP | bar: 2016 to 2045
Commercial_Healthcare_New_Food Preparation_Natural Gas_Double Rack Oven_MAP | Commercial | Healthcare | New | Food Preparation | Natural Gas | Double Rack Oven | MAP | bar: 2016 to 2045
Commercial_Healthcare_New_Food Preparation_Natural Gas_Fryer_MAP | Commercial | Healthcare | New | Food Preparation | Natural Gas | Fryer | MAP | bar: 2016 to 2045
Commercial_Healthcare_New_Food Preparation_Natural Gas_Broiler_MAP | Commercial | Healthcare | New | Food Preparation | Natural Gas | Broiler | MAP | bar: 2016 to 2045
Commercial_Healthcare_New_Food Preparation_Natural Gas_Griddle_MAP | Commercial | Healthcare | New | Food Preparation | Natural Gas | Griddle | MAP | bar: 2016 to 2045
Commercial_Healthcare_New_Food Preparation_Natural Gas_Range_MAP | Commercial | Healthcare | New | Food Preparation | Natural Gas | Range | MAP | bar: 2016 to 2045
Commercial_Healthcare_New_Food Preparation_Natural Gas_Steamer_MAP | Commercial | Healthcare | New | Food Preparation | Natural Gas | Steamer | MAP | bar: 2016 to 2045
Commercial_Healthcare_New_Food Preparation_Natural Gas_Food Prep Other_MAP | Commercial | Healthcare | New | Food Preparation | Natural Gas | Food Prep Other | MAP | bar: 2016 to 2045
Commercial_Healthcare_New_Miscellaneous_Natural Gas_Pool Heater_MAP | Commercial | Healthcare | New | Miscellaneous | Natural Gas | Pool Heater | MAP | bar: 2016 to 2045
Commercial_Healthcare_New_Miscellaneous_Natural Gas_Miscellaneous_MAP | Commercial | Healthcare | New | Miscellaneous | Natural Gas | Miscellaneous | MAP | bar: 2016 to 2045
Commercial_Lodging_Existing_Space Heating_Natural Gas_Furnace_MAP | Commercial | Lodging | Existing | Space Heating | Natural Gas | Furnace | MAP | bar: 2016 to 2045
Commercial_Lodging_Existing_Space Heating_Natural Gas_Boiler_MAP | Commercial | Lodging | Existing | Space Heating | Natural Gas | Boiler | MAP | bar: 2016 to 2045
Commercial_Lodging_Existing_Space Heating_Natural Gas_Unit Heater_MAP | Commercial | Lodging | Existing | Space Heating | Natural Gas | Unit Heater | MAP | bar: 2016 to 2045
Commercial_Lodging_Existing_Water Heating_Natural Gas_Water Heater_MAP | Commercial | Lodging | Existing | Water Heating | Natural Gas | Water Heater | MAP | bar: 2016 to 2045
Commercial_Lodging_Existing_Food Preparation_Natural Gas_Oven_MAP | Commercial | Lodging | Existing | Food Preparation | Natural Gas | Oven | MAP | bar: 2016 to 2045
Commercial_Lodging_Existing_Food Preparation_Natural Gas_Conveyor Oven_MAP | Commercial | Lodging | Existing | Food Preparation | Natural Gas | Conveyor Oven | MAP | bar: 2016 to 2045
Commercial_Lodging_Existing_Food Preparation_Natural Gas_Double Rack Oven_MAP | Commercial | Lodging | Existing | Food Preparation | Natural Gas | Double Rack Oven | MAP | bar: 2016 to 2045
Commercial_Lodging_Existing_Food Preparation_Natural Gas_Fryer_MAP | Commercial | Lodging | Existing | Food Preparation | Natural Gas | Fryer | MAP | bar: 2016 to 2045
Commercial_Lodging_Existing_Food Preparation_Natural Gas_Broiler_MAP | Commercial | Lodging | Existing | Food Preparation | Natural Gas | Broiler | MAP | bar: 2016 to 2045
Commercial_Lodging_Existing_Food Preparation_Natural Gas_Griddle_MAP | Commercial | Lodging | Existing | Food Preparation | Natural Gas | Griddle | MAP | bar: 2016 to 2045
Commercial_Lodging_Existing_Food Preparation_Natural Gas_Range_MAP | Commercial | Lodging | Existing | Food Preparation | Natural Gas | Range | MAP | bar: 2016 to 2045
Commercial_Lodging_Existing_Food Preparation_Natural Gas_Steamer_MAP | Commercial | Lodging | Existing | Food Preparation | Natural Gas | Steamer | MAP | bar: 2016 to 2045
Commercial_Lodging_Existing_Food Preparation_Natural Gas_Food Prep Other_MAP | Commercial | Lodging | Existing | Food Preparation | Natural Gas | Food Prep Other | MAP | bar: 2016 to 2045
Commercial_Lodging_Existing_Miscellaneous_Natural Gas_Pool Heater_MAP | Commercial | Lodging | Existing | Miscellaneous | Natural Gas | Pool Heater | MAP | bar: 2016 to 2045
Commercial_Lodging_Existing_Miscellaneous_Natural Gas_Miscellaneous_MAP | Commercial | Lodging | Existing | Miscellaneous | Natural Gas | Miscellaneous | MAP | bar: 2016 to 2045
Commercial_Lodging_New_Space Heating_Natural Gas_Furnace_MAP | Commercial | Lodging | New | Space Heating | Natural Gas | Furnace | MAP | bar: 2016 to 2045
Commercial_Lodging_New_Space Heating_Natural Gas_Boiler_MAP | Commercial | Lodging | New | Space Heating | Natural Gas | Boiler | MAP | bar: 2016 to 2045
Commercial_Lodging_New_Space Heating_Natural Gas_Unit Heater_MAP | Commercial | Lodging | New | Space Heating | Natural Gas | Unit Heater | MAP | bar: 2016 to 2045
Commercial_Lodging_New_Water Heating_Natural Gas_Water Heater_MAP | Commercial | Lodging | New | Water Heating | Natural Gas | Water Heater | MAP | bar: 2016 to 2045
Commercial_Lodging_New_Food Preparation_Natural Gas_Oven_MAP | Commercial | Lodging | New | Food Preparation | Natural Gas | Oven | MAP | bar: 2016 to 2045
Commercial_Lodging_New_Food Preparation_Natural Gas_Conveyor Oven_MAP | Commercial | Lodging | New | Food Preparation | Natural Gas | Conveyor Oven | MAP | bar: 2016 to 2045
Commercial_Lodging_New_Food Preparation_Natural Gas_Double Rack Oven_MAP | Commercial | Lodging | New | Food Preparation | Natural Gas | Double Rack Oven | MAP | bar: 2016 to 2045
Commercial_Lodging_New_Food Preparation_Natural Gas_Fryer_MAP | Commercial | Lodging | New | Food Preparation | Natural Gas | Fryer | MAP | bar: 2016 to 2045
Commercial_Lodging_New_Food Preparation_Natural Gas_Broiler_MAP | Commercial | Lodging | New | Food Preparation | Natural Gas | Broiler | MAP | bar: 2016 to 2045
Commercial_Lodging_New_Food Preparation_Natural Gas_Griddle_MAP | Commercial | Lodging | New | Food Preparation | Natural Gas | Griddle | MAP | bar: 2016 to 2045
Commercial_Lodging_New_Food Preparation_Natural Gas_Range_MAP | Commercial | Lodging | New | Food Preparation | Natural Gas | Range | MAP | bar: 2016 to 2045
Commercial_Lodging_New_Food Preparation_Natural Gas_Steamer_MAP | Commercial | Lodging | New | Food Preparation | Natural Gas | Steamer | MAP | bar: 2016 to 2045
Commercial_Lodging_New_Food Preparation_Natural Gas_Food Prep Other_MAP | Commercial | Lodging | New | Food Preparation | Natural Gas | Food Prep Other | MAP | bar: 2016 to 2045
Commercial_Lodging_New_Miscellaneous_Natural Gas_Pool Heater_MAP | Commercial | Lodging | New | Miscellaneous | Natural Gas | Pool Heater | MAP | bar: 2016 to 2045
Commercial_Lodging_New_Miscellaneous_Natural Gas_Miscellaneous_MAP | Commercial | Lodging | New | Miscellaneous | Natural Gas | Miscellaneous | MAP | bar: 2016 to 2045
Commercial_Warehouse_Existing_Space Heating_Natural Gas_Furnace_MAP | Commercial | Warehouse | Existing | Space Heating | Natural Gas | Furnace | MAP | bar: 2016 to 2045
Commercial_Warehouse_Existing_Space Heating_Natural Gas_Boiler_MAP | Commercial | Warehouse | Existing | Space Heating | Natural Gas | Boiler | MAP | bar: 2016 to 2045
Commercial_Warehouse_Existing_Space Heating_Natural Gas_Unit Heater_MAP | Commercial | Warehouse | Existing | Space Heating | Natural Gas | Unit Heater | MAP | bar: 2016 to 2045
Commercial_Warehouse_Existing_Water Heating_Natural Gas_Water Heater_MAP | Commercial | Warehouse | Existing | Water Heating | Natural Gas | Water Heater | MAP | bar: 2016 to 2045
Commercial_Warehouse_Existing_Food Preparation_Natural Gas_Oven_MAP | Commercial | Warehouse | Existing | Food Preparation | Natural Gas | Oven | MAP | bar: 2016 to 2045
Commercial_Warehouse_Existing_Food Preparation_Natural Gas_Conveyor Oven_MAP | Commercial | Warehouse | Existing | Food Preparation | Natural Gas | Conveyor Oven | MAP | bar: 2016 to 2045
Commercial_Warehouse_Existing_Food Preparation_Natural Gas_Double Rack Oven_MAP | Commercial | Warehouse | Existing | Food Preparation | Natural Gas | Double Rack Oven | MAP | bar: 2016 to 2045
Commercial_Warehouse_Existing_Food Preparation_Natural Gas_Fryer_MAP | Commercial | Warehouse | Existing | Food Preparation | Natural Gas | Fryer | MAP | bar: 2016 to 2045
Commercial_Warehouse_Existing_Food Preparation_Natural Gas_Broiler_MAP | Commercial | Warehouse | Existing | Food Preparation | Natural Gas | Broiler | MAP | bar: 2016 to 2045
Commercial_Warehouse_Existing_Food Preparation_Natural Gas_Griddle_MAP | Commercial | Warehouse | Existing | Food Preparation | Natural Gas | Griddle | MAP | bar: 2016 to 2045
Commercial_Warehouse_Existing_Food Preparation_Natural Gas_Range_MAP | Commercial | Warehouse | Existing | Food Preparation | Natural Gas | Range | MAP | bar: 2016 to 2045
Commercial_Warehouse_Existing_Food Preparation_Natural Gas_Steamer_MAP | Commercial | Warehouse | Existing | Food Preparation | Natural Gas | Steamer | MAP | bar: 2016 to 2045
Commercial_Warehouse_Existing_Food Preparation_Natural Gas_Food Prep Other_MAP | Commercial | Warehouse | Existing | Food Preparation | Natural Gas | Food Prep Other | MAP | bar: 2016 to 2045
Commercial_Warehouse_Existing_Miscellaneous_Natural Gas_Pool Heater_MAP | Commercial | Warehouse | Existing | Miscellaneous | Natural Gas | Pool Heater | MAP | bar: 2016 to 2045
Commercial_Warehouse_Existing_Miscellaneous_Natural Gas_Miscellaneous_MAP | Commercial | Warehouse | Existing | Miscellaneous | Natural Gas | Miscellaneous | MAP | bar: 2016 to 2045
Commercial_Warehouse_New_Space Heating_Natural Gas_Furnace_MAP | Commercial | Warehouse | New | Space Heating | Natural Gas | Furnace | MAP | bar: 2016 to 2045
Commercial_Warehouse_New_Space Heating_Natural Gas_Boiler_MAP | Commercial | Warehouse | New | Space Heating | Natural Gas | Boiler | MAP | bar: 2016 to 2045
Commercial_Warehouse_New_Space Heating_Natural Gas_Unit Heater_MAP | Commercial | Warehouse | New | Space Heating | Natural Gas | Unit Heater | MAP | bar: 2016 to 2045
Commercial_Warehouse_New_Water Heating_Natural Gas_Water Heater_MAP | Commercial | Warehouse | New | Water Heating | Natural Gas | Water Heater | MAP | bar: 2016 to 2045
Commercial_Warehouse_New_Food Preparation_Natural Gas_Oven_MAP | Commercial | Warehouse | New | Food Preparation | Natural Gas | Oven | MAP | bar: 2016 to 2045
Commercial_Warehouse_New_Food Preparation_Natural Gas_Conveyor Oven_MAP | Commercial | Warehouse | New | Food Preparation | Natural Gas | Conveyor Oven | MAP | bar: 2016 to 2045
Commercial_Warehouse_New_Food Preparation_Natural Gas_Double Rack Oven_MAP | Commercial | Warehouse | New | Food Preparation | Natural Gas | Double Rack Oven | MAP | bar: 2016 to 2045
Commercial_Warehouse_New_Food Preparation_Natural Gas_Fryer_MAP | Commercial | Warehouse | New | Food Preparation | Natural Gas | Fryer | MAP | bar: 2016 to 2045
Commercial_Warehouse_New_Food Preparation_Natural Gas_Broiler_MAP | Commercial | Warehouse | New | Food Preparation | Natural Gas | Broiler | MAP | bar: 2016 to 2045
Commercial_Warehouse_New_Food Preparation_Natural Gas_Griddle_MAP | Commercial | Warehouse | New | Food Preparation | Natural Gas | Griddle | MAP | bar: 2016 to 2045
Commercial_Warehouse_New_Food Preparation_Natural Gas_Range_MAP | Commercial | Warehouse | New | Food Preparation | Natural Gas | Range | MAP | bar: 2016 to 2045
Commercial_Warehouse_New_Food Preparation_Natural Gas_Steamer_MAP | Commercial | Warehouse | New | Food Preparation | Natural Gas | Steamer | MAP | bar: 2016 to 2045
Commercial_Warehouse_New_Food Preparation_Natural Gas_Food Prep Other_MAP | Commercial | Warehouse | New | Food Preparation | Natural Gas | Food Prep Other | MAP | bar: 2016 to 2045
Commercial_Warehouse_New_Miscellaneous_Natural Gas_Pool Heater_MAP | Commercial | Warehouse | New | Miscellaneous | Natural Gas | Pool Heater | MAP | bar: 2016 to 2045
Commercial_Warehouse_New_Miscellaneous_Natural Gas_Miscellaneous_MAP | Commercial | Warehouse | New | Miscellaneous | Natural Gas | Miscellaneous | MAP | bar: 2016 to 2045
Commercial_Miscellaneous_Existing_Space Heating_Natural Gas_Furnace_MAP | Commercial | Miscellaneous | Existing | Space Heating | Natural Gas | Furnace | MAP | bar: 2016 to 2045
Commercial_Miscellaneous_Existing_Space Heating_Natural Gas_Boiler_MAP | Commercial | Miscellaneous | Existing | Space Heating | Natural Gas | Boiler | MAP | bar: 2016 to 2045
Commercial_Miscellaneous_Existing_Space Heating_Natural Gas_Unit Heater_MAP | Commercial | Miscellaneous | Existing | Space Heating | Natural Gas | Unit Heater | MAP | bar: 2016 to 2045
Commercial_Miscellaneous_Existing_Water Heating_Natural Gas_Water Heater_MAP | Commercial | Miscellaneous | Existing | Water Heating | Natural Gas | Water Heater | MAP | bar: 2016 to 2045
Commercial_Miscellaneous_Existing_Food Preparation_Natural Gas_Oven_MAP | Commercial | Miscellaneous | Existing | Food Preparation | Natural Gas | Oven | MAP | bar: 2016 to 2045
Commercial_Miscellaneous_Existing_Food Preparation_Natural Gas_Conveyor Oven_MAP | Commercial | Miscellaneous | Existing | Food Preparation | Natural Gas | Conveyor Oven | MAP | bar: 2016 to 2045
Commercial_Miscellaneous_Existing_Food Preparation_Natural Gas_Double Rack Oven_MAP | Commercial | Miscellaneous | Existing | Food Preparation | Natural Gas | Double Rack Oven | MAP | bar: 2016 to 2045
Commercial_Miscellaneous_Existing_Food Preparation_Natural Gas_Fryer_MAP | Commercial | Miscellaneous | Existing | Food Preparation | Natural Gas | Fryer | MAP | bar: 2016 to 2045
Commercial_Miscellaneous_Existing_Food Preparation_Natural Gas_Broiler_MAP | Commercial | Miscellaneous | Existing | Food Preparation | Natural Gas | Broiler | MAP | bar: 2016 to 2045
Commercial_Miscellaneous_Existing_Food Preparation_Natural Gas_Griddle_MAP | Commercial | Miscellaneous | Existing | Food Preparation | Natural Gas | Griddle | MAP | bar: 2016 to 2045
Commercial_Miscellaneous_Existing_Food Preparation_Natural Gas_Range_MAP | Commercial | Miscellaneous | Existing | Food Preparation | Natural Gas | Range | MAP | bar: 2016 to 2045
Commercial_Miscellaneous_Existing_Food Preparation_Natural Gas_Steamer_MAP | Commercial | Miscellaneous | Existing | Food Preparation | Natural Gas | Steamer | MAP | bar: 2016 to 2045
Commercial_Miscellaneous_Existing_Food Preparation_Natural Gas_Food Prep Other_MAP | Commercial | Miscellaneous | Existing | Food Preparation | Natural Gas | Food Prep Other | MAP | bar: 2016 to 2045
Commercial_Miscellaneous_Existing_Miscellaneous_Natural Gas_Pool Heater_MAP | Commercial | Miscellaneous | Existing | Miscellaneous | Natural Gas | Pool Heater | MAP | bar: 2016 to 2045
Commercial_Miscellaneous_Existing_Miscellaneous_Natural Gas_Miscellaneous_MAP | Commercial | Miscellaneous | Existing | Miscellaneous | Natural Gas | Miscellaneous | MAP | bar: 2016 to 2045
Commercial_Miscellaneous_New_Space Heating_Natural Gas_Furnace_MAP | Commercial | Miscellaneous | New | Space Heating | Natural Gas | Furnace | MAP | bar: 2016 to 2045
Commercial_Miscellaneous_New_Space Heating_Natural Gas_Boiler_MAP | Commercial | Miscellaneous | New | Space Heating | Natural Gas | Boiler | MAP | bar: 2016 to 2045
Commercial_Miscellaneous_New_Space Heating_Natural Gas_Unit Heater_MAP | Commercial | Miscellaneous | New | Space Heating | Natural Gas | Unit Heater | MAP | bar: 2016 to 2045
Commercial_Miscellaneous_New_Water Heating_Natural Gas_Water Heater_MAP | Commercial | Miscellaneous | New | Water Heating | Natural Gas | Water Heater | MAP | bar: 2016 to 2045
Commercial_Miscellaneous_New_Food Preparation_Natural Gas_Oven_MAP | Commercial | Miscellaneous | New | Food Preparation | Natural Gas | Oven | MAP | bar: 2016 to 2045
Commercial_Miscellaneous_New_Food Preparation_Natural Gas_Conveyor Oven_MAP | Commercial | Miscellaneous | New | Food Preparation | Natural Gas | Conveyor Oven | MAP | bar: 2016 to 2045
Commercial_Miscellaneous_New_Food Preparation_Natural Gas_Double Rack Oven_MAP | Commercial | Miscellaneous | New | Food Preparation | Natural Gas | Double Rack Oven | MAP | bar: 2016 to 2045
Commercial_Miscellaneous_New_Food Preparation_Natural Gas_Fryer_MAP | Commercial | Miscellaneous | New | Food Preparation | Natural Gas | Fryer | MAP | bar: 2016 to 2045
Commercial_Miscellaneous_New_Food Preparation_Natural Gas_Broiler_MAP | Commercial | Miscellaneous | New | Food Preparation | Natural Gas | Broiler | MAP | bar: 2016 to 2045
Commercial_Miscellaneous_New_Food Preparation_Natural Gas_Griddle_MAP | Commercial | Miscellaneous | New | Food Preparation | Natural Gas | Griddle | MAP | bar: 2016 to 2045
Commercial_Miscellaneous_New_Food Preparation_Natural Gas_Range_MAP | Commercial | Miscellaneous | New | Food Preparation | Natural Gas | Range | MAP | bar: 2016 to 2045
Commercial_Miscellaneous_New_Food Preparation_Natural Gas_Steamer_MAP | Commercial | Miscellaneous | New | Food Preparation | Natural Gas | Steamer | MAP | bar: 2016 to 2045
Commercial_Miscellaneous_New_Food Preparation_Natural Gas_Food Prep Other_MAP | Commercial | Miscellaneous | New | Food Preparation | Natural Gas | Food Prep Other | MAP | bar: 2016 to 2045
Commercial_Miscellaneous_New_Miscellaneous_Natural Gas_Pool Heater_MAP | Commercial | Miscellaneous | New | Miscellaneous | Natural Gas | Pool Heater | MAP | bar: 2016 to 2045
Commercial_Miscellaneous_New_Miscellaneous_Natural Gas_Miscellaneous_MAP | Commercial | Miscellaneous | New | Miscellaneous | Natural Gas | Miscellaneous | MAP | bar: 2016 to 2045
Commercial_Office_Existing_Space Heating_Natural Gas_Furnace_RAP | Commercial | Office | Existing | Space Heating | Natural Gas | Furnace | RAP | bar: 2016 to 2045
Commercial_Office_Existing_Space Heating_Natural Gas_Boiler_RAP | Commercial | Office | Existing | Space Heating | Natural Gas | Boiler | RAP | bar: 2016 to 2045
Commercial_Office_Existing_Space Heating_Natural Gas_Unit Heater_RAP | Commercial | Office | Existing | Space Heating | Natural Gas | Unit Heater | RAP | bar: 2016 to 2045
Commercial_Office_Existing_Water Heating_Natural Gas_Water Heater_RAP | Commercial | Office | Existing | Water Heating | Natural Gas | Water Heater | RAP | bar: 2016 to 2045
Commercial_Office_Existing_Food Preparation_Natural Gas_Oven_RAP | Commercial | Office | Existing | Food Preparation | Natural Gas | Oven | RAP | bar: 2016 to 2045
Commercial_Office_Existing_Food Preparation_Natural Gas_Conveyor Oven_RAP | Commercial | Office | Existing | Food Preparation | Natural Gas | Conveyor Oven | RAP | bar: 2016 to 2045
Commercial_Office_Existing_Food Preparation_Natural Gas_Double Rack Oven_RAP | Commercial | Office | Existing | Food Preparation | Natural Gas | Double Rack Oven | RAP | bar: 2016 to 2045
Commercial_Office_Existing_Food Preparation_Natural Gas_Fryer_RAP | Commercial | Office | Existing | Food Preparation | Natural Gas | Fryer | RAP | bar: 2016 to 2045
Commercial_Office_Existing_Food Preparation_Natural Gas_Broiler_RAP | Commercial | Office | Existing | Food Preparation | Natural Gas | Broiler | RAP | bar: 2016 to 2045
Commercial_Office_Existing_Food Preparation_Natural Gas_Griddle_RAP | Commercial | Office | Existing | Food Preparation | Natural Gas | Griddle | RAP | bar: 2016 to 2045
Commercial_Office_Existing_Food Preparation_Natural Gas_Range_RAP | Commercial | Office | Existing | Food Preparation | Natural Gas | Range | RAP | bar: 2016 to 2045
Commercial_Office_Existing_Food Preparation_Natural Gas_Steamer_RAP | Commercial | Office | Existing | Food Preparation | Natural Gas | Steamer | RAP | bar: 2016 to 2045
Commercial_Office_Existing_Food Preparation_Natural Gas_Food Prep Other_RAP | Commercial | Office | Existing | Food Preparation | Natural Gas | Food Prep Other | RAP | bar: 2016 to 2045
Commercial_Office_Existing_Miscellaneous_Natural Gas_Pool Heater_RAP | Commercial | Office | Existing | Miscellaneous | Natural Gas | Pool Heater | RAP | bar: 2016 to 2045
Commercial_Office_Existing_Miscellaneous_Natural Gas_Miscellaneous_RAP | Commercial | Office | Existing | Miscellaneous | Natural Gas | Miscellaneous | RAP | bar: 2016 to 2045
Commercial_Office_New_Space Heating_Natural Gas_Furnace_RAP | Commercial | Office | New | Space Heating | Natural Gas | Furnace | RAP | bar: 2016 to 2045
Commercial_Office_New_Space Heating_Natural Gas_Boiler_RAP | Commercial | Office | New | Space Heating | Natural Gas | Boiler | RAP | bar: 2016 to 2045
Commercial_Office_New_Space Heating_Natural Gas_Unit Heater_RAP | Commercial | Office | New | Space Heating | Natural Gas | Unit Heater | RAP | bar: 2016 to 2045
Commercial_Office_New_Water Heating_Natural Gas_Water Heater_RAP | Commercial | Office | New | Water Heating | Natural Gas | Water Heater | RAP | bar: 2016 to 2045
Commercial_Office_New_Food Preparation_Natural Gas_Oven_RAP | Commercial | Office | New | Food Preparation | Natural Gas | Oven | RAP | bar: 2016 to 2045
Commercial_Office_New_Food Preparation_Natural Gas_Conveyor Oven_RAP | Commercial | Office | New | Food Preparation | Natural Gas | Conveyor Oven | RAP | bar: 2016 to 2045
Commercial_Office_New_Food Preparation_Natural Gas_Double Rack Oven_RAP | Commercial | Office | New | Food Preparation | Natural Gas | Double Rack Oven | RAP | bar: 2016 to 2045
Commercial_Office_New_Food Preparation_Natural Gas_Fryer_RAP | Commercial | Office | New | Food Preparation | Natural Gas | Fryer | RAP | bar: 2016 to 2045
Commercial_Office_New_Food Preparation_Natural Gas_Broiler_RAP | Commercial | Office | New | Food Preparation | Natural Gas | Broiler | RAP | bar: 2016 to 2045
Commercial_Office_New_Food Preparation_Natural Gas_Griddle_RAP | Commercial | Office | New | Food Preparation | Natural Gas | Griddle | RAP | bar: 2016 to 2045
Commercial_Office_New_Food Preparation_Natural Gas_Range_RAP | Commercial | Office | New | Food Preparation | Natural Gas | Range | RAP | bar: 2016 to 2045
Commercial_Office_New_Food Preparation_Natural Gas_Steamer_RAP | Commercial | Office | New | Food Preparation | Natural Gas | Steamer | RAP | bar: 2016 to 2045
Commercial_Office_New_Food Preparation_Natural Gas_Food Prep Other_RAP | Commercial | Office | New | Food Preparation | Natural Gas | Food Prep Other | RAP | bar: 2016 to 2045
Commercial_Office_New_Miscellaneous_Natural Gas_Pool Heater_RAP | Commercial | Office | New | Miscellaneous | Natural Gas | Pool Heater | RAP | bar: 2016 to 2045
Commercial_Office_New_Miscellaneous_Natural Gas_Miscellaneous_RAP | Commercial | Office | New | Miscellaneous | Natural Gas | Miscellaneous | RAP | bar: 2016 to 2045
Commercial_Retail_Existing_Space Heating_Natural Gas_Furnace_RAP | Commercial | Retail | Existing | Space Heating | Natural Gas | Furnace | RAP | bar: 2016 to 2045
Commercial_Retail_Existing_Space Heating_Natural Gas_Boiler_RAP | Commercial | Retail | Existing | Space Heating | Natural Gas | Boiler | RAP | bar: 2016 to 2045
Commercial_Retail_Existing_Space Heating_Natural Gas_Unit Heater_RAP | Commercial | Retail | Existing | Space Heating | Natural Gas | Unit Heater | RAP | bar: 2016 to 2045
Commercial_Retail_Existing_Water Heating_Natural Gas_Water Heater_RAP | Commercial | Retail | Existing | Water Heating | Natural Gas | Water Heater | RAP | bar: 2016 to 2045
Commercial_Retail_Existing_Food Preparation_Natural Gas_Oven_RAP | Commercial | Retail | Existing | Food Preparation | Natural Gas | Oven | RAP | bar: 2016 to 2045
Commercial_Retail_Existing_Food Preparation_Natural Gas_Conveyor Oven_RAP | Commercial | Retail | Existing | Food Preparation | Natural Gas | Conveyor Oven | RAP | bar: 2016 to 2045
Commercial_Retail_Existing_Food Preparation_Natural Gas_Double Rack Oven_RAP | Commercial | Retail | Existing | Food Preparation | Natural Gas | Double Rack Oven | RAP | bar: 2016 to 2045
Commercial_Retail_Existing_Food Preparation_Natural Gas_Fryer_RAP | Commercial | Retail | Existing | Food Preparation | Natural Gas | Fryer | RAP | bar: 2016 to 2045
Commercial_Retail_Existing_Food Preparation_Natural Gas_Broiler_RAP | Commercial | Retail | Existing | Food Preparation | Natural Gas | Broiler | RAP | bar: 2016 to 2045
Commercial_Retail_Existing_Food Preparation_Natural Gas_Griddle_RAP | Commercial | Retail | Existing | Food Preparation | Natural Gas | Griddle | RAP | bar: 2016 to 2045
Commercial_Retail_Existing_Food Preparation_Natural Gas_Range_RAP | Commercial | Retail | Existing | Food Preparation | Natural Gas | Range | RAP | bar: 2016 to 2045
Commercial_Retail_Existing_Food Preparation_Natural Gas_Steamer_RAP | Commercial | Retail | Existing | Food Preparation | Natural Gas | Steamer | RAP | bar: 2016 to 2045
Commercial_Retail_Existing_Food Preparation_Natural Gas_Food Prep Other_RAP | Commercial | Retail | Existing | Food Preparation | Natural Gas | Food Prep Other | RAP | bar: 2016 to 2045
Commercial_Retail_Existing_Miscellaneous_Natural Gas_Pool Heater_RAP | Commercial | Retail | Existing | Miscellaneous | Natural Gas | Pool Heater | RAP | bar: 2016 to 2045
Commercial_Retail_Existing_Miscellaneous_Natural Gas_Miscellaneous_RAP | Commercial | Retail | Existing | Miscellaneous | Natural Gas | Miscellaneous | RAP | bar: 2016 to 2045
Commercial_Retail_New_Space Heating_Natural Gas_Furnace_RAP | Commercial | Retail | New | Space Heating | Natural Gas | Furnace | RAP | bar: 2016 to 2045
Commercial_Retail_New_Space Heating_Natural Gas_Boiler_RAP | Commercial | Retail | New | Space Heating | Natural Gas | Boiler | RAP | bar: 2016 to 2045
Commercial_Retail_New_Space Heating_Natural Gas_Unit Heater_RAP | Commercial | Retail | New | Space Heating | Natural Gas | Unit Heater | RAP | bar: 2016 to 2045
Commercial_Retail_New_Water Heating_Natural Gas_Water Heater_RAP | Commercial | Retail | New | Water Heating | Natural Gas | Water Heater | RAP | bar: 2016 to 2045
Commercial_Retail_New_Food Preparation_Natural Gas_Oven_RAP | Commercial | Retail | New | Food Preparation | Natural Gas | Oven | RAP | bar: 2016 to 2045
Commercial_Retail_New_Food Preparation_Natural Gas_Conveyor Oven_RAP | Commercial | Retail | New | Food Preparation | Natural Gas | Conveyor Oven | RAP | bar: 2016 to 2045
Commercial_Retail_New_Food Preparation_Natural Gas_Double Rack Oven_RAP | Commercial | Retail | New | Food Preparation | Natural Gas | Double Rack Oven | RAP | bar: 2016 to 2045
Commercial_Retail_New_Food Preparation_Natural Gas_Fryer_RAP | Commercial | Retail | New | Food Preparation | Natural Gas | Fryer | RAP | bar: 2016 to 2045
Commercial_Retail_New_Food Preparation_Natural Gas_Broiler_RAP | Commercial | Retail | New | Food Preparation | Natural Gas | Broiler | RAP | bar: 2016 to 2045
Commercial_Retail_New_Food Preparation_Natural Gas_Griddle_RAP | Commercial | Retail | New | Food Preparation | Natural Gas | Griddle | RAP | bar: 2016 to 2045
Commercial_Retail_New_Food Preparation_Natural Gas_Range_RAP | Commercial | Retail | New | Food Preparation | Natural Gas | Range | RAP | bar: 2016 to 2045
Commercial_Retail_New_Food Preparation_Natural Gas_Steamer_RAP | Commercial | Retail | New | Food Preparation | Natural Gas | Steamer | RAP | bar: 2016 to 2045
Commercial_Retail_New_Food Preparation_Natural Gas_Food Prep Other_RAP | Commercial | Retail | New | Food Preparation | Natural Gas | Food Prep Other | RAP | bar: 2016 to 2045
Commercial_Retail_New_Miscellaneous_Natural Gas_Pool Heater_RAP | Commercial | Retail | New | Miscellaneous | Natural Gas | Pool Heater | RAP | bar: 2016 to 2045
Commercial_Retail_New_Miscellaneous_Natural Gas_Miscellaneous_RAP | Commercial | Retail | New | Miscellaneous | Natural Gas | Miscellaneous | RAP | bar: 2016 to 2045
Commercial_Restaurant_Existing_Space Heating_Natural Gas_Furnace_RAP | Commercial | Restaurant | Existing | Space Heating | Natural Gas | Furnace | RAP | bar: 2016 to 2045
Commercial_Restaurant_Existing_Space Heating_Natural Gas_Boiler_RAP | Commercial | Restaurant | Existing | Space Heating | Natural Gas | Boiler | RAP | bar: 2016 to 2045
Commercial_Restaurant_Existing_Space Heating_Natural Gas_Unit Heater_RAP | Commercial | Restaurant | Existing | Space Heating | Natural Gas | Unit Heater | RAP | bar: 2016 to 2045
Commercial_Restaurant_Existing_Water Heating_Natural Gas_Water Heater_RAP | Commercial | Restaurant | Existing | Water Heating | Natural Gas | Water Heater | RAP | bar: 2016 to 2045
Commercial_Restaurant_Existing_Food Preparation_Natural Gas_Oven_RAP | Commercial | Restaurant | Existing | Food Preparation | Natural Gas | Oven | RAP | bar: 2016 to 2045
Commercial_Restaurant_Existing_Food Preparation_Natural Gas_Conveyor Oven_RAP | Commercial | Restaurant | Existing | Food Preparation | Natural Gas | Conveyor Oven | RAP | bar: 2016 to 2045
Commercial_Restaurant_Existing_Food Preparation_Natural Gas_Double Rack Oven_RAP | Commercial | Restaurant | Existing | Food Preparation | Natural Gas | Double Rack Oven | RAP | bar: 2016 to 2045
Commercial_Restaurant_Existing_Food Preparation_Natural Gas_Fryer_RAP | Commercial | Restaurant | Existing | Food Preparation | Natural Gas | Fryer | RAP | bar: 2016 to 2045
Commercial_Restaurant_Existing_Food Preparation_Natural Gas_Broiler_RAP | Commercial | Restaurant | Existing | Food Preparation | Natural Gas | Broiler | RAP | bar: 2016 to 2045
Commercial_Restaurant_Existing_Food Preparation_Natural Gas_Griddle_RAP | Commercial | Restaurant | Existing | Food Preparation | Natural Gas | Griddle | RAP | bar: 2016 to 2045
Commercial_Restaurant_Existing_Food Preparation_Natural Gas_Range_RAP | Commercial | Restaurant | Existing | Food Preparation | Natural Gas | Range | RAP | bar: 2016 to 2045
Commercial_Restaurant_Existing_Food Preparation_Natural Gas_Steamer_RAP | Commercial | Restaurant | Existing | Food Preparation | Natural Gas | Steamer | RAP | bar: 2016 to 2045
Commercial_Restaurant_Existing_Food Preparation_Natural Gas_Food Prep Other_RAP | Commercial | Restaurant | Existing | Food Preparation | Natural Gas | Food Prep Other | RAP | bar: 2016 to 2045
Commercial_Restaurant_Existing_Miscellaneous_Natural Gas_Pool Heater_RAP | Commercial | Restaurant | Existing | Miscellaneous | Natural Gas | Pool Heater | RAP | bar: 2016 to 2045
Commercial_Restaurant_Existing_Miscellaneous_Natural Gas_Miscellaneous_RAP | Commercial | Restaurant | Existing | Miscellaneous | Natural Gas | Miscellaneous | RAP | bar: 2016 to 2045
Commercial_Restaurant_New_Space Heating_Natural Gas_Furnace_RAP | Commercial | Restaurant | New | Space Heating | Natural Gas | Furnace | RAP | bar: 2016 to 2045
Commercial_Restaurant_New_Space Heating_Natural Gas_Boiler_RAP | Commercial | Restaurant | New | Space Heating | Natural Gas | Boiler | RAP | bar: 2016 to 2045
Commercial_Restaurant_New_Space Heating_Natural Gas_Unit Heater_RAP | Commercial | Restaurant | New | Space Heating | Natural Gas | Unit Heater | RAP | bar: 2016 to 2045
Commercial_Restaurant_New_Water Heating_Natural Gas_Water Heater_RAP | Commercial | Restaurant | New | Water Heating | Natural Gas | Water Heater | RAP | bar: 2016 to 2045
Commercial_Restaurant_New_Food Preparation_Natural Gas_Oven_RAP | Commercial | Restaurant | New | Food Preparation | Natural Gas | Oven | RAP | bar: 2016 to 2045
Commercial_Restaurant_New_Food Preparation_Natural Gas_Conveyor Oven_RAP | Commercial | Restaurant | New | Food Preparation | Natural Gas | Conveyor Oven | RAP | bar: 2016 to 2045
Commercial_Restaurant_New_Food Preparation_Natural Gas_Double Rack Oven_RAP | Commercial | Restaurant | New | Food Preparation | Natural Gas | Double Rack Oven | RAP | bar: 2016 to 2045
Commercial_Restaurant_New_Food Preparation_Natural Gas_Fryer_RAP | Commercial | Restaurant | New | Food Preparation | Natural Gas | Fryer | RAP | bar: 2016 to 2045
Commercial_Restaurant_New_Food Preparation_Natural Gas_Broiler_RAP | Commercial | Restaurant | New | Food Preparation | Natural Gas | Broiler | RAP | bar: 2016 to 2045
Commercial_Restaurant_New_Food Preparation_Natural Gas_Griddle_RAP | Commercial | Restaurant | New | Food Preparation | Natural Gas | Griddle | RAP | bar: 2016 to 2045
Commercial_Restaurant_New_Food Preparation_Natural Gas_Range_RAP | Commercial | Restaurant | New | Food Preparation | Natural Gas | Range | RAP | bar: 2016 to 2045
Commercial_Restaurant_New_Food Preparation_Natural Gas_Steamer_RAP | Commercial | Restaurant | New | Food Preparation | Natural Gas | Steamer | RAP | bar: 2016 to 2045
Commercial_Restaurant_New_Food Preparation_Natural Gas_Food Prep Other_RAP | Commercial | Restaurant | New | Food Preparation | Natural Gas | Food Prep Other | RAP | bar: 2016 to 2045
Commercial_Restaurant_New_Miscellaneous_Natural Gas_Pool Heater_RAP | Commercial | Restaurant | New | Miscellaneous | Natural Gas | Pool Heater | RAP | bar: 2016 to 2045
Commercial_Restaurant_New_Miscellaneous_Natural Gas_Miscellaneous_RAP | Commercial | Restaurant | New | Miscellaneous | Natural Gas | Miscellaneous | RAP | bar: 2016 to 2045
Commercial_Grocery_Existing_Space Heating_Natural Gas_Furnace_RAP | Commercial | Grocery | Existing | Space Heating | Natural Gas | Furnace | RAP | bar: 2016 to 2045
Commercial_Grocery_Existing_Space Heating_Natural Gas_Boiler_RAP | Commercial | Grocery | Existing | Space Heating | Natural Gas | Boiler | RAP | bar: 2016 to 2045
Commercial_Grocery_Existing_Space Heating_Natural Gas_Unit Heater_RAP | Commercial | Grocery | Existing | Space Heating | Natural Gas | Unit Heater | RAP | bar: 2016 to 2045
Commercial_Grocery_Existing_Water Heating_Natural Gas_Water Heater_RAP | Commercial | Grocery | Existing | Water Heating | Natural Gas | Water Heater | RAP | bar: 2016 to 2045
Commercial_Grocery_Existing_Food Preparation_Natural Gas_Oven_RAP | Commercial | Grocery | Existing | Food Preparation | Natural Gas | Oven | RAP | bar: 2016 to 2045
Commercial_Grocery_Existing_Food Preparation_Natural Gas_Conveyor Oven_RAP | Commercial | Grocery | Existing | Food Preparation | Natural Gas | Conveyor Oven | RAP | bar: 2016 to 2045
Commercial_Grocery_Existing_Food Preparation_Natural Gas_Double Rack Oven_RAP | Commercial | Grocery | Existing | Food Preparation | Natural Gas | Double Rack Oven | RAP | bar: 2016 to 2045
Commercial_Grocery_Existing_Food Preparation_Natural Gas_Fryer_RAP | Commercial | Grocery | Existing | Food Preparation | Natural Gas | Fryer | RAP | bar: 2016 to 2045
Commercial_Grocery_Existing_Food Preparation_Natural Gas_Broiler_RAP | Commercial | Grocery | Existing | Food Preparation | Natural Gas | Broiler | RAP | bar: 2016 to 2045
Commercial_Grocery_Existing_Food Preparation_Natural Gas_Griddle_RAP | Commercial | Grocery | Existing | Food Preparation | Natural Gas | Griddle | RAP | bar: 2016 to 2045
Commercial_Grocery_Existing_Food Preparation_Natural Gas_Range_RAP | Commercial | Grocery | Existing | Food Preparation | Natural Gas | Range | RAP | bar: 2016 to 2045
Commercial_Grocery_Existing_Food Preparation_Natural Gas_Steamer_RAP | Commercial | Grocery | Existing | Food Preparation | Natural Gas | Steamer | RAP | bar: 2016 to 2045
Commercial_Grocery_Existing_Food Preparation_Natural Gas_Food Prep Other_RAP | Commercial | Grocery | Existing | Food Preparation | Natural Gas | Food Prep Other | RAP | bar: 2016 to 2045
Commercial_Grocery_Existing_Miscellaneous_Natural Gas_Pool Heater_RAP | Commercial | Grocery | Existing | Miscellaneous | Natural Gas | Pool Heater | RAP | bar: 2016 to 2045
Commercial_Grocery_Existing_Miscellaneous_Natural Gas_Miscellaneous_RAP | Commercial | Grocery | Existing | Miscellaneous | Natural Gas | Miscellaneous | RAP | bar: 2016 to 2045
Commercial_Grocery_New_Space Heating_Natural Gas_Furnace_RAP | Commercial | Grocery | New | Space Heating | Natural Gas | Furnace | RAP | bar: 2016 to 2045
Commercial_Grocery_New_Space Heating_Natural Gas_Boiler_RAP | Commercial | Grocery | New | Space Heating | Natural Gas | Boiler | RAP | bar: 2016 to 2045
Commercial_Grocery_New_Space Heating_Natural Gas_Unit Heater_RAP | Commercial | Grocery | New | Space Heating | Natural Gas | Unit Heater | RAP | bar: 2016 to 2045
Commercial_Grocery_New_Water Heating_Natural Gas_Water Heater_RAP | Commercial | Grocery | New | Water Heating | Natural Gas | Water Heater | RAP | bar: 2016 to 2045
Commercial_Grocery_New_Food Preparation_Natural Gas_Oven_RAP | Commercial | Grocery | New | Food Preparation | Natural Gas | Oven | RAP | bar: 2016 to 2045
Commercial_Grocery_New_Food Preparation_Natural Gas_Conveyor Oven_RAP | Commercial | Grocery | New | Food Preparation | Natural Gas | Conveyor Oven | RAP | bar: 2016 to 2045
Commercial_Grocery_New_Food Preparation_Natural Gas_Double Rack Oven_RAP | Commercial | Grocery | New | Food Preparation | Natural Gas | Double Rack Oven | RAP | bar: 2016 to 2045
Commercial_Grocery_New_Food Preparation_Natural Gas_Fryer_RAP | Commercial | Grocery | New | Food Preparation | Natural Gas | Fryer | RAP | bar: 2016 to 2045
Commercial_Grocery_New_Food Preparation_Natural Gas_Broiler_RAP | Commercial | Grocery | New | Food Preparation | Natural Gas | Broiler | RAP | bar: 2016 to 2045
Commercial_Grocery_New_Food Preparation_Natural Gas_Griddle_RAP | Commercial | Grocery | New | Food Preparation | Natural Gas | Griddle | RAP | bar: 2016 to 2045
Commercial_Grocery_New_Food Preparation_Natural Gas_Range_RAP | Commercial | Grocery | New | Food Preparation | Natural Gas | Range | RAP | bar: 2016 to 2045
Commercial_Grocery_New_Food Preparation_Natural Gas_Steamer_RAP | Commercial | Grocery | New | Food Preparation | Natural Gas | Steamer | RAP | bar: 2016 to 2045
Commercial_Grocery_New_Food Preparation_Natural Gas_Food Prep Other_RAP | Commercial | Grocery | New | Food Preparation | Natural Gas | Food Prep Other | RAP | bar: 2016 to 2045
Commercial_Grocery_New_Miscellaneous_Natural Gas_Pool Heater_RAP | Commercial | Grocery | New | Miscellaneous | Natural Gas | Pool Heater | RAP | bar: 2016 to 2045
Commercial_Grocery_New_Miscellaneous_Natural Gas_Miscellaneous_RAP | Commercial | Grocery | New | Miscellaneous | Natural Gas | Miscellaneous | RAP | bar: 2016 to 2045
Commercial_Education_Existing_Space Heating_Natural Gas_Furnace_RAP | Commercial | Education | Existing | Space Heating | Natural Gas | Furnace | RAP | bar: 2016 to 2045
Commercial_Education_Existing_Space Heating_Natural Gas_Boiler_RAP | Commercial | Education | Existing | Space Heating | Natural Gas | Boiler | RAP | bar: 2016 to 2045
Commercial_Education_Existing_Space Heating_Natural Gas_Unit Heater_RAP | Commercial | Education | Existing | Space Heating | Natural Gas | Unit Heater | RAP | bar: 2016 to 2045
Commercial_Education_Existing_Water Heating_Natural Gas_Water Heater_RAP | Commercial | Education | Existing | Water Heating | Natural Gas | Water Heater | RAP | bar: 2016 to 2045
Commercial_Education_Existing_Food Preparation_Natural Gas_Oven_RAP | Commercial | Education | Existing | Food Preparation | Natural Gas | Oven | RAP | bar: 2016 to 2045
Commercial_Education_Existing_Food Preparation_Natural Gas_Conveyor Oven_RAP | Commercial | Education | Existing | Food Preparation | Natural Gas | Conveyor Oven | RAP | bar: 2016 to 2045
Commercial_Education_Existing_Food Preparation_Natural Gas_Double Rack Oven_RAP | Commercial | Education | Existing | Food Preparation | Natural Gas | Double Rack Oven | RAP | bar: 2016 to 2045
Commercial_Education_Existing_Food Preparation_Natural Gas_Fryer_RAP | Commercial | Education | Existing | Food Preparation | Natural Gas | Fryer | RAP | bar: 2016 to 2045
Commercial_Education_Existing_Food Preparation_Natural Gas_Broiler_RAP | Commercial | Education | Existing | Food Preparation | Natural Gas | Broiler | RAP | bar: 2016 to 2045
Commercial_Education_Existing_Food Preparation_Natural Gas_Griddle_RAP | Commercial | Education | Existing | Food Preparation | Natural Gas | Griddle | RAP | bar: 2016 to 2045
Commercial_Education_Existing_Food Preparation_Natural Gas_Range_RAP | Commercial | Education | Existing | Food Preparation | Natural Gas | Range | RAP | bar: 2016 to 2045
Commercial_Education_Existing_Food Preparation_Natural Gas_Steamer_RAP | Commercial | Education | Existing | Food Preparation | Natural Gas | Steamer | RAP | bar: 2016 to 2045
Commercial_Education_Existing_Food Preparation_Natural Gas_Food Prep Other_RAP | Commercial | Education | Existing | Food Preparation | Natural Gas | Food Prep Other | RAP | bar: 2016 to 2045
Commercial_Education_Existing_Miscellaneous_Natural Gas_Pool Heater_RAP | Commercial | Education | Existing | Miscellaneous | Natural Gas | Pool Heater | RAP | bar: 2016 to 2045
Commercial_Education_Existing_Miscellaneous_Natural Gas_Miscellaneous_RAP | Commercial | Education | Existing | Miscellaneous | Natural Gas | Miscellaneous | RAP | bar: 2016 to 2045
Commercial_Education_New_Space Heating_Natural Gas_Furnace_RAP | Commercial | Education | New | Space Heating | Natural Gas | Furnace | RAP | bar: 2016 to 2045
Commercial_Education_New_Space Heating_Natural Gas_Boiler_RAP | Commercial | Education | New | Space Heating | Natural Gas | Boiler | RAP | bar: 2016 to 2045
Commercial_Education_New_Space Heating_Natural Gas_Unit Heater_RAP | Commercial | Education | New | Space Heating | Natural Gas | Unit Heater | RAP | bar: 2016 to 2045
Commercial_Education_New_Water Heating_Natural Gas_Water Heater_RAP | Commercial | Education | New | Water Heating | Natural Gas | Water Heater | RAP | bar: 2016 to 2045
Commercial_Education_New_Food Preparation_Natural Gas_Oven_RAP | Commercial | Education | New | Food Preparation | Natural Gas | Oven | RAP | bar: 2016 to 2045
Commercial_Education_New_Food Preparation_Natural Gas_Conveyor Oven_RAP | Commercial | Education | New | Food Preparation | Natural Gas | Conveyor Oven | RAP | bar: 2016 to 2045
Commercial_Education_New_Food Preparation_Natural Gas_Double Rack Oven_RAP | Commercial | Education | New | Food Preparation | Natural Gas | Double Rack Oven | RAP | bar: 2016 to 2045
Commercial_Education_New_Food Preparation_Natural Gas_Fryer_RAP | Commercial | Education | New | Food Preparation | Natural Gas | Fryer | RAP | bar: 2016 to 2045
Commercial_Education_New_Food Preparation_Natural Gas_Broiler_RAP | Commercial | Education | New | Food Preparation | Natural Gas | Broiler | RAP | bar: 2016 to 2045
Commercial_Education_New_Food Preparation_Natural Gas_Griddle_RAP | Commercial | Education | New | Food Preparation | Natural Gas | Griddle | RAP | bar: 2016 to 2045
Commercial_Education_New_Food Preparation_Natural Gas_Range_RAP | Commercial | Education | New | Food Preparation | Natural Gas | Range | RAP | bar: 2016 to 2045
Commercial_Education_New_Food Preparation_Natural Gas_Steamer_RAP | Commercial | Education | New | Food Preparation | Natural Gas | Steamer | RAP | bar: 2016 to 2045
Commercial_Education_New_Food Preparation_Natural Gas_Food Prep Other_RAP | Commercial | Education | New | Food Preparation | Natural Gas | Food Prep Other | RAP | bar: 2016 to 2045
Commercial_Education_New_Miscellaneous_Natural Gas_Pool Heater_RAP | Commercial | Education | New | Miscellaneous | Natural Gas | Pool Heater | RAP | bar: 2016 to 2045
Commercial_Education_New_Miscellaneous_Natural Gas_Miscellaneous_RAP | Commercial | Education | New | Miscellaneous | Natural Gas | Miscellaneous | RAP | bar: 2016 to 2045
Commercial_Healthcare_Existing_Space Heating_Natural Gas_Furnace_RAP | Commercial | Healthcare | Existing | Space Heating | Natural Gas | Furnace | RAP | bar: 2016 to 2045
Commercial_Healthcare_Existing_Space Heating_Natural Gas_Boiler_RAP | Commercial | Healthcare | Existing | Space Heating | Natural Gas | Boiler | RAP | bar: 2016 to 2045
Commercial_Healthcare_Existing_Space Heating_Natural Gas_Unit Heater_RAP | Commercial | Healthcare | Existing | Space Heating | Natural Gas | Unit Heater | RAP | bar: 2016 to 2045
Commercial_Healthcare_Existing_Water Heating_Natural Gas_Water Heater_RAP | Commercial | Healthcare | Existing | Water Heating | Natural Gas | Water Heater | RAP | bar: 2016 to 2045
Commercial_Healthcare_Existing_Food Preparation_Natural Gas_Oven_RAP | Commercial | Healthcare | Existing | Food Preparation | Natural Gas | Oven | RAP | bar: 2016 to 2045
Commercial_Healthcare_Existing_Food Preparation_Natural Gas_Conveyor Oven_RAP | Commercial | Healthcare | Existing | Food Preparation | Natural Gas | Conveyor Oven | RAP | bar: 2016 to 2045
Commercial_Healthcare_Existing_Food Preparation_Natural Gas_Double Rack Oven_RAP | Commercial | Healthcare | Existing | Food Preparation | Natural Gas | Double Rack Oven | RAP | bar: 2016 to 2045
Commercial_Healthcare_Existing_Food Preparation_Natural Gas_Fryer_RAP | Commercial | Healthcare | Existing | Food Preparation | Natural Gas | Fryer | RAP | bar: 2016 to 2045
Commercial_Healthcare_Existing_Food Preparation_Natural Gas_Broiler_RAP | Commercial | Healthcare | Existing | Food Preparation | Natural Gas | Broiler | RAP | bar: 2016 to 2045
Commercial_Healthcare_Existing_Food Preparation_Natural Gas_Griddle_RAP | Commercial | Healthcare | Existing | Food Preparation | Natural Gas | Griddle | RAP | bar: 2016 to 2045
Commercial_Healthcare_Existing_Food Preparation_Natural Gas_Range_RAP | Commercial | Healthcare | Existing | Food Preparation | Natural Gas | Range | RAP | bar: 2016 to 2045
Commercial_Healthcare_Existing_Food Preparation_Natural Gas_Steamer_RAP | Commercial | Healthcare | Existing | Food Preparation | Natural Gas | Steamer | RAP | bar: 2016 to 2045
Commercial_Healthcare_Existing_Food Preparation_Natural Gas_Food Prep Other_RAP | Commercial | Healthcare | Existing | Food Preparation | Natural Gas | Food Prep Other | RAP | bar: 2016 to 2045
Commercial_Healthcare_Existing_Miscellaneous_Natural Gas_Pool Heater_RAP | Commercial | Healthcare | Existing | Miscellaneous | Natural Gas | Pool Heater | RAP | bar: 2016 to 2045
Commercial_Healthcare_Existing_Miscellaneous_Natural Gas_Miscellaneous_RAP | Commercial | Healthcare | Existing | Miscellaneous | Natural Gas | Miscellaneous | RAP | bar: 2016 to 2045
Commercial_Healthcare_New_Space Heating_Natural Gas_Furnace_RAP | Commercial | Healthcare | New | Space Heating | Natural Gas | Furnace | RAP | bar: 2016 to 2045
Commercial_Healthcare_New_Space Heating_Natural Gas_Boiler_RAP | Commercial | Healthcare | New | Space Heating | Natural Gas | Boiler | RAP | bar: 2016 to 2045
Commercial_Healthcare_New_Space Heating_Natural Gas_Unit Heater_RAP | Commercial | Healthcare | New | Space Heating | Natural Gas | Unit Heater | RAP | bar: 2016 to 2045
Commercial_Healthcare_New_Water Heating_Natural Gas_Water Heater_RAP | Commercial | Healthcare | New | Water Heating | Natural Gas | Water Heater | RAP | bar: 2016 to 2045
Commercial_Healthcare_New_Food Preparation_Natural Gas_Oven_RAP | Commercial | Healthcare | New | Food Preparation | Natural Gas | Oven | RAP | bar: 2016 to 2045
Commercial_Healthcare_New_Food Preparation_Natural Gas_Conveyor Oven_RAP | Commercial | Healthcare | New | Food Preparation | Natural Gas | Conveyor Oven | RAP | bar: 2016 to 2045
Commercial_Healthcare_New_Food Preparation_Natural Gas_Double Rack Oven_RAP | Commercial | Healthcare | New | Food Preparation | Natural Gas | Double Rack Oven | RAP | bar: 2016 to 2045
Commercial_Healthcare_New_Food Preparation_Natural Gas_Fryer_RAP | Commercial | Healthcare | New | Food Preparation | Natural Gas | Fryer | RAP | bar: 2016 to 2045
Commercial_Healthcare_New_Food Preparation_Natural Gas_Broiler_RAP | Commercial | Healthcare | New | Food Preparation | Natural Gas | Broiler | RAP | bar: 2016 to 2045
Commercial_Healthcare_New_Food Preparation_Natural Gas_Griddle_RAP | Commercial | Healthcare | New | Food Preparation | Natural Gas | Griddle | RAP | bar: 2016 to 2045
Commercial_Healthcare_New_Food Preparation_Natural Gas_Range_RAP | Commercial | Healthcare | New | Food Preparation | Natural Gas | Range | RAP | bar: 2016 to 2045
Commercial_Healthcare_New_Food Preparation_Natural Gas_Steamer_RAP | Commercial | Healthcare | New | Food Preparation | Natural Gas | Steamer | RAP | bar: 2016 to 2045
Commercial_Healthcare_New_Food Preparation_Natural Gas_Food Prep Other_RAP | Commercial | Healthcare | New | Food Preparation | Natural Gas | Food Prep Other | RAP | bar: 2016 to 2045
Commercial_Healthcare_New_Miscellaneous_Natural Gas_Pool Heater_RAP | Commercial | Healthcare | New | Miscellaneous | Natural Gas | Pool Heater | RAP | bar: 2016 to 2045
Commercial_Healthcare_New_Miscellaneous_Natural Gas_Miscellaneous_RAP | Commercial | Healthcare | New | Miscellaneous | Natural Gas | Miscellaneous | RAP | bar: 2016 to 2045
Commercial_Lodging_Existing_Space Heating_Natural Gas_Furnace_RAP | Commercial | Lodging | Existing | Space Heating | Natural Gas | Furnace | RAP | bar: 2016 to 2045
Commercial_Lodging_Existing_Space Heating_Natural Gas_Boiler_RAP | Commercial | Lodging | Existing | Space Heating | Natural Gas | Boiler | RAP | bar: 2016 to 2045
Commercial_Lodging_Existing_Space Heating_Natural Gas_Unit Heater_RAP | Commercial | Lodging | Existing | Space Heating | Natural Gas | Unit Heater | RAP | bar: 2016 to 2045
Commercial_Lodging_Existing_Water Heating_Natural Gas_Water Heater_RAP | Commercial | Lodging | Existing | Water Heating | Natural Gas | Water Heater | RAP | bar: 2016 to 2045
Commercial_Lodging_Existing_Food Preparation_Natural Gas_Oven_RAP | Commercial | Lodging | Existing | Food Preparation | Natural Gas | Oven | RAP | bar: 2016 to 2045
Commercial_Lodging_Existing_Food Preparation_Natural Gas_Conveyor Oven_RAP | Commercial | Lodging | Existing | Food Preparation | Natural Gas | Conveyor Oven | RAP | bar: 2016 to 2045
Commercial_Lodging_Existing_Food Preparation_Natural Gas_Double Rack Oven_RAP | Commercial | Lodging | Existing | Food Preparation | Natural Gas | Double Rack Oven | RAP | bar: 2016 to 2045
Commercial_Lodging_Existing_Food Preparation_Natural Gas_Fryer_RAP | Commercial | Lodging | Existing | Food Preparation | Natural Gas | Fryer | RAP | bar: 2016 to 2045
Commercial_Lodging_Existing_Food Preparation_Natural Gas_Broiler_RAP | Commercial | Lodging | Existing | Food Preparation | Natural Gas | Broiler | RAP | bar: 2016 to 2045
Commercial_Lodging_Existing_Food Preparation_Natural Gas_Griddle_RAP | Commercial | Lodging | Existing | Food Preparation | Natural Gas | Griddle | RAP | bar: 2016 to 2045
Commercial_Lodging_Existing_Food Preparation_Natural Gas_Range_RAP | Commercial | Lodging | Existing | Food Preparation | Natural Gas | Range | RAP | bar: 2016 to 2045
Commercial_Lodging_Existing_Food Preparation_Natural Gas_Steamer_RAP | Commercial | Lodging | Existing | Food Preparation | Natural Gas | Steamer | RAP | bar: 2016 to 2045
Commercial_Lodging_Existing_Food Preparation_Natural Gas_Food Prep Other_RAP | Commercial | Lodging | Existing | Food Preparation | Natural Gas | Food Prep Other | RAP | bar: 2016 to 2045
Commercial_Lodging_Existing_Miscellaneous_Natural Gas_Pool Heater_RAP | Commercial | Lodging | Existing | Miscellaneous | Natural Gas | Pool Heater | RAP | bar: 2016 to 2045
Commercial_Lodging_Existing_Miscellaneous_Natural Gas_Miscellaneous_RAP | Commercial | Lodging | Existing | Miscellaneous | Natural Gas | Miscellaneous | RAP | bar: 2016 to 2045
Commercial_Lodging_New_Space Heating_Natural Gas_Furnace_RAP | Commercial | Lodging | New | Space Heating | Natural Gas | Furnace | RAP | bar: 2016 to 2045
Commercial_Lodging_New_Space Heating_Natural Gas_Boiler_RAP | Commercial | Lodging | New | Space Heating | Natural Gas | Boiler | RAP | bar: 2016 to 2045
Commercial_Lodging_New_Space Heating_Natural Gas_Unit Heater_RAP | Commercial | Lodging | New | Space Heating | Natural Gas | Unit Heater | RAP | bar: 2016 to 2045
Commercial_Lodging_New_Water Heating_Natural Gas_Water Heater_RAP | Commercial | Lodging | New | Water Heating | Natural Gas | Water Heater | RAP | bar: 2016 to 2045
Commercial_Lodging_New_Food Preparation_Natural Gas_Oven_RAP | Commercial | Lodging | New | Food Preparation | Natural Gas | Oven | RAP | bar: 2016 to 2045
Commercial_Lodging_New_Food Preparation_Natural Gas_Conveyor Oven_RAP | Commercial | Lodging | New | Food Preparation | Natural Gas | Conveyor Oven | RAP | bar: 2016 to 2045
Commercial_Lodging_New_Food Preparation_Natural Gas_Double Rack Oven_RAP | Commercial | Lodging | New | Food Preparation | Natural Gas | Double Rack Oven | RAP | bar: 2016 to 2045
Commercial_Lodging_New_Food Preparation_Natural Gas_Fryer_RAP | Commercial | Lodging | New | Food Preparation | Natural Gas | Fryer | RAP | bar: 2016 to 2045
Commercial_Lodging_New_Food Preparation_Natural Gas_Broiler_RAP | Commercial | Lodging | New | Food Preparation | Natural Gas | Broiler | RAP | bar: 2016 to 2045
Commercial_Lodging_New_Food Preparation_Natural Gas_Griddle_RAP | Commercial | Lodging | New | Food Preparation | Natural Gas | Griddle | RAP | bar: 2016 to 2045
Commercial_Lodging_New_Food Preparation_Natural Gas_Range_RAP | Commercial | Lodging | New | Food Preparation | Natural Gas | Range | RAP | bar: 2016 to 2045
Commercial_Lodging_New_Food Preparation_Natural Gas_Steamer_RAP | Commercial | Lodging | New | Food Preparation | Natural Gas | Steamer | RAP | bar: 2016 to 2045
Commercial_Lodging_New_Food Preparation_Natural Gas_Food Prep Other_RAP | Commercial | Lodging | New | Food Preparation | Natural Gas | Food Prep Other | RAP | bar: 2016 to 2045
Commercial_Lodging_New_Miscellaneous_Natural Gas_Pool Heater_RAP | Commercial | Lodging | New | Miscellaneous | Natural Gas | Pool Heater | RAP | bar: 2016 to 2045
Commercial_Lodging_New_Miscellaneous_Natural Gas_Miscellaneous_RAP | Commercial | Lodging | New | Miscellaneous | Natural Gas | Miscellaneous | RAP | bar: 2016 to 2045
Commercial_Warehouse_Existing_Space Heating_Natural Gas_Furnace_RAP | Commercial | Warehouse | Existing | Space Heating | Natural Gas | Furnace | RAP | bar: 2016 to 2045
Commercial_Warehouse_Existing_Space Heating_Natural Gas_Boiler_RAP | Commercial | Warehouse | Existing | Space Heating | Natural Gas | Boiler | RAP | bar: 2016 to 2045
Commercial_Warehouse_Existing_Space Heating_Natural Gas_Unit Heater_RAP | Commercial | Warehouse | Existing | Space Heating | Natural Gas | Unit Heater | RAP | bar: 2016 to 2045
Commercial_Warehouse_Existing_Water Heating_Natural Gas_Water Heater_RAP | Commercial | Warehouse | Existing | Water Heating | Natural Gas | Water Heater | RAP | bar: 2016 to 2045
Commercial_Warehouse_Existing_Food Preparation_Natural Gas_Oven_RAP | Commercial | Warehouse | Existing | Food Preparation | Natural Gas | Oven | RAP | bar: 2016 to 2045
Commercial_Warehouse_Existing_Food Preparation_Natural Gas_Conveyor Oven_RAP | Commercial | Warehouse | Existing | Food Preparation | Natural Gas | Conveyor Oven | RAP | bar: 2016 to 2045
Commercial_Warehouse_Existing_Food Preparation_Natural Gas_Double Rack Oven_RAP | Commercial | Warehouse | Existing | Food Preparation | Natural Gas | Double Rack Oven | RAP | bar: 2016 to 2045
Commercial_Warehouse_Existing_Food Preparation_Natural Gas_Fryer_RAP | Commercial | Warehouse | Existing | Food Preparation | Natural Gas | Fryer | RAP | bar: 2016 to 2045
Commercial_Warehouse_Existing_Food Preparation_Natural Gas_Broiler_RAP | Commercial | Warehouse | Existing | Food Preparation | Natural Gas | Broiler | RAP | bar: 2016 to 2045
Commercial_Warehouse_Existing_Food Preparation_Natural Gas_Griddle_RAP | Commercial | Warehouse | Existing | Food Preparation | Natural Gas | Griddle | RAP | bar: 2016 to 2045
Commercial_Warehouse_Existing_Food Preparation_Natural Gas_Range_RAP | Commercial | Warehouse | Existing | Food Preparation | Natural Gas | Range | RAP | bar: 2016 to 2045
Commercial_Warehouse_Existing_Food Preparation_Natural Gas_Steamer_RAP | Commercial | Warehouse | Existing | Food Preparation | Natural Gas | Steamer | RAP | bar: 2016 to 2045
Commercial_Warehouse_Existing_Food Preparation_Natural Gas_Food Prep Other_RAP | Commercial | Warehouse | Existing | Food Preparation | Natural Gas | Food Prep Other | RAP | bar: 2016 to 2045
Commercial_Warehouse_Existing_Miscellaneous_Natural Gas_Pool Heater_RAP | Commercial | Warehouse | Existing | Miscellaneous | Natural Gas | Pool Heater | RAP | bar: 2016 to 2045
Commercial_Warehouse_Existing_Miscellaneous_Natural Gas_Miscellaneous_RAP | Commercial | Warehouse | Existing | Miscellaneous | Natural Gas | Miscellaneous | RAP | bar: 2016 to 2045
Commercial_Warehouse_New_Space Heating_Natural Gas_Furnace_RAP | Commercial | Warehouse | New | Space Heating | Natural Gas | Furnace | RAP | bar: 2016 to 2045
Commercial_Warehouse_New_Space Heating_Natural Gas_Boiler_RAP | Commercial | Warehouse | New | Space Heating | Natural Gas | Boiler | RAP | bar: 2016 to 2045
Commercial_Warehouse_New_Space Heating_Natural Gas_Unit Heater_RAP | Commercial | Warehouse | New | Space Heating | Natural Gas | Unit Heater | RAP | bar: 2016 to 2045
Commercial_Warehouse_New_Water Heating_Natural Gas_Water Heater_RAP | Commercial | Warehouse | New | Water Heating | Natural Gas | Water Heater | RAP | bar: 2016 to 2045
Commercial_Warehouse_New_Food Preparation_Natural Gas_Oven_RAP | Commercial | Warehouse | New | Food Preparation | Natural Gas | Oven | RAP | bar: 2016 to 2045
Commercial_Warehouse_New_Food Preparation_Natural Gas_Conveyor Oven_RAP | Commercial | Warehouse | New | Food Preparation | Natural Gas | Conveyor Oven | RAP | bar: 2016 to 2045
Commercial_Warehouse_New_Food Preparation_Natural Gas_Double Rack Oven_RAP | Commercial | Warehouse | New | Food Preparation | Natural Gas | Double Rack Oven | RAP | bar: 2016 to 2045
Commercial_Warehouse_New_Food Preparation_Natural Gas_Fryer_RAP | Commercial | Warehouse | New | Food Preparation | Natural Gas | Fryer | RAP | bar: 2016 to 2045
Commercial_Warehouse_New_Food Preparation_Natural Gas_Broiler_RAP | Commercial | Warehouse | New | Food Preparation | Natural Gas | Broiler | RAP | bar: 2016 to 2045
Commercial_Warehouse_New_Food Preparation_Natural Gas_Griddle_RAP | Commercial | Warehouse | New | Food Preparation | Natural Gas | Griddle | RAP | bar: 2016 to 2045
Commercial_Warehouse_New_Food Preparation_Natural Gas_Range_RAP | Commercial | Warehouse | New | Food Preparation | Natural Gas | Range | RAP | bar: 2016 to 2045
Commercial_Warehouse_New_Food Preparation_Natural Gas_Steamer_RAP | Commercial | Warehouse | New | Food Preparation | Natural Gas | Steamer | RAP | bar: 2016 to 2045
Commercial_Warehouse_New_Food Preparation_Natural Gas_Food Prep Other_RAP | Commercial | Warehouse | New | Food Preparation | Natural Gas | Food Prep Other | RAP | bar: 2016 to 2045
Commercial_Warehouse_New_Miscellaneous_Natural Gas_Pool Heater_RAP | Commercial | Warehouse | New | Miscellaneous | Natural Gas | Pool Heater | RAP | bar: 2016 to 2045
Commercial_Warehouse_New_Miscellaneous_Natural Gas_Miscellaneous_RAP | Commercial | Warehouse | New | Miscellaneous | Natural Gas | Miscellaneous | RAP | bar: 2016 to 2045
Commercial_Miscellaneous_Existing_Space Heating_Natural Gas_Furnace_RAP | Commercial | Miscellaneous | Existing | Space Heating | Natural Gas | Furnace | RAP | bar: 2016 to 2045
Commercial_Miscellaneous_Existing_Space Heating_Natural Gas_Boiler_RAP | Commercial | Miscellaneous | Existing | Space Heating | Natural Gas | Boiler | RAP | bar: 2016 to 2045
Commercial_Miscellaneous_Existing_Space Heating_Natural Gas_Unit Heater_RAP | Commercial | Miscellaneous | Existing | Space Heating | Natural Gas | Unit Heater | RAP | bar: 2016 to 2045
Commercial_Miscellaneous_Existing_Water Heating_Natural Gas_Water Heater_RAP | Commercial | Miscellaneous | Existing | Water Heating | Natural Gas | Water Heater | RAP | bar: 2016 to 2045
Commercial_Miscellaneous_Existing_Food Preparation_Natural Gas_Oven_RAP | Commercial | Miscellaneous | Existing | Food Preparation | Natural Gas | Oven | RAP | bar: 2016 to 2045
Commercial_Miscellaneous_Existing_Food Preparation_Natural Gas_Conveyor Oven_RAP | Commercial | Miscellaneous | Existing | Food Preparation | Natural Gas | Conveyor Oven | RAP | bar: 2016 to 2045
Commercial_Miscellaneous_Existing_Food Preparation_Natural Gas_Double Rack Oven_RAP | Commercial | Miscellaneous | Existing | Food Preparation | Natural Gas | Double Rack Oven | RAP | bar: 2016 to 2045
Commercial_Miscellaneous_Existing_Food Preparation_Natural Gas_Fryer_RAP | Commercial | Miscellaneous | Existing | Food Preparation | Natural Gas | Fryer | RAP | bar: 2016 to 2045
Commercial_Miscellaneous_Existing_Food Preparation_Natural Gas_Broiler_RAP | Commercial | Miscellaneous | Existing | Food Preparation | Natural Gas | Broiler | RAP | bar: 2016 to 2045
Commercial_Miscellaneous_Existing_Food Preparation_Natural Gas_Griddle_RAP | Commercial | Miscellaneous | Existing | Food Preparation | Natural Gas | Griddle | RAP | bar: 2016 to 2045
Commercial_Miscellaneous_Existing_Food Preparation_Natural Gas_Range_RAP | Commercial | Miscellaneous | Existing | Food Preparation | Natural Gas | Range | RAP | bar: 2016 to 2045
Commercial_Miscellaneous_Existing_Food Preparation_Natural Gas_Steamer_RAP | Commercial | Miscellaneous | Existing | Food Preparation | Natural Gas | Steamer | RAP | bar: 2016 to 2045
Commercial_Miscellaneous_Existing_Food Preparation_Natural Gas_Food Prep Other_RAP | Commercial | Miscellaneous | Existing | Food Preparation | Natural Gas | Food Prep Other | RAP | bar: 2016 to 2045
Commercial_Miscellaneous_Existing_Miscellaneous_Natural Gas_Pool Heater_RAP | Commercial | Miscellaneous | Existing | Miscellaneous | Natural Gas | Pool Heater | RAP | bar: 2016 to 2045
Commercial_Miscellaneous_Existing_Miscellaneous_Natural Gas_Miscellaneous_RAP | Commercial | Miscellaneous | Existing | Miscellaneous | Natural Gas | Miscellaneous | RAP | bar: 2016 to 2045
Commercial_Miscellaneous_New_Space Heating_Natural Gas_Furnace_RAP | Commercial | Miscellaneous | New | Space Heating | Natural Gas | Furnace | RAP | bar: 2016 to 2045
Commercial_Miscellaneous_New_Space Heating_Natural Gas_Boiler_RAP | Commercial | Miscellaneous | New | Space Heating | Natural Gas | Boiler | RAP | bar: 2016 to 2045
Commercial_Miscellaneous_New_Space Heating_Natural Gas_Unit Heater_RAP | Commercial | Miscellaneous | New | Space Heating | Natural Gas | Unit Heater | RAP | bar: 2016 to 2045
Commercial_Miscellaneous_New_Water Heating_Natural Gas_Water Heater_RAP | Commercial | Miscellaneous | New | Water Heating | Natural Gas | Water Heater | RAP | bar: 2016 to 2045
Commercial_Miscellaneous_New_Food Preparation_Natural Gas_Oven_RAP | Commercial | Miscellaneous | New | Food Preparation | Natural Gas | Oven | RAP | bar: 2016 to 2045
Commercial_Miscellaneous_New_Food Preparation_Natural Gas_Conveyor Oven_RAP | Commercial | Miscellaneous | New | Food Preparation | Natural Gas | Conveyor Oven | RAP | bar: 2016 to 2045
Commercial_Miscellaneous_New_Food Preparation_Natural Gas_Double Rack Oven_RAP | Commercial | Miscellaneous | New | Food Preparation | Natural Gas | Double Rack Oven | RAP | bar: 2016 to 2045
Commercial_Miscellaneous_New_Food Preparation_Natural Gas_Fryer_RAP | Commercial | Miscellaneous | New | Food Preparation | Natural Gas | Fryer | RAP | bar: 2016 to 2045
Commercial_Miscellaneous_New_Food Preparation_Natural Gas_Broiler_RAP | Commercial | Miscellaneous | New | Food Preparation | Natural Gas | Broiler | RAP | bar: 2016 to 2045
Commercial_Miscellaneous_New_Food Preparation_Natural Gas_Griddle_RAP | Commercial | Miscellaneous | New | Food Preparation | Natural Gas | Griddle | RAP | bar: 2016 to 2045
Commercial_Miscellaneous_New_Food Preparation_Natural Gas_Range_RAP | Commercial | Miscellaneous | New | Food Preparation | Natural Gas | Range | RAP | bar: 2016 to 2045
Commercial_Miscellaneous_New_Food Preparation_Natural Gas_Steamer_RAP | Commercial | Miscellaneous | New | Food Preparation | Natural Gas | Steamer | RAP | bar: 2016 to 2045
Commercial_Miscellaneous_New_Food Preparation_Natural Gas_Food Prep Other_RAP | Commercial | Miscellaneous | New | Food Preparation | Natural Gas | Food Prep Other | RAP | bar: 2016 to 2045
Commercial_Miscellaneous_New_Miscellaneous_Natural Gas_Pool Heater_RAP | Commercial | Miscellaneous | New | Miscellaneous | Natural Gas | Pool Heater | RAP | bar: 2016 to 2045
Commercial_Miscellaneous_New_Miscellaneous_Natural Gas_Miscellaneous_RAP | Commercial | Miscellaneous | New | Miscellaneous | Natural Gas | Miscellaneous | RAP | bar: 2016 to 2045
Note on L1: Walter, Kenneth: First forecast Year

## Building Systems (hidden)
Key | Sector | Segment | Vintage | System | Label | Conversion Cost | Applicability | Base Year Saturation | Growth Rate | First Year On Market | Last Year On Market | Use Logit Model | Allow Purchase Share Growth | Allow Purchase Share Decline

## System Data (hidden)
Key | Sector | Segment | Vintage | System | Label | Component | System Enduse | System Fuel | System Technology | Enduse Required

## Sys Program Costs (hidden)
Key | Sector | Segment | Vintage | System | Label | Incentive Rate | Administrative Adder

## System Potential Factors (hidden)
Key | Sector | Segment | System | Label | Type | 2013 | 2014 | 2015 | 2016 | 2017 | 2018 | 2019 | 2020 | 2021 | 2022 | 2023 | 2024 | 2025 | 2026 | 2027 | 2028 | 2029 | 2030 | 2031 | 2032 | 2033 | 2034 | 2035

## System Purchase Shares (hidden)
Key | Sector | Segment | Vintage | System | Label | Potential | 2013 | 2014 | 2015 | 2016 | 2017 | 2018 | 2019 | 2020 | 2021 | 2022 | 2023 | 2024 | 2025 | 2026 | 2027 | 2028 | 2029 | 2030 | 2031 | 2032 | 2033 | 2034 | 2035
Note on H1: kwalter: Must input base year shares

## Program Costs
Key | Sector | Segment | Vintage | End Use | Fuel | Technology | Incentive Rate | Administrative Adder |  |  |  | E1 Base | Eff. | Incent.
Commercial_Office_Existing_Space Heating_Natural Gas_Furnace | Commercial | Office | Existing | Space Heating | Natural Gas | Furnace | 100% | 110% | Furnace | 5 | per kBtu/h | 7.5 | 10.8785 | 100%
Commercial_Office_Existing_Space Heating_Natural Gas_Boiler | Commercial | Office | Existing | Space Heating | Natural Gas | Boiler | 23.48% | 25.83% | Boiler | 6 | per kBtu/h | 28.266 | 53.8175 | 23.48%
Commercial_Office_Existing_Space Heating_Natural Gas_Unit Heater | Commercial | Office | Existing | Space Heating | Natural Gas | Unit Heater | 100% | 110% | Unit Heater | 5 | per kBtu/h | 7.08 | 9.78 | 100%
Commercial_Office_Existing_Water Heating_Natural Gas_Water Heater | Commercial | Office | Existing | Water Heating | Natural Gas | Water Heater | 42.84% | 47.13% | Water Heater | 135 | per gpm | 482.3353 | 797.4306 | 42.84%
Commercial_Office_Existing_Food Preparation_Natural Gas_Oven | Commercial | Office | Existing | Food Preparation | Natural Gas | Oven | 100% | 110% | Oven | 800 | unit | 16851 | 17559.1305 | 100%
Commercial_Office_Existing_Food Preparation_Natural Gas_Conveyor Oven | Commercial | Office | Existing | Food Preparation | Natural Gas | Conveyor Oven | 20.18% | 22.2% | Conveyor Oven | 450 | unit | 10177 | 12407 | 20.18%
Commercial_Office_Existing_Food Preparation_Natural Gas_Double Rack Oven | Commercial | Office | Existing | Food Preparation | Natural Gas | Double Rack Oven | 60.56% | 66.62% | Double Rack Oven | 2500 | unit | 12513 | 16641 | 60.56%
Commercial_Office_Existing_Food Preparation_Natural Gas_Fryer | Commercial | Office | Existing | Food Preparation | Natural Gas | Fryer | 100% | 110% | Fryer | 750 | unit | 3562.1384 | 4248.3333 | 100%
Commercial_Office_Existing_Food Preparation_Natural Gas_Broiler | Commercial | Office | Existing | Food Preparation | Natural Gas | Broiler | 66.44% | 73.09% | Broiler |  |  |  |  | 66.44% | from old file
Commercial_Office_Existing_Food Preparation_Natural Gas_Griddle | Commercial | Office | Existing | Food Preparation | Natural Gas | Griddle | 100% | 110% | Griddle | 500 | unit | 5150 | 5510 | 100%
Commercial_Office_Existing_Food Preparation_Natural Gas_Range | Commercial | Office | Existing | Food Preparation | Natural Gas | Range | 100% | 110% | Range |  |  |  |  | 100% | old file > 100%
Commercial_Office_Existing_Food Preparation_Natural Gas_Steamer | Commercial | Office | Existing | Food Preparation | Natural Gas | Steamer | 85.17% | 93.69% | Steamer | 850 | unit | 13100 | 14098 | 85.17%
Commercial_Office_Existing_Food Preparation_Natural Gas_Food Prep Other | Commercial | Office | Existing | Food Preparation | Natural Gas | Food Prep Other | 2.78% | 3.058% | Food Prep Other |  |  |  |  | 2.78%
Commercial_Office_Existing_Miscellaneous_Natural Gas_Pool Heater | Commercial | Office | Existing | Miscellaneous | Natural Gas | Pool Heater | 53.96% | 59.36% | Pool Heater |  |  |  |  | 53.96%
Commercial_Office_Existing_Miscellaneous_Natural Gas_Miscellaneous | Commercial | Office | Existing | Miscellaneous | Natural Gas | Miscellaneous | 0% | 0% | Miscellaneous |  |  |  |  | 0%
Commercial_Office_New_Space Heating_Natural Gas_Furnace | Commercial | Office | New | Space Heating | Natural Gas | Furnace | 100% | 110%
Commercial_Office_New_Space Heating_Natural Gas_Boiler | Commercial | Office | New | Space Heating | Natural Gas | Boiler | 23.48% | 25.83%
Commercial_Office_New_Space Heating_Natural Gas_Unit Heater | Commercial | Office | New | Space Heating | Natural Gas | Unit Heater | 100% | 110%
Commercial_Office_New_Water Heating_Natural Gas_Water Heater | Commercial | Office | New | Water Heating | Natural Gas | Water Heater | 42.84% | 47.13%
Commercial_Office_New_Food Preparation_Natural Gas_Oven | Commercial | Office | New | Food Preparation | Natural Gas | Oven | 100% | 110%
Commercial_Office_New_Food Preparation_Natural Gas_Conveyor Oven | Commercial | Office | New | Food Preparation | Natural Gas | Conveyor Oven | 20.18% | 22.2%
Commercial_Office_New_Food Preparation_Natural Gas_Double Rack Oven | Commercial | Office | New | Food Preparation | Natural Gas | Double Rack Oven | 60.56% | 66.62%
Commercial_Office_New_Food Preparation_Natural Gas_Fryer | Commercial | Office | New | Food Preparation | Natural Gas | Fryer | 100% | 110%
Commercial_Office_New_Food Preparation_Natural Gas_Broiler | Commercial | Office | New | Food Preparation | Natural Gas | Broiler | 66.44% | 73.09%
Commercial_Office_New_Food Preparation_Natural Gas_Griddle | Commercial | Office | New | Food Preparation | Natural Gas | Griddle | 100% | 110%
Commercial_Office_New_Food Preparation_Natural Gas_Range | Commercial | Office | New | Food Preparation | Natural Gas | Range | 100% | 110%
Commercial_Office_New_Food Preparation_Natural Gas_Steamer | Commercial | Office | New | Food Preparation | Natural Gas | Steamer | 85.17% | 93.69%
Commercial_Office_New_Food Preparation_Natural Gas_Food Prep Other | Commercial | Office | New | Food Preparation | Natural Gas | Food Prep Other | 2.78% | 3.058%
Commercial_Office_New_Miscellaneous_Natural Gas_Pool Heater | Commercial | Office | New | Miscellaneous | Natural Gas | Pool Heater | 53.96% | 59.36%
Commercial_Office_New_Miscellaneous_Natural Gas_Miscellaneous | Commercial | Office | New | Miscellaneous | Natural Gas | Miscellaneous | 0% | 0%
Commercial_Retail_Existing_Space Heating_Natural Gas_Furnace | Commercial | Retail | Existing | Space Heating | Natural Gas | Furnace | 100% | 110%
Commercial_Retail_Existing_Space Heating_Natural Gas_Boiler | Commercial | Retail | Existing | Space Heating | Natural Gas | Boiler | 23.48% | 25.83%
Commercial_Retail_Existing_Space Heating_Natural Gas_Unit Heater | Commercial | Retail | Existing | Space Heating | Natural Gas | Unit Heater | 100% | 110%
Commercial_Retail_Existing_Water Heating_Natural Gas_Water Heater | Commercial | Retail | Existing | Water Heating | Natural Gas | Water Heater | 42.84% | 47.13%
Commercial_Retail_Existing_Food Preparation_Natural Gas_Oven | Commercial | Retail | Existing | Food Preparation | Natural Gas | Oven | 100% | 110%
Commercial_Retail_Existing_Food Preparation_Natural Gas_Conveyor Oven | Commercial | Retail | Existing | Food Preparation | Natural Gas | Conveyor Oven | 20.18% | 22.2%
Commercial_Retail_Existing_Food Preparation_Natural Gas_Double Rack Oven | Commercial | Retail | Existing | Food Preparation | Natural Gas | Double Rack Oven | 60.56% | 66.62%
Commercial_Retail_Existing_Food Preparation_Natural Gas_Fryer | Commercial | Retail | Existing | Food Preparation | Natural Gas | Fryer | 100% | 110%
Commercial_Retail_Existing_Food Preparation_Natural Gas_Broiler | Commercial | Retail | Existing | Food Preparation | Natural Gas | Broiler | 66.44% | 73.09%
Commercial_Retail_Existing_Food Preparation_Natural Gas_Griddle | Commercial | Retail | Existing | Food Preparation | Natural Gas | Griddle | 100% | 110%
Commercial_Retail_Existing_Food Preparation_Natural Gas_Range | Commercial | Retail | Existing | Food Preparation | Natural Gas | Range | 100% | 110%
Commercial_Retail_Existing_Food Preparation_Natural Gas_Steamer | Commercial | Retail | Existing | Food Preparation | Natural Gas | Steamer | 85.17% | 93.69%
Commercial_Retail_Existing_Food Preparation_Natural Gas_Food Prep Other | Commercial | Retail | Existing | Food Preparation | Natural Gas | Food Prep Other | 2.78% | 3.058%
Commercial_Retail_Existing_Miscellaneous_Natural Gas_Pool Heater | Commercial | Retail | Existing | Miscellaneous | Natural Gas | Pool Heater | 53.96% | 59.36%
Commercial_Retail_Existing_Miscellaneous_Natural Gas_Miscellaneous | Commercial | Retail | Existing | Miscellaneous | Natural Gas | Miscellaneous | 0% | 0%
Commercial_Retail_New_Space Heating_Natural Gas_Furnace | Commercial | Retail | New | Space Heating | Natural Gas | Furnace | 100% | 110%
Commercial_Retail_New_Space Heating_Natural Gas_Boiler | Commercial | Retail | New | Space Heating | Natural Gas | Boiler | 23.48% | 25.83%
Commercial_Retail_New_Space Heating_Natural Gas_Unit Heater | Commercial | Retail | New | Space Heating | Natural Gas | Unit Heater | 100% | 110%
Commercial_Retail_New_Water Heating_Natural Gas_Water Heater | Commercial | Retail | New | Water Heating | Natural Gas | Water Heater | 42.84% | 47.13%
Commercial_Retail_New_Food Preparation_Natural Gas_Oven | Commercial | Retail | New | Food Preparation | Natural Gas | Oven | 100% | 110%
Commercial_Retail_New_Food Preparation_Natural Gas_Conveyor Oven | Commercial | Retail | New | Food Preparation | Natural Gas | Conveyor Oven | 20.18% | 22.2%
Commercial_Retail_New_Food Preparation_Natural Gas_Double Rack Oven | Commercial | Retail | New | Food Preparation | Natural Gas | Double Rack Oven | 60.56% | 66.62%
Commercial_Retail_New_Food Preparation_Natural Gas_Fryer | Commercial | Retail | New | Food Preparation | Natural Gas | Fryer | 100% | 110%
Commercial_Retail_New_Food Preparation_Natural Gas_Broiler | Commercial | Retail | New | Food Preparation | Natural Gas | Broiler | 66.44% | 73.09%
Commercial_Retail_New_Food Preparation_Natural Gas_Griddle | Commercial | Retail | New | Food Preparation | Natural Gas | Griddle | 100% | 110%
Commercial_Retail_New_Food Preparation_Natural Gas_Range | Commercial | Retail | New | Food Preparation | Natural Gas | Range | 100% | 110%
Commercial_Retail_New_Food Preparation_Natural Gas_Steamer | Commercial | Retail | New | Food Preparation | Natural Gas | Steamer | 85.17% | 93.69%
Commercial_Retail_New_Food Preparation_Natural Gas_Food Prep Other | Commercial | Retail | New | Food Preparation | Natural Gas | Food Prep Other | 2.78% | 3.058%
Commercial_Retail_New_Miscellaneous_Natural Gas_Pool Heater | Commercial | Retail | New | Miscellaneous | Natural Gas | Pool Heater | 53.96% | 59.36%
Commercial_Retail_New_Miscellaneous_Natural Gas_Miscellaneous | Commercial | Retail | New | Miscellaneous | Natural Gas | Miscellaneous | 0% | 0%
Commercial_Restaurant_Existing_Space Heating_Natural Gas_Furnace | Commercial | Restaurant | Existing | Space Heating | Natural Gas | Furnace | 100% | 110%
Commercial_Restaurant_Existing_Space Heating_Natural Gas_Boiler | Commercial | Restaurant | Existing | Space Heating | Natural Gas | Boiler | 23.48% | 25.83%
Commercial_Restaurant_Existing_Space Heating_Natural Gas_Unit Heater | Commercial | Restaurant | Existing | Space Heating | Natural Gas | Unit Heater | 100% | 110%
Commercial_Restaurant_Existing_Water Heating_Natural Gas_Water Heater | Commercial | Restaurant | Existing | Water Heating | Natural Gas | Water Heater | 42.84% | 47.13%
Commercial_Restaurant_Existing_Food Preparation_Natural Gas_Oven | Commercial | Restaurant | Existing | Food Preparation | Natural Gas | Oven | 100% | 110%
Commercial_Restaurant_Existing_Food Preparation_Natural Gas_Conveyor Oven | Commercial | Restaurant | Existing | Food Preparation | Natural Gas | Conveyor Oven | 20.18% | 22.2%
Commercial_Restaurant_Existing_Food Preparation_Natural Gas_Double Rack Oven | Commercial | Restaurant | Existing | Food Preparation | Natural Gas | Double Rack Oven | 60.56% | 66.62%
Commercial_Restaurant_Existing_Food Preparation_Natural Gas_Fryer | Commercial | Restaurant | Existing | Food Preparation | Natural Gas | Fryer | 100% | 110%
Commercial_Restaurant_Existing_Food Preparation_Natural Gas_Broiler | Commercial | Restaurant | Existing | Food Preparation | Natural Gas | Broiler | 66.44% | 73.09%
Commercial_Restaurant_Existing_Food Preparation_Natural Gas_Griddle | Commercial | Restaurant | Existing | Food Preparation | Natural Gas | Griddle | 100% | 110%
Commercial_Restaurant_Existing_Food Preparation_Natural Gas_Range | Commercial | Restaurant | Existing | Food Preparation | Natural Gas | Range | 100% | 110%
Commercial_Restaurant_Existing_Food Preparation_Natural Gas_Steamer | Commercial | Restaurant | Existing | Food Preparation | Natural Gas | Steamer | 85.17% | 93.69%
Commercial_Restaurant_Existing_Food Preparation_Natural Gas_Food Prep Other | Commercial | Restaurant | Existing | Food Preparation | Natural Gas | Food Prep Other | 2.78% | 3.058%
Commercial_Restaurant_Existing_Miscellaneous_Natural Gas_Pool Heater | Commercial | Restaurant | Existing | Miscellaneous | Natural Gas | Pool Heater | 53.96% | 59.36%
Commercial_Restaurant_Existing_Miscellaneous_Natural Gas_Miscellaneous | Commercial | Restaurant | Existing | Miscellaneous | Natural Gas | Miscellaneous | 0% | 0%
Commercial_Restaurant_New_Space Heating_Natural Gas_Furnace | Commercial | Restaurant | New | Space Heating | Natural Gas | Furnace | 100% | 110%
Commercial_Restaurant_New_Space Heating_Natural Gas_Boiler | Commercial | Restaurant | New | Space Heating | Natural Gas | Boiler | 23.48% | 25.83%
Commercial_Restaurant_New_Space Heating_Natural Gas_Unit Heater | Commercial | Restaurant | New | Space Heating | Natural Gas | Unit Heater | 100% | 110%
Commercial_Restaurant_New_Water Heating_Natural Gas_Water Heater | Commercial | Restaurant | New | Water Heating | Natural Gas | Water Heater | 42.84% | 47.13%
Commercial_Restaurant_New_Food Preparation_Natural Gas_Oven | Commercial | Restaurant | New | Food Preparation | Natural Gas | Oven | 100% | 110%
Commercial_Restaurant_New_Food Preparation_Natural Gas_Conveyor Oven | Commercial | Restaurant | New | Food Preparation | Natural Gas | Conveyor Oven | 20.18% | 22.2%
Commercial_Restaurant_New_Food Preparation_Natural Gas_Double Rack Oven | Commercial | Restaurant | New | Food Preparation | Natural Gas | Double Rack Oven | 60.56% | 66.62%
Commercial_Restaurant_New_Food Preparation_Natural Gas_Fryer | Commercial | Restaurant | New | Food Preparation | Natural Gas | Fryer | 100% | 110%
Commercial_Restaurant_New_Food Preparation_Natural Gas_Broiler | Commercial | Restaurant | New | Food Preparation | Natural Gas | Broiler | 66.44% | 73.09%
Commercial_Restaurant_New_Food Preparation_Natural Gas_Griddle | Commercial | Restaurant | New | Food Preparation | Natural Gas | Griddle | 100% | 110%
Commercial_Restaurant_New_Food Preparation_Natural Gas_Range | Commercial | Restaurant | New | Food Preparation | Natural Gas | Range | 100% | 110%
Commercial_Restaurant_New_Food Preparation_Natural Gas_Steamer | Commercial | Restaurant | New | Food Preparation | Natural Gas | Steamer | 85.17% | 93.69%
Commercial_Restaurant_New_Food Preparation_Natural Gas_Food Prep Other | Commercial | Restaurant | New | Food Preparation | Natural Gas | Food Prep Other | 2.78% | 3.058%
Commercial_Restaurant_New_Miscellaneous_Natural Gas_Pool Heater | Commercial | Restaurant | New | Miscellaneous | Natural Gas | Pool Heater | 53.96% | 59.36%
Commercial_Restaurant_New_Miscellaneous_Natural Gas_Miscellaneous | Commercial | Restaurant | New | Miscellaneous | Natural Gas | Miscellaneous | 0% | 0%
Commercial_Grocery_Existing_Space Heating_Natural Gas_Furnace | Commercial | Grocery | Existing | Space Heating | Natural Gas | Furnace | 100% | 110%
Commercial_Grocery_Existing_Space Heating_Natural Gas_Boiler | Commercial | Grocery | Existing | Space Heating | Natural Gas | Boiler | 23.48% | 25.83%
Commercial_Grocery_Existing_Space Heating_Natural Gas_Unit Heater | Commercial | Grocery | Existing | Space Heating | Natural Gas | Unit Heater | 100% | 110%
Commercial_Grocery_Existing_Water Heating_Natural Gas_Water Heater | Commercial | Grocery | Existing | Water Heating | Natural Gas | Water Heater | 42.84% | 47.13%
Commercial_Grocery_Existing_Food Preparation_Natural Gas_Oven | Commercial | Grocery | Existing | Food Preparation | Natural Gas | Oven | 100% | 110%
Commercial_Grocery_Existing_Food Preparation_Natural Gas_Conveyor Oven | Commercial | Grocery | Existing | Food Preparation | Natural Gas | Conveyor Oven | 20.18% | 22.2%
Commercial_Grocery_Existing_Food Preparation_Natural Gas_Double Rack Oven | Commercial | Grocery | Existing | Food Preparation | Natural Gas | Double Rack Oven | 60.56% | 66.62%
Commercial_Grocery_Existing_Food Preparation_Natural Gas_Fryer | Commercial | Grocery | Existing | Food Preparation | Natural Gas | Fryer | 100% | 110%
Commercial_Grocery_Existing_Food Preparation_Natural Gas_Broiler | Commercial | Grocery | Existing | Food Preparation | Natural Gas | Broiler | 66.44% | 73.09%
Commercial_Grocery_Existing_Food Preparation_Natural Gas_Griddle | Commercial | Grocery | Existing | Food Preparation | Natural Gas | Griddle | 100% | 110%
Commercial_Grocery_Existing_Food Preparation_Natural Gas_Range | Commercial | Grocery | Existing | Food Preparation | Natural Gas | Range | 100% | 110%
Commercial_Grocery_Existing_Food Preparation_Natural Gas_Steamer | Commercial | Grocery | Existing | Food Preparation | Natural Gas | Steamer | 85.17% | 93.69%
Commercial_Grocery_Existing_Food Preparation_Natural Gas_Food Prep Other | Commercial | Grocery | Existing | Food Preparation | Natural Gas | Food Prep Other | 2.78% | 3.058%
Commercial_Grocery_Existing_Miscellaneous_Natural Gas_Pool Heater | Commercial | Grocery | Existing | Miscellaneous | Natural Gas | Pool Heater | 53.96% | 59.36%
Commercial_Grocery_Existing_Miscellaneous_Natural Gas_Miscellaneous | Commercial | Grocery | Existing | Miscellaneous | Natural Gas | Miscellaneous | 0% | 0%
Commercial_Grocery_New_Space Heating_Natural Gas_Furnace | Commercial | Grocery | New | Space Heating | Natural Gas | Furnace | 100% | 110%
Commercial_Grocery_New_Space Heating_Natural Gas_Boiler | Commercial | Grocery | New | Space Heating | Natural Gas | Boiler | 23.48% | 25.83%
Commercial_Grocery_New_Space Heating_Natural Gas_Unit Heater | Commercial | Grocery | New | Space Heating | Natural Gas | Unit Heater | 100% | 110%
Commercial_Grocery_New_Water Heating_Natural Gas_Water Heater | Commercial | Grocery | New | Water Heating | Natural Gas | Water Heater | 42.84% | 47.13%
Commercial_Grocery_New_Food Preparation_Natural Gas_Oven | Commercial | Grocery | New | Food Preparation | Natural Gas | Oven | 100% | 110%
Commercial_Grocery_New_Food Preparation_Natural Gas_Conveyor Oven | Commercial | Grocery | New | Food Preparation | Natural Gas | Conveyor Oven | 20.18% | 22.2%
Commercial_Grocery_New_Food Preparation_Natural Gas_Double Rack Oven | Commercial | Grocery | New | Food Preparation | Natural Gas | Double Rack Oven | 60.56% | 66.62%
Commercial_Grocery_New_Food Preparation_Natural Gas_Fryer | Commercial | Grocery | New | Food Preparation | Natural Gas | Fryer | 100% | 110%
Commercial_Grocery_New_Food Preparation_Natural Gas_Broiler | Commercial | Grocery | New | Food Preparation | Natural Gas | Broiler | 66.44% | 73.09%
Commercial_Grocery_New_Food Preparation_Natural Gas_Griddle | Commercial | Grocery | New | Food Preparation | Natural Gas | Griddle | 100% | 110%
Commercial_Grocery_New_Food Preparation_Natural Gas_Range | Commercial | Grocery | New | Food Preparation | Natural Gas | Range | 100% | 110%
Commercial_Grocery_New_Food Preparation_Natural Gas_Steamer | Commercial | Grocery | New | Food Preparation | Natural Gas | Steamer | 85.17% | 93.69%
Commercial_Grocery_New_Food Preparation_Natural Gas_Food Prep Other | Commercial | Grocery | New | Food Preparation | Natural Gas | Food Prep Other | 2.78% | 3.058%
Commercial_Grocery_New_Miscellaneous_Natural Gas_Pool Heater | Commercial | Grocery | New | Miscellaneous | Natural Gas | Pool Heater | 53.96% | 59.36%
Commercial_Grocery_New_Miscellaneous_Natural Gas_Miscellaneous | Commercial | Grocery | New | Miscellaneous | Natural Gas | Miscellaneous | 0% | 0%
Commercial_Education_Existing_Space Heating_Natural Gas_Furnace | Commercial | Education | Existing | Space Heating | Natural Gas | Furnace | 100% | 110%
Commercial_Education_Existing_Space Heating_Natural Gas_Boiler | Commercial | Education | Existing | Space Heating | Natural Gas | Boiler | 23.48% | 25.83%
Commercial_Education_Existing_Space Heating_Natural Gas_Unit Heater | Commercial | Education | Existing | Space Heating | Natural Gas | Unit Heater | 100% | 110%
Commercial_Education_Existing_Water Heating_Natural Gas_Water Heater | Commercial | Education | Existing | Water Heating | Natural Gas | Water Heater | 42.84% | 47.13%
Commercial_Education_Existing_Food Preparation_Natural Gas_Oven | Commercial | Education | Existing | Food Preparation | Natural Gas | Oven | 100% | 110%
Commercial_Education_Existing_Food Preparation_Natural Gas_Conveyor Oven | Commercial | Education | Existing | Food Preparation | Natural Gas | Conveyor Oven | 20.18% | 22.2%
Commercial_Education_Existing_Food Preparation_Natural Gas_Double Rack Oven | Commercial | Education | Existing | Food Preparation | Natural Gas | Double Rack Oven | 60.56% | 66.62%
Commercial_Education_Existing_Food Preparation_Natural Gas_Fryer | Commercial | Education | Existing | Food Preparation | Natural Gas | Fryer | 100% | 110%
Commercial_Education_Existing_Food Preparation_Natural Gas_Broiler | Commercial | Education | Existing | Food Preparation | Natural Gas | Broiler | 66.44% | 73.09%
Commercial_Education_Existing_Food Preparation_Natural Gas_Griddle | Commercial | Education | Existing | Food Preparation | Natural Gas | Griddle | 100% | 110%
Commercial_Education_Existing_Food Preparation_Natural Gas_Range | Commercial | Education | Existing | Food Preparation | Natural Gas | Range | 100% | 110%
Commercial_Education_Existing_Food Preparation_Natural Gas_Steamer | Commercial | Education | Existing | Food Preparation | Natural Gas | Steamer | 85.17% | 93.69%
Commercial_Education_Existing_Food Preparation_Natural Gas_Food Prep Other | Commercial | Education | Existing | Food Preparation | Natural Gas | Food Prep Other | 2.78% | 3.058%
Commercial_Education_Existing_Miscellaneous_Natural Gas_Pool Heater | Commercial | Education | Existing | Miscellaneous | Natural Gas | Pool Heater | 53.96% | 59.36%
Commercial_Education_Existing_Miscellaneous_Natural Gas_Miscellaneous | Commercial | Education | Existing | Miscellaneous | Natural Gas | Miscellaneous | 0% | 0%
Commercial_Education_New_Space Heating_Natural Gas_Furnace | Commercial | Education | New | Space Heating | Natural Gas | Furnace | 100% | 110%
Commercial_Education_New_Space Heating_Natural Gas_Boiler | Commercial | Education | New | Space Heating | Natural Gas | Boiler | 23.48% | 25.83%
Commercial_Education_New_Space Heating_Natural Gas_Unit Heater | Commercial | Education | New | Space Heating | Natural Gas | Unit Heater | 100% | 110%
Commercial_Education_New_Water Heating_Natural Gas_Water Heater | Commercial | Education | New | Water Heating | Natural Gas | Water Heater | 42.84% | 47.13%
Commercial_Education_New_Food Preparation_Natural Gas_Oven | Commercial | Education | New | Food Preparation | Natural Gas | Oven | 100% | 110%
Commercial_Education_New_Food Preparation_Natural Gas_Conveyor Oven | Commercial | Education | New | Food Preparation | Natural Gas | Conveyor Oven | 20.18% | 22.2%
Commercial_Education_New_Food Preparation_Natural Gas_Double Rack Oven | Commercial | Education | New | Food Preparation | Natural Gas | Double Rack Oven | 60.56% | 66.62%
Commercial_Education_New_Food Preparation_Natural Gas_Fryer | Commercial | Education | New | Food Preparation | Natural Gas | Fryer | 100% | 110%
Commercial_Education_New_Food Preparation_Natural Gas_Broiler | Commercial | Education | New | Food Preparation | Natural Gas | Broiler | 66.44% | 73.09%
Commercial_Education_New_Food Preparation_Natural Gas_Griddle | Commercial | Education | New | Food Preparation | Natural Gas | Griddle | 100% | 110%
Commercial_Education_New_Food Preparation_Natural Gas_Range | Commercial | Education | New | Food Preparation | Natural Gas | Range | 100% | 110%
Commercial_Education_New_Food Preparation_Natural Gas_Steamer | Commercial | Education | New | Food Preparation | Natural Gas | Steamer | 85.17% | 93.69%
Commercial_Education_New_Food Preparation_Natural Gas_Food Prep Other | Commercial | Education | New | Food Preparation | Natural Gas | Food Prep Other | 2.78% | 3.058%
Commercial_Education_New_Miscellaneous_Natural Gas_Pool Heater | Commercial | Education | New | Miscellaneous | Natural Gas | Pool Heater | 53.96% | 59.36%
Commercial_Education_New_Miscellaneous_Natural Gas_Miscellaneous | Commercial | Education | New | Miscellaneous | Natural Gas | Miscellaneous | 0% | 0%
Commercial_Healthcare_Existing_Space Heating_Natural Gas_Furnace | Commercial | Healthcare | Existing | Space Heating | Natural Gas | Furnace | 100% | 110%
Commercial_Healthcare_Existing_Space Heating_Natural Gas_Boiler | Commercial | Healthcare | Existing | Space Heating | Natural Gas | Boiler | 23.48% | 25.83%
Commercial_Healthcare_Existing_Space Heating_Natural Gas_Unit Heater | Commercial | Healthcare | Existing | Space Heating | Natural Gas | Unit Heater | 100% | 110%
Commercial_Healthcare_Existing_Water Heating_Natural Gas_Water Heater | Commercial | Healthcare | Existing | Water Heating | Natural Gas | Water Heater | 42.84% | 47.13%
Commercial_Healthcare_Existing_Food Preparation_Natural Gas_Oven | Commercial | Healthcare | Existing | Food Preparation | Natural Gas | Oven | 100% | 110%
Commercial_Healthcare_Existing_Food Preparation_Natural Gas_Conveyor Oven | Commercial | Healthcare | Existing | Food Preparation | Natural Gas | Conveyor Oven | 20.18% | 22.2%
Commercial_Healthcare_Existing_Food Preparation_Natural Gas_Double Rack Oven | Commercial | Healthcare | Existing | Food Preparation | Natural Gas | Double Rack Oven | 60.56% | 66.62%
Commercial_Healthcare_Existing_Food Preparation_Natural Gas_Fryer | Commercial | Healthcare | Existing | Food Preparation | Natural Gas | Fryer | 100% | 110%
Commercial_Healthcare_Existing_Food Preparation_Natural Gas_Broiler | Commercial | Healthcare | Existing | Food Preparation | Natural Gas | Broiler | 66.44% | 73.09%
Commercial_Healthcare_Existing_Food Preparation_Natural Gas_Griddle | Commercial | Healthcare | Existing | Food Preparation | Natural Gas | Griddle | 100% | 110%
Commercial_Healthcare_Existing_Food Preparation_Natural Gas_Range | Commercial | Healthcare | Existing | Food Preparation | Natural Gas | Range | 100% | 110%
Commercial_Healthcare_Existing_Food Preparation_Natural Gas_Steamer | Commercial | Healthcare | Existing | Food Preparation | Natural Gas | Steamer | 85.17% | 93.69%
Commercial_Healthcare_Existing_Food Preparation_Natural Gas_Food Prep Other | Commercial | Healthcare | Existing | Food Preparation | Natural Gas | Food Prep Other | 2.78% | 3.058%
Commercial_Healthcare_Existing_Miscellaneous_Natural Gas_Pool Heater | Commercial | Healthcare | Existing | Miscellaneous | Natural Gas | Pool Heater | 53.96% | 59.36%
Commercial_Healthcare_Existing_Miscellaneous_Natural Gas_Miscellaneous | Commercial | Healthcare | Existing | Miscellaneous | Natural Gas | Miscellaneous | 0% | 0%
Commercial_Healthcare_New_Space Heating_Natural Gas_Furnace | Commercial | Healthcare | New | Space Heating | Natural Gas | Furnace | 100% | 110%
Commercial_Healthcare_New_Space Heating_Natural Gas_Boiler | Commercial | Healthcare | New | Space Heating | Natural Gas | Boiler | 23.48% | 25.83%
Commercial_Healthcare_New_Space Heating_Natural Gas_Unit Heater | Commercial | Healthcare | New | Space Heating | Natural Gas | Unit Heater | 100% | 110%
Commercial_Healthcare_New_Water Heating_Natural Gas_Water Heater | Commercial | Healthcare | New | Water Heating | Natural Gas | Water Heater | 42.84% | 47.13%
Commercial_Healthcare_New_Food Preparation_Natural Gas_Oven | Commercial | Healthcare | New | Food Preparation | Natural Gas | Oven | 100% | 110%
Commercial_Healthcare_New_Food Preparation_Natural Gas_Conveyor Oven | Commercial | Healthcare | New | Food Preparation | Natural Gas | Conveyor Oven | 20.18% | 22.2%
Commercial_Healthcare_New_Food Preparation_Natural Gas_Double Rack Oven | Commercial | Healthcare | New | Food Preparation | Natural Gas | Double Rack Oven | 60.56% | 66.62%
Commercial_Healthcare_New_Food Preparation_Natural Gas_Fryer | Commercial | Healthcare | New | Food Preparation | Natural Gas | Fryer | 100% | 110%
Commercial_Healthcare_New_Food Preparation_Natural Gas_Broiler | Commercial | Healthcare | New | Food Preparation | Natural Gas | Broiler | 66.44% | 73.09%
Commercial_Healthcare_New_Food Preparation_Natural Gas_Griddle | Commercial | Healthcare | New | Food Preparation | Natural Gas | Griddle | 100% | 110%
Commercial_Healthcare_New_Food Preparation_Natural Gas_Range | Commercial | Healthcare | New | Food Preparation | Natural Gas | Range | 100% | 110%
Commercial_Healthcare_New_Food Preparation_Natural Gas_Steamer | Commercial | Healthcare | New | Food Preparation | Natural Gas | Steamer | 85.17% | 93.69%
Commercial_Healthcare_New_Food Preparation_Natural Gas_Food Prep Other | Commercial | Healthcare | New | Food Preparation | Natural Gas | Food Prep Other | 2.78% | 3.058%
Commercial_Healthcare_New_Miscellaneous_Natural Gas_Pool Heater | Commercial | Healthcare | New | Miscellaneous | Natural Gas | Pool Heater | 53.96% | 59.36%
Commercial_Healthcare_New_Miscellaneous_Natural Gas_Miscellaneous | Commercial | Healthcare | New | Miscellaneous | Natural Gas | Miscellaneous | 0% | 0%
Commercial_Lodging_Existing_Space Heating_Natural Gas_Furnace | Commercial | Lodging | Existing | Space Heating | Natural Gas | Furnace | 100% | 110%
Commercial_Lodging_Existing_Space Heating_Natural Gas_Boiler | Commercial | Lodging | Existing | Space Heating | Natural Gas | Boiler | 23.48% | 25.83%
Commercial_Lodging_Existing_Space Heating_Natural Gas_Unit Heater | Commercial | Lodging | Existing | Space Heating | Natural Gas | Unit Heater | 100% | 110%
Commercial_Lodging_Existing_Water Heating_Natural Gas_Water Heater | Commercial | Lodging | Existing | Water Heating | Natural Gas | Water Heater | 42.84% | 47.13%
Commercial_Lodging_Existing_Food Preparation_Natural Gas_Oven | Commercial | Lodging | Existing | Food Preparation | Natural Gas | Oven | 100% | 110%
Commercial_Lodging_Existing_Food Preparation_Natural Gas_Conveyor Oven | Commercial | Lodging | Existing | Food Preparation | Natural Gas | Conveyor Oven | 20.18% | 22.2%
Commercial_Lodging_Existing_Food Preparation_Natural Gas_Double Rack Oven | Commercial | Lodging | Existing | Food Preparation | Natural Gas | Double Rack Oven | 60.56% | 66.62%
Commercial_Lodging_Existing_Food Preparation_Natural Gas_Fryer | Commercial | Lodging | Existing | Food Preparation | Natural Gas | Fryer | 100% | 110%
Commercial_Lodging_Existing_Food Preparation_Natural Gas_Broiler | Commercial | Lodging | Existing | Food Preparation | Natural Gas | Broiler | 66.44% | 73.09%
Commercial_Lodging_Existing_Food Preparation_Natural Gas_Griddle | Commercial | Lodging | Existing | Food Preparation | Natural Gas | Griddle | 100% | 110%
Commercial_Lodging_Existing_Food Preparation_Natural Gas_Range | Commercial | Lodging | Existing | Food Preparation | Natural Gas | Range | 100% | 110%
Commercial_Lodging_Existing_Food Preparation_Natural Gas_Steamer | Commercial | Lodging | Existing | Food Preparation | Natural Gas | Steamer | 85.17% | 93.69%
Commercial_Lodging_Existing_Food Preparation_Natural Gas_Food Prep Other | Commercial | Lodging | Existing | Food Preparation | Natural Gas | Food Prep Other | 2.78% | 3.058%
Commercial_Lodging_Existing_Miscellaneous_Natural Gas_Pool Heater | Commercial | Lodging | Existing | Miscellaneous | Natural Gas | Pool Heater | 53.96% | 59.36%
Commercial_Lodging_Existing_Miscellaneous_Natural Gas_Miscellaneous | Commercial | Lodging | Existing | Miscellaneous | Natural Gas | Miscellaneous | 0% | 0%
Commercial_Lodging_New_Space Heating_Natural Gas_Furnace | Commercial | Lodging | New | Space Heating | Natural Gas | Furnace | 100% | 110%
Commercial_Lodging_New_Space Heating_Natural Gas_Boiler | Commercial | Lodging | New | Space Heating | Natural Gas | Boiler | 23.48% | 25.83%
Commercial_Lodging_New_Space Heating_Natural Gas_Unit Heater | Commercial | Lodging | New | Space Heating | Natural Gas | Unit Heater | 100% | 110%
Commercial_Lodging_New_Water Heating_Natural Gas_Water Heater | Commercial | Lodging | New | Water Heating | Natural Gas | Water Heater | 42.84% | 47.13%
Commercial_Lodging_New_Food Preparation_Natural Gas_Oven | Commercial | Lodging | New | Food Preparation | Natural Gas | Oven | 100% | 110%
Commercial_Lodging_New_Food Preparation_Natural Gas_Conveyor Oven | Commercial | Lodging | New | Food Preparation | Natural Gas | Conveyor Oven | 20.18% | 22.2%
Commercial_Lodging_New_Food Preparation_Natural Gas_Double Rack Oven | Commercial | Lodging | New | Food Preparation | Natural Gas | Double Rack Oven | 60.56% | 66.62%
Commercial_Lodging_New_Food Preparation_Natural Gas_Fryer | Commercial | Lodging | New | Food Preparation | Natural Gas | Fryer | 100% | 110%
Commercial_Lodging_New_Food Preparation_Natural Gas_Broiler | Commercial | Lodging | New | Food Preparation | Natural Gas | Broiler | 66.44% | 73.09%
Commercial_Lodging_New_Food Preparation_Natural Gas_Griddle | Commercial | Lodging | New | Food Preparation | Natural Gas | Griddle | 100% | 110%
Commercial_Lodging_New_Food Preparation_Natural Gas_Range | Commercial | Lodging | New | Food Preparation | Natural Gas | Range | 100% | 110%
Commercial_Lodging_New_Food Preparation_Natural Gas_Steamer | Commercial | Lodging | New | Food Preparation | Natural Gas | Steamer | 85.17% | 93.69%
Commercial_Lodging_New_Food Preparation_Natural Gas_Food Prep Other | Commercial | Lodging | New | Food Preparation | Natural Gas | Food Prep Other | 2.78% | 3.058%
Commercial_Lodging_New_Miscellaneous_Natural Gas_Pool Heater | Commercial | Lodging | New | Miscellaneous | Natural Gas | Pool Heater | 53.96% | 59.36%
Commercial_Lodging_New_Miscellaneous_Natural Gas_Miscellaneous | Commercial | Lodging | New | Miscellaneous | Natural Gas | Miscellaneous | 0% | 0%
Commercial_Warehouse_Existing_Space Heating_Natural Gas_Furnace | Commercial | Warehouse | Existing | Space Heating | Natural Gas | Furnace | 100% | 110%
Commercial_Warehouse_Existing_Space Heating_Natural Gas_Boiler | Commercial | Warehouse | Existing | Space Heating | Natural Gas | Boiler | 23.48% | 25.83%
Commercial_Warehouse_Existing_Space Heating_Natural Gas_Unit Heater | Commercial | Warehouse | Existing | Space Heating | Natural Gas | Unit Heater | 100% | 110%
Commercial_Warehouse_Existing_Water Heating_Natural Gas_Water Heater | Commercial | Warehouse | Existing | Water Heating | Natural Gas | Water Heater | 42.84% | 47.13%
Commercial_Warehouse_Existing_Food Preparation_Natural Gas_Oven | Commercial | Warehouse | Existing | Food Preparation | Natural Gas | Oven | 100% | 110%
Commercial_Warehouse_Existing_Food Preparation_Natural Gas_Conveyor Oven | Commercial | Warehouse | Existing | Food Preparation | Natural Gas | Conveyor Oven | 20.18% | 22.2%
Commercial_Warehouse_Existing_Food Preparation_Natural Gas_Double Rack Oven | Commercial | Warehouse | Existing | Food Preparation | Natural Gas | Double Rack Oven | 60.56% | 66.62%
Commercial_Warehouse_Existing_Food Preparation_Natural Gas_Fryer | Commercial | Warehouse | Existing | Food Preparation | Natural Gas | Fryer | 100% | 110%
Commercial_Warehouse_Existing_Food Preparation_Natural Gas_Broiler | Commercial | Warehouse | Existing | Food Preparation | Natural Gas | Broiler | 66.44% | 73.09%
Commercial_Warehouse_Existing_Food Preparation_Natural Gas_Griddle | Commercial | Warehouse | Existing | Food Preparation | Natural Gas | Griddle | 100% | 110%
Commercial_Warehouse_Existing_Food Preparation_Natural Gas_Range | Commercial | Warehouse | Existing | Food Preparation | Natural Gas | Range | 100% | 110%
Commercial_Warehouse_Existing_Food Preparation_Natural Gas_Steamer | Commercial | Warehouse | Existing | Food Preparation | Natural Gas | Steamer | 85.17% | 93.69%
Commercial_Warehouse_Existing_Food Preparation_Natural Gas_Food Prep Other | Commercial | Warehouse | Existing | Food Preparation | Natural Gas | Food Prep Other | 2.78% | 3.058%
Commercial_Warehouse_Existing_Miscellaneous_Natural Gas_Pool Heater | Commercial | Warehouse | Existing | Miscellaneous | Natural Gas | Pool Heater | 53.96% | 59.36%
Commercial_Warehouse_Existing_Miscellaneous_Natural Gas_Miscellaneous | Commercial | Warehouse | Existing | Miscellaneous | Natural Gas | Miscellaneous | 0% | 0%
Commercial_Warehouse_New_Space Heating_Natural Gas_Furnace | Commercial | Warehouse | New | Space Heating | Natural Gas | Furnace | 100% | 110%
Commercial_Warehouse_New_Space Heating_Natural Gas_Boiler | Commercial | Warehouse | New | Space Heating | Natural Gas | Boiler | 23.48% | 25.83%
Commercial_Warehouse_New_Space Heating_Natural Gas_Unit Heater | Commercial | Warehouse | New | Space Heating | Natural Gas | Unit Heater | 100% | 110%
Commercial_Warehouse_New_Water Heating_Natural Gas_Water Heater | Commercial | Warehouse | New | Water Heating | Natural Gas | Water Heater | 42.84% | 47.13%
Commercial_Warehouse_New_Food Preparation_Natural Gas_Oven | Commercial | Warehouse | New | Food Preparation | Natural Gas | Oven | 100% | 110%
Commercial_Warehouse_New_Food Preparation_Natural Gas_Conveyor Oven | Commercial | Warehouse | New | Food Preparation | Natural Gas | Conveyor Oven | 20.18% | 22.2%
Commercial_Warehouse_New_Food Preparation_Natural Gas_Double Rack Oven | Commercial | Warehouse | New | Food Preparation | Natural Gas | Double Rack Oven | 60.56% | 66.62%
Commercial_Warehouse_New_Food Preparation_Natural Gas_Fryer | Commercial | Warehouse | New | Food Preparation | Natural Gas | Fryer | 100% | 110%
Commercial_Warehouse_New_Food Preparation_Natural Gas_Broiler | Commercial | Warehouse | New | Food Preparation | Natural Gas | Broiler | 66.44% | 73.09%
Commercial_Warehouse_New_Food Preparation_Natural Gas_Griddle | Commercial | Warehouse | New | Food Preparation | Natural Gas | Griddle | 100% | 110%
Commercial_Warehouse_New_Food Preparation_Natural Gas_Range | Commercial | Warehouse | New | Food Preparation | Natural Gas | Range | 100% | 110%
Commercial_Warehouse_New_Food Preparation_Natural Gas_Steamer | Commercial | Warehouse | New | Food Preparation | Natural Gas | Steamer | 85.17% | 93.69%
Commercial_Warehouse_New_Food Preparation_Natural Gas_Food Prep Other | Commercial | Warehouse | New | Food Preparation | Natural Gas | Food Prep Other | 2.78% | 3.058%
Commercial_Warehouse_New_Miscellaneous_Natural Gas_Pool Heater | Commercial | Warehouse | New | Miscellaneous | Natural Gas | Pool Heater | 53.96% | 59.36%
Commercial_Warehouse_New_Miscellaneous_Natural Gas_Miscellaneous | Commercial | Warehouse | New | Miscellaneous | Natural Gas | Miscellaneous | 0% | 0%
Commercial_Miscellaneous_Existing_Space Heating_Natural Gas_Furnace | Commercial | Miscellaneous | Existing | Space Heating | Natural Gas | Furnace | 100% | 110%
Commercial_Miscellaneous_Existing_Space Heating_Natural Gas_Boiler | Commercial | Miscellaneous | Existing | Space Heating | Natural Gas | Boiler | 23.48% | 25.83%
Commercial_Miscellaneous_Existing_Space Heating_Natural Gas_Unit Heater | Commercial | Miscellaneous | Existing | Space Heating | Natural Gas | Unit Heater | 100% | 110%
Commercial_Miscellaneous_Existing_Water Heating_Natural Gas_Water Heater | Commercial | Miscellaneous | Existing | Water Heating | Natural Gas | Water Heater | 42.84% | 47.13%
Commercial_Miscellaneous_Existing_Food Preparation_Natural Gas_Oven | Commercial | Miscellaneous | Existing | Food Preparation | Natural Gas | Oven | 100% | 110%
Commercial_Miscellaneous_Existing_Food Preparation_Natural Gas_Conveyor Oven | Commercial | Miscellaneous | Existing | Food Preparation | Natural Gas | Conveyor Oven | 20.18% | 22.2%
Commercial_Miscellaneous_Existing_Food Preparation_Natural Gas_Double Rack Oven | Commercial | Miscellaneous | Existing | Food Preparation | Natural Gas | Double Rack Oven | 60.56% | 66.62%
Commercial_Miscellaneous_Existing_Food Preparation_Natural Gas_Fryer | Commercial | Miscellaneous | Existing | Food Preparation | Natural Gas | Fryer | 100% | 110%
Commercial_Miscellaneous_Existing_Food Preparation_Natural Gas_Broiler | Commercial | Miscellaneous | Existing | Food Preparation | Natural Gas | Broiler | 66.44% | 73.09%
Commercial_Miscellaneous_Existing_Food Preparation_Natural Gas_Griddle | Commercial | Miscellaneous | Existing | Food Preparation | Natural Gas | Griddle | 100% | 110%
Commercial_Miscellaneous_Existing_Food Preparation_Natural Gas_Range | Commercial | Miscellaneous | Existing | Food Preparation | Natural Gas | Range | 100% | 110%
Commercial_Miscellaneous_Existing_Food Preparation_Natural Gas_Steamer | Commercial | Miscellaneous | Existing | Food Preparation | Natural Gas | Steamer | 85.17% | 93.69%
Commercial_Miscellaneous_Existing_Food Preparation_Natural Gas_Food Prep Other | Commercial | Miscellaneous | Existing | Food Preparation | Natural Gas | Food Prep Other | 2.78% | 3.058%
Commercial_Miscellaneous_Existing_Miscellaneous_Natural Gas_Pool Heater | Commercial | Miscellaneous | Existing | Miscellaneous | Natural Gas | Pool Heater | 53.96% | 59.36%
Commercial_Miscellaneous_Existing_Miscellaneous_Natural Gas_Miscellaneous | Commercial | Miscellaneous | Existing | Miscellaneous | Natural Gas | Miscellaneous | 0% | 0%
Commercial_Miscellaneous_New_Space Heating_Natural Gas_Furnace | Commercial | Miscellaneous | New | Space Heating | Natural Gas | Furnace | 100% | 110%
Commercial_Miscellaneous_New_Space Heating_Natural Gas_Boiler | Commercial | Miscellaneous | New | Space Heating | Natural Gas | Boiler | 23.48% | 25.83%
Commercial_Miscellaneous_New_Space Heating_Natural Gas_Unit Heater | Commercial | Miscellaneous | New | Space Heating | Natural Gas | Unit Heater | 100% | 110%
Commercial_Miscellaneous_New_Water Heating_Natural Gas_Water Heater | Commercial | Miscellaneous | New | Water Heating | Natural Gas | Water Heater | 42.84% | 47.13%
Commercial_Miscellaneous_New_Food Preparation_Natural Gas_Oven | Commercial | Miscellaneous | New | Food Preparation | Natural Gas | Oven | 100% | 110%
Commercial_Miscellaneous_New_Food Preparation_Natural Gas_Conveyor Oven | Commercial | Miscellaneous | New | Food Preparation | Natural Gas | Conveyor Oven | 20.18% | 22.2%
Commercial_Miscellaneous_New_Food Preparation_Natural Gas_Double Rack Oven | Commercial | Miscellaneous | New | Food Preparation | Natural Gas | Double Rack Oven | 60.56% | 66.62%
Commercial_Miscellaneous_New_Food Preparation_Natural Gas_Fryer | Commercial | Miscellaneous | New | Food Preparation | Natural Gas | Fryer | 100% | 110%
Commercial_Miscellaneous_New_Food Preparation_Natural Gas_Broiler | Commercial | Miscellaneous | New | Food Preparation | Natural Gas | Broiler | 66.44% | 73.09%
Commercial_Miscellaneous_New_Food Preparation_Natural Gas_Griddle | Commercial | Miscellaneous | New | Food Preparation | Natural Gas | Griddle | 100% | 110%
Commercial_Miscellaneous_New_Food Preparation_Natural Gas_Range | Commercial | Miscellaneous | New | Food Preparation | Natural Gas | Range | 100% | 110%
Commercial_Miscellaneous_New_Food Preparation_Natural Gas_Steamer | Commercial | Miscellaneous | New | Food Preparation | Natural Gas | Steamer | 85.17% | 93.69%
Commercial_Miscellaneous_New_Food Preparation_Natural Gas_Food Prep Other | Commercial | Miscellaneous | New | Food Preparation | Natural Gas | Food Prep Other | 2.78% | 3.058%
Commercial_Miscellaneous_New_Miscellaneous_Natural Gas_Pool Heater | Commercial | Miscellaneous | New | Miscellaneous | Natural Gas | Pool Heater | 53.96% | 59.36%
Commercial_Miscellaneous_New_Miscellaneous_Natural Gas_Miscellaneous | Commercial | Miscellaneous | New | Miscellaneous | Natural Gas | Miscellaneous | 0% | 0%

## Special Market Def
Market | End Use | Fuel | Technology
All | Space Heating | Natural Gas | *
All | Water Heating | Natural Gas | *
All | Food Preparation | Natural Gas | *
All | Miscellaneous | Natural Gas | *
Market | Space Heating | Natural Gas | *
Market | Water Heating | Natural Gas | *
Market | Food Preparation | Natural Gas | *
Market | Miscellaneous | Natural Gas | *
Method
1. Define special markets on this tab. Listing individual technologies is only necessary when not all are included
2. For each sector/segment/vintage:
2a. VBA parses each Special market line and builds an array of references to the baseline technologies that are appropriate
2b. VBA steps through the defined array and adds together all technologies in the list using the Engine tab as a worksheet tracking the running total.
3. VBA checks to see if this is a "Market" special market and overrides the Units with the market size if needed
4. Output to special markets tab

## Sheet2 (hidden)
Field | Sector | Market | Segment | Vintage | End Use | Fuel
F1 | Residential | All | Single Family - Elec | Existing | Cooling | Electric
F2 | Residential | All | Single Family - Elec | Existing | Cooling | Electric
F3 | Residential | All | Single Family - Elec | Existing | Cooling | Electric
F4 | Residential | All | Single Family - Elec | Existing | Cooling | Electric
F1 | Residential | All | Single Family - Elec | Existing | Space Heating | Electric
F2 | Residential | All | Single Family - Elec | Existing | Space Heating | Electric
F3 | Residential | All | Single Family - Elec | Existing | Space Heating | Electric
F4 | Residential | All | Single Family - Elec | Existing | Space Heating | Electric
F1 | Residential | All | Single Family - Elec | Existing | Water Heating | Electric
F2 | Residential | All | Single Family - Elec | Existing | Water Heating | Electric
F3 | Residential | All | Single Family - Elec | Existing | Water Heating | Electric
F4 | Residential | All | Single Family - Elec | Existing | Water Heating | Electric
F1 | Residential | All | Single Family - Elec | Existing | Interior Lighting | Electric
F2 | Residential | All | Single Family - Elec | Existing | Interior Lighting | Electric
F3 | Residential | All | Single Family - Elec | Existing | Interior Lighting | Electric
F4 | Residential | All | Single Family - Elec | Existing | Interior Lighting | Electric
F1 | Residential | All | Single Family - Elec | Existing | Exterior Lighting | Electric
F2 | Residential | All | Single Family - Elec | Existing | Exterior Lighting | Electric
F3 | Residential | All | Single Family - Elec | Existing | Exterior Lighting | Electric
F4 | Residential | All | Single Family - Elec | Existing | Exterior Lighting | Electric
F1 | Residential | All | Single Family - Elec | Existing | Appliances | Electric
F2 | Residential | All | Single Family - Elec | Existing | Appliances | Electric
F3 | Residential | All | Single Family - Elec | Existing | Appliances | Electric
F4 | Residential | All | Single Family - Elec | Existing | Appliances | Electric
F1 | Residential | All | Single Family - Elec | Existing | Electronics | Electric
F2 | Residential | All | Single Family - Elec | Existing | Electronics | Electric
F3 | Residential | All | Single Family - Elec | Existing | Electronics | Electric
F4 | Residential | All | Single Family - Elec | Existing | Electronics | Electric
F1 | Residential | All | Single Family - Elec | Existing | Miscellaneous | Electric
F2 | Residential | All | Single Family - Elec | Existing | Miscellaneous | Electric
F3 | Residential | All | Single Family - Elec | Existing | Miscellaneous | Electric
F4 | Residential | All | Single Family - Elec | Existing | Miscellaneous | Electric
F1 | Residential | All | Single Family - Elec | Existing | Generation | Electric
F2 | Residential | All | Single Family - Elec | Existing | Generation | Electric
F3 | Residential | All | Single Family - Elec | Existing | Generation | Electric
F4 | Residential | All | Single Family - Elec | Existing | Generation | Electric
F1 | Residential | All | Single Family - Elec | Existing | Space Heating | Natural Gas
F2 | Residential | All | Single Family - Elec | Existing | Space Heating | Natural Gas
F3 | Residential | All | Single Family - Elec | Existing | Space Heating | Natural Gas
F4 | Residential | All | Single Family - Elec | Existing | Space Heating | Natural Gas
F1 | Residential | All | Single Family - Elec | Existing | Water Heating | Natural Gas
F2 | Residential | All | Single Family - Elec | Existing | Water Heating | Natural Gas
F3 | Residential | All | Single Family - Elec | Existing | Water Heating | Natural Gas
F4 | Residential | All | Single Family - Elec | Existing | Water Heating | Natural Gas
F1 | Residential | All | Single Family - Elec | Existing | Appliances | Natural Gas
F2 | Residential | All | Single Family - Elec | Existing | Appliances | Natural Gas
F3 | Residential | All | Single Family - Elec | Existing | Appliances | Natural Gas
F4 | Residential | All | Single Family - Elec | Existing | Appliances | Natural Gas
F1 | Residential | All | Single Family - Elec | Existing | Miscellaneous | Natural Gas
F2 | Residential | All | Single Family - Elec | Existing | Miscellaneous | Natural Gas
F3 | Residential | All | Single Family - Elec | Existing | Miscellaneous | Natural Gas
F4 | Residential | All | Single Family - Elec | Existing | Miscellaneous | Natural Gas
F1 | Residential | Market | Single Family - Elec | Existing | Cooling | Electric
F2 | Residential | Market | Single Family - Elec | Existing | Cooling | Electric
F3 | Residential | Market | Single Family - Elec | Existing | Cooling | Electric
F4 | Residential | Market | Single Family - Elec | Existing | Cooling | Electric
F1 | Residential | Market | Single Family - Elec | Existing | Space Heating | Electric
F2 | Residential | Market | Single Family - Elec | Existing | Space Heating | Electric
F3 | Residential | Market | Single Family - Elec | Existing | Space Heating | Electric
F4 | Residential | Market | Single Family - Elec | Existing | Space Heating | Electric
F1 | Residential | Market | Single Family - Elec | Existing | Water Heating | Electric
F2 | Residential | Market | Single Family - Elec | Existing | Water Heating | Electric
F3 | Residential | Market | Single Family - Elec | Existing | Water Heating | Electric
F4 | Residential | Market | Single Family - Elec | Existing | Water Heating | Electric
F1 | Residential | Market | Single Family - Elec | Existing | Interior Lighting | Electric
F2 | Residential | Market | Single Family - Elec | Existing | Interior Lighting | Electric
F3 | Residential | Market | Single Family - Elec | Existing | Interior Lighting | Electric
F4 | Residential | Market | Single Family - Elec | Existing | Interior Lighting | Electric
F1 | Residential | Market | Single Family - Elec | Existing | Exterior Lighting | Electric
F2 | Residential | Market | Single Family - Elec | Existing | Exterior Lighting | Electric
F3 | Residential | Market | Single Family - Elec | Existing | Exterior Lighting | Electric
F4 | Residential | Market | Single Family - Elec | Existing | Exterior Lighting | Electric
F1 | Residential | Market | Single Family - Elec | Existing | Appliances | Electric
F2 | Residential | Market | Single Family - Elec | Existing | Appliances | Electric
F3 | Residential | Market | Single Family - Elec | Existing | Appliances | Electric
F4 | Residential | Market | Single Family - Elec | Existing | Appliances | Electric
F1 | Residential | Market | Single Family - Elec | Existing | Electronics | Electric
F2 | Residential | Market | Single Family - Elec | Existing | Electronics | Electric
F3 | Residential | Market | Single Family - Elec | Existing | Electronics | Electric
F4 | Residential | Market | Single Family - Elec | Existing | Electronics | Electric
F1 | Residential | Market | Single Family - Elec | Existing | Miscellaneous | Electric
F2 | Residential | Market | Single Family - Elec | Existing | Miscellaneous | Electric
F3 | Residential | Market | Single Family - Elec | Existing | Miscellaneous | Electric
F4 | Residential | Market | Single Family - Elec | Existing | Miscellaneous | Electric
F1 | Residential | Market | Single Family - Elec | Existing | Generation | Electric
F2 | Residential | Market | Single Family - Elec | Existing | Generation | Electric
F3 | Residential | Market | Single Family - Elec | Existing | Generation | Electric
F4 | Residential | Market | Single Family - Elec | Existing | Generation | Electric
F1 | Residential | Market | Single Family - Elec | Existing | Space Heating | Natural Gas
F2 | Residential | Market | Single Family - Elec | Existing | Space Heating | Natural Gas
F3 | Residential | Market | Single Family - Elec | Existing | Space Heating | Natural Gas
F4 | Residential | Market | Single Family - Elec | Existing | Space Heating | Natural Gas
F1 | Residential | Market | Single Family - Elec | Existing | Water Heating | Natural Gas
F2 | Residential | Market | Single Family - Elec | Existing | Water Heating | Natural Gas
F3 | Residential | Market | Single Family - Elec | Existing | Water Heating | Natural Gas
F4 | Residential | Market | Single Family - Elec | Existing | Water Heating | Natural Gas
F1 | Residential | Market | Single Family - Elec | Existing | Appliances | Natural Gas
F2 | Residential | Market | Single Family - Elec | Existing | Appliances | Natural Gas
F3 | Residential | Market | Single Family - Elec | Existing | Appliances | Natural Gas
F4 | Residential | Market | Single Family - Elec | Existing | Appliances | Natural Gas
F1 | Residential | Market | Single Family - Elec | Existing | Miscellaneous | Natural Gas
F2 | Residential | Market | Single Family - Elec | Existing | Miscellaneous | Natural Gas
F3 | Residential | Market | Single Family - Elec | Existing | Miscellaneous | Natural Gas
F4 | Residential | Market | Single Family - Elec | Existing | Miscellaneous | Natural Gas
F1 | Residential | Central System | Single Family - Elec | Existing | Cooling | Electric
F2 | Residential | Central System | Single Family - Elec | Existing | Cooling | Electric
F3 | Residential | Central System | Single Family - Elec | Existing | Cooling | Electric
F4 | Residential | Central System | Single Family - Elec | Existing | Cooling | Electric
F1 | Residential | Central System | Single Family - Elec | Existing | Space Heating | Electric
F2 | Residential | Central System | Single Family - Elec | Existing | Space Heating | Electric
F3 | Residential | Central System | Single Family - Elec | Existing | Space Heating | Electric
F4 | Residential | Central System | Single Family - Elec | Existing | Space Heating | Electric
F1 | Residential | Central System | Single Family - Elec | Existing | Space Heating | Natural Gas
F2 | Residential | Central System | Single Family - Elec | Existing | Space Heating | Natural Gas
F3 | Residential | Central System | Single Family - Elec | Existing | Space Heating | Natural Gas
F4 | Residential | Central System | Single Family - Elec | Existing | Space Heating | Natural Gas
F1 | Residential | Resistance | Single Family - Elec | Existing | Cooling | Electric
F2 | Residential | Resistance | Single Family - Elec | Existing | Cooling | Electric
F3 | Residential | Resistance | Single Family - Elec | Existing | Cooling | Electric
F4 | Residential | Resistance | Single Family - Elec | Existing | Cooling | Electric
F1 | Residential | Resistance | Single Family - Elec | Existing | Space Heating | Electric
F2 | Residential | Resistance | Single Family - Elec | Existing | Space Heating | Electric
F3 | Residential | Resistance | Single Family - Elec | Existing | Space Heating | Electric
F4 | Residential | Resistance | Single Family - Elec | Existing | Space Heating | Electric
F1 | Residential | Heat Pump | Single Family - Elec | Existing | Cooling | Electric
F2 | Residential | Heat Pump | Single Family - Elec | Existing | Cooling | Electric
F3 | Residential | Heat Pump | Single Family - Elec | Existing | Cooling | Electric
F4 | Residential | Heat Pump | Single Family - Elec | Existing | Cooling | Electric
F1 | Residential | Heat Pump | Single Family - Elec | Existing | Space Heating | Electric
F2 | Residential | Heat Pump | Single Family - Elec | Existing | Space Heating | Electric
F3 | Residential | Heat Pump | Single Family - Elec | Existing | Space Heating | Electric
F4 | Residential | Heat Pump | Single Family - Elec | Existing | Space Heating | Electric
F1 | Residential | All | Single Family - Elec | New | Cooling | Electric
F2 | Residential | All | Single Family - Elec | New | Cooling | Electric
F3 | Residential | All | Single Family - Elec | New | Cooling | Electric
F4 | Residential | All | Single Family - Elec | New | Cooling | Electric
F1 | Residential | All | Single Family - Elec | New | Space Heating | Electric
F2 | Residential | All | Single Family - Elec | New | Space Heating | Electric
F3 | Residential | All | Single Family - Elec | New | Space Heating | Electric
F4 | Residential | All | Single Family - Elec | New | Space Heating | Electric
F1 | Residential | All | Single Family - Elec | New | Water Heating | Electric
F2 | Residential | All | Single Family - Elec | New | Water Heating | Electric
F3 | Residential | All | Single Family - Elec | New | Water Heating | Electric
F4 | Residential | All | Single Family - Elec | New | Water Heating | Electric
F1 | Residential | All | Single Family - Elec | New | Interior Lighting | Electric
F2 | Residential | All | Single Family - Elec | New | Interior Lighting | Electric
F3 | Residential | All | Single Family - Elec | New | Interior Lighting | Electric
F4 | Residential | All | Single Family - Elec | New | Interior Lighting | Electric
F1 | Residential | All | Single Family - Elec | New | Exterior Lighting | Electric
F2 | Residential | All | Single Family - Elec | New | Exterior Lighting | Electric
F3 | Residential | All | Single Family - Elec | New | Exterior Lighting | Electric
F4 | Residential | All | Single Family - Elec | New | Exterior Lighting | Electric
F1 | Residential | All | Single Family - Elec | New | Appliances | Electric
F2 | Residential | All | Single Family - Elec | New | Appliances | Electric
F3 | Residential | All | Single Family - Elec | New | Appliances | Electric
F4 | Residential | All | Single Family - Elec | New | Appliances | Electric
F1 | Residential | All | Single Family - Elec | New | Electronics | Electric
F2 | Residential | All | Single Family - Elec | New | Electronics | Electric
F3 | Residential | All | Single Family - Elec | New | Electronics | Electric
F4 | Residential | All | Single Family - Elec | New | Electronics | Electric
F1 | Residential | All | Single Family - Elec | New | Miscellaneous | Electric
F2 | Residential | All | Single Family - Elec | New | Miscellaneous | Electric
F3 | Residential | All | Single Family - Elec | New | Miscellaneous | Electric
F4 | Residential | All | Single Family - Elec | New | Miscellaneous | Electric
F1 | Residential | All | Single Family - Elec | New | Generation | Electric
F2 | Residential | All | Single Family - Elec | New | Generation | Electric
F3 | Residential | All | Single Family - Elec | New | Generation | Electric
F4 | Residential | All | Single Family - Elec | New | Generation | Electric
F1 | Residential | All | Single Family - Elec | New | Space Heating | Natural Gas
F2 | Residential | All | Single Family - Elec | New | Space Heating | Natural Gas
F3 | Residential | All | Single Family - Elec | New | Space Heating | Natural Gas
F4 | Residential | All | Single Family - Elec | New | Space Heating | Natural Gas
F1 | Residential | All | Single Family - Elec | New | Water Heating | Natural Gas
F2 | Residential | All | Single Family - Elec | New | Water Heating | Natural Gas
F3 | Residential | All | Single Family - Elec | New | Water Heating | Natural Gas
F4 | Residential | All | Single Family - Elec | New | Water Heating | Natural Gas
F1 | Residential | All | Single Family - Elec | New | Appliances | Natural Gas
F2 | Residential | All | Single Family - Elec | New | Appliances | Natural Gas
F3 | Residential | All | Single Family - Elec | New | Appliances | Natural Gas
F4 | Residential | All | Single Family - Elec | New | Appliances | Natural Gas
F1 | Residential | All | Single Family - Elec | New | Miscellaneous | Natural Gas
F2 | Residential | All | Single Family - Elec | New | Miscellaneous | Natural Gas
F3 | Residential | All | Single Family - Elec | New | Miscellaneous | Natural Gas
F4 | Residential | All | Single Family - Elec | New | Miscellaneous | Natural Gas
F1 | Residential | Market | Single Family - Elec | New | Cooling | Electric
F2 | Residential | Market | Single Family - Elec | New | Cooling | Electric
F3 | Residential | Market | Single Family - Elec | New | Cooling | Electric
F4 | Residential | Market | Single Family - Elec | New | Cooling | Electric
F1 | Residential | Market | Single Family - Elec | New | Space Heating | Electric
F2 | Residential | Market | Single Family - Elec | New | Space Heating | Electric
F3 | Residential | Market | Single Family - Elec | New | Space Heating | Electric
F4 | Residential | Market | Single Family - Elec | New | Space Heating | Electric
F1 | Residential | Market | Single Family - Elec | New | Water Heating | Electric
F2 | Residential | Market | Single Family - Elec | New | Water Heating | Electric
F3 | Residential | Market | Single Family - Elec | New | Water Heating | Electric
F4 | Residential | Market | Single Family - Elec | New | Water Heating | Electric
F1 | Residential | Market | Single Family - Elec | New | Interior Lighting | Electric
F2 | Residential | Market | Single Family - Elec | New | Interior Lighting | Electric
F3 | Residential | Market | Single Family - Elec | New | Interior Lighting | Electric
F4 | Residential | Market | Single Family - Elec | New | Interior Lighting | Electric
F1 | Residential | Market | Single Family - Elec | New | Exterior Lighting | Electric
F2 | Residential | Market | Single Family - Elec | New | Exterior Lighting | Electric
F3 | Residential | Market | Single Family - Elec | New | Exterior Lighting | Electric
F4 | Residential | Market | Single Family - Elec | New | Exterior Lighting | Electric
F1 | Residential | Market | Single Family - Elec | New | Appliances | Electric
F2 | Residential | Market | Single Family - Elec | New | Appliances | Electric
F3 | Residential | Market | Single Family - Elec | New | Appliances | Electric
F4 | Residential | Market | Single Family - Elec | New | Appliances | Electric
F1 | Residential | Market | Single Family - Elec | New | Electronics | Electric
F2 | Residential | Market | Single Family - Elec | New | Electronics | Electric
F3 | Residential | Market | Single Family - Elec | New | Electronics | Electric
F4 | Residential | Market | Single Family - Elec | New | Electronics | Electric
F1 | Residential | Market | Single Family - Elec | New | Miscellaneous | Electric
F2 | Residential | Market | Single Family - Elec | New | Miscellaneous | Electric
F3 | Residential | Market | Single Family - Elec | New | Miscellaneous | Electric
F4 | Residential | Market | Single Family - Elec | New | Miscellaneous | Electric
F1 | Residential | Market | Single Family - Elec | New | Generation | Electric
F2 | Residential | Market | Single Family - Elec | New | Generation | Electric
F3 | Residential | Market | Single Family - Elec | New | Generation | Electric
F4 | Residential | Market | Single Family - Elec | New | Generation | Electric
F1 | Residential | Market | Single Family - Elec | New | Space Heating | Natural Gas
F2 | Residential | Market | Single Family - Elec | New | Space Heating | Natural Gas
F3 | Residential | Market | Single Family - Elec | New | Space Heating | Natural Gas
F4 | Residential | Market | Single Family - Elec | New | Space Heating | Natural Gas
F1 | Residential | Market | Single Family - Elec | New | Water Heating | Natural Gas
F2 | Residential | Market | Single Family - Elec | New | Water Heating | Natural Gas
F3 | Residential | Market | Single Family - Elec | New | Water Heating | Natural Gas
F4 | Residential | Market | Single Family - Elec | New | Water Heating | Natural Gas
F1 | Residential | Market | Single Family - Elec | New | Appliances | Natural Gas
F2 | Residential | Market | Single Family - Elec | New | Appliances | Natural Gas
F3 | Residential | Market | Single Family - Elec | New | Appliances | Natural Gas
F4 | Residential | Market | Single Family - Elec | New | Appliances | Natural Gas
F1 | Residential | Market | Single Family - Elec | New | Miscellaneous | Natural Gas
F2 | Residential | Market | Single Family - Elec | New | Miscellaneous | Natural Gas
F3 | Residential | Market | Single Family - Elec | New | Miscellaneous | Natural Gas
F4 | Residential | Market | Single Family - Elec | New | Miscellaneous | Natural Gas
F1 | Residential | Central System | Single Family - Elec | New | Cooling | Electric
F2 | Residential | Central System | Single Family - Elec | New | Cooling | Electric
F3 | Residential | Central System | Single Family - Elec | New | Cooling | Electric
F4 | Residential | Central System | Single Family - Elec | New | Cooling | Electric
F1 | Residential | Central System | Single Family - Elec | New | Space Heating | Electric
F2 | Residential | Central System | Single Family - Elec | New | Space Heating | Electric
F3 | Residential | Central System | Single Family - Elec | New | Space Heating | Electric
F4 | Residential | Central System | Single Family - Elec | New | Space Heating | Electric
F1 | Residential | Central System | Single Family - Elec | New | Space Heating | Natural Gas
F2 | Residential | Central System | Single Family - Elec | New | Space Heating | Natural Gas
F3 | Residential | Central System | Single Family - Elec | New | Space Heating | Natural Gas
F4 | Residential | Central System | Single Family - Elec | New | Space Heating | Natural Gas
F1 | Residential | Resistance | Single Family - Elec | New | Cooling | Electric
F2 | Residential | Resistance | Single Family - Elec | New | Cooling | Electric
F3 | Residential | Resistance | Single Family - Elec | New | Cooling | Electric
F4 | Residential | Resistance | Single Family - Elec | New | Cooling | Electric
F1 | Residential | Resistance | Single Family - Elec | New | Space Heating | Electric
F2 | Residential | Resistance | Single Family - Elec | New | Space Heating | Electric
F3 | Residential | Resistance | Single Family - Elec | New | Space Heating | Electric
F4 | Residential | Resistance | Single Family - Elec | New | Space Heating | Electric
F1 | Residential | Heat Pump | Single Family - Elec | New | Cooling | Electric
F2 | Residential | Heat Pump | Single Family - Elec | New | Cooling | Electric
F3 | Residential | Heat Pump | Single Family - Elec | New | Cooling | Electric
F4 | Residential | Heat Pump | Single Family - Elec | New | Cooling | Electric
F1 | Residential | Heat Pump | Single Family - Elec | New | Space Heating | Electric
F2 | Residential | Heat Pump | Single Family - Elec | New | Space Heating | Electric
F3 | Residential | Heat Pump | Single Family - Elec | New | Space Heating | Electric
F4 | Residential | Heat Pump | Single Family - Elec | New | Space Heating | Electric
F1 | Residential | All | Single Family - LI - Elec | Existing | Cooling | Electric
F2 | Residential | All | Single Family - LI - Elec | Existing | Cooling | Electric
F3 | Residential | All | Single Family - LI - Elec | Existing | Cooling | Electric
F4 | Residential | All | Single Family - LI - Elec | Existing | Cooling | Electric
F1 | Residential | All | Single Family - LI - Elec | Existing | Space Heating | Electric
F2 | Residential | All | Single Family - LI - Elec | Existing | Space Heating | Electric
F3 | Residential | All | Single Family - LI - Elec | Existing | Space Heating | Electric
F4 | Residential | All | Single Family - LI - Elec | Existing | Space Heating | Electric
F1 | Residential | All | Single Family - LI - Elec | Existing | Water Heating | Electric
F2 | Residential | All | Single Family - LI - Elec | Existing | Water Heating | Electric
F3 | Residential | All | Single Family - LI - Elec | Existing | Water Heating | Electric
F4 | Residential | All | Single Family - LI - Elec | Existing | Water Heating | Electric
F1 | Residential | All | Single Family - LI - Elec | Existing | Interior Lighting | Electric
F2 | Residential | All | Single Family - LI - Elec | Existing | Interior Lighting | Electric
F3 | Residential | All | Single Family - LI - Elec | Existing | Interior Lighting | Electric
F4 | Residential | All | Single Family - LI - Elec | Existing | Interior Lighting | Electric
F1 | Residential | All | Single Family - LI - Elec | Existing | Exterior Lighting | Electric
F2 | Residential | All | Single Family - LI - Elec | Existing | Exterior Lighting | Electric
F3 | Residential | All | Single Family - LI - Elec | Existing | Exterior Lighting | Electric
F4 | Residential | All | Single Family - LI - Elec | Existing | Exterior Lighting | Electric
F1 | Residential | All | Single Family - LI - Elec | Existing | Appliances | Electric
F2 | Residential | All | Single Family - LI - Elec | Existing | Appliances | Electric
F3 | Residential | All | Single Family - LI - Elec | Existing | Appliances | Electric
F4 | Residential | All | Single Family - LI - Elec | Existing | Appliances | Electric
F1 | Residential | All | Single Family - LI - Elec | Existing | Electronics | Electric
F2 | Residential | All | Single Family - LI - Elec | Existing | Electronics | Electric
F3 | Residential | All | Single Family - LI - Elec | Existing | Electronics | Electric
F4 | Residential | All | Single Family - LI - Elec | Existing | Electronics | Electric
F1 | Residential | All | Single Family - LI - Elec | Existing | Miscellaneous | Electric
F2 | Residential | All | Single Family - LI - Elec | Existing | Miscellaneous | Electric
F3 | Residential | All | Single Family - LI - Elec | Existing | Miscellaneous | Electric
F4 | Residential | All | Single Family - LI - Elec | Existing | Miscellaneous | Electric
F1 | Residential | All | Single Family - LI - Elec | Existing | Generation | Electric
F2 | Residential | All | Single Family - LI - Elec | Existing | Generation | Electric
F3 | Residential | All | Single Family - LI - Elec | Existing | Generation | Electric
F4 | Residential | All | Single Family - LI - Elec | Existing | Generation | Electric
F1 | Residential | All | Single Family - LI - Elec | Existing | Space Heating | Natural Gas
F2 | Residential | All | Single Family - LI - Elec | Existing | Space Heating | Natural Gas
F3 | Residential | All | Single Family - LI - Elec | Existing | Space Heating | Natural Gas
F4 | Residential | All | Single Family - LI - Elec | Existing | Space Heating | Natural Gas
F1 | Residential | All | Single Family - LI - Elec | Existing | Water Heating | Natural Gas
F2 | Residential | All | Single Family - LI - Elec | Existing | Water Heating | Natural Gas
F3 | Residential | All | Single Family - LI - Elec | Existing | Water Heating | Natural Gas
F4 | Residential | All | Single Family - LI - Elec | Existing | Water Heating | Natural Gas
F1 | Residential | All | Single Family - LI - Elec | Existing | Appliances | Natural Gas
F2 | Residential | All | Single Family - LI - Elec | Existing | Appliances | Natural Gas
F3 | Residential | All | Single Family - LI - Elec | Existing | Appliances | Natural Gas
F4 | Residential | All | Single Family - LI - Elec | Existing | Appliances | Natural Gas
F1 | Residential | All | Single Family - LI - Elec | Existing | Miscellaneous | Natural Gas
F2 | Residential | All | Single Family - LI - Elec | Existing | Miscellaneous | Natural Gas
F3 | Residential | All | Single Family - LI - Elec | Existing | Miscellaneous | Natural Gas
F4 | Residential | All | Single Family - LI - Elec | Existing | Miscellaneous | Natural Gas
F1 | Residential | Market | Single Family - LI - Elec | Existing | Cooling | Electric
F2 | Residential | Market | Single Family - LI - Elec | Existing | Cooling | Electric
F3 | Residential | Market | Single Family - LI - Elec | Existing | Cooling | Electric
F4 | Residential | Market | Single Family - LI - Elec | Existing | Cooling | Electric
F1 | Residential | Market | Single Family - LI - Elec | Existing | Space Heating | Electric
F2 | Residential | Market | Single Family - LI - Elec | Existing | Space Heating | Electric
F3 | Residential | Market | Single Family - LI - Elec | Existing | Space Heating | Electric
F4 | Residential | Market | Single Family - LI - Elec | Existing | Space Heating | Electric
F1 | Residential | Market | Single Family - LI - Elec | Existing | Water Heating | Electric
F2 | Residential | Market | Single Family - LI - Elec | Existing | Water Heating | Electric
F3 | Residential | Market | Single Family - LI - Elec | Existing | Water Heating | Electric
F4 | Residential | Market | Single Family - LI - Elec | Existing | Water Heating | Electric
F1 | Residential | Market | Single Family - LI - Elec | Existing | Interior Lighting | Electric
F2 | Residential | Market | Single Family - LI - Elec | Existing | Interior Lighting | Electric
F3 | Residential | Market | Single Family - LI - Elec | Existing | Interior Lighting | Electric
F4 | Residential | Market | Single Family - LI - Elec | Existing | Interior Lighting | Electric
F1 | Residential | Market | Single Family - LI - Elec | Existing | Exterior Lighting | Electric
F2 | Residential | Market | Single Family - LI - Elec | Existing | Exterior Lighting | Electric
F3 | Residential | Market | Single Family - LI - Elec | Existing | Exterior Lighting | Electric
F4 | Residential | Market | Single Family - LI - Elec | Existing | Exterior Lighting | Electric
F1 | Residential | Market | Single Family - LI - Elec | Existing | Appliances | Electric
F2 | Residential | Market | Single Family - LI - Elec | Existing | Appliances | Electric
F3 | Residential | Market | Single Family - LI - Elec | Existing | Appliances | Electric
F4 | Residential | Market | Single Family - LI - Elec | Existing | Appliances | Electric
F1 | Residential | Market | Single Family - LI - Elec | Existing | Electronics | Electric
F2 | Residential | Market | Single Family - LI - Elec | Existing | Electronics | Electric
F3 | Residential | Market | Single Family - LI - Elec | Existing | Electronics | Electric
F4 | Residential | Market | Single Family - LI - Elec | Existing | Electronics | Electric
F1 | Residential | Market | Single Family - LI - Elec | Existing | Miscellaneous | Electric
F2 | Residential | Market | Single Family - LI - Elec | Existing | Miscellaneous | Electric
F3 | Residential | Market | Single Family - LI - Elec | Existing | Miscellaneous | Electric
F4 | Residential | Market | Single Family - LI - Elec | Existing | Miscellaneous | Electric
F1 | Residential | Market | Single Family - LI - Elec | Existing | Generation | Electric
F2 | Residential | Market | Single Family - LI - Elec | Existing | Generation | Electric
F3 | Residential | Market | Single Family - LI - Elec | Existing | Generation | Electric
F4 | Residential | Market | Single Family - LI - Elec | Existing | Generation | Electric
F1 | Residential | Market | Single Family - LI - Elec | Existing | Space Heating | Natural Gas
F2 | Residential | Market | Single Family - LI - Elec | Existing | Space Heating | Natural Gas
F3 | Residential | Market | Single Family - LI - Elec | Existing | Space Heating | Natural Gas
F4 | Residential | Market | Single Family - LI - Elec | Existing | Space Heating | Natural Gas
F1 | Residential | Market | Single Family - LI - Elec | Existing | Water Heating | Natural Gas
F2 | Residential | Market | Single Family - LI - Elec | Existing | Water Heating | Natural Gas
F3 | Residential | Market | Single Family - LI - Elec | Existing | Water Heating | Natural Gas
F4 | Residential | Market | Single Family - LI - Elec | Existing | Water Heating | Natural Gas
F1 | Residential | Market | Single Family - LI - Elec | Existing | Appliances | Natural Gas
F2 | Residential | Market | Single Family - LI - Elec | Existing | Appliances | Natural Gas
F3 | Residential | Market | Single Family - LI - Elec | Existing | Appliances | Natural Gas
F4 | Residential | Market | Single Family - LI - Elec | Existing | Appliances | Natural Gas
F1 | Residential | Market | Single Family - LI - Elec | Existing | Miscellaneous | Natural Gas
F2 | Residential | Market | Single Family - LI - Elec | Existing | Miscellaneous | Natural Gas
F3 | Residential | Market | Single Family - LI - Elec | Existing | Miscellaneous | Natural Gas
F4 | Residential | Market | Single Family - LI - Elec | Existing | Miscellaneous | Natural Gas
F1 | Residential | Central System | Single Family - LI - Elec | Existing | Cooling | Electric
F2 | Residential | Central System | Single Family - LI - Elec | Existing | Cooling | Electric
F3 | Residential | Central System | Single Family - LI - Elec | Existing | Cooling | Electric
F4 | Residential | Central System | Single Family - LI - Elec | Existing | Cooling | Electric
F1 | Residential | Central System | Single Family - LI - Elec | Existing | Space Heating | Electric
F2 | Residential | Central System | Single Family - LI - Elec | Existing | Space Heating | Electric
F3 | Residential | Central System | Single Family - LI - Elec | Existing | Space Heating | Electric
F4 | Residential | Central System | Single Family - LI - Elec | Existing | Space Heating | Electric
F1 | Residential | Central System | Single Family - LI - Elec | Existing | Space Heating | Natural Gas
F2 | Residential | Central System | Single Family - LI - Elec | Existing | Space Heating | Natural Gas
F3 | Residential | Central System | Single Family - LI - Elec | Existing | Space Heating | Natural Gas
F4 | Residential | Central System | Single Family - LI - Elec | Existing | Space Heating | Natural Gas
F1 | Residential | Resistance | Single Family - LI - Elec | Existing | Cooling | Electric
F2 | Residential | Resistance | Single Family - LI - Elec | Existing | Cooling | Electric
F3 | Residential | Resistance | Single Family - LI - Elec | Existing | Cooling | Electric
F4 | Residential | Resistance | Single Family - LI - Elec | Existing | Cooling | Electric
F1 | Residential | Resistance | Single Family - LI - Elec | Existing | Space Heating | Electric
F2 | Residential | Resistance | Single Family - LI - Elec | Existing | Space Heating | Electric
F3 | Residential | Resistance | Single Family - LI - Elec | Existing | Space Heating | Electric
F4 | Residential | Resistance | Single Family - LI - Elec | Existing | Space Heating | Electric
F1 | Residential | Heat Pump | Single Family - LI - Elec | Existing | Cooling | Electric
F2 | Residential | Heat Pump | Single Family - LI - Elec | Existing | Cooling | Electric
F3 | Residential | Heat Pump | Single Family - LI - Elec | Existing | Cooling | Electric
F4 | Residential | Heat Pump | Single Family - LI - Elec | Existing | Cooling | Electric
F1 | Residential | Heat Pump | Single Family - LI - Elec | Existing | Space Heating | Electric
F2 | Residential | Heat Pump | Single Family - LI - Elec | Existing | Space Heating | Electric
F3 | Residential | Heat Pump | Single Family - LI - Elec | Existing | Space Heating | Electric
F4 | Residential | Heat Pump | Single Family - LI - Elec | Existing | Space Heating | Electric
F1 | Residential | All | Single Family - LI - Elec | New | Cooling | Electric
F2 | Residential | All | Single Family - LI - Elec | New | Cooling | Electric
F3 | Residential | All | Single Family - LI - Elec | New | Cooling | Electric
F4 | Residential | All | Single Family - LI - Elec | New | Cooling | Electric
F1 | Residential | All | Single Family - LI - Elec | New | Space Heating | Electric
F2 | Residential | All | Single Family - LI - Elec | New | Space Heating | Electric
F3 | Residential | All | Single Family - LI - Elec | New | Space Heating | Electric
F4 | Residential | All | Single Family - LI - Elec | New | Space Heating | Electric
F1 | Residential | All | Single Family - LI - Elec | New | Water Heating | Electric
F2 | Residential | All | Single Family - LI - Elec | New | Water Heating | Electric
F3 | Residential | All | Single Family - LI - Elec | New | Water Heating | Electric
F4 | Residential | All | Single Family - LI - Elec | New | Water Heating | Electric
F1 | Residential | All | Single Family - LI - Elec | New | Interior Lighting | Electric
F2 | Residential | All | Single Family - LI - Elec | New | Interior Lighting | Electric
F3 | Residential | All | Single Family - LI - Elec | New | Interior Lighting | Electric
F4 | Residential | All | Single Family - LI - Elec | New | Interior Lighting | Electric
F1 | Residential | All | Single Family - LI - Elec | New | Exterior Lighting | Electric
F2 | Residential | All | Single Family - LI - Elec | New | Exterior Lighting | Electric
F3 | Residential | All | Single Family - LI - Elec | New | Exterior Lighting | Electric
F4 | Residential | All | Single Family - LI - Elec | New | Exterior Lighting | Electric
F1 | Residential | All | Single Family - LI - Elec | New | Appliances | Electric
F2 | Residential | All | Single Family - LI - Elec | New | Appliances | Electric
F3 | Residential | All | Single Family - LI - Elec | New | Appliances | Electric
F4 | Residential | All | Single Family - LI - Elec | New | Appliances | Electric
F1 | Residential | All | Single Family - LI - Elec | New | Electronics | Electric
F2 | Residential | All | Single Family - LI - Elec | New | Electronics | Electric
F3 | Residential | All | Single Family - LI - Elec | New | Electronics | Electric
F4 | Residential | All | Single Family - LI - Elec | New | Electronics | Electric
F1 | Residential | All | Single Family - LI - Elec | New | Miscellaneous | Electric
F2 | Residential | All | Single Family - LI - Elec | New | Miscellaneous | Electric
F3 | Residential | All | Single Family - LI - Elec | New | Miscellaneous | Electric
F4 | Residential | All | Single Family - LI - Elec | New | Miscellaneous | Electric
F1 | Residential | All | Single Family - LI - Elec | New | Generation | Electric
F2 | Residential | All | Single Family - LI - Elec | New | Generation | Electric
F3 | Residential | All | Single Family - LI - Elec | New | Generation | Electric
F4 | Residential | All | Single Family - LI - Elec | New | Generation | Electric
F1 | Residential | All | Single Family - LI - Elec | New | Space Heating | Natural Gas
F2 | Residential | All | Single Family - LI - Elec | New | Space Heating | Natural Gas
F3 | Residential | All | Single Family - LI - Elec | New | Space Heating | Natural Gas
F4 | Residential | All | Single Family - LI - Elec | New | Space Heating | Natural Gas
F1 | Residential | All | Single Family - LI - Elec | New | Water Heating | Natural Gas
F2 | Residential | All | Single Family - LI - Elec | New | Water Heating | Natural Gas
F3 | Residential | All | Single Family - LI - Elec | New | Water Heating | Natural Gas
F4 | Residential | All | Single Family - LI - Elec | New | Water Heating | Natural Gas
F1 | Residential | All | Single Family - LI - Elec | New | Appliances | Natural Gas
F2 | Residential | All | Single Family - LI - Elec | New | Appliances | Natural Gas
F3 | Residential | All | Single Family - LI - Elec | New | Appliances | Natural Gas
F4 | Residential | All | Single Family - LI - Elec | New | Appliances | Natural Gas
F1 | Residential | All | Single Family - LI - Elec | New | Miscellaneous | Natural Gas
F2 | Residential | All | Single Family - LI - Elec | New | Miscellaneous | Natural Gas
F3 | Residential | All | Single Family - LI - Elec | New | Miscellaneous | Natural Gas
F4 | Residential | All | Single Family - LI - Elec | New | Miscellaneous | Natural Gas
F1 | Residential | Market | Single Family - LI - Elec | New | Cooling | Electric
F2 | Residential | Market | Single Family - LI - Elec | New | Cooling | Electric
F3 | Residential | Market | Single Family - LI - Elec | New | Cooling | Electric
F4 | Residential | Market | Single Family - LI - Elec | New | Cooling | Electric
F1 | Residential | Market | Single Family - LI - Elec | New | Space Heating | Electric
F2 | Residential | Market | Single Family - LI - Elec | New | Space Heating | Electric
F3 | Residential | Market | Single Family - LI - Elec | New | Space Heating | Electric
F4 | Residential | Market | Single Family - LI - Elec | New | Space Heating | Electric
F1 | Residential | Market | Single Family - LI - Elec | New | Water Heating | Electric
F2 | Residential | Market | Single Family - LI - Elec | New | Water Heating | Electric
F3 | Residential | Market | Single Family - LI - Elec | New | Water Heating | Electric
F4 | Residential | Market | Single Family - LI - Elec | New | Water Heating | Electric
F1 | Residential | Market | Single Family - LI - Elec | New | Interior Lighting | Electric
F2 | Residential | Market | Single Family - LI - Elec | New | Interior Lighting | Electric
F3 | Residential | Market | Single Family - LI - Elec | New | Interior Lighting | Electric
F4 | Residential | Market | Single Family - LI - Elec | New | Interior Lighting | Electric
F1 | Residential | Market | Single Family - LI - Elec | New | Exterior Lighting | Electric
F2 | Residential | Market | Single Family - LI - Elec | New | Exterior Lighting | Electric
F3 | Residential | Market | Single Family - LI - Elec | New | Exterior Lighting | Electric
F4 | Residential | Market | Single Family - LI - Elec | New | Exterior Lighting | Electric
F1 | Residential | Market | Single Family - LI - Elec | New | Appliances | Electric
F2 | Residential | Market | Single Family - LI - Elec | New | Appliances | Electric
F3 | Residential | Market | Single Family - LI - Elec | New | Appliances | Electric
F4 | Residential | Market | Single Family - LI - Elec | New | Appliances | Electric
F1 | Residential | Market | Single Family - LI - Elec | New | Electronics | Electric
F2 | Residential | Market | Single Family - LI - Elec | New | Electronics | Electric
F3 | Residential | Market | Single Family - LI - Elec | New | Electronics | Electric
F4 | Residential | Market | Single Family - LI - Elec | New | Electronics | Electric
F1 | Residential | Market | Single Family - LI - Elec | New | Miscellaneous | Electric
F2 | Residential | Market | Single Family - LI - Elec | New | Miscellaneous | Electric
F3 | Residential | Market | Single Family - LI - Elec | New | Miscellaneous | Electric
F4 | Residential | Market | Single Family - LI - Elec | New | Miscellaneous | Electric
F1 | Residential | Market | Single Family - LI - Elec | New | Generation | Electric
F2 | Residential | Market | Single Family - LI - Elec | New | Generation | Electric
F3 | Residential | Market | Single Family - LI - Elec | New | Generation | Electric
F4 | Residential | Market | Single Family - LI - Elec | New | Generation | Electric
F1 | Residential | Market | Single Family - LI - Elec | New | Space Heating | Natural Gas
F2 | Residential | Market | Single Family - LI - Elec | New | Space Heating | Natural Gas
F3 | Residential | Market | Single Family - LI - Elec | New | Space Heating | Natural Gas
F4 | Residential | Market | Single Family - LI - Elec | New | Space Heating | Natural Gas
F1 | Residential | Market | Single Family - LI - Elec | New | Water Heating | Natural Gas
F2 | Residential | Market | Single Family - LI - Elec | New | Water Heating | Natural Gas
F3 | Residential | Market | Single Family - LI - Elec | New | Water Heating | Natural Gas
F4 | Residential | Market | Single Family - LI - Elec | New | Water Heating | Natural Gas
F1 | Residential | Market | Single Family - LI - Elec | New | Appliances | Natural Gas
F2 | Residential | Market | Single Family - LI - Elec | New | Appliances | Natural Gas
F3 | Residential | Market | Single Family - LI - Elec | New | Appliances | Natural Gas
F4 | Residential | Market | Single Family - LI - Elec | New | Appliances | Natural Gas
F1 | Residential | Market | Single Family - LI - Elec | New | Miscellaneous | Natural Gas
F2 | Residential | Market | Single Family - LI - Elec | New | Miscellaneous | Natural Gas
F3 | Residential | Market | Single Family - LI - Elec | New | Miscellaneous | Natural Gas
F4 | Residential | Market | Single Family - LI - Elec | New | Miscellaneous | Natural Gas
F1 | Residential | Central System | Single Family - LI - Elec | New | Cooling | Electric
F2 | Residential | Central System | Single Family - LI - Elec | New | Cooling | Electric
F3 | Residential | Central System | Single Family - LI - Elec | New | Cooling | Electric
F4 | Residential | Central System | Single Family - LI - Elec | New | Cooling | Electric
F1 | Residential | Central System | Single Family - LI - Elec | New | Space Heating | Electric
F2 | Residential | Central System | Single Family - LI - Elec | New | Space Heating | Electric
F3 | Residential | Central System | Single Family - LI - Elec | New | Space Heating | Electric
F4 | Residential | Central System | Single Family - LI - Elec | New | Space Heating | Electric
F1 | Residential | Central System | Single Family - LI - Elec | New | Space Heating | Natural Gas
F2 | Residential | Central System | Single Family - LI - Elec | New | Space Heating | Natural Gas
F3 | Residential | Central System | Single Family - LI - Elec | New | Space Heating | Natural Gas
F4 | Residential | Central System | Single Family - LI - Elec | New | Space Heating | Natural Gas
F1 | Residential | Resistance | Single Family - LI - Elec | New | Cooling | Electric
F2 | Residential | Resistance | Single Family - LI - Elec | New | Cooling | Electric
F3 | Residential | Resistance | Single Family - LI - Elec | New | Cooling | Electric
F4 | Residential | Resistance | Single Family - LI - Elec | New | Cooling | Electric
F1 | Residential | Resistance | Single Family - LI - Elec | New | Space Heating | Electric
F2 | Residential | Resistance | Single Family - LI - Elec | New | Space Heating | Electric
F3 | Residential | Resistance | Single Family - LI - Elec | New | Space Heating | Electric
F4 | Residential | Resistance | Single Family - LI - Elec | New | Space Heating | Electric
F1 | Residential | Heat Pump | Single Family - LI - Elec | New | Cooling | Electric
F2 | Residential | Heat Pump | Single Family - LI - Elec | New | Cooling | Electric
F3 | Residential | Heat Pump | Single Family - LI - Elec | New | Cooling | Electric
F4 | Residential | Heat Pump | Single Family - LI - Elec | New | Cooling | Electric
F1 | Residential | Heat Pump | Single Family - LI - Elec | New | Space Heating | Electric
F2 | Residential | Heat Pump | Single Family - LI - Elec | New | Space Heating | Electric
F3 | Residential | Heat Pump | Single Family - LI - Elec | New | Space Heating | Electric
F4 | Residential | Heat Pump | Single Family - LI - Elec | New | Space Heating | Electric
F1 | Residential | All | Multifamily - Elec | Existing | Cooling | Electric
F2 | Residential | All | Multifamily - Elec | Existing | Cooling | Electric
F3 | Residential | All | Multifamily - Elec | Existing | Cooling | Electric
F4 | Residential | All | Multifamily - Elec | Existing | Cooling | Electric
F1 | Residential | All | Multifamily - Elec | Existing | Space Heating | Electric
F2 | Residential | All | Multifamily - Elec | Existing | Space Heating | Electric
F3 | Residential | All | Multifamily - Elec | Existing | Space Heating | Electric
F4 | Residential | All | Multifamily - Elec | Existing | Space Heating | Electric
F1 | Residential | All | Multifamily - Elec | Existing | Water Heating | Electric
F2 | Residential | All | Multifamily - Elec | Existing | Water Heating | Electric
F3 | Residential | All | Multifamily - Elec | Existing | Water Heating | Electric
F4 | Residential | All | Multifamily - Elec | Existing | Water Heating | Electric
F1 | Residential | All | Multifamily - Elec | Existing | Interior Lighting | Electric
F2 | Residential | All | Multifamily - Elec | Existing | Interior Lighting | Electric
F3 | Residential | All | Multifamily - Elec | Existing | Interior Lighting | Electric
F4 | Residential | All | Multifamily - Elec | Existing | Interior Lighting | Electric
F1 | Residential | All | Multifamily - Elec | Existing | Exterior Lighting | Electric
F2 | Residential | All | Multifamily - Elec | Existing | Exterior Lighting | Electric
F3 | Residential | All | Multifamily - Elec | Existing | Exterior Lighting | Electric
F4 | Residential | All | Multifamily - Elec | Existing | Exterior Lighting | Electric
F1 | Residential | All | Multifamily - Elec | Existing | Appliances | Electric
F2 | Residential | All | Multifamily - Elec | Existing | Appliances | Electric
F3 | Residential | All | Multifamily - Elec | Existing | Appliances | Electric
F4 | Residential | All | Multifamily - Elec | Existing | Appliances | Electric
F1 | Residential | All | Multifamily - Elec | Existing | Electronics | Electric
F2 | Residential | All | Multifamily - Elec | Existing | Electronics | Electric
F3 | Residential | All | Multifamily - Elec | Existing | Electronics | Electric
F4 | Residential | All | Multifamily - Elec | Existing | Electronics | Electric
F1 | Residential | All | Multifamily - Elec | Existing | Miscellaneous | Electric
F2 | Residential | All | Multifamily - Elec | Existing | Miscellaneous | Electric
F3 | Residential | All | Multifamily - Elec | Existing | Miscellaneous | Electric
F4 | Residential | All | Multifamily - Elec | Existing | Miscellaneous | Electric
F1 | Residential | All | Multifamily - Elec | Existing | Generation | Electric
F2 | Residential | All | Multifamily - Elec | Existing | Generation | Electric
F3 | Residential | All | Multifamily - Elec | Existing | Generation | Electric
F4 | Residential | All | Multifamily - Elec | Existing | Generation | Electric
F1 | Residential | All | Multifamily - Elec | Existing | Space Heating | Natural Gas
F2 | Residential | All | Multifamily - Elec | Existing | Space Heating | Natural Gas
F3 | Residential | All | Multifamily - Elec | Existing | Space Heating | Natural Gas
F4 | Residential | All | Multifamily - Elec | Existing | Space Heating | Natural Gas
F1 | Residential | All | Multifamily - Elec | Existing | Water Heating | Natural Gas
F2 | Residential | All | Multifamily - Elec | Existing | Water Heating | Natural Gas
F3 | Residential | All | Multifamily - Elec | Existing | Water Heating | Natural Gas
F4 | Residential | All | Multifamily - Elec | Existing | Water Heating | Natural Gas
F1 | Residential | All | Multifamily - Elec | Existing | Appliances | Natural Gas
F2 | Residential | All | Multifamily - Elec | Existing | Appliances | Natural Gas
F3 | Residential | All | Multifamily - Elec | Existing | Appliances | Natural Gas
F4 | Residential | All | Multifamily - Elec | Existing | Appliances | Natural Gas
F1 | Residential | All | Multifamily - Elec | Existing | Miscellaneous | Natural Gas
F2 | Residential | All | Multifamily - Elec | Existing | Miscellaneous | Natural Gas
F3 | Residential | All | Multifamily - Elec | Existing | Miscellaneous | Natural Gas
F4 | Residential | All | Multifamily - Elec | Existing | Miscellaneous | Natural Gas
F1 | Residential | Market | Multifamily - Elec | Existing | Cooling | Electric
F2 | Residential | Market | Multifamily - Elec | Existing | Cooling | Electric
F3 | Residential | Market | Multifamily - Elec | Existing | Cooling | Electric
F4 | Residential | Market | Multifamily - Elec | Existing | Cooling | Electric
F1 | Residential | Market | Multifamily - Elec | Existing | Space Heating | Electric
F2 | Residential | Market | Multifamily - Elec | Existing | Space Heating | Electric
F3 | Residential | Market | Multifamily - Elec | Existing | Space Heating | Electric
F4 | Residential | Market | Multifamily - Elec | Existing | Space Heating | Electric
F1 | Residential | Market | Multifamily - Elec | Existing | Water Heating | Electric
F2 | Residential | Market | Multifamily - Elec | Existing | Water Heating | Electric
F3 | Residential | Market | Multifamily - Elec | Existing | Water Heating | Electric
F4 | Residential | Market | Multifamily - Elec | Existing | Water Heating | Electric
F1 | Residential | Market | Multifamily - Elec | Existing | Interior Lighting | Electric
F2 | Residential | Market | Multifamily - Elec | Existing | Interior Lighting | Electric
F3 | Residential | Market | Multifamily - Elec | Existing | Interior Lighting | Electric
F4 | Residential | Market | Multifamily - Elec | Existing | Interior Lighting | Electric
F1 | Residential | Market | Multifamily - Elec | Existing | Exterior Lighting | Electric
F2 | Residential | Market | Multifamily - Elec | Existing | Exterior Lighting | Electric
F3 | Residential | Market | Multifamily - Elec | Existing | Exterior Lighting | Electric
F4 | Residential | Market | Multifamily - Elec | Existing | Exterior Lighting | Electric
F1 | Residential | Market | Multifamily - Elec | Existing | Appliances | Electric
F2 | Residential | Market | Multifamily - Elec | Existing | Appliances | Electric
F3 | Residential | Market | Multifamily - Elec | Existing | Appliances | Electric
F4 | Residential | Market | Multifamily - Elec | Existing | Appliances | Electric
F1 | Residential | Market | Multifamily - Elec | Existing | Electronics | Electric
F2 | Residential | Market | Multifamily - Elec | Existing | Electronics | Electric
F3 | Residential | Market | Multifamily - Elec | Existing | Electronics | Electric
F4 | Residential | Market | Multifamily - Elec | Existing | Electronics | Electric
F1 | Residential | Market | Multifamily - Elec | Existing | Miscellaneous | Electric
F2 | Residential | Market | Multifamily - Elec | Existing | Miscellaneous | Electric
F3 | Residential | Market | Multifamily - Elec | Existing | Miscellaneous | Electric
F4 | Residential | Market | Multifamily - Elec | Existing | Miscellaneous | Electric
F1 | Residential | Market | Multifamily - Elec | Existing | Generation | Electric
F2 | Residential | Market | Multifamily - Elec | Existing | Generation | Electric
F3 | Residential | Market | Multifamily - Elec | Existing | Generation | Electric
F4 | Residential | Market | Multifamily - Elec | Existing | Generation | Electric
F1 | Residential | Market | Multifamily - Elec | Existing | Space Heating | Natural Gas
F2 | Residential | Market | Multifamily - Elec | Existing | Space Heating | Natural Gas
F3 | Residential | Market | Multifamily - Elec | Existing | Space Heating | Natural Gas
F4 | Residential | Market | Multifamily - Elec | Existing | Space Heating | Natural Gas
F1 | Residential | Market | Multifamily - Elec | Existing | Water Heating | Natural Gas
F2 | Residential | Market | Multifamily - Elec | Existing | Water Heating | Natural Gas
F3 | Residential | Market | Multifamily - Elec | Existing | Water Heating | Natural Gas
F4 | Residential | Market | Multifamily - Elec | Existing | Water Heating | Natural Gas
F1 | Residential | Market | Multifamily - Elec | Existing | Appliances | Natural Gas
F2 | Residential | Market | Multifamily - Elec | Existing | Appliances | Natural Gas
F3 | Residential | Market | Multifamily - Elec | Existing | Appliances | Natural Gas
F4 | Residential | Market | Multifamily - Elec | Existing | Appliances | Natural Gas
F1 | Residential | Market | Multifamily - Elec | Existing | Miscellaneous | Natural Gas
F2 | Residential | Market | Multifamily - Elec | Existing | Miscellaneous | Natural Gas
F3 | Residential | Market | Multifamily - Elec | Existing | Miscellaneous | Natural Gas
F4 | Residential | Market | Multifamily - Elec | Existing | Miscellaneous | Natural Gas
F1 | Residential | Central System | Multifamily - Elec | Existing | Cooling | Electric
F2 | Residential | Central System | Multifamily - Elec | Existing | Cooling | Electric
F3 | Residential | Central System | Multifamily - Elec | Existing | Cooling | Electric
F4 | Residential | Central System | Multifamily - Elec | Existing | Cooling | Electric
F1 | Residential | Central System | Multifamily - Elec | Existing | Space Heating | Electric
F2 | Residential | Central System | Multifamily - Elec | Existing | Space Heating | Electric
F3 | Residential | Central System | Multifamily - Elec | Existing | Space Heating | Electric
F4 | Residential | Central System | Multifamily - Elec | Existing | Space Heating | Electric
F1 | Residential | Central System | Multifamily - Elec | Existing | Space Heating | Natural Gas
F2 | Residential | Central System | Multifamily - Elec | Existing | Space Heating | Natural Gas
F3 | Residential | Central System | Multifamily - Elec | Existing | Space Heating | Natural Gas
F4 | Residential | Central System | Multifamily - Elec | Existing | Space Heating | Natural Gas
F1 | Residential | Resistance | Multifamily - Elec | Existing | Cooling | Electric
F2 | Residential | Resistance | Multifamily - Elec | Existing | Cooling | Electric
F3 | Residential | Resistance | Multifamily - Elec | Existing | Cooling | Electric
F4 | Residential | Resistance | Multifamily - Elec | Existing | Cooling | Electric
F1 | Residential | Resistance | Multifamily - Elec | Existing | Space Heating | Electric
F2 | Residential | Resistance | Multifamily - Elec | Existing | Space Heating | Electric
F3 | Residential | Resistance | Multifamily - Elec | Existing | Space Heating | Electric
F4 | Residential | Resistance | Multifamily - Elec | Existing | Space Heating | Electric
F1 | Residential | Heat Pump | Multifamily - Elec | Existing | Cooling | Electric
F2 | Residential | Heat Pump | Multifamily - Elec | Existing | Cooling | Electric
F3 | Residential | Heat Pump | Multifamily - Elec | Existing | Cooling | Electric
F4 | Residential | Heat Pump | Multifamily - Elec | Existing | Cooling | Electric
F1 | Residential | Heat Pump | Multifamily - Elec | Existing | Space Heating | Electric
F2 | Residential | Heat Pump | Multifamily - Elec | Existing | Space Heating | Electric
F3 | Residential | Heat Pump | Multifamily - Elec | Existing | Space Heating | Electric
F4 | Residential | Heat Pump | Multifamily - Elec | Existing | Space Heating | Electric
F1 | Residential | All | Multifamily - Elec | New | Cooling | Electric
F2 | Residential | All | Multifamily - Elec | New | Cooling | Electric
F3 | Residential | All | Multifamily - Elec | New | Cooling | Electric
F4 | Residential | All | Multifamily - Elec | New | Cooling | Electric
F1 | Residential | All | Multifamily - Elec | New | Space Heating | Electric
F2 | Residential | All | Multifamily - Elec | New | Space Heating | Electric
F3 | Residential | All | Multifamily - Elec | New | Space Heating | Electric
F4 | Residential | All | Multifamily - Elec | New | Space Heating | Electric
F1 | Residential | All | Multifamily - Elec | New | Water Heating | Electric
F2 | Residential | All | Multifamily - Elec | New | Water Heating | Electric
F3 | Residential | All | Multifamily - Elec | New | Water Heating | Electric
F4 | Residential | All | Multifamily - Elec | New | Water Heating | Electric
F1 | Residential | All | Multifamily - Elec | New | Interior Lighting | Electric
F2 | Residential | All | Multifamily - Elec | New | Interior Lighting | Electric
F3 | Residential | All | Multifamily - Elec | New | Interior Lighting | Electric
F4 | Residential | All | Multifamily - Elec | New | Interior Lighting | Electric
F1 | Residential | All | Multifamily - Elec | New | Exterior Lighting | Electric
F2 | Residential | All | Multifamily - Elec | New | Exterior Lighting | Electric
F3 | Residential | All | Multifamily - Elec | New | Exterior Lighting | Electric
F4 | Residential | All | Multifamily - Elec | New | Exterior Lighting | Electric
F1 | Residential | All | Multifamily - Elec | New | Appliances | Electric
F2 | Residential | All | Multifamily - Elec | New | Appliances | Electric
F3 | Residential | All | Multifamily - Elec | New | Appliances | Electric
F4 | Residential | All | Multifamily - Elec | New | Appliances | Electric
F1 | Residential | All | Multifamily - Elec | New | Electronics | Electric
F2 | Residential | All | Multifamily - Elec | New | Electronics | Electric
F3 | Residential | All | Multifamily - Elec | New | Electronics | Electric
F4 | Residential | All | Multifamily - Elec | New | Electronics | Electric
F1 | Residential | All | Multifamily - Elec | New | Miscellaneous | Electric
F2 | Residential | All | Multifamily - Elec | New | Miscellaneous | Electric
F3 | Residential | All | Multifamily - Elec | New | Miscellaneous | Electric
F4 | Residential | All | Multifamily - Elec | New | Miscellaneous | Electric
F1 | Residential | All | Multifamily - Elec | New | Generation | Electric
F2 | Residential | All | Multifamily - Elec | New | Generation | Electric
F3 | Residential | All | Multifamily - Elec | New | Generation | Electric
F4 | Residential | All | Multifamily - Elec | New | Generation | Electric
F1 | Residential | All | Multifamily - Elec | New | Space Heating | Natural Gas
F2 | Residential | All | Multifamily - Elec | New | Space Heating | Natural Gas
F3 | Residential | All | Multifamily - Elec | New | Space Heating | Natural Gas
F4 | Residential | All | Multifamily - Elec | New | Space Heating | Natural Gas
F1 | Residential | All | Multifamily - Elec | New | Water Heating | Natural Gas
F2 | Residential | All | Multifamily - Elec | New | Water Heating | Natural Gas
F3 | Residential | All | Multifamily - Elec | New | Water Heating | Natural Gas
F4 | Residential | All | Multifamily - Elec | New | Water Heating | Natural Gas
F1 | Residential | All | Multifamily - Elec | New | Appliances | Natural Gas
F2 | Residential | All | Multifamily - Elec | New | Appliances | Natural Gas
F3 | Residential | All | Multifamily - Elec | New | Appliances | Natural Gas
F4 | Residential | All | Multifamily - Elec | New | Appliances | Natural Gas
F1 | Residential | All | Multifamily - Elec | New | Miscellaneous | Natural Gas
F2 | Residential | All | Multifamily - Elec | New | Miscellaneous | Natural Gas
F3 | Residential | All | Multifamily - Elec | New | Miscellaneous | Natural Gas
F4 | Residential | All | Multifamily - Elec | New | Miscellaneous | Natural Gas
F1 | Residential | Market | Multifamily - Elec | New | Cooling | Electric
F2 | Residential | Market | Multifamily - Elec | New | Cooling | Electric
F3 | Residential | Market | Multifamily - Elec | New | Cooling | Electric
F4 | Residential | Market | Multifamily - Elec | New | Cooling | Electric
F1 | Residential | Market | Multifamily - Elec | New | Space Heating | Electric
F2 | Residential | Market | Multifamily - Elec | New | Space Heating | Electric
F3 | Residential | Market | Multifamily - Elec | New | Space Heating | Electric
F4 | Residential | Market | Multifamily - Elec | New | Space Heating | Electric
F1 | Residential | Market | Multifamily - Elec | New | Water Heating | Electric
F2 | Residential | Market | Multifamily - Elec | New | Water Heating | Electric
F3 | Residential | Market | Multifamily - Elec | New | Water Heating | Electric
F4 | Residential | Market | Multifamily - Elec | New | Water Heating | Electric
F1 | Residential | Market | Multifamily - Elec | New | Interior Lighting | Electric
F2 | Residential | Market | Multifamily - Elec | New | Interior Lighting | Electric
F3 | Residential | Market | Multifamily - Elec | New | Interior Lighting | Electric
F4 | Residential | Market | Multifamily - Elec | New | Interior Lighting | Electric
F1 | Residential | Market | Multifamily - Elec | New | Exterior Lighting | Electric
F2 | Residential | Market | Multifamily - Elec | New | Exterior Lighting | Electric
F3 | Residential | Market | Multifamily - Elec | New | Exterior Lighting | Electric
F4 | Residential | Market | Multifamily - Elec | New | Exterior Lighting | Electric
F1 | Residential | Market | Multifamily - Elec | New | Appliances | Electric
F2 | Residential | Market | Multifamily - Elec | New | Appliances | Electric
F3 | Residential | Market | Multifamily - Elec | New | Appliances | Electric
F4 | Residential | Market | Multifamily - Elec | New | Appliances | Electric
F1 | Residential | Market | Multifamily - Elec | New | Electronics | Electric
F2 | Residential | Market | Multifamily - Elec | New | Electronics | Electric
F3 | Residential | Market | Multifamily - Elec | New | Electronics | Electric
F4 | Residential | Market | Multifamily - Elec | New | Electronics | Electric
F1 | Residential | Market | Multifamily - Elec | New | Miscellaneous | Electric
F2 | Residential | Market | Multifamily - Elec | New | Miscellaneous | Electric
F3 | Residential | Market | Multifamily - Elec | New | Miscellaneous | Electric
F4 | Residential | Market | Multifamily - Elec | New | Miscellaneous | Electric
F1 | Residential | Market | Multifamily - Elec | New | Generation | Electric
F2 | Residential | Market | Multifamily - Elec | New | Generation | Electric
F3 | Residential | Market | Multifamily - Elec | New | Generation | Electric
F4 | Residential | Market | Multifamily - Elec | New | Generation | Electric
F1 | Residential | Market | Multifamily - Elec | New | Space Heating | Natural Gas
F2 | Residential | Market | Multifamily - Elec | New | Space Heating | Natural Gas
F3 | Residential | Market | Multifamily - Elec | New | Space Heating | Natural Gas
F4 | Residential | Market | Multifamily - Elec | New | Space Heating | Natural Gas
F1 | Residential | Market | Multifamily - Elec | New | Water Heating | Natural Gas
F2 | Residential | Market | Multifamily - Elec | New | Water Heating | Natural Gas
F3 | Residential | Market | Multifamily - Elec | New | Water Heating | Natural Gas
F4 | Residential | Market | Multifamily - Elec | New | Water Heating | Natural Gas
F1 | Residential | Market | Multifamily - Elec | New | Appliances | Natural Gas
F2 | Residential | Market | Multifamily - Elec | New | Appliances | Natural Gas
F3 | Residential | Market | Multifamily - Elec | New | Appliances | Natural Gas
F4 | Residential | Market | Multifamily - Elec | New | Appliances | Natural Gas
F1 | Residential | Market | Multifamily - Elec | New | Miscellaneous | Natural Gas
F2 | Residential | Market | Multifamily - Elec | New | Miscellaneous | Natural Gas
F3 | Residential | Market | Multifamily - Elec | New | Miscellaneous | Natural Gas
F4 | Residential | Market | Multifamily - Elec | New | Miscellaneous | Natural Gas
F1 | Residential | Central System | Multifamily - Elec | New | Cooling | Electric
F2 | Residential | Central System | Multifamily - Elec | New | Cooling | Electric
F3 | Residential | Central System | Multifamily - Elec | New | Cooling | Electric
F4 | Residential | Central System | Multifamily - Elec | New | Cooling | Electric
F1 | Residential | Central System | Multifamily - Elec | New | Space Heating | Electric
F2 | Residential | Central System | Multifamily - Elec | New | Space Heating | Electric
F3 | Residential | Central System | Multifamily - Elec | New | Space Heating | Electric
F4 | Residential | Central System | Multifamily - Elec | New | Space Heating | Electric
F1 | Residential | Central System | Multifamily - Elec | New | Space Heating | Natural Gas
F2 | Residential | Central System | Multifamily - Elec | New | Space Heating | Natural Gas
F3 | Residential | Central System | Multifamily - Elec | New | Space Heating | Natural Gas
F4 | Residential | Central System | Multifamily - Elec | New | Space Heating | Natural Gas
F1 | Residential | Resistance | Multifamily - Elec | New | Cooling | Electric
F2 | Residential | Resistance | Multifamily - Elec | New | Cooling | Electric
F3 | Residential | Resistance | Multifamily - Elec | New | Cooling | Electric
F4 | Residential | Resistance | Multifamily - Elec | New | Cooling | Electric
F1 | Residential | Resistance | Multifamily - Elec | New | Space Heating | Electric
F2 | Residential | Resistance | Multifamily - Elec | New | Space Heating | Electric
F3 | Residential | Resistance | Multifamily - Elec | New | Space Heating | Electric
F4 | Residential | Resistance | Multifamily - Elec | New | Space Heating | Electric
F1 | Residential | Heat Pump | Multifamily - Elec | New | Cooling | Electric
F2 | Residential | Heat Pump | Multifamily - Elec | New | Cooling | Electric
F3 | Residential | Heat Pump | Multifamily - Elec | New | Cooling | Electric
F4 | Residential | Heat Pump | Multifamily - Elec | New | Cooling | Electric
F1 | Residential | Heat Pump | Multifamily - Elec | New | Space Heating | Electric
F2 | Residential | Heat Pump | Multifamily - Elec | New | Space Heating | Electric
F3 | Residential | Heat Pump | Multifamily - Elec | New | Space Heating | Electric
F4 | Residential | Heat Pump | Multifamily - Elec | New | Space Heating | Electric
F1 | Residential | All | Multifamily - LI - Elec | Existing | Cooling | Electric
F2 | Residential | All | Multifamily - LI - Elec | Existing | Cooling | Electric
F3 | Residential | All | Multifamily - LI - Elec | Existing | Cooling | Electric
F4 | Residential | All | Multifamily - LI - Elec | Existing | Cooling | Electric
F1 | Residential | All | Multifamily - LI - Elec | Existing | Space Heating | Electric
F2 | Residential | All | Multifamily - LI - Elec | Existing | Space Heating | Electric
F3 | Residential | All | Multifamily - LI - Elec | Existing | Space Heating | Electric
F4 | Residential | All | Multifamily - LI - Elec | Existing | Space Heating | Electric
F1 | Residential | All | Multifamily - LI - Elec | Existing | Water Heating | Electric
F2 | Residential | All | Multifamily - LI - Elec | Existing | Water Heating | Electric
F3 | Residential | All | Multifamily - LI - Elec | Existing | Water Heating | Electric
F4 | Residential | All | Multifamily - LI - Elec | Existing | Water Heating | Electric
F1 | Residential | All | Multifamily - LI - Elec | Existing | Interior Lighting | Electric
F2 | Residential | All | Multifamily - LI - Elec | Existing | Interior Lighting | Electric
F3 | Residential | All | Multifamily - LI - Elec | Existing | Interior Lighting | Electric
F4 | Residential | All | Multifamily - LI - Elec | Existing | Interior Lighting | Electric
F1 | Residential | All | Multifamily - LI - Elec | Existing | Exterior Lighting | Electric
F2 | Residential | All | Multifamily - LI - Elec | Existing | Exterior Lighting | Electric
F3 | Residential | All | Multifamily - LI - Elec | Existing | Exterior Lighting | Electric
F4 | Residential | All | Multifamily - LI - Elec | Existing | Exterior Lighting | Electric
F1 | Residential | All | Multifamily - LI - Elec | Existing | Appliances | Electric
F2 | Residential | All | Multifamily - LI - Elec | Existing | Appliances | Electric
F3 | Residential | All | Multifamily - LI - Elec | Existing | Appliances | Electric
F4 | Residential | All | Multifamily - LI - Elec | Existing | Appliances | Electric
F1 | Residential | All | Multifamily - LI - Elec | Existing | Electronics | Electric
F2 | Residential | All | Multifamily - LI - Elec | Existing | Electronics | Electric
F3 | Residential | All | Multifamily - LI - Elec | Existing | Electronics | Electric
F4 | Residential | All | Multifamily - LI - Elec | Existing | Electronics | Electric
F1 | Residential | All | Multifamily - LI - Elec | Existing | Miscellaneous | Electric
F2 | Residential | All | Multifamily - LI - Elec | Existing | Miscellaneous | Electric
F3 | Residential | All | Multifamily - LI - Elec | Existing | Miscellaneous | Electric
F4 | Residential | All | Multifamily - LI - Elec | Existing | Miscellaneous | Electric
F1 | Residential | All | Multifamily - LI - Elec | Existing | Generation | Electric
F2 | Residential | All | Multifamily - LI - Elec | Existing | Generation | Electric
F3 | Residential | All | Multifamily - LI - Elec | Existing | Generation | Electric
F4 | Residential | All | Multifamily - LI - Elec | Existing | Generation | Electric
F1 | Residential | All | Multifamily - LI - Elec | Existing | Space Heating | Natural Gas
F2 | Residential | All | Multifamily - LI - Elec | Existing | Space Heating | Natural Gas
F3 | Residential | All | Multifamily - LI - Elec | Existing | Space Heating | Natural Gas
F4 | Residential | All | Multifamily - LI - Elec | Existing | Space Heating | Natural Gas
F1 | Residential | All | Multifamily - LI - Elec | Existing | Water Heating | Natural Gas
F2 | Residential | All | Multifamily - LI - Elec | Existing | Water Heating | Natural Gas
F3 | Residential | All | Multifamily - LI - Elec | Existing | Water Heating | Natural Gas
F4 | Residential | All | Multifamily - LI - Elec | Existing | Water Heating | Natural Gas
F1 | Residential | All | Multifamily - LI - Elec | Existing | Appliances | Natural Gas
F2 | Residential | All | Multifamily - LI - Elec | Existing | Appliances | Natural Gas
F3 | Residential | All | Multifamily - LI - Elec | Existing | Appliances | Natural Gas
F4 | Residential | All | Multifamily - LI - Elec | Existing | Appliances | Natural Gas
F1 | Residential | All | Multifamily - LI - Elec | Existing | Miscellaneous | Natural Gas
F2 | Residential | All | Multifamily - LI - Elec | Existing | Miscellaneous | Natural Gas
F3 | Residential | All | Multifamily - LI - Elec | Existing | Miscellaneous | Natural Gas
F4 | Residential | All | Multifamily - LI - Elec | Existing | Miscellaneous | Natural Gas
F1 | Residential | Market | Multifamily - LI - Elec | Existing | Cooling | Electric
F2 | Residential | Market | Multifamily - LI - Elec | Existing | Cooling | Electric
F3 | Residential | Market | Multifamily - LI - Elec | Existing | Cooling | Electric
F4 | Residential | Market | Multifamily - LI - Elec | Existing | Cooling | Electric
F1 | Residential | Market | Multifamily - LI - Elec | Existing | Space Heating | Electric
F2 | Residential | Market | Multifamily - LI - Elec | Existing | Space Heating | Electric
F3 | Residential | Market | Multifamily - LI - Elec | Existing | Space Heating | Electric
F4 | Residential | Market | Multifamily - LI - Elec | Existing | Space Heating | Electric
F1 | Residential | Market | Multifamily - LI - Elec | Existing | Water Heating | Electric
F2 | Residential | Market | Multifamily - LI - Elec | Existing | Water Heating | Electric
F3 | Residential | Market | Multifamily - LI - Elec | Existing | Water Heating | Electric
F4 | Residential | Market | Multifamily - LI - Elec | Existing | Water Heating | Electric
F1 | Residential | Market | Multifamily - LI - Elec | Existing | Interior Lighting | Electric
F2 | Residential | Market | Multifamily - LI - Elec | Existing | Interior Lighting | Electric
F3 | Residential | Market | Multifamily - LI - Elec | Existing | Interior Lighting | Electric
F4 | Residential | Market | Multifamily - LI - Elec | Existing | Interior Lighting | Electric
F1 | Residential | Market | Multifamily - LI - Elec | Existing | Exterior Lighting | Electric
F2 | Residential | Market | Multifamily - LI - Elec | Existing | Exterior Lighting | Electric
F3 | Residential | Market | Multifamily - LI - Elec | Existing | Exterior Lighting | Electric
F4 | Residential | Market | Multifamily - LI - Elec | Existing | Exterior Lighting | Electric
F1 | Residential | Market | Multifamily - LI - Elec | Existing | Appliances | Electric
F2 | Residential | Market | Multifamily - LI - Elec | Existing | Appliances | Electric
F3 | Residential | Market | Multifamily - LI - Elec | Existing | Appliances | Electric
F4 | Residential | Market | Multifamily - LI - Elec | Existing | Appliances | Electric
F1 | Residential | Market | Multifamily - LI - Elec | Existing | Electronics | Electric
F2 | Residential | Market | Multifamily - LI - Elec | Existing | Electronics | Electric
F3 | Residential | Market | Multifamily - LI - Elec | Existing | Electronics | Electric
F4 | Residential | Market | Multifamily - LI - Elec | Existing | Electronics | Electric
F1 | Residential | Market | Multifamily - LI - Elec | Existing | Miscellaneous | Electric
F2 | Residential | Market | Multifamily - LI - Elec | Existing | Miscellaneous | Electric
F3 | Residential | Market | Multifamily - LI - Elec | Existing | Miscellaneous | Electric
F4 | Residential | Market | Multifamily - LI - Elec | Existing | Miscellaneous | Electric
F1 | Residential | Market | Multifamily - LI - Elec | Existing | Generation | Electric
F2 | Residential | Market | Multifamily - LI - Elec | Existing | Generation | Electric
F3 | Residential | Market | Multifamily - LI - Elec | Existing | Generation | Electric
F4 | Residential | Market | Multifamily - LI - Elec | Existing | Generation | Electric
F1 | Residential | Market | Multifamily - LI - Elec | Existing | Space Heating | Natural Gas
F2 | Residential | Market | Multifamily - LI - Elec | Existing | Space Heating | Natural Gas
F3 | Residential | Market | Multifamily - LI - Elec | Existing | Space Heating | Natural Gas
F4 | Residential | Market | Multifamily - LI - Elec | Existing | Space Heating | Natural Gas
F1 | Residential | Market | Multifamily - LI - Elec | Existing | Water Heating | Natural Gas
F2 | Residential | Market | Multifamily - LI - Elec | Existing | Water Heating | Natural Gas
F3 | Residential | Market | Multifamily - LI - Elec | Existing | Water Heating | Natural Gas
F4 | Residential | Market | Multifamily - LI - Elec | Existing | Water Heating | Natural Gas
F1 | Residential | Market | Multifamily - LI - Elec | Existing | Appliances | Natural Gas
F2 | Residential | Market | Multifamily - LI - Elec | Existing | Appliances | Natural Gas
F3 | Residential | Market | Multifamily - LI - Elec | Existing | Appliances | Natural Gas
F4 | Residential | Market | Multifamily - LI - Elec | Existing | Appliances | Natural Gas
F1 | Residential | Market | Multifamily - LI - Elec | Existing | Miscellaneous | Natural Gas
F2 | Residential | Market | Multifamily - LI - Elec | Existing | Miscellaneous | Natural Gas
F3 | Residential | Market | Multifamily - LI - Elec | Existing | Miscellaneous | Natural Gas
F4 | Residential | Market | Multifamily - LI - Elec | Existing | Miscellaneous | Natural Gas
F1 | Residential | Central System | Multifamily - LI - Elec | Existing | Cooling | Electric
F2 | Residential | Central System | Multifamily - LI - Elec | Existing | Cooling | Electric
F3 | Residential | Central System | Multifamily - LI - Elec | Existing | Cooling | Electric
F4 | Residential | Central System | Multifamily - LI - Elec | Existing | Cooling | Electric
F1 | Residential | Central System | Multifamily - LI - Elec | Existing | Space Heating | Electric
F2 | Residential | Central System | Multifamily - LI - Elec | Existing | Space Heating | Electric
F3 | Residential | Central System | Multifamily - LI - Elec | Existing | Space Heating | Electric
F4 | Residential | Central System | Multifamily - LI - Elec | Existing | Space Heating | Electric
F1 | Residential | Central System | Multifamily - LI - Elec | Existing | Space Heating | Natural Gas
F2 | Residential | Central System | Multifamily - LI - Elec | Existing | Space Heating | Natural Gas
F3 | Residential | Central System | Multifamily - LI - Elec | Existing | Space Heating | Natural Gas
F4 | Residential | Central System | Multifamily - LI - Elec | Existing | Space Heating | Natural Gas
F1 | Residential | Resistance | Multifamily - LI - Elec | Existing | Cooling | Electric
F2 | Residential | Resistance | Multifamily - LI - Elec | Existing | Cooling | Electric
F3 | Residential | Resistance | Multifamily - LI - Elec | Existing | Cooling | Electric
F4 | Residential | Resistance | Multifamily - LI - Elec | Existing | Cooling | Electric
F1 | Residential | Resistance | Multifamily - LI - Elec | Existing | Space Heating | Electric
F2 | Residential | Resistance | Multifamily - LI - Elec | Existing | Space Heating | Electric
F3 | Residential | Resistance | Multifamily - LI - Elec | Existing | Space Heating | Electric
F4 | Residential | Resistance | Multifamily - LI - Elec | Existing | Space Heating | Electric
F1 | Residential | Heat Pump | Multifamily - LI - Elec | Existing | Cooling | Electric
F2 | Residential | Heat Pump | Multifamily - LI - Elec | Existing | Cooling | Electric
F3 | Residential | Heat Pump | Multifamily - LI - Elec | Existing | Cooling | Electric
F4 | Residential | Heat Pump | Multifamily - LI - Elec | Existing | Cooling | Electric
F1 | Residential | Heat Pump | Multifamily - LI - Elec | Existing | Space Heating | Electric
F2 | Residential | Heat Pump | Multifamily - LI - Elec | Existing | Space Heating | Electric
F3 | Residential | Heat Pump | Multifamily - LI - Elec | Existing | Space Heating | Electric
F4 | Residential | Heat Pump | Multifamily - LI - Elec | Existing | Space Heating | Electric
F1 | Residential | All | Multifamily - LI - Elec | New | Cooling | Electric
F2 | Residential | All | Multifamily - LI - Elec | New | Cooling | Electric
F3 | Residential | All | Multifamily - LI - Elec | New | Cooling | Electric
F4 | Residential | All | Multifamily - LI - Elec | New | Cooling | Electric
F1 | Residential | All | Multifamily - LI - Elec | New | Space Heating | Electric
F2 | Residential | All | Multifamily - LI - Elec | New | Space Heating | Electric
F3 | Residential | All | Multifamily - LI - Elec | New | Space Heating | Electric
F4 | Residential | All | Multifamily - LI - Elec | New | Space Heating | Electric
F1 | Residential | All | Multifamily - LI - Elec | New | Water Heating | Electric
F2 | Residential | All | Multifamily - LI - Elec | New | Water Heating | Electric
F3 | Residential | All | Multifamily - LI - Elec | New | Water Heating | Electric
F4 | Residential | All | Multifamily - LI - Elec | New | Water Heating | Electric
F1 | Residential | All | Multifamily - LI - Elec | New | Interior Lighting | Electric
F2 | Residential | All | Multifamily - LI - Elec | New | Interior Lighting | Electric
F3 | Residential | All | Multifamily - LI - Elec | New | Interior Lighting | Electric
F4 | Residential | All | Multifamily - LI - Elec | New | Interior Lighting | Electric
F1 | Residential | All | Multifamily - LI - Elec | New | Exterior Lighting | Electric
F2 | Residential | All | Multifamily - LI - Elec | New | Exterior Lighting | Electric
F3 | Residential | All | Multifamily - LI - Elec | New | Exterior Lighting | Electric
F4 | Residential | All | Multifamily - LI - Elec | New | Exterior Lighting | Electric
F1 | Residential | All | Multifamily - LI - Elec | New | Appliances | Electric
F2 | Residential | All | Multifamily - LI - Elec | New | Appliances | Electric
F3 | Residential | All | Multifamily - LI - Elec | New | Appliances | Electric
F4 | Residential | All | Multifamily - LI - Elec | New | Appliances | Electric
F1 | Residential | All | Multifamily - LI - Elec | New | Electronics | Electric
F2 | Residential | All | Multifamily - LI - Elec | New | Electronics | Electric
F3 | Residential | All | Multifamily - LI - Elec | New | Electronics | Electric
F4 | Residential | All | Multifamily - LI - Elec | New | Electronics | Electric
F1 | Residential | All | Multifamily - LI - Elec | New | Miscellaneous | Electric
F2 | Residential | All | Multifamily - LI - Elec | New | Miscellaneous | Electric
F3 | Residential | All | Multifamily - LI - Elec | New | Miscellaneous | Electric
F4 | Residential | All | Multifamily - LI - Elec | New | Miscellaneous | Electric
F1 | Residential | All | Multifamily - LI - Elec | New | Generation | Electric
F2 | Residential | All | Multifamily - LI - Elec | New | Generation | Electric
F3 | Residential | All | Multifamily - LI - Elec | New | Generation | Electric
F4 | Residential | All | Multifamily - LI - Elec | New | Generation | Electric
F1 | Residential | All | Multifamily - LI - Elec | New | Space Heating | Natural Gas
F2 | Residential | All | Multifamily - LI - Elec | New | Space Heating | Natural Gas
F3 | Residential | All | Multifamily - LI - Elec | New | Space Heating | Natural Gas
F4 | Residential | All | Multifamily - LI - Elec | New | Space Heating | Natural Gas
F1 | Residential | All | Multifamily - LI - Elec | New | Water Heating | Natural Gas
F2 | Residential | All | Multifamily - LI - Elec | New | Water Heating | Natural Gas
F3 | Residential | All | Multifamily - LI - Elec | New | Water Heating | Natural Gas
F4 | Residential | All | Multifamily - LI - Elec | New | Water Heating | Natural Gas
F1 | Residential | All | Multifamily - LI - Elec | New | Appliances | Natural Gas
F2 | Residential | All | Multifamily - LI - Elec | New | Appliances | Natural Gas
F3 | Residential | All | Multifamily - LI - Elec | New | Appliances | Natural Gas
F4 | Residential | All | Multifamily - LI - Elec | New | Appliances | Natural Gas
F1 | Residential | All | Multifamily - LI - Elec | New | Miscellaneous | Natural Gas
F2 | Residential | All | Multifamily - LI - Elec | New | Miscellaneous | Natural Gas
F3 | Residential | All | Multifamily - LI - Elec | New | Miscellaneous | Natural Gas
F4 | Residential | All | Multifamily - LI - Elec | New | Miscellaneous | Natural Gas
F1 | Residential | Market | Multifamily - LI - Elec | New | Cooling | Electric
F2 | Residential | Market | Multifamily - LI - Elec | New | Cooling | Electric
F3 | Residential | Market | Multifamily - LI - Elec | New | Cooling | Electric
F4 | Residential | Market | Multifamily - LI - Elec | New | Cooling | Electric
F1 | Residential | Market | Multifamily - LI - Elec | New | Space Heating | Electric
F2 | Residential | Market | Multifamily - LI - Elec | New | Space Heating | Electric
F3 | Residential | Market | Multifamily - LI - Elec | New | Space Heating | Electric
F4 | Residential | Market | Multifamily - LI - Elec | New | Space Heating | Electric
F1 | Residential | Market | Multifamily - LI - Elec | New | Water Heating | Electric
F2 | Residential | Market | Multifamily - LI - Elec | New | Water Heating | Electric
F3 | Residential | Market | Multifamily - LI - Elec | New | Water Heating | Electric
F4 | Residential | Market | Multifamily - LI - Elec | New | Water Heating | Electric
F1 | Residential | Market | Multifamily - LI - Elec | New | Interior Lighting | Electric
F2 | Residential | Market | Multifamily - LI - Elec | New | Interior Lighting | Electric
F3 | Residential | Market | Multifamily - LI - Elec | New | Interior Lighting | Electric
F4 | Residential | Market | Multifamily - LI - Elec | New | Interior Lighting | Electric
F1 | Residential | Market | Multifamily - LI - Elec | New | Exterior Lighting | Electric
F2 | Residential | Market | Multifamily - LI - Elec | New | Exterior Lighting | Electric
F3 | Residential | Market | Multifamily - LI - Elec | New | Exterior Lighting | Electric
F4 | Residential | Market | Multifamily - LI - Elec | New | Exterior Lighting | Electric
F1 | Residential | Market | Multifamily - LI - Elec | New | Appliances | Electric
F2 | Residential | Market | Multifamily - LI - Elec | New | Appliances | Electric
F3 | Residential | Market | Multifamily - LI - Elec | New | Appliances | Electric
F4 | Residential | Market | Multifamily - LI - Elec | New | Appliances | Electric
F1 | Residential | Market | Multifamily - LI - Elec | New | Electronics | Electric
F2 | Residential | Market | Multifamily - LI - Elec | New | Electronics | Electric
F3 | Residential | Market | Multifamily - LI - Elec | New | Electronics | Electric
F4 | Residential | Market | Multifamily - LI - Elec | New | Electronics | Electric
F1 | Residential | Market | Multifamily - LI - Elec | New | Miscellaneous | Electric
F2 | Residential | Market | Multifamily - LI - Elec | New | Miscellaneous | Electric
F3 | Residential | Market | Multifamily - LI - Elec | New | Miscellaneous | Electric
F4 | Residential | Market | Multifamily - LI - Elec | New | Miscellaneous | Electric
F1 | Residential | Market | Multifamily - LI - Elec | New | Generation | Electric
F2 | Residential | Market | Multifamily - LI - Elec | New | Generation | Electric
F3 | Residential | Market | Multifamily - LI - Elec | New | Generation | Electric
F4 | Residential | Market | Multifamily - LI - Elec | New | Generation | Electric
F1 | Residential | Market | Multifamily - LI - Elec | New | Space Heating | Natural Gas
F2 | Residential | Market | Multifamily - LI - Elec | New | Space Heating | Natural Gas
F3 | Residential | Market | Multifamily - LI - Elec | New | Space Heating | Natural Gas
F4 | Residential | Market | Multifamily - LI - Elec | New | Space Heating | Natural Gas
F1 | Residential | Market | Multifamily - LI - Elec | New | Water Heating | Natural Gas
F2 | Residential | Market | Multifamily - LI - Elec | New | Water Heating | Natural Gas
F3 | Residential | Market | Multifamily - LI - Elec | New | Water Heating | Natural Gas
F4 | Residential | Market | Multifamily - LI - Elec | New | Water Heating | Natural Gas
F1 | Residential | Market | Multifamily - LI - Elec | New | Appliances | Natural Gas
F2 | Residential | Market | Multifamily - LI - Elec | New | Appliances | Natural Gas
F3 | Residential | Market | Multifamily - LI - Elec | New | Appliances | Natural Gas
F4 | Residential | Market | Multifamily - LI - Elec | New | Appliances | Natural Gas
F1 | Residential | Market | Multifamily - LI - Elec | New | Miscellaneous | Natural Gas
F2 | Residential | Market | Multifamily - LI - Elec | New | Miscellaneous | Natural Gas
F3 | Residential | Market | Multifamily - LI - Elec | New | Miscellaneous | Natural Gas
F4 | Residential | Market | Multifamily - LI - Elec | New | Miscellaneous | Natural Gas
F1 | Residential | Central System | Multifamily - LI - Elec | New | Cooling | Electric
F2 | Residential | Central System | Multifamily - LI - Elec | New | Cooling | Electric
F3 | Residential | Central System | Multifamily - LI - Elec | New | Cooling | Electric
F4 | Residential | Central System | Multifamily - LI - Elec | New | Cooling | Electric
F1 | Residential | Central System | Multifamily - LI - Elec | New | Space Heating | Electric
F2 | Residential | Central System | Multifamily - LI - Elec | New | Space Heating | Electric
F3 | Residential | Central System | Multifamily - LI - Elec | New | Space Heating | Electric
F4 | Residential | Central System | Multifamily - LI - Elec | New | Space Heating | Electric
F1 | Residential | Central System | Multifamily - LI - Elec | New | Space Heating | Natural Gas
F2 | Residential | Central System | Multifamily - LI - Elec | New | Space Heating | Natural Gas
F3 | Residential | Central System | Multifamily - LI - Elec | New | Space Heating | Natural Gas
F4 | Residential | Central System | Multifamily - LI - Elec | New | Space Heating | Natural Gas
F1 | Residential | Resistance | Multifamily - LI - Elec | New | Cooling | Electric
F2 | Residential | Resistance | Multifamily - LI - Elec | New | Cooling | Electric
F3 | Residential | Resistance | Multifamily - LI - Elec | New | Cooling | Electric
F4 | Residential | Resistance | Multifamily - LI - Elec | New | Cooling | Electric
F1 | Residential | Resistance | Multifamily - LI - Elec | New | Space Heating | Electric
F2 | Residential | Resistance | Multifamily - LI - Elec | New | Space Heating | Electric
F3 | Residential | Resistance | Multifamily - LI - Elec | New | Space Heating | Electric
F4 | Residential | Resistance | Multifamily - LI - Elec | New | Space Heating | Electric
F1 | Residential | Heat Pump | Multifamily - LI - Elec | New | Cooling | Electric
F2 | Residential | Heat Pump | Multifamily - LI - Elec | New | Cooling | Electric
F3 | Residential | Heat Pump | Multifamily - LI - Elec | New | Cooling | Electric
F4 | Residential | Heat Pump | Multifamily - LI - Elec | New | Cooling | Electric
F1 | Residential | Heat Pump | Multifamily - LI - Elec | New | Space Heating | Electric
F2 | Residential | Heat Pump | Multifamily - LI - Elec | New | Space Heating | Electric
F3 | Residential | Heat Pump | Multifamily - LI - Elec | New | Space Heating | Electric
F4 | Residential | Heat Pump | Multifamily - LI - Elec | New | Space Heating | Electric
F1 | Residential | All | Single Family - Gas | Existing | Cooling | Electric
F2 | Residential | All | Single Family - Gas | Existing | Cooling | Electric
F3 | Residential | All | Single Family - Gas | Existing | Cooling | Electric
F4 | Residential | All | Single Family - Gas | Existing | Cooling | Electric
F1 | Residential | All | Single Family - Gas | Existing | Space Heating | Electric
F2 | Residential | All | Single Family - Gas | Existing | Space Heating | Electric
F3 | Residential | All | Single Family - Gas | Existing | Space Heating | Electric
F4 | Residential | All | Single Family - Gas | Existing | Space Heating | Electric
F1 | Residential | All | Single Family - Gas | Existing | Water Heating | Electric
F2 | Residential | All | Single Family - Gas | Existing | Water Heating | Electric
F3 | Residential | All | Single Family - Gas | Existing | Water Heating | Electric
F4 | Residential | All | Single Family - Gas | Existing | Water Heating | Electric
F1 | Residential | All | Single Family - Gas | Existing | Interior Lighting | Electric
F2 | Residential | All | Single Family - Gas | Existing | Interior Lighting | Electric
F3 | Residential | All | Single Family - Gas | Existing | Interior Lighting | Electric
F4 | Residential | All | Single Family - Gas | Existing | Interior Lighting | Electric
F1 | Residential | All | Single Family - Gas | Existing | Exterior Lighting | Electric
F2 | Residential | All | Single Family - Gas | Existing | Exterior Lighting | Electric
F3 | Residential | All | Single Family - Gas | Existing | Exterior Lighting | Electric
F4 | Residential | All | Single Family - Gas | Existing | Exterior Lighting | Electric
F1 | Residential | All | Single Family - Gas | Existing | Appliances | Electric
F2 | Residential | All | Single Family - Gas | Existing | Appliances | Electric
F3 | Residential | All | Single Family - Gas | Existing | Appliances | Electric
F4 | Residential | All | Single Family - Gas | Existing | Appliances | Electric
F1 | Residential | All | Single Family - Gas | Existing | Electronics | Electric
F2 | Residential | All | Single Family - Gas | Existing | Electronics | Electric
F3 | Residential | All | Single Family - Gas | Existing | Electronics | Electric
F4 | Residential | All | Single Family - Gas | Existing | Electronics | Electric
F1 | Residential | All | Single Family - Gas | Existing | Miscellaneous | Electric
F2 | Residential | All | Single Family - Gas | Existing | Miscellaneous | Electric
F3 | Residential | All | Single Family - Gas | Existing | Miscellaneous | Electric
F4 | Residential | All | Single Family - Gas | Existing | Miscellaneous | Electric
F1 | Residential | All | Single Family - Gas | Existing | Generation | Electric
F2 | Residential | All | Single Family - Gas | Existing | Generation | Electric
F3 | Residential | All | Single Family - Gas | Existing | Generation | Electric
F4 | Residential | All | Single Family - Gas | Existing | Generation | Electric
F1 | Residential | All | Single Family - Gas | Existing | Space Heating | Natural Gas
F2 | Residential | All | Single Family - Gas | Existing | Space Heating | Natural Gas
F3 | Residential | All | Single Family - Gas | Existing | Space Heating | Natural Gas
F4 | Residential | All | Single Family - Gas | Existing | Space Heating | Natural Gas
F1 | Residential | All | Single Family - Gas | Existing | Water Heating | Natural Gas
F2 | Residential | All | Single Family - Gas | Existing | Water Heating | Natural Gas
F3 | Residential | All | Single Family - Gas | Existing | Water Heating | Natural Gas
F4 | Residential | All | Single Family - Gas | Existing | Water Heating | Natural Gas
F1 | Residential | All | Single Family - Gas | Existing | Appliances | Natural Gas
F2 | Residential | All | Single Family - Gas | Existing | Appliances | Natural Gas
F3 | Residential | All | Single Family - Gas | Existing | Appliances | Natural Gas
F4 | Residential | All | Single Family - Gas | Existing | Appliances | Natural Gas
F1 | Residential | All | Single Family - Gas | Existing | Miscellaneous | Natural Gas
F2 | Residential | All | Single Family - Gas | Existing | Miscellaneous | Natural Gas
F3 | Residential | All | Single Family - Gas | Existing | Miscellaneous | Natural Gas
F4 | Residential | All | Single Family - Gas | Existing | Miscellaneous | Natural Gas
F1 | Residential | Market | Single Family - Gas | Existing | Cooling | Electric
F2 | Residential | Market | Single Family - Gas | Existing | Cooling | Electric
F3 | Residential | Market | Single Family - Gas | Existing | Cooling | Electric
F4 | Residential | Market | Single Family - Gas | Existing | Cooling | Electric
F1 | Residential | Market | Single Family - Gas | Existing | Space Heating | Electric
F2 | Residential | Market | Single Family - Gas | Existing | Space Heating | Electric
F3 | Residential | Market | Single Family - Gas | Existing | Space Heating | Electric
F4 | Residential | Market | Single Family - Gas | Existing | Space Heating | Electric
F1 | Residential | Market | Single Family - Gas | Existing | Water Heating | Electric
F2 | Residential | Market | Single Family - Gas | Existing | Water Heating | Electric
F3 | Residential | Market | Single Family - Gas | Existing | Water Heating | Electric
F4 | Residential | Market | Single Family - Gas | Existing | Water Heating | Electric
F1 | Residential | Market | Single Family - Gas | Existing | Interior Lighting | Electric
F2 | Residential | Market | Single Family - Gas | Existing | Interior Lighting | Electric
F3 | Residential | Market | Single Family - Gas | Existing | Interior Lighting | Electric
F4 | Residential | Market | Single Family - Gas | Existing | Interior Lighting | Electric
F1 | Residential | Market | Single Family - Gas | Existing | Exterior Lighting | Electric
F2 | Residential | Market | Single Family - Gas | Existing | Exterior Lighting | Electric
F3 | Residential | Market | Single Family - Gas | Existing | Exterior Lighting | Electric
F4 | Residential | Market | Single Family - Gas | Existing | Exterior Lighting | Electric
F1 | Residential | Market | Single Family - Gas | Existing | Appliances | Electric
F2 | Residential | Market | Single Family - Gas | Existing | Appliances | Electric
F3 | Residential | Market | Single Family - Gas | Existing | Appliances | Electric
F4 | Residential | Market | Single Family - Gas | Existing | Appliances | Electric
F1 | Residential | Market | Single Family - Gas | Existing | Electronics | Electric
F2 | Residential | Market | Single Family - Gas | Existing | Electronics | Electric
F3 | Residential | Market | Single Family - Gas | Existing | Electronics | Electric
F4 | Residential | Market | Single Family - Gas | Existing | Electronics | Electric
F1 | Residential | Market | Single Family - Gas | Existing | Miscellaneous | Electric
F2 | Residential | Market | Single Family - Gas | Existing | Miscellaneous | Electric
F3 | Residential | Market | Single Family - Gas | Existing | Miscellaneous | Electric
F4 | Residential | Market | Single Family - Gas | Existing | Miscellaneous | Electric
F1 | Residential | Market | Single Family - Gas | Existing | Generation | Electric
F2 | Residential | Market | Single Family - Gas | Existing | Generation | Electric
F3 | Residential | Market | Single Family - Gas | Existing | Generation | Electric
F4 | Residential | Market | Single Family - Gas | Existing | Generation | Electric
F1 | Residential | Market | Single Family - Gas | Existing | Space Heating | Natural Gas
F2 | Residential | Market | Single Family - Gas | Existing | Space Heating | Natural Gas
F3 | Residential | Market | Single Family - Gas | Existing | Space Heating | Natural Gas
F4 | Residential | Market | Single Family - Gas | Existing | Space Heating | Natural Gas
F1 | Residential | Market | Single Family - Gas | Existing | Water Heating | Natural Gas
F2 | Residential | Market | Single Family - Gas | Existing | Water Heating | Natural Gas
F3 | Residential | Market | Single Family - Gas | Existing | Water Heating | Natural Gas
F4 | Residential | Market | Single Family - Gas | Existing | Water Heating | Natural Gas
F1 | Residential | Market | Single Family - Gas | Existing | Appliances | Natural Gas
F2 | Residential | Market | Single Family - Gas | Existing | Appliances | Natural Gas
F3 | Residential | Market | Single Family - Gas | Existing | Appliances | Natural Gas
F4 | Residential | Market | Single Family - Gas | Existing | Appliances | Natural Gas
F1 | Residential | Market | Single Family - Gas | Existing | Miscellaneous | Natural Gas
F2 | Residential | Market | Single Family - Gas | Existing | Miscellaneous | Natural Gas
F3 | Residential | Market | Single Family - Gas | Existing | Miscellaneous | Natural Gas
F4 | Residential | Market | Single Family - Gas | Existing | Miscellaneous | Natural Gas
F1 | Residential | Central System | Single Family - Gas | Existing | Cooling | Electric
F2 | Residential | Central System | Single Family - Gas | Existing | Cooling | Electric
F3 | Residential | Central System | Single Family - Gas | Existing | Cooling | Electric
F4 | Residential | Central System | Single Family - Gas | Existing | Cooling | Electric
F1 | Residential | Central System | Single Family - Gas | Existing | Space Heating | Electric
F2 | Residential | Central System | Single Family - Gas | Existing | Space Heating | Electric
F3 | Residential | Central System | Single Family - Gas | Existing | Space Heating | Electric
F4 | Residential | Central System | Single Family - Gas | Existing | Space Heating | Electric
F1 | Residential | Central System | Single Family - Gas | Existing | Space Heating | Natural Gas
F2 | Residential | Central System | Single Family - Gas | Existing | Space Heating | Natural Gas
F3 | Residential | Central System | Single Family - Gas | Existing | Space Heating | Natural Gas
F4 | Residential | Central System | Single Family - Gas | Existing | Space Heating | Natural Gas
F1 | Residential | Resistance | Single Family - Gas | Existing | Cooling | Electric
F2 | Residential | Resistance | Single Family - Gas | Existing | Cooling | Electric
F3 | Residential | Resistance | Single Family - Gas | Existing | Cooling | Electric
F4 | Residential | Resistance | Single Family - Gas | Existing | Cooling | Electric
F1 | Residential | Resistance | Single Family - Gas | Existing | Space Heating | Electric
F2 | Residential | Resistance | Single Family - Gas | Existing | Space Heating | Electric
F3 | Residential | Resistance | Single Family - Gas | Existing | Space Heating | Electric
F4 | Residential | Resistance | Single Family - Gas | Existing | Space Heating | Electric
F1 | Residential | Heat Pump | Single Family - Gas | Existing | Cooling | Electric
F2 | Residential | Heat Pump | Single Family - Gas | Existing | Cooling | Electric
F3 | Residential | Heat Pump | Single Family - Gas | Existing | Cooling | Electric
F4 | Residential | Heat Pump | Single Family - Gas | Existing | Cooling | Electric
F1 | Residential | Heat Pump | Single Family - Gas | Existing | Space Heating | Electric
F2 | Residential | Heat Pump | Single Family - Gas | Existing | Space Heating | Electric
F3 | Residential | Heat Pump | Single Family - Gas | Existing | Space Heating | Electric
F4 | Residential | Heat Pump | Single Family - Gas | Existing | Space Heating | Electric
F1 | Residential | All | Single Family - Gas | New | Cooling | Electric
F2 | Residential | All | Single Family - Gas | New | Cooling | Electric
F3 | Residential | All | Single Family - Gas | New | Cooling | Electric
F4 | Residential | All | Single Family - Gas | New | Cooling | Electric
F1 | Residential | All | Single Family - Gas | New | Space Heating | Electric
F2 | Residential | All | Single Family - Gas | New | Space Heating | Electric
F3 | Residential | All | Single Family - Gas | New | Space Heating | Electric
F4 | Residential | All | Single Family - Gas | New | Space Heating | Electric
F1 | Residential | All | Single Family - Gas | New | Water Heating | Electric
F2 | Residential | All | Single Family - Gas | New | Water Heating | Electric
F3 | Residential | All | Single Family - Gas | New | Water Heating | Electric
F4 | Residential | All | Single Family - Gas | New | Water Heating | Electric
F1 | Residential | All | Single Family - Gas | New | Interior Lighting | Electric
F2 | Residential | All | Single Family - Gas | New | Interior Lighting | Electric
F3 | Residential | All | Single Family - Gas | New | Interior Lighting | Electric
F4 | Residential | All | Single Family - Gas | New | Interior Lighting | Electric
F1 | Residential | All | Single Family - Gas | New | Exterior Lighting | Electric
F2 | Residential | All | Single Family - Gas | New | Exterior Lighting | Electric
F3 | Residential | All | Single Family - Gas | New | Exterior Lighting | Electric
F4 | Residential | All | Single Family - Gas | New | Exterior Lighting | Electric
F1 | Residential | All | Single Family - Gas | New | Appliances | Electric
F2 | Residential | All | Single Family - Gas | New | Appliances | Electric
F3 | Residential | All | Single Family - Gas | New | Appliances | Electric
F4 | Residential | All | Single Family - Gas | New | Appliances | Electric
F1 | Residential | All | Single Family - Gas | New | Electronics | Electric
F2 | Residential | All | Single Family - Gas | New | Electronics | Electric
F3 | Residential | All | Single Family - Gas | New | Electronics | Electric
F4 | Residential | All | Single Family - Gas | New | Electronics | Electric
F1 | Residential | All | Single Family - Gas | New | Miscellaneous | Electric
F2 | Residential | All | Single Family - Gas | New | Miscellaneous | Electric
F3 | Residential | All | Single Family - Gas | New | Miscellaneous | Electric
F4 | Residential | All | Single Family - Gas | New | Miscellaneous | Electric
F1 | Residential | All | Single Family - Gas | New | Generation | Electric
F2 | Residential | All | Single Family - Gas | New | Generation | Electric
F3 | Residential | All | Single Family - Gas | New | Generation | Electric
F4 | Residential | All | Single Family - Gas | New | Generation | Electric
F1 | Residential | All | Single Family - Gas | New | Space Heating | Natural Gas
F2 | Residential | All | Single Family - Gas | New | Space Heating | Natural Gas
F3 | Residential | All | Single Family - Gas | New | Space Heating | Natural Gas
F4 | Residential | All | Single Family - Gas | New | Space Heating | Natural Gas
F1 | Residential | All | Single Family - Gas | New | Water Heating | Natural Gas
F2 | Residential | All | Single Family - Gas | New | Water Heating | Natural Gas
F3 | Residential | All | Single Family - Gas | New | Water Heating | Natural Gas
F4 | Residential | All | Single Family - Gas | New | Water Heating | Natural Gas
F1 | Residential | All | Single Family - Gas | New | Appliances | Natural Gas
F2 | Residential | All | Single Family - Gas | New | Appliances | Natural Gas
F3 | Residential | All | Single Family - Gas | New | Appliances | Natural Gas
F4 | Residential | All | Single Family - Gas | New | Appliances | Natural Gas
F1 | Residential | All | Single Family - Gas | New | Miscellaneous | Natural Gas
F2 | Residential | All | Single Family - Gas | New | Miscellaneous | Natural Gas
F3 | Residential | All | Single Family - Gas | New | Miscellaneous | Natural Gas
F4 | Residential | All | Single Family - Gas | New | Miscellaneous | Natural Gas
F1 | Residential | Market | Single Family - Gas | New | Cooling | Electric
F2 | Residential | Market | Single Family - Gas | New | Cooling | Electric
F3 | Residential | Market | Single Family - Gas | New | Cooling | Electric
F4 | Residential | Market | Single Family - Gas | New | Cooling | Electric
F1 | Residential | Market | Single Family - Gas | New | Space Heating | Electric
F2 | Residential | Market | Single Family - Gas | New | Space Heating | Electric
F3 | Residential | Market | Single Family - Gas | New | Space Heating | Electric
F4 | Residential | Market | Single Family - Gas | New | Space Heating | Electric
F1 | Residential | Market | Single Family - Gas | New | Water Heating | Electric
F2 | Residential | Market | Single Family - Gas | New | Water Heating | Electric
F3 | Residential | Market | Single Family - Gas | New | Water Heating | Electric
F4 | Residential | Market | Single Family - Gas | New | Water Heating | Electric
F1 | Residential | Market | Single Family - Gas | New | Interior Lighting | Electric
F2 | Residential | Market | Single Family - Gas | New | Interior Lighting | Electric
F3 | Residential | Market | Single Family - Gas | New | Interior Lighting | Electric
F4 | Residential | Market | Single Family - Gas | New | Interior Lighting | Electric
F1 | Residential | Market | Single Family - Gas | New | Exterior Lighting | Electric
F2 | Residential | Market | Single Family - Gas | New | Exterior Lighting | Electric
F3 | Residential | Market | Single Family - Gas | New | Exterior Lighting | Electric
F4 | Residential | Market | Single Family - Gas | New | Exterior Lighting | Electric
F1 | Residential | Market | Single Family - Gas | New | Appliances | Electric
F2 | Residential | Market | Single Family - Gas | New | Appliances | Electric
F3 | Residential | Market | Single Family - Gas | New | Appliances | Electric
F4 | Residential | Market | Single Family - Gas | New | Appliances | Electric
F1 | Residential | Market | Single Family - Gas | New | Electronics | Electric
F2 | Residential | Market | Single Family - Gas | New | Electronics | Electric
F3 | Residential | Market | Single Family - Gas | New | Electronics | Electric
F4 | Residential | Market | Single Family - Gas | New | Electronics | Electric
F1 | Residential | Market | Single Family - Gas | New | Miscellaneous | Electric
F2 | Residential | Market | Single Family - Gas | New | Miscellaneous | Electric
F3 | Residential | Market | Single Family - Gas | New | Miscellaneous | Electric
F4 | Residential | Market | Single Family - Gas | New | Miscellaneous | Electric
F1 | Residential | Market | Single Family - Gas | New | Generation | Electric
F2 | Residential | Market | Single Family - Gas | New | Generation | Electric
F3 | Residential | Market | Single Family - Gas | New | Generation | Electric
F4 | Residential | Market | Single Family - Gas | New | Generation | Electric
F1 | Residential | Market | Single Family - Gas | New | Space Heating | Natural Gas
F2 | Residential | Market | Single Family - Gas | New | Space Heating | Natural Gas
F3 | Residential | Market | Single Family - Gas | New | Space Heating | Natural Gas
F4 | Residential | Market | Single Family - Gas | New | Space Heating | Natural Gas
F1 | Residential | Market | Single Family - Gas | New | Water Heating | Natural Gas
F2 | Residential | Market | Single Family - Gas | New | Water Heating | Natural Gas
F3 | Residential | Market | Single Family - Gas | New | Water Heating | Natural Gas
F4 | Residential | Market | Single Family - Gas | New | Water Heating | Natural Gas
F1 | Residential | Market | Single Family - Gas | New | Appliances | Natural Gas
F2 | Residential | Market | Single Family - Gas | New | Appliances | Natural Gas
F3 | Residential | Market | Single Family - Gas | New | Appliances | Natural Gas
F4 | Residential | Market | Single Family - Gas | New | Appliances | Natural Gas
F1 | Residential | Market | Single Family - Gas | New | Miscellaneous | Natural Gas
F2 | Residential | Market | Single Family - Gas | New | Miscellaneous | Natural Gas
F3 | Residential | Market | Single Family - Gas | New | Miscellaneous | Natural Gas
F4 | Residential | Market | Single Family - Gas | New | Miscellaneous | Natural Gas
F1 | Residential | Central System | Single Family - Gas | New | Cooling | Electric
F2 | Residential | Central System | Single Family - Gas | New | Cooling | Electric
F3 | Residential | Central System | Single Family - Gas | New | Cooling | Electric
F4 | Residential | Central System | Single Family - Gas | New | Cooling | Electric
F1 | Residential | Central System | Single Family - Gas | New | Space Heating | Electric
F2 | Residential | Central System | Single Family - Gas | New | Space Heating | Electric
F3 | Residential | Central System | Single Family - Gas | New | Space Heating | Electric
F4 | Residential | Central System | Single Family - Gas | New | Space Heating | Electric
F1 | Residential | Central System | Single Family - Gas | New | Space Heating | Natural Gas
F2 | Residential | Central System | Single Family - Gas | New | Space Heating | Natural Gas
F3 | Residential | Central System | Single Family - Gas | New | Space Heating | Natural Gas
F4 | Residential | Central System | Single Family - Gas | New | Space Heating | Natural Gas
F1 | Residential | Resistance | Single Family - Gas | New | Cooling | Electric
F2 | Residential | Resistance | Single Family - Gas | New | Cooling | Electric
F3 | Residential | Resistance | Single Family - Gas | New | Cooling | Electric
F4 | Residential | Resistance | Single Family - Gas | New | Cooling | Electric
F1 | Residential | Resistance | Single Family - Gas | New | Space Heating | Electric
F2 | Residential | Resistance | Single Family - Gas | New | Space Heating | Electric
F3 | Residential | Resistance | Single Family - Gas | New | Space Heating | Electric
F4 | Residential | Resistance | Single Family - Gas | New | Space Heating | Electric
F1 | Residential | Heat Pump | Single Family - Gas | New | Cooling | Electric
F2 | Residential | Heat Pump | Single Family - Gas | New | Cooling | Electric
F3 | Residential | Heat Pump | Single Family - Gas | New | Cooling | Electric
F4 | Residential | Heat Pump | Single Family - Gas | New | Cooling | Electric
F1 | Residential | Heat Pump | Single Family - Gas | New | Space Heating | Electric
F2 | Residential | Heat Pump | Single Family - Gas | New | Space Heating | Electric
F3 | Residential | Heat Pump | Single Family - Gas | New | Space Heating | Electric
F4 | Residential | Heat Pump | Single Family - Gas | New | Space Heating | Electric
F1 | Residential | All | Single Family - LI - Gas | Existing | Cooling | Electric
F2 | Residential | All | Single Family - LI - Gas | Existing | Cooling | Electric
F3 | Residential | All | Single Family - LI - Gas | Existing | Cooling | Electric
F4 | Residential | All | Single Family - LI - Gas | Existing | Cooling | Electric
F1 | Residential | All | Single Family - LI - Gas | Existing | Space Heating | Electric
F2 | Residential | All | Single Family - LI - Gas | Existing | Space Heating | Electric
F3 | Residential | All | Single Family - LI - Gas | Existing | Space Heating | Electric
F4 | Residential | All | Single Family - LI - Gas | Existing | Space Heating | Electric
F1 | Residential | All | Single Family - LI - Gas | Existing | Water Heating | Electric
F2 | Residential | All | Single Family - LI - Gas | Existing | Water Heating | Electric
F3 | Residential | All | Single Family - LI - Gas | Existing | Water Heating | Electric
F4 | Residential | All | Single Family - LI - Gas | Existing | Water Heating | Electric
F1 | Residential | All | Single Family - LI - Gas | Existing | Interior Lighting | Electric
F2 | Residential | All | Single Family - LI - Gas | Existing | Interior Lighting | Electric
F3 | Residential | All | Single Family - LI - Gas | Existing | Interior Lighting | Electric
F4 | Residential | All | Single Family - LI - Gas | Existing | Interior Lighting | Electric
F1 | Residential | All | Single Family - LI - Gas | Existing | Exterior Lighting | Electric
F2 | Residential | All | Single Family - LI - Gas | Existing | Exterior Lighting | Electric
F3 | Residential | All | Single Family - LI - Gas | Existing | Exterior Lighting | Electric
F4 | Residential | All | Single Family - LI - Gas | Existing | Exterior Lighting | Electric
F1 | Residential | All | Single Family - LI - Gas | Existing | Appliances | Electric
F2 | Residential | All | Single Family - LI - Gas | Existing | Appliances | Electric
F3 | Residential | All | Single Family - LI - Gas | Existing | Appliances | Electric
F4 | Residential | All | Single Family - LI - Gas | Existing | Appliances | Electric
F1 | Residential | All | Single Family - LI - Gas | Existing | Electronics | Electric
F2 | Residential | All | Single Family - LI - Gas | Existing | Electronics | Electric
F3 | Residential | All | Single Family - LI - Gas | Existing | Electronics | Electric
F4 | Residential | All | Single Family - LI - Gas | Existing | Electronics | Electric
F1 | Residential | All | Single Family - LI - Gas | Existing | Miscellaneous | Electric
F2 | Residential | All | Single Family - LI - Gas | Existing | Miscellaneous | Electric
F3 | Residential | All | Single Family - LI - Gas | Existing | Miscellaneous | Electric
F4 | Residential | All | Single Family - LI - Gas | Existing | Miscellaneous | Electric
F1 | Residential | All | Single Family - LI - Gas | Existing | Generation | Electric
F2 | Residential | All | Single Family - LI - Gas | Existing | Generation | Electric
F3 | Residential | All | Single Family - LI - Gas | Existing | Generation | Electric
F4 | Residential | All | Single Family - LI - Gas | Existing | Generation | Electric
F1 | Residential | All | Single Family - LI - Gas | Existing | Space Heating | Natural Gas
F2 | Residential | All | Single Family - LI - Gas | Existing | Space Heating | Natural Gas
F3 | Residential | All | Single Family - LI - Gas | Existing | Space Heating | Natural Gas
F4 | Residential | All | Single Family - LI - Gas | Existing | Space Heating | Natural Gas
F1 | Residential | All | Single Family - LI - Gas | Existing | Water Heating | Natural Gas
F2 | Residential | All | Single Family - LI - Gas | Existing | Water Heating | Natural Gas
F3 | Residential | All | Single Family - LI - Gas | Existing | Water Heating | Natural Gas
F4 | Residential | All | Single Family - LI - Gas | Existing | Water Heating | Natural Gas
F1 | Residential | All | Single Family - LI - Gas | Existing | Appliances | Natural Gas
F2 | Residential | All | Single Family - LI - Gas | Existing | Appliances | Natural Gas
F3 | Residential | All | Single Family - LI - Gas | Existing | Appliances | Natural Gas
F4 | Residential | All | Single Family - LI - Gas | Existing | Appliances | Natural Gas
F1 | Residential | All | Single Family - LI - Gas | Existing | Miscellaneous | Natural Gas
F2 | Residential | All | Single Family - LI - Gas | Existing | Miscellaneous | Natural Gas
F3 | Residential | All | Single Family - LI - Gas | Existing | Miscellaneous | Natural Gas
F4 | Residential | All | Single Family - LI - Gas | Existing | Miscellaneous | Natural Gas
F1 | Residential | Market | Single Family - LI - Gas | Existing | Cooling | Electric
F2 | Residential | Market | Single Family - LI - Gas | Existing | Cooling | Electric
F3 | Residential | Market | Single Family - LI - Gas | Existing | Cooling | Electric
F4 | Residential | Market | Single Family - LI - Gas | Existing | Cooling | Electric
F1 | Residential | Market | Single Family - LI - Gas | Existing | Space Heating | Electric
F2 | Residential | Market | Single Family - LI - Gas | Existing | Space Heating | Electric
F3 | Residential | Market | Single Family - LI - Gas | Existing | Space Heating | Electric
F4 | Residential | Market | Single Family - LI - Gas | Existing | Space Heating | Electric
F1 | Residential | Market | Single Family - LI - Gas | Existing | Water Heating | Electric
F2 | Residential | Market | Single Family - LI - Gas | Existing | Water Heating | Electric
F3 | Residential | Market | Single Family - LI - Gas | Existing | Water Heating | Electric
F4 | Residential | Market | Single Family - LI - Gas | Existing | Water Heating | Electric
F1 | Residential | Market | Single Family - LI - Gas | Existing | Interior Lighting | Electric
F2 | Residential | Market | Single Family - LI - Gas | Existing | Interior Lighting | Electric
F3 | Residential | Market | Single Family - LI - Gas | Existing | Interior Lighting | Electric
F4 | Residential | Market | Single Family - LI - Gas | Existing | Interior Lighting | Electric
F1 | Residential | Market | Single Family - LI - Gas | Existing | Exterior Lighting | Electric
F2 | Residential | Market | Single Family - LI - Gas | Existing | Exterior Lighting | Electric
F3 | Residential | Market | Single Family - LI - Gas | Existing | Exterior Lighting | Electric
F4 | Residential | Market | Single Family - LI - Gas | Existing | Exterior Lighting | Electric
F1 | Residential | Market | Single Family - LI - Gas | Existing | Appliances | Electric
F2 | Residential | Market | Single Family - LI - Gas | Existing | Appliances | Electric
F3 | Residential | Market | Single Family - LI - Gas | Existing | Appliances | Electric
F4 | Residential | Market | Single Family - LI - Gas | Existing | Appliances | Electric
F1 | Residential | Market | Single Family - LI - Gas | Existing | Electronics | Electric
F2 | Residential | Market | Single Family - LI - Gas | Existing | Electronics | Electric
F3 | Residential | Market | Single Family - LI - Gas | Existing | Electronics | Electric
F4 | Residential | Market | Single Family - LI - Gas | Existing | Electronics | Electric
F1 | Residential | Market | Single Family - LI - Gas | Existing | Miscellaneous | Electric
F2 | Residential | Market | Single Family - LI - Gas | Existing | Miscellaneous | Electric
F3 | Residential | Market | Single Family - LI - Gas | Existing | Miscellaneous | Electric
F4 | Residential | Market | Single Family - LI - Gas | Existing | Miscellaneous | Electric
F1 | Residential | Market | Single Family - LI - Gas | Existing | Generation | Electric
F2 | Residential | Market | Single Family - LI - Gas | Existing | Generation | Electric
F3 | Residential | Market | Single Family - LI - Gas | Existing | Generation | Electric
F4 | Residential | Market | Single Family - LI - Gas | Existing | Generation | Electric
F1 | Residential | Market | Single Family - LI - Gas | Existing | Space Heating | Natural Gas
F2 | Residential | Market | Single Family - LI - Gas | Existing | Space Heating | Natural Gas
F3 | Residential | Market | Single Family - LI - Gas | Existing | Space Heating | Natural Gas
F4 | Residential | Market | Single Family - LI - Gas | Existing | Space Heating | Natural Gas
F1 | Residential | Market | Single Family - LI - Gas | Existing | Water Heating | Natural Gas
F2 | Residential | Market | Single Family - LI - Gas | Existing | Water Heating | Natural Gas
F3 | Residential | Market | Single Family - LI - Gas | Existing | Water Heating | Natural Gas
F4 | Residential | Market | Single Family - LI - Gas | Existing | Water Heating | Natural Gas
F1 | Residential | Market | Single Family - LI - Gas | Existing | Appliances | Natural Gas
F2 | Residential | Market | Single Family - LI - Gas | Existing | Appliances | Natural Gas
F3 | Residential | Market | Single Family - LI - Gas | Existing | Appliances | Natural Gas
F4 | Residential | Market | Single Family - LI - Gas | Existing | Appliances | Natural Gas
F1 | Residential | Market | Single Family - LI - Gas | Existing | Miscellaneous | Natural Gas
F2 | Residential | Market | Single Family - LI - Gas | Existing | Miscellaneous | Natural Gas
F3 | Residential | Market | Single Family - LI - Gas | Existing | Miscellaneous | Natural Gas
F4 | Residential | Market | Single Family - LI - Gas | Existing | Miscellaneous | Natural Gas
F1 | Residential | Central System | Single Family - LI - Gas | Existing | Cooling | Electric
F2 | Residential | Central System | Single Family - LI - Gas | Existing | Cooling | Electric
F3 | Residential | Central System | Single Family - LI - Gas | Existing | Cooling | Electric
F4 | Residential | Central System | Single Family - LI - Gas | Existing | Cooling | Electric
F1 | Residential | Central System | Single Family - LI - Gas | Existing | Space Heating | Electric
F2 | Residential | Central System | Single Family - LI - Gas | Existing | Space Heating | Electric
F3 | Residential | Central System | Single Family - LI - Gas | Existing | Space Heating | Electric
F4 | Residential | Central System | Single Family - LI - Gas | Existing | Space Heating | Electric
F1 | Residential | Central System | Single Family - LI - Gas | Existing | Space Heating | Natural Gas
F2 | Residential | Central System | Single Family - LI - Gas | Existing | Space Heating | Natural Gas
F3 | Residential | Central System | Single Family - LI - Gas | Existing | Space Heating | Natural Gas
F4 | Residential | Central System | Single Family - LI - Gas | Existing | Space Heating | Natural Gas
F1 | Residential | Resistance | Single Family - LI - Gas | Existing | Cooling | Electric
F2 | Residential | Resistance | Single Family - LI - Gas | Existing | Cooling | Electric
F3 | Residential | Resistance | Single Family - LI - Gas | Existing | Cooling | Electric
F4 | Residential | Resistance | Single Family - LI - Gas | Existing | Cooling | Electric
F1 | Residential | Resistance | Single Family - LI - Gas | Existing | Space Heating | Electric
F2 | Residential | Resistance | Single Family - LI - Gas | Existing | Space Heating | Electric
F3 | Residential | Resistance | Single Family - LI - Gas | Existing | Space Heating | Electric
F4 | Residential | Resistance | Single Family - LI - Gas | Existing | Space Heating | Electric
F1 | Residential | Heat Pump | Single Family - LI - Gas | Existing | Cooling | Electric
F2 | Residential | Heat Pump | Single Family - LI - Gas | Existing | Cooling | Electric
F3 | Residential | Heat Pump | Single Family - LI - Gas | Existing | Cooling | Electric
F4 | Residential | Heat Pump | Single Family - LI - Gas | Existing | Cooling | Electric
F1 | Residential | Heat Pump | Single Family - LI - Gas | Existing | Space Heating | Electric
F2 | Residential | Heat Pump | Single Family - LI - Gas | Existing | Space Heating | Electric
F3 | Residential | Heat Pump | Single Family - LI - Gas | Existing | Space Heating | Electric
F4 | Residential | Heat Pump | Single Family - LI - Gas | Existing | Space Heating | Electric
F1 | Residential | All | Single Family - LI - Gas | New | Cooling | Electric
F2 | Residential | All | Single Family - LI - Gas | New | Cooling | Electric
F3 | Residential | All | Single Family - LI - Gas | New | Cooling | Electric
F4 | Residential | All | Single Family - LI - Gas | New | Cooling | Electric
F1 | Residential | All | Single Family - LI - Gas | New | Space Heating | Electric
F2 | Residential | All | Single Family - LI - Gas | New | Space Heating | Electric
F3 | Residential | All | Single Family - LI - Gas | New | Space Heating | Electric
F4 | Residential | All | Single Family - LI - Gas | New | Space Heating | Electric
F1 | Residential | All | Single Family - LI - Gas | New | Water Heating | Electric
F2 | Residential | All | Single Family - LI - Gas | New | Water Heating | Electric
F3 | Residential | All | Single Family - LI - Gas | New | Water Heating | Electric
F4 | Residential | All | Single Family - LI - Gas | New | Water Heating | Electric
F1 | Residential | All | Single Family - LI - Gas | New | Interior Lighting | Electric
F2 | Residential | All | Single Family - LI - Gas | New | Interior Lighting | Electric
F3 | Residential | All | Single Family - LI - Gas | New | Interior Lighting | Electric
F4 | Residential | All | Single Family - LI - Gas | New | Interior Lighting | Electric
F1 | Residential | All | Single Family - LI - Gas | New | Exterior Lighting | Electric
F2 | Residential | All | Single Family - LI - Gas | New | Exterior Lighting | Electric
F3 | Residential | All | Single Family - LI - Gas | New | Exterior Lighting | Electric
F4 | Residential | All | Single Family - LI - Gas | New | Exterior Lighting | Electric
F1 | Residential | All | Single Family - LI - Gas | New | Appliances | Electric
F2 | Residential | All | Single Family - LI - Gas | New | Appliances | Electric
F3 | Residential | All | Single Family - LI - Gas | New | Appliances | Electric
F4 | Residential | All | Single Family - LI - Gas | New | Appliances | Electric
F1 | Residential | All | Single Family - LI - Gas | New | Electronics | Electric
F2 | Residential | All | Single Family - LI - Gas | New | Electronics | Electric
F3 | Residential | All | Single Family - LI - Gas | New | Electronics | Electric
F4 | Residential | All | Single Family - LI - Gas | New | Electronics | Electric
F1 | Residential | All | Single Family - LI - Gas | New | Miscellaneous | Electric
F2 | Residential | All | Single Family - LI - Gas | New | Miscellaneous | Electric
F3 | Residential | All | Single Family - LI - Gas | New | Miscellaneous | Electric
F4 | Residential | All | Single Family - LI - Gas | New | Miscellaneous | Electric
F1 | Residential | All | Single Family - LI - Gas | New | Generation | Electric
F2 | Residential | All | Single Family - LI - Gas | New | Generation | Electric
F3 | Residential | All | Single Family - LI - Gas | New | Generation | Electric
F4 | Residential | All | Single Family - LI - Gas | New | Generation | Electric
F1 | Residential | All | Single Family - LI - Gas | New | Space Heating | Natural Gas
F2 | Residential | All | Single Family - LI - Gas | New | Space Heating | Natural Gas
F3 | Residential | All | Single Family - LI - Gas | New | Space Heating | Natural Gas
F4 | Residential | All | Single Family - LI - Gas | New | Space Heating | Natural Gas
F1 | Residential | All | Single Family - LI - Gas | New | Water Heating | Natural Gas
F2 | Residential | All | Single Family - LI - Gas | New | Water Heating | Natural Gas
F3 | Residential | All | Single Family - LI - Gas | New | Water Heating | Natural Gas
F4 | Residential | All | Single Family - LI - Gas | New | Water Heating | Natural Gas
F1 | Residential | All | Single Family - LI - Gas | New | Appliances | Natural Gas
F2 | Residential | All | Single Family - LI - Gas | New | Appliances | Natural Gas
F3 | Residential | All | Single Family - LI - Gas | New | Appliances | Natural Gas
F4 | Residential | All | Single Family - LI - Gas | New | Appliances | Natural Gas
F1 | Residential | All | Single Family - LI - Gas | New | Miscellaneous | Natural Gas
F2 | Residential | All | Single Family - LI - Gas | New | Miscellaneous | Natural Gas
F3 | Residential | All | Single Family - LI - Gas | New | Miscellaneous | Natural Gas
F4 | Residential | All | Single Family - LI - Gas | New | Miscellaneous | Natural Gas
F1 | Residential | Market | Single Family - LI - Gas | New | Cooling | Electric
F2 | Residential | Market | Single Family - LI - Gas | New | Cooling | Electric
F3 | Residential | Market | Single Family - LI - Gas | New | Cooling | Electric
F4 | Residential | Market | Single Family - LI - Gas | New | Cooling | Electric
F1 | Residential | Market | Single Family - LI - Gas | New | Space Heating | Electric
F2 | Residential | Market | Single Family - LI - Gas | New | Space Heating | Electric
F3 | Residential | Market | Single Family - LI - Gas | New | Space Heating | Electric
F4 | Residential | Market | Single Family - LI - Gas | New | Space Heating | Electric
F1 | Residential | Market | Single Family - LI - Gas | New | Water Heating | Electric
F2 | Residential | Market | Single Family - LI - Gas | New | Water Heating | Electric
F3 | Residential | Market | Single Family - LI - Gas | New | Water Heating | Electric
F4 | Residential | Market | Single Family - LI - Gas | New | Water Heating | Electric
F1 | Residential | Market | Single Family - LI - Gas | New | Interior Lighting | Electric
F2 | Residential | Market | Single Family - LI - Gas | New | Interior Lighting | Electric
F3 | Residential | Market | Single Family - LI - Gas | New | Interior Lighting | Electric
F4 | Residential | Market | Single Family - LI - Gas | New | Interior Lighting | Electric
F1 | Residential | Market | Single Family - LI - Gas | New | Exterior Lighting | Electric
F2 | Residential | Market | Single Family - LI - Gas | New | Exterior Lighting | Electric
F3 | Residential | Market | Single Family - LI - Gas | New | Exterior Lighting | Electric
F4 | Residential | Market | Single Family - LI - Gas | New | Exterior Lighting | Electric
F1 | Residential | Market | Single Family - LI - Gas | New | Appliances | Electric
F2 | Residential | Market | Single Family - LI - Gas | New | Appliances | Electric
F3 | Residential | Market | Single Family - LI - Gas | New | Appliances | Electric
F4 | Residential | Market | Single Family - LI - Gas | New | Appliances | Electric
F1 | Residential | Market | Single Family - LI - Gas | New | Electronics | Electric
F2 | Residential | Market | Single Family - LI - Gas | New | Electronics | Electric
F3 | Residential | Market | Single Family - LI - Gas | New | Electronics | Electric
F4 | Residential | Market | Single Family - LI - Gas | New | Electronics | Electric
F1 | Residential | Market | Single Family - LI - Gas | New | Miscellaneous | Electric
F2 | Residential | Market | Single Family - LI - Gas | New | Miscellaneous | Electric
F3 | Residential | Market | Single Family - LI - Gas | New | Miscellaneous | Electric
F4 | Residential | Market | Single Family - LI - Gas | New | Miscellaneous | Electric
F1 | Residential | Market | Single Family - LI - Gas | New | Generation | Electric
F2 | Residential | Market | Single Family - LI - Gas | New | Generation | Electric
F3 | Residential | Market | Single Family - LI - Gas | New | Generation | Electric
F4 | Residential | Market | Single Family - LI - Gas | New | Generation | Electric
F1 | Residential | Market | Single Family - LI - Gas | New | Space Heating | Natural Gas
F2 | Residential | Market | Single Family - LI - Gas | New | Space Heating | Natural Gas
F3 | Residential | Market | Single Family - LI - Gas | New | Space Heating | Natural Gas
F4 | Residential | Market | Single Family - LI - Gas | New | Space Heating | Natural Gas
F1 | Residential | Market | Single Family - LI - Gas | New | Water Heating | Natural Gas
F2 | Residential | Market | Single Family - LI - Gas | New | Water Heating | Natural Gas
F3 | Residential | Market | Single Family - LI - Gas | New | Water Heating | Natural Gas
F4 | Residential | Market | Single Family - LI - Gas | New | Water Heating | Natural Gas
F1 | Residential | Market | Single Family - LI - Gas | New | Appliances | Natural Gas
F2 | Residential | Market | Single Family - LI - Gas | New | Appliances | Natural Gas
F3 | Residential | Market | Single Family - LI - Gas | New | Appliances | Natural Gas
F4 | Residential | Market | Single Family - LI - Gas | New | Appliances | Natural Gas
F1 | Residential | Market | Single Family - LI - Gas | New | Miscellaneous | Natural Gas
F2 | Residential | Market | Single Family - LI - Gas | New | Miscellaneous | Natural Gas
F3 | Residential | Market | Single Family - LI - Gas | New | Miscellaneous | Natural Gas
F4 | Residential | Market | Single Family - LI - Gas | New | Miscellaneous | Natural Gas
F1 | Residential | Central System | Single Family - LI - Gas | New | Cooling | Electric
F2 | Residential | Central System | Single Family - LI - Gas | New | Cooling | Electric
F3 | Residential | Central System | Single Family - LI - Gas | New | Cooling | Electric
F4 | Residential | Central System | Single Family - LI - Gas | New | Cooling | Electric
F1 | Residential | Central System | Single Family - LI - Gas | New | Space Heating | Electric
F2 | Residential | Central System | Single Family - LI - Gas | New | Space Heating | Electric
F3 | Residential | Central System | Single Family - LI - Gas | New | Space Heating | Electric
F4 | Residential | Central System | Single Family - LI - Gas | New | Space Heating | Electric
F1 | Residential | Central System | Single Family - LI - Gas | New | Space Heating | Natural Gas
F2 | Residential | Central System | Single Family - LI - Gas | New | Space Heating | Natural Gas
F3 | Residential | Central System | Single Family - LI - Gas | New | Space Heating | Natural Gas
F4 | Residential | Central System | Single Family - LI - Gas | New | Space Heating | Natural Gas
F1 | Residential | Resistance | Single Family - LI - Gas | New | Cooling | Electric
F2 | Residential | Resistance | Single Family - LI - Gas | New | Cooling | Electric
F3 | Residential | Resistance | Single Family - LI - Gas | New | Cooling | Electric
F4 | Residential | Resistance | Single Family - LI - Gas | New | Cooling | Electric
F1 | Residential | Resistance | Single Family - LI - Gas | New | Space Heating | Electric
F2 | Residential | Resistance | Single Family - LI - Gas | New | Space Heating | Electric
F3 | Residential | Resistance | Single Family - LI - Gas | New | Space Heating | Electric
F4 | Residential | Resistance | Single Family - LI - Gas | New | Space Heating | Electric
F1 | Residential | Heat Pump | Single Family - LI - Gas | New | Cooling | Electric
F2 | Residential | Heat Pump | Single Family - LI - Gas | New | Cooling | Electric
F3 | Residential | Heat Pump | Single Family - LI - Gas | New | Cooling | Electric
F4 | Residential | Heat Pump | Single Family - LI - Gas | New | Cooling | Electric
F1 | Residential | Heat Pump | Single Family - LI - Gas | New | Space Heating | Electric
F2 | Residential | Heat Pump | Single Family - LI - Gas | New | Space Heating | Electric
F3 | Residential | Heat Pump | Single Family - LI - Gas | New | Space Heating | Electric
F4 | Residential | Heat Pump | Single Family - LI - Gas | New | Space Heating | Electric
F1 | Residential | All | Multifamily - Gas | Existing | Cooling | Electric
F2 | Residential | All | Multifamily - Gas | Existing | Cooling | Electric
F3 | Residential | All | Multifamily - Gas | Existing | Cooling | Electric
F4 | Residential | All | Multifamily - Gas | Existing | Cooling | Electric
F1 | Residential | All | Multifamily - Gas | Existing | Space Heating | Electric
F2 | Residential | All | Multifamily - Gas | Existing | Space Heating | Electric
F3 | Residential | All | Multifamily - Gas | Existing | Space Heating | Electric
F4 | Residential | All | Multifamily - Gas | Existing | Space Heating | Electric
F1 | Residential | All | Multifamily - Gas | Existing | Water Heating | Electric
F2 | Residential | All | Multifamily - Gas | Existing | Water Heating | Electric
F3 | Residential | All | Multifamily - Gas | Existing | Water Heating | Electric
F4 | Residential | All | Multifamily - Gas | Existing | Water Heating | Electric
F1 | Residential | All | Multifamily - Gas | Existing | Interior Lighting | Electric
F2 | Residential | All | Multifamily - Gas | Existing | Interior Lighting | Electric
F3 | Residential | All | Multifamily - Gas | Existing | Interior Lighting | Electric
F4 | Residential | All | Multifamily - Gas | Existing | Interior Lighting | Electric
F1 | Residential | All | Multifamily - Gas | Existing | Exterior Lighting | Electric
F2 | Residential | All | Multifamily - Gas | Existing | Exterior Lighting | Electric
F3 | Residential | All | Multifamily - Gas | Existing | Exterior Lighting | Electric
F4 | Residential | All | Multifamily - Gas | Existing | Exterior Lighting | Electric
F1 | Residential | All | Multifamily - Gas | Existing | Appliances | Electric
F2 | Residential | All | Multifamily - Gas | Existing | Appliances | Electric
F3 | Residential | All | Multifamily - Gas | Existing | Appliances | Electric
F4 | Residential | All | Multifamily - Gas | Existing | Appliances | Electric
F1 | Residential | All | Multifamily - Gas | Existing | Electronics | Electric
F2 | Residential | All | Multifamily - Gas | Existing | Electronics | Electric
F3 | Residential | All | Multifamily - Gas | Existing | Electronics | Electric
F4 | Residential | All | Multifamily - Gas | Existing | Electronics | Electric
F1 | Residential | All | Multifamily - Gas | Existing | Miscellaneous | Electric
F2 | Residential | All | Multifamily - Gas | Existing | Miscellaneous | Electric
F3 | Residential | All | Multifamily - Gas | Existing | Miscellaneous | Electric
F4 | Residential | All | Multifamily - Gas | Existing | Miscellaneous | Electric
F1 | Residential | All | Multifamily - Gas | Existing | Generation | Electric
F2 | Residential | All | Multifamily - Gas | Existing | Generation | Electric
F3 | Residential | All | Multifamily - Gas | Existing | Generation | Electric
F4 | Residential | All | Multifamily - Gas | Existing | Generation | Electric
F1 | Residential | All | Multifamily - Gas | Existing | Space Heating | Natural Gas
F2 | Residential | All | Multifamily - Gas | Existing | Space Heating | Natural Gas
F3 | Residential | All | Multifamily - Gas | Existing | Space Heating | Natural Gas
F4 | Residential | All | Multifamily - Gas | Existing | Space Heating | Natural Gas
F1 | Residential | All | Multifamily - Gas | Existing | Water Heating | Natural Gas
F2 | Residential | All | Multifamily - Gas | Existing | Water Heating | Natural Gas
F3 | Residential | All | Multifamily - Gas | Existing | Water Heating | Natural Gas
F4 | Residential | All | Multifamily - Gas | Existing | Water Heating | Natural Gas
F1 | Residential | All | Multifamily - Gas | Existing | Appliances | Natural Gas
F2 | Residential | All | Multifamily - Gas | Existing | Appliances | Natural Gas
F3 | Residential | All | Multifamily - Gas | Existing | Appliances | Natural Gas
F4 | Residential | All | Multifamily - Gas | Existing | Appliances | Natural Gas
F1 | Residential | All | Multifamily - Gas | Existing | Miscellaneous | Natural Gas
F2 | Residential | All | Multifamily - Gas | Existing | Miscellaneous | Natural Gas
F3 | Residential | All | Multifamily - Gas | Existing | Miscellaneous | Natural Gas
F4 | Residential | All | Multifamily - Gas | Existing | Miscellaneous | Natural Gas
F1 | Residential | Market | Multifamily - Gas | Existing | Cooling | Electric
F2 | Residential | Market | Multifamily - Gas | Existing | Cooling | Electric
F3 | Residential | Market | Multifamily - Gas | Existing | Cooling | Electric
F4 | Residential | Market | Multifamily - Gas | Existing | Cooling | Electric
F1 | Residential | Market | Multifamily - Gas | Existing | Space Heating | Electric
F2 | Residential | Market | Multifamily - Gas | Existing | Space Heating | Electric
F3 | Residential | Market | Multifamily - Gas | Existing | Space Heating | Electric
F4 | Residential | Market | Multifamily - Gas | Existing | Space Heating | Electric
F1 | Residential | Market | Multifamily - Gas | Existing | Water Heating | Electric
F2 | Residential | Market | Multifamily - Gas | Existing | Water Heating | Electric
F3 | Residential | Market | Multifamily - Gas | Existing | Water Heating | Electric
F4 | Residential | Market | Multifamily - Gas | Existing | Water Heating | Electric
F1 | Residential | Market | Multifamily - Gas | Existing | Interior Lighting | Electric
F2 | Residential | Market | Multifamily - Gas | Existing | Interior Lighting | Electric
F3 | Residential | Market | Multifamily - Gas | Existing | Interior Lighting | Electric
F4 | Residential | Market | Multifamily - Gas | Existing | Interior Lighting | Electric
F1 | Residential | Market | Multifamily - Gas | Existing | Exterior Lighting | Electric
F2 | Residential | Market | Multifamily - Gas | Existing | Exterior Lighting | Electric
F3 | Residential | Market | Multifamily - Gas | Existing | Exterior Lighting | Electric
F4 | Residential | Market | Multifamily - Gas | Existing | Exterior Lighting | Electric
F1 | Residential | Market | Multifamily - Gas | Existing | Appliances | Electric
F2 | Residential | Market | Multifamily - Gas | Existing | Appliances | Electric
F3 | Residential | Market | Multifamily - Gas | Existing | Appliances | Electric
F4 | Residential | Market | Multifamily - Gas | Existing | Appliances | Electric
F1 | Residential | Market | Multifamily - Gas | Existing | Electronics | Electric
F2 | Residential | Market | Multifamily - Gas | Existing | Electronics | Electric
F3 | Residential | Market | Multifamily - Gas | Existing | Electronics | Electric
F4 | Residential | Market | Multifamily - Gas | Existing | Electronics | Electric
F1 | Residential | Market | Multifamily - Gas | Existing | Miscellaneous | Electric
F2 | Residential | Market | Multifamily - Gas | Existing | Miscellaneous | Electric
F3 | Residential | Market | Multifamily - Gas | Existing | Miscellaneous | Electric
F4 | Residential | Market | Multifamily - Gas | Existing | Miscellaneous | Electric
F1 | Residential | Market | Multifamily - Gas | Existing | Generation | Electric
F2 | Residential | Market | Multifamily - Gas | Existing | Generation | Electric
F3 | Residential | Market | Multifamily - Gas | Existing | Generation | Electric
F4 | Residential | Market | Multifamily - Gas | Existing | Generation | Electric
F1 | Residential | Market | Multifamily - Gas | Existing | Space Heating | Natural Gas
F2 | Residential | Market | Multifamily - Gas | Existing | Space Heating | Natural Gas
F3 | Residential | Market | Multifamily - Gas | Existing | Space Heating | Natural Gas
F4 | Residential | Market | Multifamily - Gas | Existing | Space Heating | Natural Gas
F1 | Residential | Market | Multifamily - Gas | Existing | Water Heating | Natural Gas
F2 | Residential | Market | Multifamily - Gas | Existing | Water Heating | Natural Gas
F3 | Residential | Market | Multifamily - Gas | Existing | Water Heating | Natural Gas
F4 | Residential | Market | Multifamily - Gas | Existing | Water Heating | Natural Gas
F1 | Residential | Market | Multifamily - Gas | Existing | Appliances | Natural Gas
F2 | Residential | Market | Multifamily - Gas | Existing | Appliances | Natural Gas
F3 | Residential | Market | Multifamily - Gas | Existing | Appliances | Natural Gas
F4 | Residential | Market | Multifamily - Gas | Existing | Appliances | Natural Gas
F1 | Residential | Market | Multifamily - Gas | Existing | Miscellaneous | Natural Gas
F2 | Residential | Market | Multifamily - Gas | Existing | Miscellaneous | Natural Gas
F3 | Residential | Market | Multifamily - Gas | Existing | Miscellaneous | Natural Gas
F4 | Residential | Market | Multifamily - Gas | Existing | Miscellaneous | Natural Gas
F1 | Residential | Central System | Multifamily - Gas | Existing | Cooling | Electric
F2 | Residential | Central System | Multifamily - Gas | Existing | Cooling | Electric
F3 | Residential | Central System | Multifamily - Gas | Existing | Cooling | Electric
F4 | Residential | Central System | Multifamily - Gas | Existing | Cooling | Electric
F1 | Residential | Central System | Multifamily - Gas | Existing | Space Heating | Electric
F2 | Residential | Central System | Multifamily - Gas | Existing | Space Heating | Electric
F3 | Residential | Central System | Multifamily - Gas | Existing | Space Heating | Electric
F4 | Residential | Central System | Multifamily - Gas | Existing | Space Heating | Electric
F1 | Residential | Central System | Multifamily - Gas | Existing | Space Heating | Natural Gas
F2 | Residential | Central System | Multifamily - Gas | Existing | Space Heating | Natural Gas
F3 | Residential | Central System | Multifamily - Gas | Existing | Space Heating | Natural Gas
F4 | Residential | Central System | Multifamily - Gas | Existing | Space Heating | Natural Gas
F1 | Residential | Resistance | Multifamily - Gas | Existing | Cooling | Electric
F2 | Residential | Resistance | Multifamily - Gas | Existing | Cooling | Electric
F3 | Residential | Resistance | Multifamily - Gas | Existing | Cooling | Electric
F4 | Residential | Resistance | Multifamily - Gas | Existing | Cooling | Electric
F1 | Residential | Resistance | Multifamily - Gas | Existing | Space Heating | Electric
F2 | Residential | Resistance | Multifamily - Gas | Existing | Space Heating | Electric
F3 | Residential | Resistance | Multifamily - Gas | Existing | Space Heating | Electric
F4 | Residential | Resistance | Multifamily - Gas | Existing | Space Heating | Electric
F1 | Residential | Heat Pump | Multifamily - Gas | Existing | Cooling | Electric
F2 | Residential | Heat Pump | Multifamily - Gas | Existing | Cooling | Electric
F3 | Residential | Heat Pump | Multifamily - Gas | Existing | Cooling | Electric
F4 | Residential | Heat Pump | Multifamily - Gas | Existing | Cooling | Electric
F1 | Residential | Heat Pump | Multifamily - Gas | Existing | Space Heating | Electric
F2 | Residential | Heat Pump | Multifamily - Gas | Existing | Space Heating | Electric
F3 | Residential | Heat Pump | Multifamily - Gas | Existing | Space Heating | Electric
F4 | Residential | Heat Pump | Multifamily - Gas | Existing | Space Heating | Electric
F1 | Residential | All | Multifamily - Gas | New | Cooling | Electric
F2 | Residential | All | Multifamily - Gas | New | Cooling | Electric
F3 | Residential | All | Multifamily - Gas | New | Cooling | Electric
F4 | Residential | All | Multifamily - Gas | New | Cooling | Electric
F1 | Residential | All | Multifamily - Gas | New | Space Heating | Electric
F2 | Residential | All | Multifamily - Gas | New | Space Heating | Electric
F3 | Residential | All | Multifamily - Gas | New | Space Heating | Electric
F4 | Residential | All | Multifamily - Gas | New | Space Heating | Electric
F1 | Residential | All | Multifamily - Gas | New | Water Heating | Electric
F2 | Residential | All | Multifamily - Gas | New | Water Heating | Electric
F3 | Residential | All | Multifamily - Gas | New | Water Heating | Electric
F4 | Residential | All | Multifamily - Gas | New | Water Heating | Electric
F1 | Residential | All | Multifamily - Gas | New | Interior Lighting | Electric
F2 | Residential | All | Multifamily - Gas | New | Interior Lighting | Electric
F3 | Residential | All | Multifamily - Gas | New | Interior Lighting | Electric
F4 | Residential | All | Multifamily - Gas | New | Interior Lighting | Electric
F1 | Residential | All | Multifamily - Gas | New | Exterior Lighting | Electric
F2 | Residential | All | Multifamily - Gas | New | Exterior Lighting | Electric
F3 | Residential | All | Multifamily - Gas | New | Exterior Lighting | Electric
F4 | Residential | All | Multifamily - Gas | New | Exterior Lighting | Electric
F1 | Residential | All | Multifamily - Gas | New | Appliances | Electric
F2 | Residential | All | Multifamily - Gas | New | Appliances | Electric
F3 | Residential | All | Multifamily - Gas | New | Appliances | Electric
F4 | Residential | All | Multifamily - Gas | New | Appliances | Electric
F1 | Residential | All | Multifamily - Gas | New | Electronics | Electric
F2 | Residential | All | Multifamily - Gas | New | Electronics | Electric
F3 | Residential | All | Multifamily - Gas | New | Electronics | Electric
F4 | Residential | All | Multifamily - Gas | New | Electronics | Electric
F1 | Residential | All | Multifamily - Gas | New | Miscellaneous | Electric
F2 | Residential | All | Multifamily - Gas | New | Miscellaneous | Electric
F3 | Residential | All | Multifamily - Gas | New | Miscellaneous | Electric
F4 | Residential | All | Multifamily - Gas | New | Miscellaneous | Electric
F1 | Residential | All | Multifamily - Gas | New | Generation | Electric
F2 | Residential | All | Multifamily - Gas | New | Generation | Electric
F3 | Residential | All | Multifamily - Gas | New | Generation | Electric
F4 | Residential | All | Multifamily - Gas | New | Generation | Electric
F1 | Residential | All | Multifamily - Gas | New | Space Heating | Natural Gas
F2 | Residential | All | Multifamily - Gas | New | Space Heating | Natural Gas
F3 | Residential | All | Multifamily - Gas | New | Space Heating | Natural Gas
F4 | Residential | All | Multifamily - Gas | New | Space Heating | Natural Gas
F1 | Residential | All | Multifamily - Gas | New | Water Heating | Natural Gas
F2 | Residential | All | Multifamily - Gas | New | Water Heating | Natural Gas
F3 | Residential | All | Multifamily - Gas | New | Water Heating | Natural Gas
F4 | Residential | All | Multifamily - Gas | New | Water Heating | Natural Gas
F1 | Residential | All | Multifamily - Gas | New | Appliances | Natural Gas
F2 | Residential | All | Multifamily - Gas | New | Appliances | Natural Gas
F3 | Residential | All | Multifamily - Gas | New | Appliances | Natural Gas
F4 | Residential | All | Multifamily - Gas | New | Appliances | Natural Gas
F1 | Residential | All | Multifamily - Gas | New | Miscellaneous | Natural Gas
F2 | Residential | All | Multifamily - Gas | New | Miscellaneous | Natural Gas
F3 | Residential | All | Multifamily - Gas | New | Miscellaneous | Natural Gas
F4 | Residential | All | Multifamily - Gas | New | Miscellaneous | Natural Gas
F1 | Residential | Market | Multifamily - Gas | New | Cooling | Electric
F2 | Residential | Market | Multifamily - Gas | New | Cooling | Electric
F3 | Residential | Market | Multifamily - Gas | New | Cooling | Electric
F4 | Residential | Market | Multifamily - Gas | New | Cooling | Electric
F1 | Residential | Market | Multifamily - Gas | New | Space Heating | Electric
F2 | Residential | Market | Multifamily - Gas | New | Space Heating | Electric
F3 | Residential | Market | Multifamily - Gas | New | Space Heating | Electric
F4 | Residential | Market | Multifamily - Gas | New | Space Heating | Electric
F1 | Residential | Market | Multifamily - Gas | New | Water Heating | Electric
F2 | Residential | Market | Multifamily - Gas | New | Water Heating | Electric
F3 | Residential | Market | Multifamily - Gas | New | Water Heating | Electric
F4 | Residential | Market | Multifamily - Gas | New | Water Heating | Electric
F1 | Residential | Market | Multifamily - Gas | New | Interior Lighting | Electric
F2 | Residential | Market | Multifamily - Gas | New | Interior Lighting | Electric
F3 | Residential | Market | Multifamily - Gas | New | Interior Lighting | Electric
F4 | Residential | Market | Multifamily - Gas | New | Interior Lighting | Electric
F1 | Residential | Market | Multifamily - Gas | New | Exterior Lighting | Electric
F2 | Residential | Market | Multifamily - Gas | New | Exterior Lighting | Electric
F3 | Residential | Market | Multifamily - Gas | New | Exterior Lighting | Electric
F4 | Residential | Market | Multifamily - Gas | New | Exterior Lighting | Electric
F1 | Residential | Market | Multifamily - Gas | New | Appliances | Electric
F2 | Residential | Market | Multifamily - Gas | New | Appliances | Electric
F3 | Residential | Market | Multifamily - Gas | New | Appliances | Electric
F4 | Residential | Market | Multifamily - Gas | New | Appliances | Electric
F1 | Residential | Market | Multifamily - Gas | New | Electronics | Electric
F2 | Residential | Market | Multifamily - Gas | New | Electronics | Electric
F3 | Residential | Market | Multifamily - Gas | New | Electronics | Electric
F4 | Residential | Market | Multifamily - Gas | New | Electronics | Electric
F1 | Residential | Market | Multifamily - Gas | New | Miscellaneous | Electric
F2 | Residential | Market | Multifamily - Gas | New | Miscellaneous | Electric
F3 | Residential | Market | Multifamily - Gas | New | Miscellaneous | Electric
F4 | Residential | Market | Multifamily - Gas | New | Miscellaneous | Electric
F1 | Residential | Market | Multifamily - Gas | New | Generation | Electric
F2 | Residential | Market | Multifamily - Gas | New | Generation | Electric
F3 | Residential | Market | Multifamily - Gas | New | Generation | Electric
F4 | Residential | Market | Multifamily - Gas | New | Generation | Electric
F1 | Residential | Market | Multifamily - Gas | New | Space Heating | Natural Gas
F2 | Residential | Market | Multifamily - Gas | New | Space Heating | Natural Gas
F3 | Residential | Market | Multifamily - Gas | New | Space Heating | Natural Gas
F4 | Residential | Market | Multifamily - Gas | New | Space Heating | Natural Gas
F1 | Residential | Market | Multifamily - Gas | New | Water Heating | Natural Gas
F2 | Residential | Market | Multifamily - Gas | New | Water Heating | Natural Gas
F3 | Residential | Market | Multifamily - Gas | New | Water Heating | Natural Gas
F4 | Residential | Market | Multifamily - Gas | New | Water Heating | Natural Gas
F1 | Residential | Market | Multifamily - Gas | New | Appliances | Natural Gas
F2 | Residential | Market | Multifamily - Gas | New | Appliances | Natural Gas
F3 | Residential | Market | Multifamily - Gas | New | Appliances | Natural Gas
F4 | Residential | Market | Multifamily - Gas | New | Appliances | Natural Gas
F1 | Residential | Market | Multifamily - Gas | New | Miscellaneous | Natural Gas
F2 | Residential | Market | Multifamily - Gas | New | Miscellaneous | Natural Gas
F3 | Residential | Market | Multifamily - Gas | New | Miscellaneous | Natural Gas
F4 | Residential | Market | Multifamily - Gas | New | Miscellaneous | Natural Gas
F1 | Residential | Central System | Multifamily - Gas | New | Cooling | Electric
F2 | Residential | Central System | Multifamily - Gas | New | Cooling | Electric
F3 | Residential | Central System | Multifamily - Gas | New | Cooling | Electric
F4 | Residential | Central System | Multifamily - Gas | New | Cooling | Electric
F1 | Residential | Central System | Multifamily - Gas | New | Space Heating | Electric
F2 | Residential | Central System | Multifamily - Gas | New | Space Heating | Electric
F3 | Residential | Central System | Multifamily - Gas | New | Space Heating | Electric
F4 | Residential | Central System | Multifamily - Gas | New | Space Heating | Electric
F1 | Residential | Central System | Multifamily - Gas | New | Space Heating | Natural Gas
F2 | Residential | Central System | Multifamily - Gas | New | Space Heating | Natural Gas
F3 | Residential | Central System | Multifamily - Gas | New | Space Heating | Natural Gas
F4 | Residential | Central System | Multifamily - Gas | New | Space Heating | Natural Gas
F1 | Residential | Resistance | Multifamily - Gas | New | Cooling | Electric
F2 | Residential | Resistance | Multifamily - Gas | New | Cooling | Electric
F3 | Residential | Resistance | Multifamily - Gas | New | Cooling | Electric
F4 | Residential | Resistance | Multifamily - Gas | New | Cooling | Electric
F1 | Residential | Resistance | Multifamily - Gas | New | Space Heating | Electric
F2 | Residential | Resistance | Multifamily - Gas | New | Space Heating | Electric
F3 | Residential | Resistance | Multifamily - Gas | New | Space Heating | Electric
F4 | Residential | Resistance | Multifamily - Gas | New | Space Heating | Electric
F1 | Residential | Heat Pump | Multifamily - Gas | New | Cooling | Electric
F2 | Residential | Heat Pump | Multifamily - Gas | New | Cooling | Electric
F3 | Residential | Heat Pump | Multifamily - Gas | New | Cooling | Electric
F4 | Residential | Heat Pump | Multifamily - Gas | New | Cooling | Electric
F1 | Residential | Heat Pump | Multifamily - Gas | New | Space Heating | Electric
F2 | Residential | Heat Pump | Multifamily - Gas | New | Space Heating | Electric
F3 | Residential | Heat Pump | Multifamily - Gas | New | Space Heating | Electric
F4 | Residential | Heat Pump | Multifamily - Gas | New | Space Heating | Electric
F1 | Residential | All | Multifamily - LI - Gas | Existing | Cooling | Electric
F2 | Residential | All | Multifamily - LI - Gas | Existing | Cooling | Electric
F3 | Residential | All | Multifamily - LI - Gas | Existing | Cooling | Electric
F4 | Residential | All | Multifamily - LI - Gas | Existing | Cooling | Electric
F1 | Residential | All | Multifamily - LI - Gas | Existing | Space Heating | Electric
F2 | Residential | All | Multifamily - LI - Gas | Existing | Space Heating | Electric
F3 | Residential | All | Multifamily - LI - Gas | Existing | Space Heating | Electric
F4 | Residential | All | Multifamily - LI - Gas | Existing | Space Heating | Electric
F1 | Residential | All | Multifamily - LI - Gas | Existing | Water Heating | Electric
F2 | Residential | All | Multifamily - LI - Gas | Existing | Water Heating | Electric
F3 | Residential | All | Multifamily - LI - Gas | Existing | Water Heating | Electric
F4 | Residential | All | Multifamily - LI - Gas | Existing | Water Heating | Electric
F1 | Residential | All | Multifamily - LI - Gas | Existing | Interior Lighting | Electric
F2 | Residential | All | Multifamily - LI - Gas | Existing | Interior Lighting | Electric
F3 | Residential | All | Multifamily - LI - Gas | Existing | Interior Lighting | Electric
F4 | Residential | All | Multifamily - LI - Gas | Existing | Interior Lighting | Electric
F1 | Residential | All | Multifamily - LI - Gas | Existing | Exterior Lighting | Electric
F2 | Residential | All | Multifamily - LI - Gas | Existing | Exterior Lighting | Electric
F3 | Residential | All | Multifamily - LI - Gas | Existing | Exterior Lighting | Electric
F4 | Residential | All | Multifamily - LI - Gas | Existing | Exterior Lighting | Electric
F1 | Residential | All | Multifamily - LI - Gas | Existing | Appliances | Electric
F2 | Residential | All | Multifamily - LI - Gas | Existing | Appliances | Electric
F3 | Residential | All | Multifamily - LI - Gas | Existing | Appliances | Electric
F4 | Residential | All | Multifamily - LI - Gas | Existing | Appliances | Electric
F1 | Residential | All | Multifamily - LI - Gas | Existing | Electronics | Electric
F2 | Residential | All | Multifamily - LI - Gas | Existing | Electronics | Electric
F3 | Residential | All | Multifamily - LI - Gas | Existing | Electronics | Electric
F4 | Residential | All | Multifamily - LI - Gas | Existing | Electronics | Electric
F1 | Residential | All | Multifamily - LI - Gas | Existing | Miscellaneous | Electric
F2 | Residential | All | Multifamily - LI - Gas | Existing | Miscellaneous | Electric
F3 | Residential | All | Multifamily - LI - Gas | Existing | Miscellaneous | Electric
F4 | Residential | All | Multifamily - LI - Gas | Existing | Miscellaneous | Electric
F1 | Residential | All | Multifamily - LI - Gas | Existing | Generation | Electric
F2 | Residential | All | Multifamily - LI - Gas | Existing | Generation | Electric
F3 | Residential | All | Multifamily - LI - Gas | Existing | Generation | Electric
F4 | Residential | All | Multifamily - LI - Gas | Existing | Generation | Electric
F1 | Residential | All | Multifamily - LI - Gas | Existing | Space Heating | Natural Gas
F2 | Residential | All | Multifamily - LI - Gas | Existing | Space Heating | Natural Gas
F3 | Residential | All | Multifamily - LI - Gas | Existing | Space Heating | Natural Gas
F4 | Residential | All | Multifamily - LI - Gas | Existing | Space Heating | Natural Gas
F1 | Residential | All | Multifamily - LI - Gas | Existing | Water Heating | Natural Gas
F2 | Residential | All | Multifamily - LI - Gas | Existing | Water Heating | Natural Gas
F3 | Residential | All | Multifamily - LI - Gas | Existing | Water Heating | Natural Gas
F4 | Residential | All | Multifamily - LI - Gas | Existing | Water Heating | Natural Gas
F1 | Residential | All | Multifamily - LI - Gas | Existing | Appliances | Natural Gas
F2 | Residential | All | Multifamily - LI - Gas | Existing | Appliances | Natural Gas
F3 | Residential | All | Multifamily - LI - Gas | Existing | Appliances | Natural Gas
F4 | Residential | All | Multifamily - LI - Gas | Existing | Appliances | Natural Gas
F1 | Residential | All | Multifamily - LI - Gas | Existing | Miscellaneous | Natural Gas
F2 | Residential | All | Multifamily - LI - Gas | Existing | Miscellaneous | Natural Gas
F3 | Residential | All | Multifamily - LI - Gas | Existing | Miscellaneous | Natural Gas
F4 | Residential | All | Multifamily - LI - Gas | Existing | Miscellaneous | Natural Gas
F1 | Residential | Market | Multifamily - LI - Gas | Existing | Cooling | Electric
F2 | Residential | Market | Multifamily - LI - Gas | Existing | Cooling | Electric
F3 | Residential | Market | Multifamily - LI - Gas | Existing | Cooling | Electric
F4 | Residential | Market | Multifamily - LI - Gas | Existing | Cooling | Electric
F1 | Residential | Market | Multifamily - LI - Gas | Existing | Space Heating | Electric
F2 | Residential | Market | Multifamily - LI - Gas | Existing | Space Heating | Electric
F3 | Residential | Market | Multifamily - LI - Gas | Existing | Space Heating | Electric
F4 | Residential | Market | Multifamily - LI - Gas | Existing | Space Heating | Electric
F1 | Residential | Market | Multifamily - LI - Gas | Existing | Water Heating | Electric
F2 | Residential | Market | Multifamily - LI - Gas | Existing | Water Heating | Electric
F3 | Residential | Market | Multifamily - LI - Gas | Existing | Water Heating | Electric
F4 | Residential | Market | Multifamily - LI - Gas | Existing | Water Heating | Electric
F1 | Residential | Market | Multifamily - LI - Gas | Existing | Interior Lighting | Electric
F2 | Residential | Market | Multifamily - LI - Gas | Existing | Interior Lighting | Electric
F3 | Residential | Market | Multifamily - LI - Gas | Existing | Interior Lighting | Electric
F4 | Residential | Market | Multifamily - LI - Gas | Existing | Interior Lighting | Electric
F1 | Residential | Market | Multifamily - LI - Gas | Existing | Exterior Lighting | Electric
F2 | Residential | Market | Multifamily - LI - Gas | Existing | Exterior Lighting | Electric
F3 | Residential | Market | Multifamily - LI - Gas | Existing | Exterior Lighting | Electric
F4 | Residential | Market | Multifamily - LI - Gas | Existing | Exterior Lighting | Electric
F1 | Residential | Market | Multifamily - LI - Gas | Existing | Appliances | Electric
F2 | Residential | Market | Multifamily - LI - Gas | Existing | Appliances | Electric
F3 | Residential | Market | Multifamily - LI - Gas | Existing | Appliances | Electric
F4 | Residential | Market | Multifamily - LI - Gas | Existing | Appliances | Electric
F1 | Residential | Market | Multifamily - LI - Gas | Existing | Electronics | Electric
F2 | Residential | Market | Multifamily - LI - Gas | Existing | Electronics | Electric
F3 | Residential | Market | Multifamily - LI - Gas | Existing | Electronics | Electric
F4 | Residential | Market | Multifamily - LI - Gas | Existing | Electronics | Electric
F1 | Residential | Market | Multifamily - LI - Gas | Existing | Miscellaneous | Electric
F2 | Residential | Market | Multifamily - LI - Gas | Existing | Miscellaneous | Electric
F3 | Residential | Market | Multifamily - LI - Gas | Existing | Miscellaneous | Electric
F4 | Residential | Market | Multifamily - LI - Gas | Existing | Miscellaneous | Electric
F1 | Residential | Market | Multifamily - LI - Gas | Existing | Generation | Electric
F2 | Residential | Market | Multifamily - LI - Gas | Existing | Generation | Electric
F3 | Residential | Market | Multifamily - LI - Gas | Existing | Generation | Electric
F4 | Residential | Market | Multifamily - LI - Gas | Existing | Generation | Electric
F1 | Residential | Market | Multifamily - LI - Gas | Existing | Space Heating | Natural Gas
F2 | Residential | Market | Multifamily - LI - Gas | Existing | Space Heating | Natural Gas
F3 | Residential | Market | Multifamily - LI - Gas | Existing | Space Heating | Natural Gas
F4 | Residential | Market | Multifamily - LI - Gas | Existing | Space Heating | Natural Gas
F1 | Residential | Market | Multifamily - LI - Gas | Existing | Water Heating | Natural Gas
F2 | Residential | Market | Multifamily - LI - Gas | Existing | Water Heating | Natural Gas
F3 | Residential | Market | Multifamily - LI - Gas | Existing | Water Heating | Natural Gas
F4 | Residential | Market | Multifamily - LI - Gas | Existing | Water Heating | Natural Gas
F1 | Residential | Market | Multifamily - LI - Gas | Existing | Appliances | Natural Gas
F2 | Residential | Market | Multifamily - LI - Gas | Existing | Appliances | Natural Gas
F3 | Residential | Market | Multifamily - LI - Gas | Existing | Appliances | Natural Gas
F4 | Residential | Market | Multifamily - LI - Gas | Existing | Appliances | Natural Gas
F1 | Residential | Market | Multifamily - LI - Gas | Existing | Miscellaneous | Natural Gas
F2 | Residential | Market | Multifamily - LI - Gas | Existing | Miscellaneous | Natural Gas
F3 | Residential | Market | Multifamily - LI - Gas | Existing | Miscellaneous | Natural Gas
F4 | Residential | Market | Multifamily - LI - Gas | Existing | Miscellaneous | Natural Gas
F1 | Residential | Central System | Multifamily - LI - Gas | Existing | Cooling | Electric
F2 | Residential | Central System | Multifamily - LI - Gas | Existing | Cooling | Electric
F3 | Residential | Central System | Multifamily - LI - Gas | Existing | Cooling | Electric
F4 | Residential | Central System | Multifamily - LI - Gas | Existing | Cooling | Electric
F1 | Residential | Central System | Multifamily - LI - Gas | Existing | Space Heating | Electric
F2 | Residential | Central System | Multifamily - LI - Gas | Existing | Space Heating | Electric
F3 | Residential | Central System | Multifamily - LI - Gas | Existing | Space Heating | Electric
F4 | Residential | Central System | Multifamily - LI - Gas | Existing | Space Heating | Electric
F1 | Residential | Central System | Multifamily - LI - Gas | Existing | Space Heating | Natural Gas
F2 | Residential | Central System | Multifamily - LI - Gas | Existing | Space Heating | Natural Gas
F3 | Residential | Central System | Multifamily - LI - Gas | Existing | Space Heating | Natural Gas
F4 | Residential | Central System | Multifamily - LI - Gas | Existing | Space Heating | Natural Gas
F1 | Residential | Resistance | Multifamily - LI - Gas | Existing | Cooling | Electric
F2 | Residential | Resistance | Multifamily - LI - Gas | Existing | Cooling | Electric
F3 | Residential | Resistance | Multifamily - LI - Gas | Existing | Cooling | Electric
F4 | Residential | Resistance | Multifamily - LI - Gas | Existing | Cooling | Electric
F1 | Residential | Resistance | Multifamily - LI - Gas | Existing | Space Heating | Electric
F2 | Residential | Resistance | Multifamily - LI - Gas | Existing | Space Heating | Electric
F3 | Residential | Resistance | Multifamily - LI - Gas | Existing | Space Heating | Electric
F4 | Residential | Resistance | Multifamily - LI - Gas | Existing | Space Heating | Electric
F1 | Residential | Heat Pump | Multifamily - LI - Gas | Existing | Cooling | Electric
F2 | Residential | Heat Pump | Multifamily - LI - Gas | Existing | Cooling | Electric
F3 | Residential | Heat Pump | Multifamily - LI - Gas | Existing | Cooling | Electric
F4 | Residential | Heat Pump | Multifamily - LI - Gas | Existing | Cooling | Electric
F1 | Residential | Heat Pump | Multifamily - LI - Gas | Existing | Space Heating | Electric
F2 | Residential | Heat Pump | Multifamily - LI - Gas | Existing | Space Heating | Electric
F3 | Residential | Heat Pump | Multifamily - LI - Gas | Existing | Space Heating | Electric
F4 | Residential | Heat Pump | Multifamily - LI - Gas | Existing | Space Heating | Electric
F1 | Residential | All | Multifamily - LI - Gas | New | Cooling | Electric
F2 | Residential | All | Multifamily - LI - Gas | New | Cooling | Electric
F3 | Residential | All | Multifamily - LI - Gas | New | Cooling | Electric
F4 | Residential | All | Multifamily - LI - Gas | New | Cooling | Electric
F1 | Residential | All | Multifamily - LI - Gas | New | Space Heating | Electric
F2 | Residential | All | Multifamily - LI - Gas | New | Space Heating | Electric
F3 | Residential | All | Multifamily - LI - Gas | New | Space Heating | Electric
F4 | Residential | All | Multifamily - LI - Gas | New | Space Heating | Electric
F1 | Residential | All | Multifamily - LI - Gas | New | Water Heating | Electric
F2 | Residential | All | Multifamily - LI - Gas | New | Water Heating | Electric
F3 | Residential | All | Multifamily - LI - Gas | New | Water Heating | Electric
F4 | Residential | All | Multifamily - LI - Gas | New | Water Heating | Electric
F1 | Residential | All | Multifamily - LI - Gas | New | Interior Lighting | Electric
F2 | Residential | All | Multifamily - LI - Gas | New | Interior Lighting | Electric
F3 | Residential | All | Multifamily - LI - Gas | New | Interior Lighting | Electric
F4 | Residential | All | Multifamily - LI - Gas | New | Interior Lighting | Electric
F1 | Residential | All | Multifamily - LI - Gas | New | Exterior Lighting | Electric
F2 | Residential | All | Multifamily - LI - Gas | New | Exterior Lighting | Electric
F3 | Residential | All | Multifamily - LI - Gas | New | Exterior Lighting | Electric
F4 | Residential | All | Multifamily - LI - Gas | New | Exterior Lighting | Electric
F1 | Residential | All | Multifamily - LI - Gas | New | Appliances | Electric
F2 | Residential | All | Multifamily - LI - Gas | New | Appliances | Electric
F3 | Residential | All | Multifamily - LI - Gas | New | Appliances | Electric
F4 | Residential | All | Multifamily - LI - Gas | New | Appliances | Electric
F1 | Residential | All | Multifamily - LI - Gas | New | Electronics | Electric
F2 | Residential | All | Multifamily - LI - Gas | New | Electronics | Electric
F3 | Residential | All | Multifamily - LI - Gas | New | Electronics | Electric
F4 | Residential | All | Multifamily - LI - Gas | New | Electronics | Electric
F1 | Residential | All | Multifamily - LI - Gas | New | Miscellaneous | Electric
F2 | Residential | All | Multifamily - LI - Gas | New | Miscellaneous | Electric
F3 | Residential | All | Multifamily - LI - Gas | New | Miscellaneous | Electric
F4 | Residential | All | Multifamily - LI - Gas | New | Miscellaneous | Electric
F1 | Residential | All | Multifamily - LI - Gas | New | Generation | Electric
F2 | Residential | All | Multifamily - LI - Gas | New | Generation | Electric
F3 | Residential | All | Multifamily - LI - Gas | New | Generation | Electric
F4 | Residential | All | Multifamily - LI - Gas | New | Generation | Electric
F1 | Residential | All | Multifamily - LI - Gas | New | Space Heating | Natural Gas
F2 | Residential | All | Multifamily - LI - Gas | New | Space Heating | Natural Gas
F3 | Residential | All | Multifamily - LI - Gas | New | Space Heating | Natural Gas
F4 | Residential | All | Multifamily - LI - Gas | New | Space Heating | Natural Gas
F1 | Residential | All | Multifamily - LI - Gas | New | Water Heating | Natural Gas
F2 | Residential | All | Multifamily - LI - Gas | New | Water Heating | Natural Gas
F3 | Residential | All | Multifamily - LI - Gas | New | Water Heating | Natural Gas
F4 | Residential | All | Multifamily - LI - Gas | New | Water Heating | Natural Gas
F1 | Residential | All | Multifamily - LI - Gas | New | Appliances | Natural Gas
F2 | Residential | All | Multifamily - LI - Gas | New | Appliances | Natural Gas
F3 | Residential | All | Multifamily - LI - Gas | New | Appliances | Natural Gas
F4 | Residential | All | Multifamily - LI - Gas | New | Appliances | Natural Gas
F1 | Residential | All | Multifamily - LI - Gas | New | Miscellaneous | Natural Gas
F2 | Residential | All | Multifamily - LI - Gas | New | Miscellaneous | Natural Gas
F3 | Residential | All | Multifamily - LI - Gas | New | Miscellaneous | Natural Gas
F4 | Residential | All | Multifamily - LI - Gas | New | Miscellaneous | Natural Gas
F1 | Residential | Market | Multifamily - LI - Gas | New | Cooling | Electric
F2 | Residential | Market | Multifamily - LI - Gas | New | Cooling | Electric
F3 | Residential | Market | Multifamily - LI - Gas | New | Cooling | Electric
F4 | Residential | Market | Multifamily - LI - Gas | New | Cooling | Electric
F1 | Residential | Market | Multifamily - LI - Gas | New | Space Heating | Electric
F2 | Residential | Market | Multifamily - LI - Gas | New | Space Heating | Electric
F3 | Residential | Market | Multifamily - LI - Gas | New | Space Heating | Electric
F4 | Residential | Market | Multifamily - LI - Gas | New | Space Heating | Electric
F1 | Residential | Market | Multifamily - LI - Gas | New | Water Heating | Electric
F2 | Residential | Market | Multifamily - LI - Gas | New | Water Heating | Electric
F3 | Residential | Market | Multifamily - LI - Gas | New | Water Heating | Electric
F4 | Residential | Market | Multifamily - LI - Gas | New | Water Heating | Electric
F1 | Residential | Market | Multifamily - LI - Gas | New | Interior Lighting | Electric
F2 | Residential | Market | Multifamily - LI - Gas | New | Interior Lighting | Electric
F3 | Residential | Market | Multifamily - LI - Gas | New | Interior Lighting | Electric
F4 | Residential | Market | Multifamily - LI - Gas | New | Interior Lighting | Electric
F1 | Residential | Market | Multifamily - LI - Gas | New | Exterior Lighting | Electric
F2 | Residential | Market | Multifamily - LI - Gas | New | Exterior Lighting | Electric
F3 | Residential | Market | Multifamily - LI - Gas | New | Exterior Lighting | Electric
F4 | Residential | Market | Multifamily - LI - Gas | New | Exterior Lighting | Electric
F1 | Residential | Market | Multifamily - LI - Gas | New | Appliances | Electric
F2 | Residential | Market | Multifamily - LI - Gas | New | Appliances | Electric
F3 | Residential | Market | Multifamily - LI - Gas | New | Appliances | Electric
F4 | Residential | Market | Multifamily - LI - Gas | New | Appliances | Electric
F1 | Residential | Market | Multifamily - LI - Gas | New | Electronics | Electric
F2 | Residential | Market | Multifamily - LI - Gas | New | Electronics | Electric
F3 | Residential | Market | Multifamily - LI - Gas | New | Electronics | Electric
F4 | Residential | Market | Multifamily - LI - Gas | New | Electronics | Electric
F1 | Residential | Market | Multifamily - LI - Gas | New | Miscellaneous | Electric
F2 | Residential | Market | Multifamily - LI - Gas | New | Miscellaneous | Electric
F3 | Residential | Market | Multifamily - LI - Gas | New | Miscellaneous | Electric
F4 | Residential | Market | Multifamily - LI - Gas | New | Miscellaneous | Electric
F1 | Residential | Market | Multifamily - LI - Gas | New | Generation | Electric
F2 | Residential | Market | Multifamily - LI - Gas | New | Generation | Electric
F3 | Residential | Market | Multifamily - LI - Gas | New | Generation | Electric
F4 | Residential | Market | Multifamily - LI - Gas | New | Generation | Electric
F1 | Residential | Market | Multifamily - LI - Gas | New | Space Heating | Natural Gas
F2 | Residential | Market | Multifamily - LI - Gas | New | Space Heating | Natural Gas
F3 | Residential | Market | Multifamily - LI - Gas | New | Space Heating | Natural Gas
F4 | Residential | Market | Multifamily - LI - Gas | New | Space Heating | Natural Gas
F1 | Residential | Market | Multifamily - LI - Gas | New | Water Heating | Natural Gas
F2 | Residential | Market | Multifamily - LI - Gas | New | Water Heating | Natural Gas
F3 | Residential | Market | Multifamily - LI - Gas | New | Water Heating | Natural Gas
F4 | Residential | Market | Multifamily - LI - Gas | New | Water Heating | Natural Gas
F1 | Residential | Market | Multifamily - LI - Gas | New | Appliances | Natural Gas
F2 | Residential | Market | Multifamily - LI - Gas | New | Appliances | Natural Gas
F3 | Residential | Market | Multifamily - LI - Gas | New | Appliances | Natural Gas
F4 | Residential | Market | Multifamily - LI - Gas | New | Appliances | Natural Gas
F1 | Residential | Market | Multifamily - LI - Gas | New | Miscellaneous | Natural Gas
F2 | Residential | Market | Multifamily - LI - Gas | New | Miscellaneous | Natural Gas
F3 | Residential | Market | Multifamily - LI - Gas | New | Miscellaneous | Natural Gas
F4 | Residential | Market | Multifamily - LI - Gas | New | Miscellaneous | Natural Gas
F1 | Residential | Central System | Multifamily - LI - Gas | New | Cooling | Electric
F2 | Residential | Central System | Multifamily - LI - Gas | New | Cooling | Electric
F3 | Residential | Central System | Multifamily - LI - Gas | New | Cooling | Electric
F4 | Residential | Central System | Multifamily - LI - Gas | New | Cooling | Electric
F1 | Residential | Central System | Multifamily - LI - Gas | New | Space Heating | Electric
F2 | Residential | Central System | Multifamily - LI - Gas | New | Space Heating | Electric
F3 | Residential | Central System | Multifamily - LI - Gas | New | Space Heating | Electric
F4 | Residential | Central System | Multifamily - LI - Gas | New | Space Heating | Electric
F1 | Residential | Central System | Multifamily - LI - Gas | New | Space Heating | Natural Gas
F2 | Residential | Central System | Multifamily - LI - Gas | New | Space Heating | Natural Gas
F3 | Residential | Central System | Multifamily - LI - Gas | New | Space Heating | Natural Gas
F4 | Residential | Central System | Multifamily - LI - Gas | New | Space Heating | Natural Gas
F1 | Residential | Resistance | Multifamily - LI - Gas | New | Cooling | Electric
F2 | Residential | Resistance | Multifamily - LI - Gas | New | Cooling | Electric
F3 | Residential | Resistance | Multifamily - LI - Gas | New | Cooling | Electric
F4 | Residential | Resistance | Multifamily - LI - Gas | New | Cooling | Electric
F1 | Residential | Resistance | Multifamily - LI - Gas | New | Space Heating | Electric
F2 | Residential | Resistance | Multifamily - LI - Gas | New | Space Heating | Electric
F3 | Residential | Resistance | Multifamily - LI - Gas | New | Space Heating | Electric
F4 | Residential | Resistance | Multifamily - LI - Gas | New | Space Heating | Electric
F1 | Residential | Heat Pump | Multifamily - LI - Gas | New | Cooling | Electric
F2 | Residential | Heat Pump | Multifamily - LI - Gas | New | Cooling | Electric
F3 | Residential | Heat Pump | Multifamily - LI - Gas | New | Cooling | Electric
F4 | Residential | Heat Pump | Multifamily - LI - Gas | New | Cooling | Electric
F1 | Residential | Heat Pump | Multifamily - LI - Gas | New | Space Heating | Electric
F2 | Residential | Heat Pump | Multifamily - LI - Gas | New | Space Heating | Electric
F3 | Residential | Heat Pump | Multifamily - LI - Gas | New | Space Heating | Electric
F4 | Residential | Heat Pump | Multifamily - LI - Gas | New | Space Heating | Electric
F1 | Residential | All | Single Family - Dual | Existing | Cooling | Electric
F2 | Residential | All | Single Family - Dual | Existing | Cooling | Electric
F3 | Residential | All | Single Family - Dual | Existing | Cooling | Electric
F4 | Residential | All | Single Family - Dual | Existing | Cooling | Electric
F1 | Residential | All | Single Family - Dual | Existing | Space Heating | Electric
F2 | Residential | All | Single Family - Dual | Existing | Space Heating | Electric
F3 | Residential | All | Single Family - Dual | Existing | Space Heating | Electric
F4 | Residential | All | Single Family - Dual | Existing | Space Heating | Electric
F1 | Residential | All | Single Family - Dual | Existing | Water Heating | Electric
F2 | Residential | All | Single Family - Dual | Existing | Water Heating | Electric
F3 | Residential | All | Single Family - Dual | Existing | Water Heating | Electric
F4 | Residential | All | Single Family - Dual | Existing | Water Heating | Electric
F1 | Residential | All | Single Family - Dual | Existing | Interior Lighting | Electric
F2 | Residential | All | Single Family - Dual | Existing | Interior Lighting | Electric
F3 | Residential | All | Single Family - Dual | Existing | Interior Lighting | Electric
F4 | Residential | All | Single Family - Dual | Existing | Interior Lighting | Electric
F1 | Residential | All | Single Family - Dual | Existing | Exterior Lighting | Electric
F2 | Residential | All | Single Family - Dual | Existing | Exterior Lighting | Electric
F3 | Residential | All | Single Family - Dual | Existing | Exterior Lighting | Electric
F4 | Residential | All | Single Family - Dual | Existing | Exterior Lighting | Electric
F1 | Residential | All | Single Family - Dual | Existing | Appliances | Electric
F2 | Residential | All | Single Family - Dual | Existing | Appliances | Electric
F3 | Residential | All | Single Family - Dual | Existing | Appliances | Electric
F4 | Residential | All | Single Family - Dual | Existing | Appliances | Electric
F1 | Residential | All | Single Family - Dual | Existing | Electronics | Electric
F2 | Residential | All | Single Family - Dual | Existing | Electronics | Electric
F3 | Residential | All | Single Family - Dual | Existing | Electronics | Electric
F4 | Residential | All | Single Family - Dual | Existing | Electronics | Electric
F1 | Residential | All | Single Family - Dual | Existing | Miscellaneous | Electric
F2 | Residential | All | Single Family - Dual | Existing | Miscellaneous | Electric
F3 | Residential | All | Single Family - Dual | Existing | Miscellaneous | Electric
F4 | Residential | All | Single Family - Dual | Existing | Miscellaneous | Electric
F1 | Residential | All | Single Family - Dual | Existing | Generation | Electric
F2 | Residential | All | Single Family - Dual | Existing | Generation | Electric
F3 | Residential | All | Single Family - Dual | Existing | Generation | Electric
F4 | Residential | All | Single Family - Dual | Existing | Generation | Electric
F1 | Residential | All | Single Family - Dual | Existing | Space Heating | Natural Gas
F2 | Residential | All | Single Family - Dual | Existing | Space Heating | Natural Gas
F3 | Residential | All | Single Family - Dual | Existing | Space Heating | Natural Gas
F4 | Residential | All | Single Family - Dual | Existing | Space Heating | Natural Gas
F1 | Residential | All | Single Family - Dual | Existing | Water Heating | Natural Gas
F2 | Residential | All | Single Family - Dual | Existing | Water Heating | Natural Gas
F3 | Residential | All | Single Family - Dual | Existing | Water Heating | Natural Gas
F4 | Residential | All | Single Family - Dual | Existing | Water Heating | Natural Gas
F1 | Residential | All | Single Family - Dual | Existing | Appliances | Natural Gas
F2 | Residential | All | Single Family - Dual | Existing | Appliances | Natural Gas
F3 | Residential | All | Single Family - Dual | Existing | Appliances | Natural Gas
F4 | Residential | All | Single Family - Dual | Existing | Appliances | Natural Gas
F1 | Residential | All | Single Family - Dual | Existing | Miscellaneous | Natural Gas
F2 | Residential | All | Single Family - Dual | Existing | Miscellaneous | Natural Gas
F3 | Residential | All | Single Family - Dual | Existing | Miscellaneous | Natural Gas
F4 | Residential | All | Single Family - Dual | Existing | Miscellaneous | Natural Gas
F1 | Residential | Market | Single Family - Dual | Existing | Cooling | Electric
F2 | Residential | Market | Single Family - Dual | Existing | Cooling | Electric
F3 | Residential | Market | Single Family - Dual | Existing | Cooling | Electric
F4 | Residential | Market | Single Family - Dual | Existing | Cooling | Electric
F1 | Residential | Market | Single Family - Dual | Existing | Space Heating | Electric
F2 | Residential | Market | Single Family - Dual | Existing | Space Heating | Electric
F3 | Residential | Market | Single Family - Dual | Existing | Space Heating | Electric
F4 | Residential | Market | Single Family - Dual | Existing | Space Heating | Electric
F1 | Residential | Market | Single Family - Dual | Existing | Water Heating | Electric
F2 | Residential | Market | Single Family - Dual | Existing | Water Heating | Electric
F3 | Residential | Market | Single Family - Dual | Existing | Water Heating | Electric
F4 | Residential | Market | Single Family - Dual | Existing | Water Heating | Electric
F1 | Residential | Market | Single Family - Dual | Existing | Interior Lighting | Electric
F2 | Residential | Market | Single Family - Dual | Existing | Interior Lighting | Electric
F3 | Residential | Market | Single Family - Dual | Existing | Interior Lighting | Electric
F4 | Residential | Market | Single Family - Dual | Existing | Interior Lighting | Electric
F1 | Residential | Market | Single Family - Dual | Existing | Exterior Lighting | Electric
F2 | Residential | Market | Single Family - Dual | Existing | Exterior Lighting | Electric
F3 | Residential | Market | Single Family - Dual | Existing | Exterior Lighting | Electric
F4 | Residential | Market | Single Family - Dual | Existing | Exterior Lighting | Electric
F1 | Residential | Market | Single Family - Dual | Existing | Appliances | Electric
F2 | Residential | Market | Single Family - Dual | Existing | Appliances | Electric
F3 | Residential | Market | Single Family - Dual | Existing | Appliances | Electric
F4 | Residential | Market | Single Family - Dual | Existing | Appliances | Electric
F1 | Residential | Market | Single Family - Dual | Existing | Electronics | Electric
F2 | Residential | Market | Single Family - Dual | Existing | Electronics | Electric
F3 | Residential | Market | Single Family - Dual | Existing | Electronics | Electric
F4 | Residential | Market | Single Family - Dual | Existing | Electronics | Electric
F1 | Residential | Market | Single Family - Dual | Existing | Miscellaneous | Electric
F2 | Residential | Market | Single Family - Dual | Existing | Miscellaneous | Electric
F3 | Residential | Market | Single Family - Dual | Existing | Miscellaneous | Electric
F4 | Residential | Market | Single Family - Dual | Existing | Miscellaneous | Electric
F1 | Residential | Market | Single Family - Dual | Existing | Generation | Electric
F2 | Residential | Market | Single Family - Dual | Existing | Generation | Electric
F3 | Residential | Market | Single Family - Dual | Existing | Generation | Electric
F4 | Residential | Market | Single Family - Dual | Existing | Generation | Electric
F1 | Residential | Market | Single Family - Dual | Existing | Space Heating | Natural Gas
F2 | Residential | Market | Single Family - Dual | Existing | Space Heating | Natural Gas
F3 | Residential | Market | Single Family - Dual | Existing | Space Heating | Natural Gas
F4 | Residential | Market | Single Family - Dual | Existing | Space Heating | Natural Gas
F1 | Residential | Market | Single Family - Dual | Existing | Water Heating | Natural Gas
F2 | Residential | Market | Single Family - Dual | Existing | Water Heating | Natural Gas
F3 | Residential | Market | Single Family - Dual | Existing | Water Heating | Natural Gas
F4 | Residential | Market | Single Family - Dual | Existing | Water Heating | Natural Gas
F1 | Residential | Market | Single Family - Dual | Existing | Appliances | Natural Gas
F2 | Residential | Market | Single Family - Dual | Existing | Appliances | Natural Gas
F3 | Residential | Market | Single Family - Dual | Existing | Appliances | Natural Gas
F4 | Residential | Market | Single Family - Dual | Existing | Appliances | Natural Gas
F1 | Residential | Market | Single Family - Dual | Existing | Miscellaneous | Natural Gas
F2 | Residential | Market | Single Family - Dual | Existing | Miscellaneous | Natural Gas
F3 | Residential | Market | Single Family - Dual | Existing | Miscellaneous | Natural Gas
F4 | Residential | Market | Single Family - Dual | Existing | Miscellaneous | Natural Gas
F1 | Residential | Central System | Single Family - Dual | Existing | Cooling | Electric
F2 | Residential | Central System | Single Family - Dual | Existing | Cooling | Electric
F3 | Residential | Central System | Single Family - Dual | Existing | Cooling | Electric
F4 | Residential | Central System | Single Family - Dual | Existing | Cooling | Electric
F1 | Residential | Central System | Single Family - Dual | Existing | Space Heating | Electric
F2 | Residential | Central System | Single Family - Dual | Existing | Space Heating | Electric
F3 | Residential | Central System | Single Family - Dual | Existing | Space Heating | Electric
F4 | Residential | Central System | Single Family - Dual | Existing | Space Heating | Electric
F1 | Residential | Central System | Single Family - Dual | Existing | Space Heating | Natural Gas
F2 | Residential | Central System | Single Family - Dual | Existing | Space Heating | Natural Gas
F3 | Residential | Central System | Single Family - Dual | Existing | Space Heating | Natural Gas
F4 | Residential | Central System | Single Family - Dual | Existing | Space Heating | Natural Gas
F1 | Residential | Resistance | Single Family - Dual | Existing | Cooling | Electric
F2 | Residential | Resistance | Single Family - Dual | Existing | Cooling | Electric
F3 | Residential | Resistance | Single Family - Dual | Existing | Cooling | Electric
F4 | Residential | Resistance | Single Family - Dual | Existing | Cooling | Electric
F1 | Residential | Resistance | Single Family - Dual | Existing | Space Heating | Electric
F2 | Residential | Resistance | Single Family - Dual | Existing | Space Heating | Electric
F3 | Residential | Resistance | Single Family - Dual | Existing | Space Heating | Electric
F4 | Residential | Resistance | Single Family - Dual | Existing | Space Heating | Electric
F1 | Residential | Heat Pump | Single Family - Dual | Existing | Cooling | Electric
F2 | Residential | Heat Pump | Single Family - Dual | Existing | Cooling | Electric
F3 | Residential | Heat Pump | Single Family - Dual | Existing | Cooling | Electric
F4 | Residential | Heat Pump | Single Family - Dual | Existing | Cooling | Electric
F1 | Residential | Heat Pump | Single Family - Dual | Existing | Space Heating | Electric
F2 | Residential | Heat Pump | Single Family - Dual | Existing | Space Heating | Electric
F3 | Residential | Heat Pump | Single Family - Dual | Existing | Space Heating | Electric
F4 | Residential | Heat Pump | Single Family - Dual | Existing | Space Heating | Electric
F1 | Residential | All | Single Family - Dual | New | Cooling | Electric
F2 | Residential | All | Single Family - Dual | New | Cooling | Electric
F3 | Residential | All | Single Family - Dual | New | Cooling | Electric
F4 | Residential | All | Single Family - Dual | New | Cooling | Electric
F1 | Residential | All | Single Family - Dual | New | Space Heating | Electric
F2 | Residential | All | Single Family - Dual | New | Space Heating | Electric
F3 | Residential | All | Single Family - Dual | New | Space Heating | Electric
F4 | Residential | All | Single Family - Dual | New | Space Heating | Electric
F1 | Residential | All | Single Family - Dual | New | Water Heating | Electric
F2 | Residential | All | Single Family - Dual | New | Water Heating | Electric
F3 | Residential | All | Single Family - Dual | New | Water Heating | Electric
F4 | Residential | All | Single Family - Dual | New | Water Heating | Electric
F1 | Residential | All | Single Family - Dual | New | Interior Lighting | Electric
F2 | Residential | All | Single Family - Dual | New | Interior Lighting | Electric
F3 | Residential | All | Single Family - Dual | New | Interior Lighting | Electric
F4 | Residential | All | Single Family - Dual | New | Interior Lighting | Electric
F1 | Residential | All | Single Family - Dual | New | Exterior Lighting | Electric
F2 | Residential | All | Single Family - Dual | New | Exterior Lighting | Electric
F3 | Residential | All | Single Family - Dual | New | Exterior Lighting | Electric
F4 | Residential | All | Single Family - Dual | New | Exterior Lighting | Electric
F1 | Residential | All | Single Family - Dual | New | Appliances | Electric
F2 | Residential | All | Single Family - Dual | New | Appliances | Electric
F3 | Residential | All | Single Family - Dual | New | Appliances | Electric
F4 | Residential | All | Single Family - Dual | New | Appliances | Electric
F1 | Residential | All | Single Family - Dual | New | Electronics | Electric
F2 | Residential | All | Single Family - Dual | New | Electronics | Electric
F3 | Residential | All | Single Family - Dual | New | Electronics | Electric
F4 | Residential | All | Single Family - Dual | New | Electronics | Electric
F1 | Residential | All | Single Family - Dual | New | Miscellaneous | Electric
F2 | Residential | All | Single Family - Dual | New | Miscellaneous | Electric
F3 | Residential | All | Single Family - Dual | New | Miscellaneous | Electric
F4 | Residential | All | Single Family - Dual | New | Miscellaneous | Electric
F1 | Residential | All | Single Family - Dual | New | Generation | Electric
F2 | Residential | All | Single Family - Dual | New | Generation | Electric
F3 | Residential | All | Single Family - Dual | New | Generation | Electric
F4 | Residential | All | Single Family - Dual | New | Generation | Electric
F1 | Residential | All | Single Family - Dual | New | Space Heating | Natural Gas
F2 | Residential | All | Single Family - Dual | New | Space Heating | Natural Gas
F3 | Residential | All | Single Family - Dual | New | Space Heating | Natural Gas
F4 | Residential | All | Single Family - Dual | New | Space Heating | Natural Gas
F1 | Residential | All | Single Family - Dual | New | Water Heating | Natural Gas
F2 | Residential | All | Single Family - Dual | New | Water Heating | Natural Gas
F3 | Residential | All | Single Family - Dual | New | Water Heating | Natural Gas
F4 | Residential | All | Single Family - Dual | New | Water Heating | Natural Gas
F1 | Residential | All | Single Family - Dual | New | Appliances | Natural Gas
F2 | Residential | All | Single Family - Dual | New | Appliances | Natural Gas
F3 | Residential | All | Single Family - Dual | New | Appliances | Natural Gas
F4 | Residential | All | Single Family - Dual | New | Appliances | Natural Gas
F1 | Residential | All | Single Family - Dual | New | Miscellaneous | Natural Gas
F2 | Residential | All | Single Family - Dual | New | Miscellaneous | Natural Gas
F3 | Residential | All | Single Family - Dual | New | Miscellaneous | Natural Gas
F4 | Residential | All | Single Family - Dual | New | Miscellaneous | Natural Gas
F1 | Residential | Market | Single Family - Dual | New | Cooling | Electric
F2 | Residential | Market | Single Family - Dual | New | Cooling | Electric
F3 | Residential | Market | Single Family - Dual | New | Cooling | Electric
F4 | Residential | Market | Single Family - Dual | New | Cooling | Electric
F1 | Residential | Market | Single Family - Dual | New | Space Heating | Electric
F2 | Residential | Market | Single Family - Dual | New | Space Heating | Electric
F3 | Residential | Market | Single Family - Dual | New | Space Heating | Electric
F4 | Residential | Market | Single Family - Dual | New | Space Heating | Electric
F1 | Residential | Market | Single Family - Dual | New | Water Heating | Electric
F2 | Residential | Market | Single Family - Dual | New | Water Heating | Electric
F3 | Residential | Market | Single Family - Dual | New | Water Heating | Electric
F4 | Residential | Market | Single Family - Dual | New | Water Heating | Electric
F1 | Residential | Market | Single Family - Dual | New | Interior Lighting | Electric
F2 | Residential | Market | Single Family - Dual | New | Interior Lighting | Electric
F3 | Residential | Market | Single Family - Dual | New | Interior Lighting | Electric
F4 | Residential | Market | Single Family - Dual | New | Interior Lighting | Electric
F1 | Residential | Market | Single Family - Dual | New | Exterior Lighting | Electric
F2 | Residential | Market | Single Family - Dual | New | Exterior Lighting | Electric
F3 | Residential | Market | Single Family - Dual | New | Exterior Lighting | Electric
F4 | Residential | Market | Single Family - Dual | New | Exterior Lighting | Electric
F1 | Residential | Market | Single Family - Dual | New | Appliances | Electric
F2 | Residential | Market | Single Family - Dual | New | Appliances | Electric
F3 | Residential | Market | Single Family - Dual | New | Appliances | Electric
F4 | Residential | Market | Single Family - Dual | New | Appliances | Electric
F1 | Residential | Market | Single Family - Dual | New | Electronics | Electric
F2 | Residential | Market | Single Family - Dual | New | Electronics | Electric
F3 | Residential | Market | Single Family - Dual | New | Electronics | Electric
F4 | Residential | Market | Single Family - Dual | New | Electronics | Electric
F1 | Residential | Market | Single Family - Dual | New | Miscellaneous | Electric
F2 | Residential | Market | Single Family - Dual | New | Miscellaneous | Electric
F3 | Residential | Market | Single Family - Dual | New | Miscellaneous | Electric
F4 | Residential | Market | Single Family - Dual | New | Miscellaneous | Electric
F1 | Residential | Market | Single Family - Dual | New | Generation | Electric
F2 | Residential | Market | Single Family - Dual | New | Generation | Electric
F3 | Residential | Market | Single Family - Dual | New | Generation | Electric
F4 | Residential | Market | Single Family - Dual | New | Generation | Electric
F1 | Residential | Market | Single Family - Dual | New | Space Heating | Natural Gas
F2 | Residential | Market | Single Family - Dual | New | Space Heating | Natural Gas
F3 | Residential | Market | Single Family - Dual | New | Space Heating | Natural Gas
F4 | Residential | Market | Single Family - Dual | New | Space Heating | Natural Gas
F1 | Residential | Market | Single Family - Dual | New | Water Heating | Natural Gas
F2 | Residential | Market | Single Family - Dual | New | Water Heating | Natural Gas
F3 | Residential | Market | Single Family - Dual | New | Water Heating | Natural Gas
F4 | Residential | Market | Single Family - Dual | New | Water Heating | Natural Gas
F1 | Residential | Market | Single Family - Dual | New | Appliances | Natural Gas
F2 | Residential | Market | Single Family - Dual | New | Appliances | Natural Gas
F3 | Residential | Market | Single Family - Dual | New | Appliances | Natural Gas
F4 | Residential | Market | Single Family - Dual | New | Appliances | Natural Gas
F1 | Residential | Market | Single Family - Dual | New | Miscellaneous | Natural Gas
F2 | Residential | Market | Single Family - Dual | New | Miscellaneous | Natural Gas
F3 | Residential | Market | Single Family - Dual | New | Miscellaneous | Natural Gas
F4 | Residential | Market | Single Family - Dual | New | Miscellaneous | Natural Gas
F1 | Residential | Central System | Single Family - Dual | New | Cooling | Electric
F2 | Residential | Central System | Single Family - Dual | New | Cooling | Electric
F3 | Residential | Central System | Single Family - Dual | New | Cooling | Electric
F4 | Residential | Central System | Single Family - Dual | New | Cooling | Electric
F1 | Residential | Central System | Single Family - Dual | New | Space Heating | Electric
F2 | Residential | Central System | Single Family - Dual | New | Space Heating | Electric
F3 | Residential | Central System | Single Family - Dual | New | Space Heating | Electric
F4 | Residential | Central System | Single Family - Dual | New | Space Heating | Electric
F1 | Residential | Central System | Single Family - Dual | New | Space Heating | Natural Gas
F2 | Residential | Central System | Single Family - Dual | New | Space Heating | Natural Gas
F3 | Residential | Central System | Single Family - Dual | New | Space Heating | Natural Gas
F4 | Residential | Central System | Single Family - Dual | New | Space Heating | Natural Gas
F1 | Residential | Resistance | Single Family - Dual | New | Cooling | Electric
F2 | Residential | Resistance | Single Family - Dual | New | Cooling | Electric
F3 | Residential | Resistance | Single Family - Dual | New | Cooling | Electric
F4 | Residential | Resistance | Single Family - Dual | New | Cooling | Electric
F1 | Residential | Resistance | Single Family - Dual | New | Space Heating | Electric
F2 | Residential | Resistance | Single Family - Dual | New | Space Heating | Electric
F3 | Residential | Resistance | Single Family - Dual | New | Space Heating | Electric
F4 | Residential | Resistance | Single Family - Dual | New | Space Heating | Electric
F1 | Residential | Heat Pump | Single Family - Dual | New | Cooling | Electric
F2 | Residential | Heat Pump | Single Family - Dual | New | Cooling | Electric
F3 | Residential | Heat Pump | Single Family - Dual | New | Cooling | Electric
F4 | Residential | Heat Pump | Single Family - Dual | New | Cooling | Electric
F1 | Residential | Heat Pump | Single Family - Dual | New | Space Heating | Electric
F2 | Residential | Heat Pump | Single Family - Dual | New | Space Heating | Electric
F3 | Residential | Heat Pump | Single Family - Dual | New | Space Heating | Electric
F4 | Residential | Heat Pump | Single Family - Dual | New | Space Heating | Electric
F1 | Residential | All | Single Family - LI - Dual | Existing | Cooling | Electric
F2 | Residential | All | Single Family - LI - Dual | Existing | Cooling | Electric
F3 | Residential | All | Single Family - LI - Dual | Existing | Cooling | Electric
F4 | Residential | All | Single Family - LI - Dual | Existing | Cooling | Electric
F1 | Residential | All | Single Family - LI - Dual | Existing | Space Heating | Electric
F2 | Residential | All | Single Family - LI - Dual | Existing | Space Heating | Electric
F3 | Residential | All | Single Family - LI - Dual | Existing | Space Heating | Electric
F4 | Residential | All | Single Family - LI - Dual | Existing | Space Heating | Electric
F1 | Residential | All | Single Family - LI - Dual | Existing | Water Heating | Electric
F2 | Residential | All | Single Family - LI - Dual | Existing | Water Heating | Electric
F3 | Residential | All | Single Family - LI - Dual | Existing | Water Heating | Electric
F4 | Residential | All | Single Family - LI - Dual | Existing | Water Heating | Electric
F1 | Residential | All | Single Family - LI - Dual | Existing | Interior Lighting | Electric
F2 | Residential | All | Single Family - LI - Dual | Existing | Interior Lighting | Electric
F3 | Residential | All | Single Family - LI - Dual | Existing | Interior Lighting | Electric
F4 | Residential | All | Single Family - LI - Dual | Existing | Interior Lighting | Electric
F1 | Residential | All | Single Family - LI - Dual | Existing | Exterior Lighting | Electric
F2 | Residential | All | Single Family - LI - Dual | Existing | Exterior Lighting | Electric
F3 | Residential | All | Single Family - LI - Dual | Existing | Exterior Lighting | Electric
F4 | Residential | All | Single Family - LI - Dual | Existing | Exterior Lighting | Electric
F1 | Residential | All | Single Family - LI - Dual | Existing | Appliances | Electric
F2 | Residential | All | Single Family - LI - Dual | Existing | Appliances | Electric
F3 | Residential | All | Single Family - LI - Dual | Existing | Appliances | Electric
F4 | Residential | All | Single Family - LI - Dual | Existing | Appliances | Electric
F1 | Residential | All | Single Family - LI - Dual | Existing | Electronics | Electric
F2 | Residential | All | Single Family - LI - Dual | Existing | Electronics | Electric
F3 | Residential | All | Single Family - LI - Dual | Existing | Electronics | Electric
F4 | Residential | All | Single Family - LI - Dual | Existing | Electronics | Electric
F1 | Residential | All | Single Family - LI - Dual | Existing | Miscellaneous | Electric
F2 | Residential | All | Single Family - LI - Dual | Existing | Miscellaneous | Electric
F3 | Residential | All | Single Family - LI - Dual | Existing | Miscellaneous | Electric
F4 | Residential | All | Single Family - LI - Dual | Existing | Miscellaneous | Electric
F1 | Residential | All | Single Family - LI - Dual | Existing | Generation | Electric
F2 | Residential | All | Single Family - LI - Dual | Existing | Generation | Electric
F3 | Residential | All | Single Family - LI - Dual | Existing | Generation | Electric
F4 | Residential | All | Single Family - LI - Dual | Existing | Generation | Electric
F1 | Residential | All | Single Family - LI - Dual | Existing | Space Heating | Natural Gas
F2 | Residential | All | Single Family - LI - Dual | Existing | Space Heating | Natural Gas
F3 | Residential | All | Single Family - LI - Dual | Existing | Space Heating | Natural Gas
F4 | Residential | All | Single Family - LI - Dual | Existing | Space Heating | Natural Gas
F1 | Residential | All | Single Family - LI - Dual | Existing | Water Heating | Natural Gas
F2 | Residential | All | Single Family - LI - Dual | Existing | Water Heating | Natural Gas
F3 | Residential | All | Single Family - LI - Dual | Existing | Water Heating | Natural Gas
F4 | Residential | All | Single Family - LI - Dual | Existing | Water Heating | Natural Gas
F1 | Residential | All | Single Family - LI - Dual | Existing | Appliances | Natural Gas
F2 | Residential | All | Single Family - LI - Dual | Existing | Appliances | Natural Gas
F3 | Residential | All | Single Family - LI - Dual | Existing | Appliances | Natural Gas
F4 | Residential | All | Single Family - LI - Dual | Existing | Appliances | Natural Gas
F1 | Residential | All | Single Family - LI - Dual | Existing | Miscellaneous | Natural Gas
F2 | Residential | All | Single Family - LI - Dual | Existing | Miscellaneous | Natural Gas
F3 | Residential | All | Single Family - LI - Dual | Existing | Miscellaneous | Natural Gas
F4 | Residential | All | Single Family - LI - Dual | Existing | Miscellaneous | Natural Gas
F1 | Residential | Market | Single Family - LI - Dual | Existing | Cooling | Electric
F2 | Residential | Market | Single Family - LI - Dual | Existing | Cooling | Electric
F3 | Residential | Market | Single Family - LI - Dual | Existing | Cooling | Electric
F4 | Residential | Market | Single Family - LI - Dual | Existing | Cooling | Electric
F1 | Residential | Market | Single Family - LI - Dual | Existing | Space Heating | Electric
F2 | Residential | Market | Single Family - LI - Dual | Existing | Space Heating | Electric
F3 | Residential | Market | Single Family - LI - Dual | Existing | Space Heating | Electric
F4 | Residential | Market | Single Family - LI - Dual | Existing | Space Heating | Electric
F1 | Residential | Market | Single Family - LI - Dual | Existing | Water Heating | Electric
F2 | Residential | Market | Single Family - LI - Dual | Existing | Water Heating | Electric
F3 | Residential | Market | Single Family - LI - Dual | Existing | Water Heating | Electric
F4 | Residential | Market | Single Family - LI - Dual | Existing | Water Heating | Electric
F1 | Residential | Market | Single Family - LI - Dual | Existing | Interior Lighting | Electric
F2 | Residential | Market | Single Family - LI - Dual | Existing | Interior Lighting | Electric
F3 | Residential | Market | Single Family - LI - Dual | Existing | Interior Lighting | Electric
F4 | Residential | Market | Single Family - LI - Dual | Existing | Interior Lighting | Electric
F1 | Residential | Market | Single Family - LI - Dual | Existing | Exterior Lighting | Electric
F2 | Residential | Market | Single Family - LI - Dual | Existing | Exterior Lighting | Electric
F3 | Residential | Market | Single Family - LI - Dual | Existing | Exterior Lighting | Electric
F4 | Residential | Market | Single Family - LI - Dual | Existing | Exterior Lighting | Electric
F1 | Residential | Market | Single Family - LI - Dual | Existing | Appliances | Electric
F2 | Residential | Market | Single Family - LI - Dual | Existing | Appliances | Electric
F3 | Residential | Market | Single Family - LI - Dual | Existing | Appliances | Electric
F4 | Residential | Market | Single Family - LI - Dual | Existing | Appliances | Electric
F1 | Residential | Market | Single Family - LI - Dual | Existing | Electronics | Electric
F2 | Residential | Market | Single Family - LI - Dual | Existing | Electronics | Electric
F3 | Residential | Market | Single Family - LI - Dual | Existing | Electronics | Electric
F4 | Residential | Market | Single Family - LI - Dual | Existing | Electronics | Electric
F1 | Residential | Market | Single Family - LI - Dual | Existing | Miscellaneous | Electric
F2 | Residential | Market | Single Family - LI - Dual | Existing | Miscellaneous | Electric
F3 | Residential | Market | Single Family - LI - Dual | Existing | Miscellaneous | Electric
F4 | Residential | Market | Single Family - LI - Dual | Existing | Miscellaneous | Electric
F1 | Residential | Market | Single Family - LI - Dual | Existing | Generation | Electric
F2 | Residential | Market | Single Family - LI - Dual | Existing | Generation | Electric
F3 | Residential | Market | Single Family - LI - Dual | Existing | Generation | Electric
F4 | Residential | Market | Single Family - LI - Dual | Existing | Generation | Electric
F1 | Residential | Market | Single Family - LI - Dual | Existing | Space Heating | Natural Gas
F2 | Residential | Market | Single Family - LI - Dual | Existing | Space Heating | Natural Gas
F3 | Residential | Market | Single Family - LI - Dual | Existing | Space Heating | Natural Gas
F4 | Residential | Market | Single Family - LI - Dual | Existing | Space Heating | Natural Gas
F1 | Residential | Market | Single Family - LI - Dual | Existing | Water Heating | Natural Gas
F2 | Residential | Market | Single Family - LI - Dual | Existing | Water Heating | Natural Gas
F3 | Residential | Market | Single Family - LI - Dual | Existing | Water Heating | Natural Gas
F4 | Residential | Market | Single Family - LI - Dual | Existing | Water Heating | Natural Gas
F1 | Residential | Market | Single Family - LI - Dual | Existing | Appliances | Natural Gas
F2 | Residential | Market | Single Family - LI - Dual | Existing | Appliances | Natural Gas
F3 | Residential | Market | Single Family - LI - Dual | Existing | Appliances | Natural Gas
F4 | Residential | Market | Single Family - LI - Dual | Existing | Appliances | Natural Gas
F1 | Residential | Market | Single Family - LI - Dual | Existing | Miscellaneous | Natural Gas
F2 | Residential | Market | Single Family - LI - Dual | Existing | Miscellaneous | Natural Gas
F3 | Residential | Market | Single Family - LI - Dual | Existing | Miscellaneous | Natural Gas
F4 | Residential | Market | Single Family - LI - Dual | Existing | Miscellaneous | Natural Gas
F1 | Residential | Central System | Single Family - LI - Dual | Existing | Cooling | Electric
F2 | Residential | Central System | Single Family - LI - Dual | Existing | Cooling | Electric
F3 | Residential | Central System | Single Family - LI - Dual | Existing | Cooling | Electric
F4 | Residential | Central System | Single Family - LI - Dual | Existing | Cooling | Electric
F1 | Residential | Central System | Single Family - LI - Dual | Existing | Space Heating | Electric
F2 | Residential | Central System | Single Family - LI - Dual | Existing | Space Heating | Electric
F3 | Residential | Central System | Single Family - LI - Dual | Existing | Space Heating | Electric
F4 | Residential | Central System | Single Family - LI - Dual | Existing | Space Heating | Electric
F1 | Residential | Central System | Single Family - LI - Dual | Existing | Space Heating | Natural Gas
F2 | Residential | Central System | Single Family - LI - Dual | Existing | Space Heating | Natural Gas
F3 | Residential | Central System | Single Family - LI - Dual | Existing | Space Heating | Natural Gas
F4 | Residential | Central System | Single Family - LI - Dual | Existing | Space Heating | Natural Gas
F1 | Residential | Resistance | Single Family - LI - Dual | Existing | Cooling | Electric
F2 | Residential | Resistance | Single Family - LI - Dual | Existing | Cooling | Electric
F3 | Residential | Resistance | Single Family - LI - Dual | Existing | Cooling | Electric
F4 | Residential | Resistance | Single Family - LI - Dual | Existing | Cooling | Electric
F1 | Residential | Resistance | Single Family - LI - Dual | Existing | Space Heating | Electric
F2 | Residential | Resistance | Single Family - LI - Dual | Existing | Space Heating | Electric
F3 | Residential | Resistance | Single Family - LI - Dual | Existing | Space Heating | Electric
F4 | Residential | Resistance | Single Family - LI - Dual | Existing | Space Heating | Electric
F1 | Residential | Heat Pump | Single Family - LI - Dual | Existing | Cooling | Electric
F2 | Residential | Heat Pump | Single Family - LI - Dual | Existing | Cooling | Electric
F3 | Residential | Heat Pump | Single Family - LI - Dual | Existing | Cooling | Electric
F4 | Residential | Heat Pump | Single Family - LI - Dual | Existing | Cooling | Electric
F1 | Residential | Heat Pump | Single Family - LI - Dual | Existing | Space Heating | Electric
F2 | Residential | Heat Pump | Single Family - LI - Dual | Existing | Space Heating | Electric
F3 | Residential | Heat Pump | Single Family - LI - Dual | Existing | Space Heating | Electric
F4 | Residential | Heat Pump | Single Family - LI - Dual | Existing | Space Heating | Electric
F1 | Residential | All | Single Family - LI - Dual | New | Cooling | Electric
F2 | Residential | All | Single Family - LI - Dual | New | Cooling | Electric
F3 | Residential | All | Single Family - LI - Dual | New | Cooling | Electric
F4 | Residential | All | Single Family - LI - Dual | New | Cooling | Electric
F1 | Residential | All | Single Family - LI - Dual | New | Space Heating | Electric
F2 | Residential | All | Single Family - LI - Dual | New | Space Heating | Electric
F3 | Residential | All | Single Family - LI - Dual | New | Space Heating | Electric
F4 | Residential | All | Single Family - LI - Dual | New | Space Heating | Electric
F1 | Residential | All | Single Family - LI - Dual | New | Water Heating | Electric
F2 | Residential | All | Single Family - LI - Dual | New | Water Heating | Electric
F3 | Residential | All | Single Family - LI - Dual | New | Water Heating | Electric
F4 | Residential | All | Single Family - LI - Dual | New | Water Heating | Electric
F1 | Residential | All | Single Family - LI - Dual | New | Interior Lighting | Electric
F2 | Residential | All | Single Family - LI - Dual | New | Interior Lighting | Electric
F3 | Residential | All | Single Family - LI - Dual | New | Interior Lighting | Electric
F4 | Residential | All | Single Family - LI - Dual | New | Interior Lighting | Electric
F1 | Residential | All | Single Family - LI - Dual | New | Exterior Lighting | Electric
F2 | Residential | All | Single Family - LI - Dual | New | Exterior Lighting | Electric
F3 | Residential | All | Single Family - LI - Dual | New | Exterior Lighting | Electric
F4 | Residential | All | Single Family - LI - Dual | New | Exterior Lighting | Electric
F1 | Residential | All | Single Family - LI - Dual | New | Appliances | Electric
F2 | Residential | All | Single Family - LI - Dual | New | Appliances | Electric
F3 | Residential | All | Single Family - LI - Dual | New | Appliances | Electric
F4 | Residential | All | Single Family - LI - Dual | New | Appliances | Electric
F1 | Residential | All | Single Family - LI - Dual | New | Electronics | Electric
F2 | Residential | All | Single Family - LI - Dual | New | Electronics | Electric
F3 | Residential | All | Single Family - LI - Dual | New | Electronics | Electric
F4 | Residential | All | Single Family - LI - Dual | New | Electronics | Electric
F1 | Residential | All | Single Family - LI - Dual | New | Miscellaneous | Electric
F2 | Residential | All | Single Family - LI - Dual | New | Miscellaneous | Electric
F3 | Residential | All | Single Family - LI - Dual | New | Miscellaneous | Electric
F4 | Residential | All | Single Family - LI - Dual | New | Miscellaneous | Electric
F1 | Residential | All | Single Family - LI - Dual | New | Generation | Electric
F2 | Residential | All | Single Family - LI - Dual | New | Generation | Electric
F3 | Residential | All | Single Family - LI - Dual | New | Generation | Electric
F4 | Residential | All | Single Family - LI - Dual | New | Generation | Electric
F1 | Residential | All | Single Family - LI - Dual | New | Space Heating | Natural Gas
F2 | Residential | All | Single Family - LI - Dual | New | Space Heating | Natural Gas
F3 | Residential | All | Single Family - LI - Dual | New | Space Heating | Natural Gas
F4 | Residential | All | Single Family - LI - Dual | New | Space Heating | Natural Gas
F1 | Residential | All | Single Family - LI - Dual | New | Water Heating | Natural Gas
F2 | Residential | All | Single Family - LI - Dual | New | Water Heating | Natural Gas
F3 | Residential | All | Single Family - LI - Dual | New | Water Heating | Natural Gas
F4 | Residential | All | Single Family - LI - Dual | New | Water Heating | Natural Gas
F1 | Residential | All | Single Family - LI - Dual | New | Appliances | Natural Gas
F2 | Residential | All | Single Family - LI - Dual | New | Appliances | Natural Gas
F3 | Residential | All | Single Family - LI - Dual | New | Appliances | Natural Gas
F4 | Residential | All | Single Family - LI - Dual | New | Appliances | Natural Gas
F1 | Residential | All | Single Family - LI - Dual | New | Miscellaneous | Natural Gas
F2 | Residential | All | Single Family - LI - Dual | New | Miscellaneous | Natural Gas
F3 | Residential | All | Single Family - LI - Dual | New | Miscellaneous | Natural Gas
F4 | Residential | All | Single Family - LI - Dual | New | Miscellaneous | Natural Gas
F1 | Residential | Market | Single Family - LI - Dual | New | Cooling | Electric
F2 | Residential | Market | Single Family - LI - Dual | New | Cooling | Electric
F3 | Residential | Market | Single Family - LI - Dual | New | Cooling | Electric
F4 | Residential | Market | Single Family - LI - Dual | New | Cooling | Electric
F1 | Residential | Market | Single Family - LI - Dual | New | Space Heating | Electric
F2 | Residential | Market | Single Family - LI - Dual | New | Space Heating | Electric
F3 | Residential | Market | Single Family - LI - Dual | New | Space Heating | Electric
F4 | Residential | Market | Single Family - LI - Dual | New | Space Heating | Electric
F1 | Residential | Market | Single Family - LI - Dual | New | Water Heating | Electric
F2 | Residential | Market | Single Family - LI - Dual | New | Water Heating | Electric
F3 | Residential | Market | Single Family - LI - Dual | New | Water Heating | Electric
F4 | Residential | Market | Single Family - LI - Dual | New | Water Heating | Electric
F1 | Residential | Market | Single Family - LI - Dual | New | Interior Lighting | Electric
F2 | Residential | Market | Single Family - LI - Dual | New | Interior Lighting | Electric
F3 | Residential | Market | Single Family - LI - Dual | New | Interior Lighting | Electric
F4 | Residential | Market | Single Family - LI - Dual | New | Interior Lighting | Electric
F1 | Residential | Market | Single Family - LI - Dual | New | Exterior Lighting | Electric
F2 | Residential | Market | Single Family - LI - Dual | New | Exterior Lighting | Electric
F3 | Residential | Market | Single Family - LI - Dual | New | Exterior Lighting | Electric
F4 | Residential | Market | Single Family - LI - Dual | New | Exterior Lighting | Electric
F1 | Residential | Market | Single Family - LI - Dual | New | Appliances | Electric
F2 | Residential | Market | Single Family - LI - Dual | New | Appliances | Electric
F3 | Residential | Market | Single Family - LI - Dual | New | Appliances | Electric
F4 | Residential | Market | Single Family - LI - Dual | New | Appliances | Electric
F1 | Residential | Market | Single Family - LI - Dual | New | Electronics | Electric
F2 | Residential | Market | Single Family - LI - Dual | New | Electronics | Electric
F3 | Residential | Market | Single Family - LI - Dual | New | Electronics | Electric
F4 | Residential | Market | Single Family - LI - Dual | New | Electronics | Electric
F1 | Residential | Market | Single Family - LI - Dual | New | Miscellaneous | Electric
F2 | Residential | Market | Single Family - LI - Dual | New | Miscellaneous | Electric
F3 | Residential | Market | Single Family - LI - Dual | New | Miscellaneous | Electric
F4 | Residential | Market | Single Family - LI - Dual | New | Miscellaneous | Electric
F1 | Residential | Market | Single Family - LI - Dual | New | Generation | Electric
F2 | Residential | Market | Single Family - LI - Dual | New | Generation | Electric
F3 | Residential | Market | Single Family - LI - Dual | New | Generation | Electric
F4 | Residential | Market | Single Family - LI - Dual | New | Generation | Electric
F1 | Residential | Market | Single Family - LI - Dual | New | Space Heating | Natural Gas
F2 | Residential | Market | Single Family - LI - Dual | New | Space Heating | Natural Gas
F3 | Residential | Market | Single Family - LI - Dual | New | Space Heating | Natural Gas
F4 | Residential | Market | Single Family - LI - Dual | New | Space Heating | Natural Gas
F1 | Residential | Market | Single Family - LI - Dual | New | Water Heating | Natural Gas
F2 | Residential | Market | Single Family - LI - Dual | New | Water Heating | Natural Gas
F3 | Residential | Market | Single Family - LI - Dual | New | Water Heating | Natural Gas
F4 | Residential | Market | Single Family - LI - Dual | New | Water Heating | Natural Gas
F1 | Residential | Market | Single Family - LI - Dual | New | Appliances | Natural Gas
F2 | Residential | Market | Single Family - LI - Dual | New | Appliances | Natural Gas
F3 | Residential | Market | Single Family - LI - Dual | New | Appliances | Natural Gas
F4 | Residential | Market | Single Family - LI - Dual | New | Appliances | Natural Gas
F1 | Residential | Market | Single Family - LI - Dual | New | Miscellaneous | Natural Gas
F2 | Residential | Market | Single Family - LI - Dual | New | Miscellaneous | Natural Gas
F3 | Residential | Market | Single Family - LI - Dual | New | Miscellaneous | Natural Gas
F4 | Residential | Market | Single Family - LI - Dual | New | Miscellaneous | Natural Gas
F1 | Residential | Central System | Single Family - LI - Dual | New | Cooling | Electric
F2 | Residential | Central System | Single Family - LI - Dual | New | Cooling | Electric
F3 | Residential | Central System | Single Family - LI - Dual | New | Cooling | Electric
F4 | Residential | Central System | Single Family - LI - Dual | New | Cooling | Electric
F1 | Residential | Central System | Single Family - LI - Dual | New | Space Heating | Electric
F2 | Residential | Central System | Single Family - LI - Dual | New | Space Heating | Electric
F3 | Residential | Central System | Single Family - LI - Dual | New | Space Heating | Electric
F4 | Residential | Central System | Single Family - LI - Dual | New | Space Heating | Electric
F1 | Residential | Central System | Single Family - LI - Dual | New | Space Heating | Natural Gas
F2 | Residential | Central System | Single Family - LI - Dual | New | Space Heating | Natural Gas
F3 | Residential | Central System | Single Family - LI - Dual | New | Space Heating | Natural Gas
F4 | Residential | Central System | Single Family - LI - Dual | New | Space Heating | Natural Gas
F1 | Residential | Resistance | Single Family - LI - Dual | New | Cooling | Electric
F2 | Residential | Resistance | Single Family - LI - Dual | New | Cooling | Electric
F3 | Residential | Resistance | Single Family - LI - Dual | New | Cooling | Electric
F4 | Residential | Resistance | Single Family - LI - Dual | New | Cooling | Electric
F1 | Residential | Resistance | Single Family - LI - Dual | New | Space Heating | Electric
F2 | Residential | Resistance | Single Family - LI - Dual | New | Space Heating | Electric
F3 | Residential | Resistance | Single Family - LI - Dual | New | Space Heating | Electric
F4 | Residential | Resistance | Single Family - LI - Dual | New | Space Heating | Electric
F1 | Residential | Heat Pump | Single Family - LI - Dual | New | Cooling | Electric
F2 | Residential | Heat Pump | Single Family - LI - Dual | New | Cooling | Electric
F3 | Residential | Heat Pump | Single Family - LI - Dual | New | Cooling | Electric
F4 | Residential | Heat Pump | Single Family - LI - Dual | New | Cooling | Electric
F1 | Residential | Heat Pump | Single Family - LI - Dual | New | Space Heating | Electric
F2 | Residential | Heat Pump | Single Family - LI - Dual | New | Space Heating | Electric
F3 | Residential | Heat Pump | Single Family - LI - Dual | New | Space Heating | Electric
F4 | Residential | Heat Pump | Single Family - LI - Dual | New | Space Heating | Electric
F1 | Residential | All | Multifamily - Dual | Existing | Cooling | Electric
F2 | Residential | All | Multifamily - Dual | Existing | Cooling | Electric
F3 | Residential | All | Multifamily - Dual | Existing | Cooling | Electric
F4 | Residential | All | Multifamily - Dual | Existing | Cooling | Electric
F1 | Residential | All | Multifamily - Dual | Existing | Space Heating | Electric
F2 | Residential | All | Multifamily - Dual | Existing | Space Heating | Electric
F3 | Residential | All | Multifamily - Dual | Existing | Space Heating | Electric
F4 | Residential | All | Multifamily - Dual | Existing | Space Heating | Electric
F1 | Residential | All | Multifamily - Dual | Existing | Water Heating | Electric
F2 | Residential | All | Multifamily - Dual | Existing | Water Heating | Electric
F3 | Residential | All | Multifamily - Dual | Existing | Water Heating | Electric
F4 | Residential | All | Multifamily - Dual | Existing | Water Heating | Electric
F1 | Residential | All | Multifamily - Dual | Existing | Interior Lighting | Electric
F2 | Residential | All | Multifamily - Dual | Existing | Interior Lighting | Electric
F3 | Residential | All | Multifamily - Dual | Existing | Interior Lighting | Electric
F4 | Residential | All | Multifamily - Dual | Existing | Interior Lighting | Electric
F1 | Residential | All | Multifamily - Dual | Existing | Exterior Lighting | Electric
F2 | Residential | All | Multifamily - Dual | Existing | Exterior Lighting | Electric
F3 | Residential | All | Multifamily - Dual | Existing | Exterior Lighting | Electric
F4 | Residential | All | Multifamily - Dual | Existing | Exterior Lighting | Electric
F1 | Residential | All | Multifamily - Dual | Existing | Appliances | Electric
F2 | Residential | All | Multifamily - Dual | Existing | Appliances | Electric
F3 | Residential | All | Multifamily - Dual | Existing | Appliances | Electric
F4 | Residential | All | Multifamily - Dual | Existing | Appliances | Electric
F1 | Residential | All | Multifamily - Dual | Existing | Electronics | Electric
F2 | Residential | All | Multifamily - Dual | Existing | Electronics | Electric
F3 | Residential | All | Multifamily - Dual | Existing | Electronics | Electric
F4 | Residential | All | Multifamily - Dual | Existing | Electronics | Electric
F1 | Residential | All | Multifamily - Dual | Existing | Miscellaneous | Electric
F2 | Residential | All | Multifamily - Dual | Existing | Miscellaneous | Electric
F3 | Residential | All | Multifamily - Dual | Existing | Miscellaneous | Electric
F4 | Residential | All | Multifamily - Dual | Existing | Miscellaneous | Electric
F1 | Residential | All | Multifamily - Dual | Existing | Generation | Electric
F2 | Residential | All | Multifamily - Dual | Existing | Generation | Electric
F3 | Residential | All | Multifamily - Dual | Existing | Generation | Electric
F4 | Residential | All | Multifamily - Dual | Existing | Generation | Electric
F1 | Residential | All | Multifamily - Dual | Existing | Space Heating | Natural Gas
F2 | Residential | All | Multifamily - Dual | Existing | Space Heating | Natural Gas
F3 | Residential | All | Multifamily - Dual | Existing | Space Heating | Natural Gas
F4 | Residential | All | Multifamily - Dual | Existing | Space Heating | Natural Gas
F1 | Residential | All | Multifamily - Dual | Existing | Water Heating | Natural Gas
F2 | Residential | All | Multifamily - Dual | Existing | Water Heating | Natural Gas
F3 | Residential | All | Multifamily - Dual | Existing | Water Heating | Natural Gas
F4 | Residential | All | Multifamily - Dual | Existing | Water Heating | Natural Gas
F1 | Residential | All | Multifamily - Dual | Existing | Appliances | Natural Gas
F2 | Residential | All | Multifamily - Dual | Existing | Appliances | Natural Gas
F3 | Residential | All | Multifamily - Dual | Existing | Appliances | Natural Gas
F4 | Residential | All | Multifamily - Dual | Existing | Appliances | Natural Gas
F1 | Residential | All | Multifamily - Dual | Existing | Miscellaneous | Natural Gas
F2 | Residential | All | Multifamily - Dual | Existing | Miscellaneous | Natural Gas
F3 | Residential | All | Multifamily - Dual | Existing | Miscellaneous | Natural Gas
F4 | Residential | All | Multifamily - Dual | Existing | Miscellaneous | Natural Gas
F1 | Residential | Market | Multifamily - Dual | Existing | Cooling | Electric
F2 | Residential | Market | Multifamily - Dual | Existing | Cooling | Electric
F3 | Residential | Market | Multifamily - Dual | Existing | Cooling | Electric
F4 | Residential | Market | Multifamily - Dual | Existing | Cooling | Electric
F1 | Residential | Market | Multifamily - Dual | Existing | Space Heating | Electric
F2 | Residential | Market | Multifamily - Dual | Existing | Space Heating | Electric
F3 | Residential | Market | Multifamily - Dual | Existing | Space Heating | Electric
F4 | Residential | Market | Multifamily - Dual | Existing | Space Heating | Electric
F1 | Residential | Market | Multifamily - Dual | Existing | Water Heating | Electric
F2 | Residential | Market | Multifamily - Dual | Existing | Water Heating | Electric
F3 | Residential | Market | Multifamily - Dual | Existing | Water Heating | Electric
F4 | Residential | Market | Multifamily - Dual | Existing | Water Heating | Electric
F1 | Residential | Market | Multifamily - Dual | Existing | Interior Lighting | Electric
F2 | Residential | Market | Multifamily - Dual | Existing | Interior Lighting | Electric
F3 | Residential | Market | Multifamily - Dual | Existing | Interior Lighting | Electric
F4 | Residential | Market | Multifamily - Dual | Existing | Interior Lighting | Electric
F1 | Residential | Market | Multifamily - Dual | Existing | Exterior Lighting | Electric
F2 | Residential | Market | Multifamily - Dual | Existing | Exterior Lighting | Electric
F3 | Residential | Market | Multifamily - Dual | Existing | Exterior Lighting | Electric
F4 | Residential | Market | Multifamily - Dual | Existing | Exterior Lighting | Electric
F1 | Residential | Market | Multifamily - Dual | Existing | Appliances | Electric
F2 | Residential | Market | Multifamily - Dual | Existing | Appliances | Electric
F3 | Residential | Market | Multifamily - Dual | Existing | Appliances | Electric
F4 | Residential | Market | Multifamily - Dual | Existing | Appliances | Electric
F1 | Residential | Market | Multifamily - Dual | Existing | Electronics | Electric
F2 | Residential | Market | Multifamily - Dual | Existing | Electronics | Electric
F3 | Residential | Market | Multifamily - Dual | Existing | Electronics | Electric
F4 | Residential | Market | Multifamily - Dual | Existing | Electronics | Electric
F1 | Residential | Market | Multifamily - Dual | Existing | Miscellaneous | Electric
F2 | Residential | Market | Multifamily - Dual | Existing | Miscellaneous | Electric
F3 | Residential | Market | Multifamily - Dual | Existing | Miscellaneous | Electric
F4 | Residential | Market | Multifamily - Dual | Existing | Miscellaneous | Electric
F1 | Residential | Market | Multifamily - Dual | Existing | Generation | Electric
F2 | Residential | Market | Multifamily - Dual | Existing | Generation | Electric
F3 | Residential | Market | Multifamily - Dual | Existing | Generation | Electric
F4 | Residential | Market | Multifamily - Dual | Existing | Generation | Electric
F1 | Residential | Market | Multifamily - Dual | Existing | Space Heating | Natural Gas
F2 | Residential | Market | Multifamily - Dual | Existing | Space Heating | Natural Gas
F3 | Residential | Market | Multifamily - Dual | Existing | Space Heating | Natural Gas
F4 | Residential | Market | Multifamily - Dual | Existing | Space Heating | Natural Gas
F1 | Residential | Market | Multifamily - Dual | Existing | Water Heating | Natural Gas
F2 | Residential | Market | Multifamily - Dual | Existing | Water Heating | Natural Gas
F3 | Residential | Market | Multifamily - Dual | Existing | Water Heating | Natural Gas
F4 | Residential | Market | Multifamily - Dual | Existing | Water Heating | Natural Gas
F1 | Residential | Market | Multifamily - Dual | Existing | Appliances | Natural Gas
F2 | Residential | Market | Multifamily - Dual | Existing | Appliances | Natural Gas
F3 | Residential | Market | Multifamily - Dual | Existing | Appliances | Natural Gas
F4 | Residential | Market | Multifamily - Dual | Existing | Appliances | Natural Gas
F1 | Residential | Market | Multifamily - Dual | Existing | Miscellaneous | Natural Gas
F2 | Residential | Market | Multifamily - Dual | Existing | Miscellaneous | Natural Gas
F3 | Residential | Market | Multifamily - Dual | Existing | Miscellaneous | Natural Gas
F4 | Residential | Market | Multifamily - Dual | Existing | Miscellaneous | Natural Gas
F1 | Residential | Central System | Multifamily - Dual | Existing | Cooling | Electric
F2 | Residential | Central System | Multifamily - Dual | Existing | Cooling | Electric
F3 | Residential | Central System | Multifamily - Dual | Existing | Cooling | Electric
F4 | Residential | Central System | Multifamily - Dual | Existing | Cooling | Electric
F1 | Residential | Central System | Multifamily - Dual | Existing | Space Heating | Electric
F2 | Residential | Central System | Multifamily - Dual | Existing | Space Heating | Electric
F3 | Residential | Central System | Multifamily - Dual | Existing | Space Heating | Electric
F4 | Residential | Central System | Multifamily - Dual | Existing | Space Heating | Electric
F1 | Residential | Central System | Multifamily - Dual | Existing | Space Heating | Natural Gas
F2 | Residential | Central System | Multifamily - Dual | Existing | Space Heating | Natural Gas
F3 | Residential | Central System | Multifamily - Dual | Existing | Space Heating | Natural Gas
F4 | Residential | Central System | Multifamily - Dual | Existing | Space Heating | Natural Gas
F1 | Residential | Resistance | Multifamily - Dual | Existing | Cooling | Electric
F2 | Residential | Resistance | Multifamily - Dual | Existing | Cooling | Electric
F3 | Residential | Resistance | Multifamily - Dual | Existing | Cooling | Electric
F4 | Residential | Resistance | Multifamily - Dual | Existing | Cooling | Electric
F1 | Residential | Resistance | Multifamily - Dual | Existing | Space Heating | Electric
F2 | Residential | Resistance | Multifamily - Dual | Existing | Space Heating | Electric
F3 | Residential | Resistance | Multifamily - Dual | Existing | Space Heating | Electric
F4 | Residential | Resistance | Multifamily - Dual | Existing | Space Heating | Electric
F1 | Residential | Heat Pump | Multifamily - Dual | Existing | Cooling | Electric
F2 | Residential | Heat Pump | Multifamily - Dual | Existing | Cooling | Electric
F3 | Residential | Heat Pump | Multifamily - Dual | Existing | Cooling | Electric
F4 | Residential | Heat Pump | Multifamily - Dual | Existing | Cooling | Electric
F1 | Residential | Heat Pump | Multifamily - Dual | Existing | Space Heating | Electric
F2 | Residential | Heat Pump | Multifamily - Dual | Existing | Space Heating | Electric
F3 | Residential | Heat Pump | Multifamily - Dual | Existing | Space Heating | Electric
F4 | Residential | Heat Pump | Multifamily - Dual | Existing | Space Heating | Electric
F1 | Residential | All | Multifamily - Dual | New | Cooling | Electric
F2 | Residential | All | Multifamily - Dual | New | Cooling | Electric
F3 | Residential | All | Multifamily - Dual | New | Cooling | Electric
F4 | Residential | All | Multifamily - Dual | New | Cooling | Electric
F1 | Residential | All | Multifamily - Dual | New | Space Heating | Electric
F2 | Residential | All | Multifamily - Dual | New | Space Heating | Electric
F3 | Residential | All | Multifamily - Dual | New | Space Heating | Electric
F4 | Residential | All | Multifamily - Dual | New | Space Heating | Electric
F1 | Residential | All | Multifamily - Dual | New | Water Heating | Electric
F2 | Residential | All | Multifamily - Dual | New | Water Heating | Electric
F3 | Residential | All | Multifamily - Dual | New | Water Heating | Electric
F4 | Residential | All | Multifamily - Dual | New | Water Heating | Electric
F1 | Residential | All | Multifamily - Dual | New | Interior Lighting | Electric
F2 | Residential | All | Multifamily - Dual | New | Interior Lighting | Electric
F3 | Residential | All | Multifamily - Dual | New | Interior Lighting | Electric
F4 | Residential | All | Multifamily - Dual | New | Interior Lighting | Electric
F1 | Residential | All | Multifamily - Dual | New | Exterior Lighting | Electric
F2 | Residential | All | Multifamily - Dual | New | Exterior Lighting | Electric
F3 | Residential | All | Multifamily - Dual | New | Exterior Lighting | Electric
F4 | Residential | All | Multifamily - Dual | New | Exterior Lighting | Electric
F1 | Residential | All | Multifamily - Dual | New | Appliances | Electric
F2 | Residential | All | Multifamily - Dual | New | Appliances | Electric
F3 | Residential | All | Multifamily - Dual | New | Appliances | Electric
F4 | Residential | All | Multifamily - Dual | New | Appliances | Electric
F1 | Residential | All | Multifamily - Dual | New | Electronics | Electric
F2 | Residential | All | Multifamily - Dual | New | Electronics | Electric
F3 | Residential | All | Multifamily - Dual | New | Electronics | Electric
F4 | Residential | All | Multifamily - Dual | New | Electronics | Electric
F1 | Residential | All | Multifamily - Dual | New | Miscellaneous | Electric
F2 | Residential | All | Multifamily - Dual | New | Miscellaneous | Electric
F3 | Residential | All | Multifamily - Dual | New | Miscellaneous | Electric
F4 | Residential | All | Multifamily - Dual | New | Miscellaneous | Electric
F1 | Residential | All | Multifamily - Dual | New | Generation | Electric
F2 | Residential | All | Multifamily - Dual | New | Generation | Electric
F3 | Residential | All | Multifamily - Dual | New | Generation | Electric
F4 | Residential | All | Multifamily - Dual | New | Generation | Electric
F1 | Residential | All | Multifamily - Dual | New | Space Heating | Natural Gas
F2 | Residential | All | Multifamily - Dual | New | Space Heating | Natural Gas
F3 | Residential | All | Multifamily - Dual | New | Space Heating | Natural Gas
F4 | Residential | All | Multifamily - Dual | New | Space Heating | Natural Gas
F1 | Residential | All | Multifamily - Dual | New | Water Heating | Natural Gas
F2 | Residential | All | Multifamily - Dual | New | Water Heating | Natural Gas
F3 | Residential | All | Multifamily - Dual | New | Water Heating | Natural Gas
F4 | Residential | All | Multifamily - Dual | New | Water Heating | Natural Gas
F1 | Residential | All | Multifamily - Dual | New | Appliances | Natural Gas
F2 | Residential | All | Multifamily - Dual | New | Appliances | Natural Gas
F3 | Residential | All | Multifamily - Dual | New | Appliances | Natural Gas
F4 | Residential | All | Multifamily - Dual | New | Appliances | Natural Gas
F1 | Residential | All | Multifamily - Dual | New | Miscellaneous | Natural Gas
F2 | Residential | All | Multifamily - Dual | New | Miscellaneous | Natural Gas
F3 | Residential | All | Multifamily - Dual | New | Miscellaneous | Natural Gas
F4 | Residential | All | Multifamily - Dual | New | Miscellaneous | Natural Gas
F1 | Residential | Market | Multifamily - Dual | New | Cooling | Electric
F2 | Residential | Market | Multifamily - Dual | New | Cooling | Electric
F3 | Residential | Market | Multifamily - Dual | New | Cooling | Electric
F4 | Residential | Market | Multifamily - Dual | New | Cooling | Electric
F1 | Residential | Market | Multifamily - Dual | New | Space Heating | Electric
F2 | Residential | Market | Multifamily - Dual | New | Space Heating | Electric
F3 | Residential | Market | Multifamily - Dual | New | Space Heating | Electric
F4 | Residential | Market | Multifamily - Dual | New | Space Heating | Electric
F1 | Residential | Market | Multifamily - Dual | New | Water Heating | Electric
F2 | Residential | Market | Multifamily - Dual | New | Water Heating | Electric
F3 | Residential | Market | Multifamily - Dual | New | Water Heating | Electric
F4 | Residential | Market | Multifamily - Dual | New | Water Heating | Electric
F1 | Residential | Market | Multifamily - Dual | New | Interior Lighting | Electric
F2 | Residential | Market | Multifamily - Dual | New | Interior Lighting | Electric
F3 | Residential | Market | Multifamily - Dual | New | Interior Lighting | Electric
F4 | Residential | Market | Multifamily - Dual | New | Interior Lighting | Electric
F1 | Residential | Market | Multifamily - Dual | New | Exterior Lighting | Electric
F2 | Residential | Market | Multifamily - Dual | New | Exterior Lighting | Electric
F3 | Residential | Market | Multifamily - Dual | New | Exterior Lighting | Electric
F4 | Residential | Market | Multifamily - Dual | New | Exterior Lighting | Electric
F1 | Residential | Market | Multifamily - Dual | New | Appliances | Electric
F2 | Residential | Market | Multifamily - Dual | New | Appliances | Electric
F3 | Residential | Market | Multifamily - Dual | New | Appliances | Electric
F4 | Residential | Market | Multifamily - Dual | New | Appliances | Electric
F1 | Residential | Market | Multifamily - Dual | New | Electronics | Electric
F2 | Residential | Market | Multifamily - Dual | New | Electronics | Electric
F3 | Residential | Market | Multifamily - Dual | New | Electronics | Electric
F4 | Residential | Market | Multifamily - Dual | New | Electronics | Electric
F1 | Residential | Market | Multifamily - Dual | New | Miscellaneous | Electric
F2 | Residential | Market | Multifamily - Dual | New | Miscellaneous | Electric
F3 | Residential | Market | Multifamily - Dual | New | Miscellaneous | Electric
F4 | Residential | Market | Multifamily - Dual | New | Miscellaneous | Electric
F1 | Residential | Market | Multifamily - Dual | New | Generation | Electric
F2 | Residential | Market | Multifamily - Dual | New | Generation | Electric
F3 | Residential | Market | Multifamily - Dual | New | Generation | Electric
F4 | Residential | Market | Multifamily - Dual | New | Generation | Electric
F1 | Residential | Market | Multifamily - Dual | New | Space Heating | Natural Gas
F2 | Residential | Market | Multifamily - Dual | New | Space Heating | Natural Gas
F3 | Residential | Market | Multifamily - Dual | New | Space Heating | Natural Gas
F4 | Residential | Market | Multifamily - Dual | New | Space Heating | Natural Gas
F1 | Residential | Market | Multifamily - Dual | New | Water Heating | Natural Gas
F2 | Residential | Market | Multifamily - Dual | New | Water Heating | Natural Gas
F3 | Residential | Market | Multifamily - Dual | New | Water Heating | Natural Gas
F4 | Residential | Market | Multifamily - Dual | New | Water Heating | Natural Gas
F1 | Residential | Market | Multifamily - Dual | New | Appliances | Natural Gas
F2 | Residential | Market | Multifamily - Dual | New | Appliances | Natural Gas
F3 | Residential | Market | Multifamily - Dual | New | Appliances | Natural Gas
F4 | Residential | Market | Multifamily - Dual | New | Appliances | Natural Gas
F1 | Residential | Market | Multifamily - Dual | New | Miscellaneous | Natural Gas
F2 | Residential | Market | Multifamily - Dual | New | Miscellaneous | Natural Gas
F3 | Residential | Market | Multifamily - Dual | New | Miscellaneous | Natural Gas
F4 | Residential | Market | Multifamily - Dual | New | Miscellaneous | Natural Gas
F1 | Residential | Central System | Multifamily - Dual | New | Cooling | Electric
F2 | Residential | Central System | Multifamily - Dual | New | Cooling | Electric
F3 | Residential | Central System | Multifamily - Dual | New | Cooling | Electric
F4 | Residential | Central System | Multifamily - Dual | New | Cooling | Electric
F1 | Residential | Central System | Multifamily - Dual | New | Space Heating | Electric
F2 | Residential | Central System | Multifamily - Dual | New | Space Heating | Electric
F3 | Residential | Central System | Multifamily - Dual | New | Space Heating | Electric
F4 | Residential | Central System | Multifamily - Dual | New | Space Heating | Electric
F1 | Residential | Central System | Multifamily - Dual | New | Space Heating | Natural Gas
F2 | Residential | Central System | Multifamily - Dual | New | Space Heating | Natural Gas
F3 | Residential | Central System | Multifamily - Dual | New | Space Heating | Natural Gas
F4 | Residential | Central System | Multifamily - Dual | New | Space Heating | Natural Gas
F1 | Residential | Resistance | Multifamily - Dual | New | Cooling | Electric
F2 | Residential | Resistance | Multifamily - Dual | New | Cooling | Electric
F3 | Residential | Resistance | Multifamily - Dual | New | Cooling | Electric
F4 | Residential | Resistance | Multifamily - Dual | New | Cooling | Electric
F1 | Residential | Resistance | Multifamily - Dual | New | Space Heating | Electric
F2 | Residential | Resistance | Multifamily - Dual | New | Space Heating | Electric
F3 | Residential | Resistance | Multifamily - Dual | New | Space Heating | Electric
F4 | Residential | Resistance | Multifamily - Dual | New | Space Heating | Electric
F1 | Residential | Heat Pump | Multifamily - Dual | New | Cooling | Electric
F2 | Residential | Heat Pump | Multifamily - Dual | New | Cooling | Electric
F3 | Residential | Heat Pump | Multifamily - Dual | New | Cooling | Electric
F4 | Residential | Heat Pump | Multifamily - Dual | New | Cooling | Electric
F1 | Residential | Heat Pump | Multifamily - Dual | New | Space Heating | Electric
F2 | Residential | Heat Pump | Multifamily - Dual | New | Space Heating | Electric
F3 | Residential | Heat Pump | Multifamily - Dual | New | Space Heating | Electric
F4 | Residential | Heat Pump | Multifamily - Dual | New | Space Heating | Electric
F1 | Residential | All | Multifamily - LI - Dual | Existing | Cooling | Electric
F2 | Residential | All | Multifamily - LI - Dual | Existing | Cooling | Electric
F3 | Residential | All | Multifamily - LI - Dual | Existing | Cooling | Electric
F4 | Residential | All | Multifamily - LI - Dual | Existing | Cooling | Electric
F1 | Residential | All | Multifamily - LI - Dual | Existing | Space Heating | Electric
F2 | Residential | All | Multifamily - LI - Dual | Existing | Space Heating | Electric
F3 | Residential | All | Multifamily - LI - Dual | Existing | Space Heating | Electric
F4 | Residential | All | Multifamily - LI - Dual | Existing | Space Heating | Electric
F1 | Residential | All | Multifamily - LI - Dual | Existing | Water Heating | Electric
F2 | Residential | All | Multifamily - LI - Dual | Existing | Water Heating | Electric
F3 | Residential | All | Multifamily - LI - Dual | Existing | Water Heating | Electric
F4 | Residential | All | Multifamily - LI - Dual | Existing | Water Heating | Electric
F1 | Residential | All | Multifamily - LI - Dual | Existing | Interior Lighting | Electric
F2 | Residential | All | Multifamily - LI - Dual | Existing | Interior Lighting | Electric
F3 | Residential | All | Multifamily - LI - Dual | Existing | Interior Lighting | Electric
F4 | Residential | All | Multifamily - LI - Dual | Existing | Interior Lighting | Electric
F1 | Residential | All | Multifamily - LI - Dual | Existing | Exterior Lighting | Electric
F2 | Residential | All | Multifamily - LI - Dual | Existing | Exterior Lighting | Electric
F3 | Residential | All | Multifamily - LI - Dual | Existing | Exterior Lighting | Electric
F4 | Residential | All | Multifamily - LI - Dual | Existing | Exterior Lighting | Electric
F1 | Residential | All | Multifamily - LI - Dual | Existing | Appliances | Electric
F2 | Residential | All | Multifamily - LI - Dual | Existing | Appliances | Electric
F3 | Residential | All | Multifamily - LI - Dual | Existing | Appliances | Electric
F4 | Residential | All | Multifamily - LI - Dual | Existing | Appliances | Electric
F1 | Residential | All | Multifamily - LI - Dual | Existing | Electronics | Electric
F2 | Residential | All | Multifamily - LI - Dual | Existing | Electronics | Electric
F3 | Residential | All | Multifamily - LI - Dual | Existing | Electronics | Electric
F4 | Residential | All | Multifamily - LI - Dual | Existing | Electronics | Electric
F1 | Residential | All | Multifamily - LI - Dual | Existing | Miscellaneous | Electric
F2 | Residential | All | Multifamily - LI - Dual | Existing | Miscellaneous | Electric
F3 | Residential | All | Multifamily - LI - Dual | Existing | Miscellaneous | Electric
F4 | Residential | All | Multifamily - LI - Dual | Existing | Miscellaneous | Electric
F1 | Residential | All | Multifamily - LI - Dual | Existing | Generation | Electric
F2 | Residential | All | Multifamily - LI - Dual | Existing | Generation | Electric
F3 | Residential | All | Multifamily - LI - Dual | Existing | Generation | Electric
F4 | Residential | All | Multifamily - LI - Dual | Existing | Generation | Electric
F1 | Residential | All | Multifamily - LI - Dual | Existing | Space Heating | Natural Gas
F2 | Residential | All | Multifamily - LI - Dual | Existing | Space Heating | Natural Gas
F3 | Residential | All | Multifamily - LI - Dual | Existing | Space Heating | Natural Gas
F4 | Residential | All | Multifamily - LI - Dual | Existing | Space Heating | Natural Gas
F1 | Residential | All | Multifamily - LI - Dual | Existing | Water Heating | Natural Gas
F2 | Residential | All | Multifamily - LI - Dual | Existing | Water Heating | Natural Gas
F3 | Residential | All | Multifamily - LI - Dual | Existing | Water Heating | Natural Gas
F4 | Residential | All | Multifamily - LI - Dual | Existing | Water Heating | Natural Gas
F1 | Residential | All | Multifamily - LI - Dual | Existing | Appliances | Natural Gas
F2 | Residential | All | Multifamily - LI - Dual | Existing | Appliances | Natural Gas
F3 | Residential | All | Multifamily - LI - Dual | Existing | Appliances | Natural Gas
F4 | Residential | All | Multifamily - LI - Dual | Existing | Appliances | Natural Gas
F1 | Residential | All | Multifamily - LI - Dual | Existing | Miscellaneous | Natural Gas
F2 | Residential | All | Multifamily - LI - Dual | Existing | Miscellaneous | Natural Gas
F3 | Residential | All | Multifamily - LI - Dual | Existing | Miscellaneous | Natural Gas
F4 | Residential | All | Multifamily - LI - Dual | Existing | Miscellaneous | Natural Gas
F1 | Residential | Market | Multifamily - LI - Dual | Existing | Cooling | Electric
F2 | Residential | Market | Multifamily - LI - Dual | Existing | Cooling | Electric
F3 | Residential | Market | Multifamily - LI - Dual | Existing | Cooling | Electric
F4 | Residential | Market | Multifamily - LI - Dual | Existing | Cooling | Electric
F1 | Residential | Market | Multifamily - LI - Dual | Existing | Space Heating | Electric
F2 | Residential | Market | Multifamily - LI - Dual | Existing | Space Heating | Electric
F3 | Residential | Market | Multifamily - LI - Dual | Existing | Space Heating | Electric
F4 | Residential | Market | Multifamily - LI - Dual | Existing | Space Heating | Electric
F1 | Residential | Market | Multifamily - LI - Dual | Existing | Water Heating | Electric
F2 | Residential | Market | Multifamily - LI - Dual | Existing | Water Heating | Electric
F3 | Residential | Market | Multifamily - LI - Dual | Existing | Water Heating | Electric
F4 | Residential | Market | Multifamily - LI - Dual | Existing | Water Heating | Electric
F1 | Residential | Market | Multifamily - LI - Dual | Existing | Interior Lighting | Electric
F2 | Residential | Market | Multifamily - LI - Dual | Existing | Interior Lighting | Electric
F3 | Residential | Market | Multifamily - LI - Dual | Existing | Interior Lighting | Electric
F4 | Residential | Market | Multifamily - LI - Dual | Existing | Interior Lighting | Electric
F1 | Residential | Market | Multifamily - LI - Dual | Existing | Exterior Lighting | Electric
F2 | Residential | Market | Multifamily - LI - Dual | Existing | Exterior Lighting | Electric
F3 | Residential | Market | Multifamily - LI - Dual | Existing | Exterior Lighting | Electric
F4 | Residential | Market | Multifamily - LI - Dual | Existing | Exterior Lighting | Electric
F1 | Residential | Market | Multifamily - LI - Dual | Existing | Appliances | Electric
F2 | Residential | Market | Multifamily - LI - Dual | Existing | Appliances | Electric
F3 | Residential | Market | Multifamily - LI - Dual | Existing | Appliances | Electric
F4 | Residential | Market | Multifamily - LI - Dual | Existing | Appliances | Electric
F1 | Residential | Market | Multifamily - LI - Dual | Existing | Electronics | Electric
F2 | Residential | Market | Multifamily - LI - Dual | Existing | Electronics | Electric
F3 | Residential | Market | Multifamily - LI - Dual | Existing | Electronics | Electric
F4 | Residential | Market | Multifamily - LI - Dual | Existing | Electronics | Electric
F1 | Residential | Market | Multifamily - LI - Dual | Existing | Miscellaneous | Electric
F2 | Residential | Market | Multifamily - LI - Dual | Existing | Miscellaneous | Electric
F3 | Residential | Market | Multifamily - LI - Dual | Existing | Miscellaneous | Electric
F4 | Residential | Market | Multifamily - LI - Dual | Existing | Miscellaneous | Electric
F1 | Residential | Market | Multifamily - LI - Dual | Existing | Generation | Electric
F2 | Residential | Market | Multifamily - LI - Dual | Existing | Generation | Electric
F3 | Residential | Market | Multifamily - LI - Dual | Existing | Generation | Electric
F4 | Residential | Market | Multifamily - LI - Dual | Existing | Generation | Electric
F1 | Residential | Market | Multifamily - LI - Dual | Existing | Space Heating | Natural Gas
F2 | Residential | Market | Multifamily - LI - Dual | Existing | Space Heating | Natural Gas
F3 | Residential | Market | Multifamily - LI - Dual | Existing | Space Heating | Natural Gas
F4 | Residential | Market | Multifamily - LI - Dual | Existing | Space Heating | Natural Gas
F1 | Residential | Market | Multifamily - LI - Dual | Existing | Water Heating | Natural Gas
F2 | Residential | Market | Multifamily - LI - Dual | Existing | Water Heating | Natural Gas
F3 | Residential | Market | Multifamily - LI - Dual | Existing | Water Heating | Natural Gas
F4 | Residential | Market | Multifamily - LI - Dual | Existing | Water Heating | Natural Gas
F1 | Residential | Market | Multifamily - LI - Dual | Existing | Appliances | Natural Gas
F2 | Residential | Market | Multifamily - LI - Dual | Existing | Appliances | Natural Gas
F3 | Residential | Market | Multifamily - LI - Dual | Existing | Appliances | Natural Gas
F4 | Residential | Market | Multifamily - LI - Dual | Existing | Appliances | Natural Gas
F1 | Residential | Market | Multifamily - LI - Dual | Existing | Miscellaneous | Natural Gas
F2 | Residential | Market | Multifamily - LI - Dual | Existing | Miscellaneous | Natural Gas
F3 | Residential | Market | Multifamily - LI - Dual | Existing | Miscellaneous | Natural Gas
F4 | Residential | Market | Multifamily - LI - Dual | Existing | Miscellaneous | Natural Gas
F1 | Residential | Central System | Multifamily - LI - Dual | Existing | Cooling | Electric
F2 | Residential | Central System | Multifamily - LI - Dual | Existing | Cooling | Electric
F3 | Residential | Central System | Multifamily - LI - Dual | Existing | Cooling | Electric
F4 | Residential | Central System | Multifamily - LI - Dual | Existing | Cooling | Electric
F1 | Residential | Central System | Multifamily - LI - Dual | Existing | Space Heating | Electric
F2 | Residential | Central System | Multifamily - LI - Dual | Existing | Space Heating | Electric
F3 | Residential | Central System | Multifamily - LI - Dual | Existing | Space Heating | Electric
F4 | Residential | Central System | Multifamily - LI - Dual | Existing | Space Heating | Electric
F1 | Residential | Central System | Multifamily - LI - Dual | Existing | Space Heating | Natural Gas
F2 | Residential | Central System | Multifamily - LI - Dual | Existing | Space Heating | Natural Gas
F3 | Residential | Central System | Multifamily - LI - Dual | Existing | Space Heating | Natural Gas
F4 | Residential | Central System | Multifamily - LI - Dual | Existing | Space Heating | Natural Gas
F1 | Residential | Resistance | Multifamily - LI - Dual | Existing | Cooling | Electric
F2 | Residential | Resistance | Multifamily - LI - Dual | Existing | Cooling | Electric
F3 | Residential | Resistance | Multifamily - LI - Dual | Existing | Cooling | Electric
F4 | Residential | Resistance | Multifamily - LI - Dual | Existing | Cooling | Electric
F1 | Residential | Resistance | Multifamily - LI - Dual | Existing | Space Heating | Electric
F2 | Residential | Resistance | Multifamily - LI - Dual | Existing | Space Heating | Electric
F3 | Residential | Resistance | Multifamily - LI - Dual | Existing | Space Heating | Electric
F4 | Residential | Resistance | Multifamily - LI - Dual | Existing | Space Heating | Electric
F1 | Residential | Heat Pump | Multifamily - LI - Dual | Existing | Cooling | Electric
F2 | Residential | Heat Pump | Multifamily - LI - Dual | Existing | Cooling | Electric
F3 | Residential | Heat Pump | Multifamily - LI - Dual | Existing | Cooling | Electric
F4 | Residential | Heat Pump | Multifamily - LI - Dual | Existing | Cooling | Electric
F1 | Residential | Heat Pump | Multifamily - LI - Dual | Existing | Space Heating | Electric
F2 | Residential | Heat Pump | Multifamily - LI - Dual | Existing | Space Heating | Electric
F3 | Residential | Heat Pump | Multifamily - LI - Dual | Existing | Space Heating | Electric
F4 | Residential | Heat Pump | Multifamily - LI - Dual | Existing | Space Heating | Electric
F1 | Residential | All | Multifamily - LI - Dual | New | Cooling | Electric
F2 | Residential | All | Multifamily - LI - Dual | New | Cooling | Electric
F3 | Residential | All | Multifamily - LI - Dual | New | Cooling | Electric
F4 | Residential | All | Multifamily - LI - Dual | New | Cooling | Electric
F1 | Residential | All | Multifamily - LI - Dual | New | Space Heating | Electric
F2 | Residential | All | Multifamily - LI - Dual | New | Space Heating | Electric
F3 | Residential | All | Multifamily - LI - Dual | New | Space Heating | Electric
F4 | Residential | All | Multifamily - LI - Dual | New | Space Heating | Electric
F1 | Residential | All | Multifamily - LI - Dual | New | Water Heating | Electric
F2 | Residential | All | Multifamily - LI - Dual | New | Water Heating | Electric
F3 | Residential | All | Multifamily - LI - Dual | New | Water Heating | Electric
F4 | Residential | All | Multifamily - LI - Dual | New | Water Heating | Electric
F1 | Residential | All | Multifamily - LI - Dual | New | Interior Lighting | Electric
F2 | Residential | All | Multifamily - LI - Dual | New | Interior Lighting | Electric
F3 | Residential | All | Multifamily - LI - Dual | New | Interior Lighting | Electric
F4 | Residential | All | Multifamily - LI - Dual | New | Interior Lighting | Electric
F1 | Residential | All | Multifamily - LI - Dual | New | Exterior Lighting | Electric
F2 | Residential | All | Multifamily - LI - Dual | New | Exterior Lighting | Electric
F3 | Residential | All | Multifamily - LI - Dual | New | Exterior Lighting | Electric
F4 | Residential | All | Multifamily - LI - Dual | New | Exterior Lighting | Electric
F1 | Residential | All | Multifamily - LI - Dual | New | Appliances | Electric
F2 | Residential | All | Multifamily - LI - Dual | New | Appliances | Electric
F3 | Residential | All | Multifamily - LI - Dual | New | Appliances | Electric
F4 | Residential | All | Multifamily - LI - Dual | New | Appliances | Electric
F1 | Residential | All | Multifamily - LI - Dual | New | Electronics | Electric
F2 | Residential | All | Multifamily - LI - Dual | New | Electronics | Electric
F3 | Residential | All | Multifamily - LI - Dual | New | Electronics | Electric
F4 | Residential | All | Multifamily - LI - Dual | New | Electronics | Electric
F1 | Residential | All | Multifamily - LI - Dual | New | Miscellaneous | Electric
F2 | Residential | All | Multifamily - LI - Dual | New | Miscellaneous | Electric
F3 | Residential | All | Multifamily - LI - Dual | New | Miscellaneous | Electric
F4 | Residential | All | Multifamily - LI - Dual | New | Miscellaneous | Electric
F1 | Residential | All | Multifamily - LI - Dual | New | Generation | Electric
F2 | Residential | All | Multifamily - LI - Dual | New | Generation | Electric
F3 | Residential | All | Multifamily - LI - Dual | New | Generation | Electric
F4 | Residential | All | Multifamily - LI - Dual | New | Generation | Electric
F1 | Residential | All | Multifamily - LI - Dual | New | Space Heating | Natural Gas
F2 | Residential | All | Multifamily - LI - Dual | New | Space Heating | Natural Gas
F3 | Residential | All | Multifamily - LI - Dual | New | Space Heating | Natural Gas
F4 | Residential | All | Multifamily - LI - Dual | New | Space Heating | Natural Gas
F1 | Residential | All | Multifamily - LI - Dual | New | Water Heating | Natural Gas
F2 | Residential | All | Multifamily - LI - Dual | New | Water Heating | Natural Gas
F3 | Residential | All | Multifamily - LI - Dual | New | Water Heating | Natural Gas
F4 | Residential | All | Multifamily - LI - Dual | New | Water Heating | Natural Gas
F1 | Residential | All | Multifamily - LI - Dual | New | Appliances | Natural Gas
F2 | Residential | All | Multifamily - LI - Dual | New | Appliances | Natural Gas
F3 | Residential | All | Multifamily - LI - Dual | New | Appliances | Natural Gas
F4 | Residential | All | Multifamily - LI - Dual | New | Appliances | Natural Gas
F1 | Residential | All | Multifamily - LI - Dual | New | Miscellaneous | Natural Gas
F2 | Residential | All | Multifamily - LI - Dual | New | Miscellaneous | Natural Gas
F3 | Residential | All | Multifamily - LI - Dual | New | Miscellaneous | Natural Gas
F4 | Residential | All | Multifamily - LI - Dual | New | Miscellaneous | Natural Gas
F1 | Residential | Market | Multifamily - LI - Dual | New | Cooling | Electric
F2 | Residential | Market | Multifamily - LI - Dual | New | Cooling | Electric
F3 | Residential | Market | Multifamily - LI - Dual | New | Cooling | Electric
F4 | Residential | Market | Multifamily - LI - Dual | New | Cooling | Electric
F1 | Residential | Market | Multifamily - LI - Dual | New | Space Heating | Electric
F2 | Residential | Market | Multifamily - LI - Dual | New | Space Heating | Electric
F3 | Residential | Market | Multifamily - LI - Dual | New | Space Heating | Electric
F4 | Residential | Market | Multifamily - LI - Dual | New | Space Heating | Electric
F1 | Residential | Market | Multifamily - LI - Dual | New | Water Heating | Electric
F2 | Residential | Market | Multifamily - LI - Dual | New | Water Heating | Electric
F3 | Residential | Market | Multifamily - LI - Dual | New | Water Heating | Electric
F4 | Residential | Market | Multifamily - LI - Dual | New | Water Heating | Electric
F1 | Residential | Market | Multifamily - LI - Dual | New | Interior Lighting | Electric
F2 | Residential | Market | Multifamily - LI - Dual | New | Interior Lighting | Electric
F3 | Residential | Market | Multifamily - LI - Dual | New | Interior Lighting | Electric
F4 | Residential | Market | Multifamily - LI - Dual | New | Interior Lighting | Electric
F1 | Residential | Market | Multifamily - LI - Dual | New | Exterior Lighting | Electric
F2 | Residential | Market | Multifamily - LI - Dual | New | Exterior Lighting | Electric
F3 | Residential | Market | Multifamily - LI - Dual | New | Exterior Lighting | Electric
F4 | Residential | Market | Multifamily - LI - Dual | New | Exterior Lighting | Electric
F1 | Residential | Market | Multifamily - LI - Dual | New | Appliances | Electric
F2 | Residential | Market | Multifamily - LI - Dual | New | Appliances | Electric
F3 | Residential | Market | Multifamily - LI - Dual | New | Appliances | Electric
F4 | Residential | Market | Multifamily - LI - Dual | New | Appliances | Electric
F1 | Residential | Market | Multifamily - LI - Dual | New | Electronics | Electric
F2 | Residential | Market | Multifamily - LI - Dual | New | Electronics | Electric
F3 | Residential | Market | Multifamily - LI - Dual | New | Electronics | Electric
F4 | Residential | Market | Multifamily - LI - Dual | New | Electronics | Electric
F1 | Residential | Market | Multifamily - LI - Dual | New | Miscellaneous | Electric
F2 | Residential | Market | Multifamily - LI - Dual | New | Miscellaneous | Electric
F3 | Residential | Market | Multifamily - LI - Dual | New | Miscellaneous | Electric
F4 | Residential | Market | Multifamily - LI - Dual | New | Miscellaneous | Electric
F1 | Residential | Market | Multifamily - LI - Dual | New | Generation | Electric
F2 | Residential | Market | Multifamily - LI - Dual | New | Generation | Electric
F3 | Residential | Market | Multifamily - LI - Dual | New | Generation | Electric
F4 | Residential | Market | Multifamily - LI - Dual | New | Generation | Electric
F1 | Residential | Market | Multifamily - LI - Dual | New | Space Heating | Natural Gas
F2 | Residential | Market | Multifamily - LI - Dual | New | Space Heating | Natural Gas
F3 | Residential | Market | Multifamily - LI - Dual | New | Space Heating | Natural Gas
F4 | Residential | Market | Multifamily - LI - Dual | New | Space Heating | Natural Gas
F1 | Residential | Market | Multifamily - LI - Dual | New | Water Heating | Natural Gas
F2 | Residential | Market | Multifamily - LI - Dual | New | Water Heating | Natural Gas
F3 | Residential | Market | Multifamily - LI - Dual | New | Water Heating | Natural Gas
F4 | Residential | Market | Multifamily - LI - Dual | New | Water Heating | Natural Gas
F1 | Residential | Market | Multifamily - LI - Dual | New | Appliances | Natural Gas
F2 | Residential | Market | Multifamily - LI - Dual | New | Appliances | Natural Gas
F3 | Residential | Market | Multifamily - LI - Dual | New | Appliances | Natural Gas
F4 | Residential | Market | Multifamily - LI - Dual | New | Appliances | Natural Gas
F1 | Residential | Market | Multifamily - LI - Dual | New | Miscellaneous | Natural Gas
F2 | Residential | Market | Multifamily - LI - Dual | New | Miscellaneous | Natural Gas
F3 | Residential | Market | Multifamily - LI - Dual | New | Miscellaneous | Natural Gas
F4 | Residential | Market | Multifamily - LI - Dual | New | Miscellaneous | Natural Gas
F1 | Residential | Central System | Multifamily - LI - Dual | New | Cooling | Electric
F2 | Residential | Central System | Multifamily - LI - Dual | New | Cooling | Electric
F3 | Residential | Central System | Multifamily - LI - Dual | New | Cooling | Electric
F4 | Residential | Central System | Multifamily - LI - Dual | New | Cooling | Electric
F1 | Residential | Central System | Multifamily - LI - Dual | New | Space Heating | Electric
F2 | Residential | Central System | Multifamily - LI - Dual | New | Space Heating | Electric
F3 | Residential | Central System | Multifamily - LI - Dual | New | Space Heating | Electric
F4 | Residential | Central System | Multifamily - LI - Dual | New | Space Heating | Electric
F1 | Residential | Central System | Multifamily - LI - Dual | New | Space Heating | Natural Gas
F2 | Residential | Central System | Multifamily - LI - Dual | New | Space Heating | Natural Gas
F3 | Residential | Central System | Multifamily - LI - Dual | New | Space Heating | Natural Gas
F4 | Residential | Central System | Multifamily - LI - Dual | New | Space Heating | Natural Gas
F1 | Residential | Resistance | Multifamily - LI - Dual | New | Cooling | Electric
F2 | Residential | Resistance | Multifamily - LI - Dual | New | Cooling | Electric
F3 | Residential | Resistance | Multifamily - LI - Dual | New | Cooling | Electric
F4 | Residential | Resistance | Multifamily - LI - Dual | New | Cooling | Electric
F1 | Residential | Resistance | Multifamily - LI - Dual | New | Space Heating | Electric
F2 | Residential | Resistance | Multifamily - LI - Dual | New | Space Heating | Electric
F3 | Residential | Resistance | Multifamily - LI - Dual | New | Space Heating | Electric
F4 | Residential | Resistance | Multifamily - LI - Dual | New | Space Heating | Electric
F1 | Residential | Heat Pump | Multifamily - LI - Dual | New | Cooling | Electric
F2 | Residential | Heat Pump | Multifamily - LI - Dual | New | Cooling | Electric
F3 | Residential | Heat Pump | Multifamily - LI - Dual | New | Cooling | Electric
F4 | Residential | Heat Pump | Multifamily - LI - Dual | New | Cooling | Electric
F1 | Residential | Heat Pump | Multifamily - LI - Dual | New | Space Heating | Electric
F2 | Residential | Heat Pump | Multifamily - LI - Dual | New | Space Heating | Electric
F3 | Residential | Heat Pump | Multifamily - LI - Dual | New | Space Heating | Electric
F4 | Residential | Heat Pump | Multifamily - LI - Dual | New | Space Heating | Electric

## Sys Costs (hidden)
Forecast
Base Year | 2018
Forecast End | 2040
Utility Economics
Utility Discount Rate | 6.91%
Participant Discount Rate | 6.742%
System Cost |  |  | System Vintage
Cost
Year
Year | 2018 | 2019 | 2020 | 2021 | 2022 | 2023 | 2024 | 2025 | 2026 | 2027 | 2028 | 2029 | 2030 | 2031 | 2032 | 2033 | 2034 | 2035 | 2036 | 2037 | 2038 | 2039 | 2040 | 2041 | 2042 | 2043 | 2044 | 2045 | 2046 | 2047 | 2048
Equipment Options - Component 1
Equipment | Label | Min. Lifetime | Max. Lifetime | On Market | Off Market | Available | On Date | Off Date
1 | [5 empty] | 0:00 | 0 | 0
2 | [5 empty] | 0:00 | 0 | 0
3 | [5 empty] | 0:00 | 0 | 0
4 | [5 empty] | 0:00 | 0 | 0
5 | [5 empty] | 0:00 | 0 | 0
6 | [5 empty] | 0:00 | 0 | 0
7 | [5 empty] | 0:00 | 0 | 0
8 | [5 empty] | 0:00 | 0 | 0
9 | [5 empty] | 0:00 | 0 | 0
10 | [5 empty] | 0:00 | 0 | 0
Purchase Shares - Component 1
Equipment | Year 0 | Year 1 | Year 2 | Year 3 | Year 4 | Year 5 | Year 6 | Year 7 | Year 8 | Year 9 | Year 10 | Year 11 | Year 12 | Year 13 | Year 14 | Year 15 | Year 16 | Year 17 | Year 18 | Year 19 | Year 20 | Year 21 | Year 22 | Year 23 | Year 24 | Year 25 | Year 26 | Year 27 | Year 28 | Year 29 | Year 30
1 | bar: Year 0 to Year 30
2 | bar: Year 0 to Year 30
3 | bar: Year 0 to Year 30
4 | bar: Year 0 to Year 30
5 | bar: Year 0 to Year 30
6 | bar: Year 0 to Year 30
7 | bar: Year 0 to Year 30
8 | bar: Year 0 to Year 30
9 | bar: Year 0 to Year 30
10 | bar: Year 0 to Year 30
Annualized Cost of Operation - Utility - Component 1
Equipment | Year 0 | Year 1 | Year 2 | Year 3 | Year 4 | Year 5 | Year 6 | Year 7 | Year 8 | Year 9 | Year 10 | Year 11 | Year 12 | Year 13 | Year 14 | Year 15 | Year 16 | Year 17 | Year 18 | Year 19 | Year 20 | Year 21 | Year 22 | Year 23 | Year 24 | Year 25 | Year 26 | Year 27 | Year 28 | Year 29 | Year 30
1 | 0 | 0 | 0 | 0 | 0 | 0 | 0 | 0 | 0 | 0 | 0 | 0 | 0 | 0 | 0 | 0 | 0 | 0 | 0 | 0 | 0 | 0 | 0 | 0 | 0 | 0 | 0 | 0 | 0 | 0 | 0
2 | 0 | 0 | 0 | 0 | 0 | 0 | 0 | 0 | 0 | 0 | 0 | 0 | 0 | 0 | 0 | 0 | 0 | 0 | 0 | 0 | 0 | 0 | 0 | 0 | 0 | 0 | 0 | 0 | 0 | 0 | 0
3 | 0 | 0 | 0 | 0 | 0 | 0 | 0 | 0 | 0 | 0 | 0 | 0 | 0 | 0 | 0 | 0 | 0 | 0 | 0 | 0 | 0 | 0 | 0 | 0 | 0 | 0 | 0 | 0 | 0 | 0 | 0
4 | 0 | 0 | 0 | 0 | 0 | 0 | 0 | 0 | 0 | 0 | 0 | 0 | 0 | 0 | 0 | 0 | 0 | 0 | 0 | 0 | 0 | 0 | 0 | 0 | 0 | 0 | 0 | 0 | 0 | 0 | 0
5 | 0 | 0 | 0 | 0 | 0 | 0 | 0 | 0 | 0 | 0 | 0 | 0 | 0 | 0 | 0 | 0 | 0 | 0 | 0 | 0 | 0 | 0 | 0 | 0 | 0 | 0 | 0 | 0 | 0 | 0 | 0
6 | 0 | 0 | 0 | 0 | 0 | 0 | 0 | 0 | 0 | 0 | 0 | 0 | 0 | 0 | 0 | 0 | 0 | 0 | 0 | 0 | 0 | 0 | 0 | 0 | 0 | 0 | 0 | 0 | 0 | 0 | 0
7 | 0 | 0 | 0 | 0 | 0 | 0 | 0 | 0 | 0 | 0 | 0 | 0 | 0 | 0 | 0 | 0 | 0 | 0 | 0 | 0 | 0 | 0 | 0 | 0 | 0 | 0 | 0 | 0 | 0 | 0 | 0
8 | 0 | 0 | 0 | 0 | 0 | 0 | 0 | 0 | 0 | 0 | 0 | 0 | 0 | 0 | 0 | 0 | 0 | 0 | 0 | 0 | 0 | 0 | 0 | 0 | 0 | 0 | 0 | 0 | 0 | 0 | 0
9 | 0 | 0 | 0 | 0 | 0 | 0 | 0 | 0 | 0 | 0 | 0 | 0 | 0 | 0 | 0 | 0 | 0 | 0 | 0 | 0 | 0 | 0 | 0 | 0 | 0 | 0 | 0 | 0 | 0 | 0 | 0
10 | 0 | 0 | 0 | 0 | 0 | 0 | 0 | 0 | 0 | 0 | 0 | 0 | 0 | 0 | 0 | 0 | 0 | 0 | 0 | 0 | 0 | 0 | 0 | 0 | 0 | 0 | 0 | 0 | 0 | 0 | 0
Annualized Sales from Operation - Utility - Component 1
Equipment | Year 0 | Year 1 | Year 2 | Year 3 | Year 4 | Year 5 | Year 6 | Year 7 | Year 8 | Year 9 | Year 10 | Year 11 | Year 12 | Year 13 | Year 14 | Year 15 | Year 16 | Year 17 | Year 18 | Year 19 | Year 20 | Year 21 | Year 22 | Year 23 | Year 24 | Year 25 | Year 26 | Year 27 | Year 28 | Year 29 | Year 30
1 | 0 | 0 | 0 | 0 | 0 | 0 | 0 | 0 | 0 | 0 | 0 | 0 | 0 | 0 | 0 | 0 | 0 | 0 | 0 | 0 | 0 | 0 | 0 | 0 | 0 | 0 | 0 | 0 | 0 | 0 | 0
2 | 0 | 0 | 0 | 0 | 0 | 0 | 0 | 0 | 0 | 0 | 0 | 0 | 0 | 0 | 0 | 0 | 0 | 0 | 0 | 0 | 0 | 0 | 0 | 0 | 0 | 0 | 0 | 0 | 0 | 0 | 0
3 | 0 | 0 | 0 | 0 | 0 | 0 | 0 | 0 | 0 | 0 | 0 | 0 | 0 | 0 | 0 | 0 | 0 | 0 | 0 | 0 | 0 | 0 | 0 | 0 | 0 | 0 | 0 | 0 | 0 | 0 | 0
4 | 0 | 0 | 0 | 0 | 0 | 0 | 0 | 0 | 0 | 0 | 0 | 0 | 0 | 0 | 0 | 0 | 0 | 0 | 0 | 0 | 0 | 0 | 0 | 0 | 0 | 0 | 0 | 0 | 0 | 0 | 0
5 | 0 | 0 | 0 | 0 | 0 | 0 | 0 | 0 | 0 | 0 | 0 | 0 | 0 | 0 | 0 | 0 | 0 | 0 | 0 | 0 | 0 | 0 | 0 | 0 | 0 | 0 | 0 | 0 | 0 | 0 | 0
6 | 0 | 0 | 0 | 0 | 0 | 0 | 0 | 0 | 0 | 0 | 0 | 0 | 0 | 0 | 0 | 0 | 0 | 0 | 0 | 0 | 0 | 0 | 0 | 0 | 0 | 0 | 0 | 0 | 0 | 0 | 0
7 | 0 | 0 | 0 | 0 | 0 | 0 | 0 | 0 | 0 | 0 | 0 | 0 | 0 | 0 | 0 | 0 | 0 | 0 | 0 | 0 | 0 | 0 | 0 | 0 | 0 | 0 | 0 | 0 | 0 | 0 | 0
8 | 0 | 0 | 0 | 0 | 0 | 0 | 0 | 0 | 0 | 0 | 0 | 0 | 0 | 0 | 0 | 0 | 0 | 0 | 0 | 0 | 0 | 0 | 0 | 0 | 0 | 0 | 0 | 0 | 0 | 0 | 0
9 | 0 | 0 | 0 | 0 | 0 | 0 | 0 | 0 | 0 | 0 | 0 | 0 | 0 | 0 | 0 | 0 | 0 | 0 | 0 | 0 | 0 | 0 | 0 | 0 | 0 | 0 | 0 | 0 | 0 | 0 | 0
10 | 0 | 0 | 0 | 0 | 0 | 0 | 0 | 0 | 0 | 0 | 0 | 0 | 0 | 0 | 0 | 0 | 0 | 0 | 0 | 0 | 0 | 0 | 0 | 0 | 0 | 0 | 0 | 0 | 0 | 0 | 0
Annualized Cost of Equipment - Utility - Component 1
Equipment | Year 0 | Year 1 | Year 2 | Year 3 | Year 4 | Year 5 | Year 6 | Year 7 | Year 8 | Year 9 | Year 10 | Year 11 | Year 12 | Year 13 | Year 14 | Year 15 | Year 16 | Year 17 | Year 18 | Year 19 | Year 20 | Year 21 | Year 22 | Year 23 | Year 24 | Year 25 | Year 26 | Year 27 | Year 28 | Year 29 | Year 30
1 | 0 | 0 | 0 | 0 | 0 | 0 | 0 | 0 | 0 | 0 | 0 | 0 | 0 | 0 | 0 | 0 | 0 | 0 | 0 | 0 | 0 | 0 | 0 | 0 | 0 | 0 | 0 | 0 | 0 | 0 | 0
2 | 0 | 0 | 0 | 0 | 0 | 0 | 0 | 0 | 0 | 0 | 0 | 0 | 0 | 0 | 0 | 0 | 0 | 0 | 0 | 0 | 0 | 0 | 0 | 0 | 0 | 0 | 0 | 0 | 0 | 0 | 0
3 | 0 | 0 | 0 | 0 | 0 | 0 | 0 | 0 | 0 | 0 | 0 | 0 | 0 | 0 | 0 | 0 | 0 | 0 | 0 | 0 | 0 | 0 | 0 | 0 | 0 | 0 | 0 | 0 | 0 | 0 | 0
4 | 0 | 0 | 0 | 0 | 0 | 0 | 0 | 0 | 0 | 0 | 0 | 0 | 0 | 0 | 0 | 0 | 0 | 0 | 0 | 0 | 0 | 0 | 0 | 0 | 0 | 0 | 0 | 0 | 0 | 0 | 0
5 | 0 | 0 | 0 | 0 | 0 | 0 | 0 | 0 | 0 | 0 | 0 | 0 | 0 | 0 | 0 | 0 | 0 | 0 | 0 | 0 | 0 | 0 | 0 | 0 | 0 | 0 | 0 | 0 | 0 | 0 | 0
6 | 0 | 0 | 0 | 0 | 0 | 0 | 0 | 0 | 0 | 0 | 0 | 0 | 0 | 0 | 0 | 0 | 0 | 0 | 0 | 0 | 0 | 0 | 0 | 0 | 0 | 0 | 0 | 0 | 0 | 0 | 0
7 | 0 | 0 | 0 | 0 | 0 | 0 | 0 | 0 | 0 | 0 | 0 | 0 | 0 | 0 | 0 | 0 | 0 | 0 | 0 | 0 | 0 | 0 | 0 | 0 | 0 | 0 | 0 | 0 | 0 | 0 | 0
8 | 0 | 0 | 0 | 0 | 0 | 0 | 0 | 0 | 0 | 0 | 0 | 0 | 0 | 0 | 0 | 0 | 0 | 0 | 0 | 0 | 0 | 0 | 0 | 0 | 0 | 0 | 0 | 0 | 0 | 0 | 0
9 | 0 | 0 | 0 | 0 | 0 | 0 | 0 | 0 | 0 | 0 | 0 | 0 | 0 | 0 | 0 | 0 | 0 | 0 | 0 | 0 | 0 | 0 | 0 | 0 | 0 | 0 | 0 | 0 | 0 | 0 | 0
10 | 0 | 0 | 0 | 0 | 0 | 0 | 0 | 0 | 0 | 0 | 0 | 0 | 0 | 0 | 0 | 0 | 0 | 0 | 0 | 0 | 0 | 0 | 0 | 0 | 0 | 0 | 0 | 0 | 0 | 0 | 0
Annualized Cost of Operation - Participant - Component 1
Equipment | Year 0 | Year 1 | Year 2 | Year 3 | Year 4 | Year 5 | Year 6 | Year 7 | Year 8 | Year 9 | Year 10 | Year 11 | Year 12 | Year 13 | Year 14 | Year 15 | Year 16 | Year 17 | Year 18 | Year 19 | Year 20 | Year 21 | Year 22 | Year 23 | Year 24 | Year 25 | Year 26 | Year 27 | Year 28 | Year 29 | Year 30
1 | 0 | 0 | 0 | 0 | 0 | 0 | 0 | 0 | 0 | 0 | 0 | 0 | 0 | 0 | 0 | 0 | 0 | 0 | 0 | 0 | 0 | 0 | 0 | 0 | 0 | 0 | 0 | 0 | 0 | 0 | 0
2 | 0 | 0 | 0 | 0 | 0 | 0 | 0 | 0 | 0 | 0 | 0 | 0 | 0 | 0 | 0 | 0 | 0 | 0 | 0 | 0 | 0 | 0 | 0 | 0 | 0 | 0 | 0 | 0 | 0 | 0 | 0
3 | 0 | 0 | 0 | 0 | 0 | 0 | 0 | 0 | 0 | 0 | 0 | 0 | 0 | 0 | 0 | 0 | 0 | 0 | 0 | 0 | 0 | 0 | 0 | 0 | 0 | 0 | 0 | 0 | 0 | 0 | 0
4 | 0 | 0 | 0 | 0 | 0 | 0 | 0 | 0 | 0 | 0 | 0 | 0 | 0 | 0 | 0 | 0 | 0 | 0 | 0 | 0 | 0 | 0 | 0 | 0 | 0 | 0 | 0 | 0 | 0 | 0 | 0
5 | 0 | 0 | 0 | 0 | 0 | 0 | 0 | 0 | 0 | 0 | 0 | 0 | 0 | 0 | 0 | 0 | 0 | 0 | 0 | 0 | 0 | 0 | 0 | 0 | 0 | 0 | 0 | 0 | 0 | 0 | 0
6 | 0 | 0 | 0 | 0 | 0 | 0 | 0 | 0 | 0 | 0 | 0 | 0 | 0 | 0 | 0 | 0 | 0 | 0 | 0 | 0 | 0 | 0 | 0 | 0 | 0 | 0 | 0 | 0 | 0 | 0 | 0
7 | 0 | 0 | 0 | 0 | 0 | 0 | 0 | 0 | 0 | 0 | 0 | 0 | 0 | 0 | 0 | 0 | 0 | 0 | 0 | 0 | 0 | 0 | 0 | 0 | 0 | 0 | 0 | 0 | 0 | 0 | 0
8 | 0 | 0 | 0 | 0 | 0 | 0 | 0 | 0 | 0 | 0 | 0 | 0 | 0 | 0 | 0 | 0 | 0 | 0 | 0 | 0 | 0 | 0 | 0 | 0 | 0 | 0 | 0 | 0 | 0 | 0 | 0
9 | 0 | 0 | 0 | 0 | 0 | 0 | 0 | 0 | 0 | 0 | 0 | 0 | 0 | 0 | 0 | 0 | 0 | 0 | 0 | 0 | 0 | 0 | 0 | 0 | 0 | 0 | 0 | 0 | 0 | 0 | 0
10 | 0 | 0 | 0 | 0 | 0 | 0 | 0 | 0 | 0 | 0 | 0 | 0 | 0 | 0 | 0 | 0 | 0 | 0 | 0 | 0 | 0 | 0 | 0 | 0 | 0 | 0 | 0 | 0 | 0 | 0 | 0
Annualized Cost of Equipment - Participant - Component 1
Equipment | Year 0 | Year 1 | Year 2 | Year 3 | Year 4 | Year 5 | Year 6 | Year 7 | Year 8 | Year 9 | Year 10 | Year 11 | Year 12 | Year 13 | Year 14 | Year 15 | Year 16 | Year 17 | Year 18 | Year 19 | Year 20 | Year 21 | Year 22 | Year 23 | Year 24 | Year 25 | Year 26 | Year 27 | Year 28 | Year 29 | Year 30
1 | 0 | 0 | 0 | 0 | 0 | 0 | 0 | 0 | 0 | 0 | 0 | 0 | 0 | 0 | 0 | 0 | 0 | 0 | 0 | 0 | 0 | 0 | 0 | 0 | 0 | 0 | 0 | 0 | 0 | 0 | 0
2 | 0 | 0 | 0 | 0 | 0 | 0 | 0 | 0 | 0 | 0 | 0 | 0 | 0 | 0 | 0 | 0 | 0 | 0 | 0 | 0 | 0 | 0 | 0 | 0 | 0 | 0 | 0 | 0 | 0 | 0 | 0
3 | 0 | 0 | 0 | 0 | 0 | 0 | 0 | 0 | 0 | 0 | 0 | 0 | 0 | 0 | 0 | 0 | 0 | 0 | 0 | 0 | 0 | 0 | 0 | 0 | 0 | 0 | 0 | 0 | 0 | 0 | 0
4 | 0 | 0 | 0 | 0 | 0 | 0 | 0 | 0 | 0 | 0 | 0 | 0 | 0 | 0 | 0 | 0 | 0 | 0 | 0 | 0 | 0 | 0 | 0 | 0 | 0 | 0 | 0 | 0 | 0 | 0 | 0
5 | 0 | 0 | 0 | 0 | 0 | 0 | 0 | 0 | 0 | 0 | 0 | 0 | 0 | 0 | 0 | 0 | 0 | 0 | 0 | 0 | 0 | 0 | 0 | 0 | 0 | 0 | 0 | 0 | 0 | 0 | 0
6 | 0 | 0 | 0 | 0 | 0 | 0 | 0 | 0 | 0 | 0 | 0 | 0 | 0 | 0 | 0 | 0 | 0 | 0 | 0 | 0 | 0 | 0 | 0 | 0 | 0 | 0 | 0 | 0 | 0 | 0 | 0
7 | 0 | 0 | 0 | 0 | 0 | 0 | 0 | 0 | 0 | 0 | 0 | 0 | 0 | 0 | 0 | 0 | 0 | 0 | 0 | 0 | 0 | 0 | 0 | 0 | 0 | 0 | 0 | 0 | 0 | 0 | 0
8 | 0 | 0 | 0 | 0 | 0 | 0 | 0 | 0 | 0 | 0 | 0 | 0 | 0 | 0 | 0 | 0 | 0 | 0 | 0 | 0 | 0 | 0 | 0 | 0 | 0 | 0 | 0 | 0 | 0 | 0 | 0
9 | 0 | 0 | 0 | 0 | 0 | 0 | 0 | 0 | 0 | 0 | 0 | 0 | 0 | 0 | 0 | 0 | 0 | 0 | 0 | 0 | 0 | 0 | 0 | 0 | 0 | 0 | 0 | 0 | 0 | 0 | 0
10 | 0 | 0 | 0 | 0 | 0 | 0 | 0 | 0 | 0 | 0 | 0 | 0 | 0 | 0 | 0 | 0 | 0 | 0 | 0 | 0 | 0 | 0 | 0 | 0 | 0 | 0 | 0 | 0 | 0 | 0 | 0
Annualized kBTUs - Component 1
Equipment | Year 0 | Year 1 | Year 2 | Year 3 | Year 4 | Year 5 | Year 6 | Year 7 | Year 8 | Year 9 | Year 10 | Year 11 | Year 12 | Year 13 | Year 14 | Year 15 | Year 16 | Year 17 | Year 18 | Year 19 | Year 20 | Year 21 | Year 22 | Year 23 | Year 24 | Year 25 | Year 26 | Year 27 | Year 28 | Year 29 | Year 30
1 | 0 | 0 | 0 | 0 | 0 | 0 | 0 | 0 | 0 | 0 | 0 | 0 | 0 | 0 | 0 | 0 | 0 | 0 | 0 | 0 | 0 | 0 | 0 | 0 | 0 | 0 | 0 | 0 | 0 | 0 | 0
2 | 0 | 0 | 0 | 0 | 0 | 0 | 0 | 0 | 0 | 0 | 0 | 0 | 0 | 0 | 0 | 0 | 0 | 0 | 0 | 0 | 0 | 0 | 0 | 0 | 0 | 0 | 0 | 0 | 0 | 0 | 0
3 | 0 | 0 | 0 | 0 | 0 | 0 | 0 | 0 | 0 | 0 | 0 | 0 | 0 | 0 | 0 | 0 | 0 | 0 | 0 | 0 | 0 | 0 | 0 | 0 | 0 | 0 | 0 | 0 | 0 | 0 | 0
4 | 0 | 0 | 0 | 0 | 0 | 0 | 0 | 0 | 0 | 0 | 0 | 0 | 0 | 0 | 0 | 0 | 0 | 0 | 0 | 0 | 0 | 0 | 0 | 0 | 0 | 0 | 0 | 0 | 0 | 0 | 0
5 | 0 | 0 | 0 | 0 | 0 | 0 | 0 | 0 | 0 | 0 | 0 | 0 | 0 | 0 | 0 | 0 | 0 | 0 | 0 | 0 | 0 | 0 | 0 | 0 | 0 | 0 | 0 | 0 | 0 | 0 | 0
6 | 0 | 0 | 0 | 0 | 0 | 0 | 0 | 0 | 0 | 0 | 0 | 0 | 0 | 0 | 0 | 0 | 0 | 0 | 0 | 0 | 0 | 0 | 0 | 0 | 0 | 0 | 0 | 0 | 0 | 0 | 0
7 | 0 | 0 | 0 | 0 | 0 | 0 | 0 | 0 | 0 | 0 | 0 | 0 | 0 | 0 | 0 | 0 | 0 | 0 | 0 | 0 | 0 | 0 | 0 | 0 | 0 | 0 | 0 | 0 | 0 | 0 | 0
8 | 0 | 0 | 0 | 0 | 0 | 0 | 0 | 0 | 0 | 0 | 0 | 0 | 0 | 0 | 0 | 0 | 0 | 0 | 0 | 0 | 0 | 0 | 0 | 0 | 0 | 0 | 0 | 0 | 0 | 0 | 0
9 | 0 | 0 | 0 | 0 | 0 | 0 | 0 | 0 | 0 | 0 | 0 | 0 | 0 | 0 | 0 | 0 | 0 | 0 | 0 | 0 | 0 | 0 | 0 | 0 | 0 | 0 | 0 | 0 | 0 | 0 | 0
10 | 0 | 0 | 0 | 0 | 0 | 0 | 0 | 0 | 0 | 0 | 0 | 0 | 0 | 0 | 0 | 0 | 0 | 0 | 0 | 0 | 0 | 0 | 0 | 0 | 0 | 0 | 0 | 0 | 0 | 0 | 0
On Market - Component 1
Equipment | Year 0 | Year 1 | Year 2 | Year 3 | Year 4 | Year 5 | Year 6 | Year 7 | Year 8 | Year 9 | Year 10 | Year 11 | Year 12 | Year 13 | Year 14 | Year 15 | Year 16 | Year 17 | Year 18 | Year 19 | Year 20 | Year 21 | Year 22 | Year 23 | Year 24 | Year 25 | Year 26 | Year 27 | Year 28 | Year 29 | Year 30
1 | 0 | 0 | 0 | 0 | 0 | 0 | 0 | 0 | 0 | 0 | 0 | 0 | 0 | 0 | 0 | 0 | 0 | 0 | 0 | 0 | 0 | 0 | 0 | 0 | 0 | 0 | 0 | 0 | 0 | 0 | 0
2 | 0 | 0 | 0 | 0 | 0 | 0 | 0 | 0 | 0 | 0 | 0 | 0 | 0 | 0 | 0 | 0 | 0 | 0 | 0 | 0 | 0 | 0 | 0 | 0 | 0 | 0 | 0 | 0 | 0 | 0 | 0
3 | 0 | 0 | 0 | 0 | 0 | 0 | 0 | 0 | 0 | 0 | 0 | 0 | 0 | 0 | 0 | 0 | 0 | 0 | 0 | 0 | 0 | 0 | 0 | 0 | 0 | 0 | 0 | 0 | 0 | 0 | 0
4 | 0 | 0 | 0 | 0 | 0 | 0 | 0 | 0 | 0 | 0 | 0 | 0 | 0 | 0 | 0 | 0 | 0 | 0 | 0 | 0 | 0 | 0 | 0 | 0 | 0 | 0 | 0 | 0 | 0 | 0 | 0
5 | 0 | 0 | 0 | 0 | 0 | 0 | 0 | 0 | 0 | 0 | 0 | 0 | 0 | 0 | 0 | 0 | 0 | 0 | 0 | 0 | 0 | 0 | 0 | 0 | 0 | 0 | 0 | 0 | 0 | 0 | 0
6 | 0 | 0 | 0 | 0 | 0 | 0 | 0 | 0 | 0 | 0 | 0 | 0 | 0 | 0 | 0 | 0 | 0 | 0 | 0 | 0 | 0 | 0 | 0 | 0 | 0 | 0 | 0 | 0 | 0 | 0 | 0
7 | 0 | 0 | 0 | 0 | 0 | 0 | 0 | 0 | 0 | 0 | 0 | 0 | 0 | 0 | 0 | 0 | 0 | 0 | 0 | 0 | 0 | 0 | 0 | 0 | 0 | 0 | 0 | 0 | 0 | 0 | 0
8 | 0 | 0 | 0 | 0 | 0 | 0 | 0 | 0 | 0 | 0 | 0 | 0 | 0 | 0 | 0 | 0 | 0 | 0 | 0 | 0 | 0 | 0 | 0 | 0 | 0 | 0 | 0 | 0 | 0 | 0 | 0
9 | 0 | 0 | 0 | 0 | 0 | 0 | 0 | 0 | 0 | 0 | 0 | 0 | 0 | 0 | 0 | 0 | 0 | 0 | 0 | 0 | 0 | 0 | 0 | 0 | 0 | 0 | 0 | 0 | 0 | 0 | 0
10 | 0 | 0 | 0 | 0 | 0 | 0 | 0 | 0 | 0 | 0 | 0 | 0 | 0 | 0 | 0 | 0 | 0 | 0 | 0 | 0 | 0 | 0 | 0 | 0 | 0 | 0 | 0 | 0 | 0 | 0 | 0
Technical kBTUs - Component 1
Value | Year 0 | Year 1 | Year 2 | Year 3 | Year 4 | Year 5 | Year 6 | Year 7 | Year 8 | Year 9 | Year 10 | Year 11 | Year 12 | Year 13 | Year 14 | Year 15 | Year 16 | Year 17 | Year 18 | Year 19 | Year 20 | Year 21 | Year 22 | Year 23 | Year 24 | Year 25 | Year 26 | Year 27 | Year 28 | Year 29 | Year 30
Annualized kBTUs | 0 | 0 | 0 | 0 | 0 | 0 | 0 | 0 | 0 | 0 | 0 | 0 | 0 | 0 | 0 | 0 | 0 | 0 | 0 | 0 | 0 | 0 | 0 | 0 | 0 | 0 | 0 | 0 | 0 | 0 | 0
Lifetimes - Component 1
Scenario | Year 0 | Year 1 | Year 2 | Year 3 | Year 4 | Year 5 | Year 6 | Year 7 | Year 8 | Year 9 | Year 10 | Year 11 | Year 12 | Year 13 | Year 14 | Year 15 | Year 16 | Year 17 | Year 18 | Year 19 | Year 20 | Year 21 | Year 22 | Year 23 | Year 24 | Year 25 | Year 26 | Year 27 | Year 28 | Year 29 | Year 30
NC - Min. Lifetime | 0 | 0 | 0 | 0 | 0 | 0 | 0 | 0 | 0 | 0 | 0 | 0 | 0 | 0 | 0 | 0 | 0 | 0 | 0 | 0 | 0 | 0 | 0 | 0 | 0 | 0 | 0 | 0 | 0 | 0 | 0
NC - Max. Lifetime | 0 | 0 | 0 | 0 | 0 | 0 | 0 | 0 | 0 | 0 | 0 | 0 | 0 | 0 | 0 | 0 | 0 | 0 | 0 | 0 | 0 | 0 | 0 | 0 | 0 | 0 | 0 | 0 | 0 | 0 | 0
Equipment Options - Component 2
Equipment | Year 0: Label; Year 1: Min. Lifetime; Year 2: Max. Lifetime; Year 3: On Market; Year 4: Off Market; Year 5: Available; Year 6: On Date; Year 7: Off Date
1 | Year 5: 0:00; Year 6: 0; Year 7: 0
2 | Year 5: 0:00; Year 6: 0; Year 7: 0
3 | Year 5: 0:00; Year 6: 0; Year 7: 0
4 | Year 5: 0:00; Year 6: 0; Year 7: 0
5 | Year 5: 0:00; Year 6: 0; Year 7: 0
6 | Year 5: 0:00; Year 6: 0; Year 7: 0
7 | Year 5: 0:00; Year 6: 0; Year 7: 0
8 | Year 5: 0:00; Year 6: 0; Year 7: 0
9 | Year 5: 0:00; Year 6: 0; Year 7: 0
10 | Year 5: 0:00; Year 6: 0; Year 7: 0
Purchase Shares - Component 2
Equipment | Year 0 | Year 1 | Year 2 | Year 3 | Year 4 | Year 5 | Year 6 | Year 7 | Year 8 | Year 9 | Year 10 | Year 11 | Year 12 | Year 13 | Year 14 | Year 15 | Year 16 | Year 17 | Year 18 | Year 19 | Year 20 | Year 21 | Year 22 | Year 23 | Year 24 | Year 25 | Year 26 | Year 27 | Year 28 | Year 29 | Year 30
1 | bar: Year 0 to Year 30
2 | bar: Year 0 to Year 30
3 | bar: Year 0 to Year 30
4 | bar: Year 0 to Year 30
5 | bar: Year 0 to Year 30
6 | bar: Year 0 to Year 30
7 | bar: Year 0 to Year 30
8 | bar: Year 0 to Year 30
9 | bar: Year 0 to Year 30
10 | bar: Year 0 to Year 30
Annualized Cost of Operation - Utility - Component 2
Equipment | Year 0 | Year 1 | Year 2 | Year 3 | Year 4 | Year 5 | Year 6 | Year 7 | Year 8 | Year 9 | Year 10 | Year 11 | Year 12 | Year 13 | Year 14 | Year 15 | Year 16 | Year 17 | Year 18 | Year 19 | Year 20 | Year 21 | Year 22 | Year 23 | Year 24 | Year 25 | Year 26 | Year 27 | Year 28 | Year 29 | Year 30
1 | 0 | 0 | 0 | 0 | 0 | 0 | 0 | 0 | 0 | 0 | 0 | 0 | 0 | 0 | 0 | 0 | 0 | 0 | 0 | 0 | 0 | 0 | 0 | 0 | 0 | 0 | 0 | 0 | 0 | 0 | 0
2 | 0 | 0 | 0 | 0 | 0 | 0 | 0 | 0 | 0 | 0 | 0 | 0 | 0 | 0 | 0 | 0 | 0 | 0 | 0 | 0 | 0 | 0 | 0 | 0 | 0 | 0 | 0 | 0 | 0 | 0 | 0
3 | 0 | 0 | 0 | 0 | 0 | 0 | 0 | 0 | 0 | 0 | 0 | 0 | 0 | 0 | 0 | 0 | 0 | 0 | 0 | 0 | 0 | 0 | 0 | 0 | 0 | 0 | 0 | 0 | 0 | 0 | 0
4 | 0 | 0 | 0 | 0 | 0 | 0 | 0 | 0 | 0 | 0 | 0 | 0 | 0 | 0 | 0 | 0 | 0 | 0 | 0 | 0 | 0 | 0 | 0 | 0 | 0 | 0 | 0 | 0 | 0 | 0 | 0
5 | 0 | 0 | 0 | 0 | 0 | 0 | 0 | 0 | 0 | 0 | 0 | 0 | 0 | 0 | 0 | 0 | 0 | 0 | 0 | 0 | 0 | 0 | 0 | 0 | 0 | 0 | 0 | 0 | 0 | 0 | 0
6 | 0 | 0 | 0 | 0 | 0 | 0 | 0 | 0 | 0 | 0 | 0 | 0 | 0 | 0 | 0 | 0 | 0 | 0 | 0 | 0 | 0 | 0 | 0 | 0 | 0 | 0 | 0 | 0 | 0 | 0 | 0
7 | 0 | 0 | 0 | 0 | 0 | 0 | 0 | 0 | 0 | 0 | 0 | 0 | 0 | 0 | 0 | 0 | 0 | 0 | 0 | 0 | 0 | 0 | 0 | 0 | 0 | 0 | 0 | 0 | 0 | 0 | 0
8 | 0 | 0 | 0 | 0 | 0 | 0 | 0 | 0 | 0 | 0 | 0 | 0 | 0 | 0 | 0 | 0 | 0 | 0 | 0 | 0 | 0 | 0 | 0 | 0 | 0 | 0 | 0 | 0 | 0 | 0 | 0
9 | 0 | 0 | 0 | 0 | 0 | 0 | 0 | 0 | 0 | 0 | 0 | 0 | 0 | 0 | 0 | 0 | 0 | 0 | 0 | 0 | 0 | 0 | 0 | 0 | 0 | 0 | 0 | 0 | 0 | 0 | 0
10 | 0 | 0 | 0 | 0 | 0 | 0 | 0 | 0 | 0 | 0 | 0 | 0 | 0 | 0 | 0 | 0 | 0 | 0 | 0 | 0 | 0 | 0 | 0 | 0 | 0 | 0 | 0 | 0 | 0 | 0 | 0
Annualized Sales from Operation - Utility - Component 2
Equipment | Year 0 | Year 1 | Year 2 | Year 3 | Year 4 | Year 5 | Year 6 | Year 7 | Year 8 | Year 9 | Year 10 | Year 11 | Year 12 | Year 13 | Year 14 | Year 15 | Year 16 | Year 17 | Year 18 | Year 19 | Year 20 | Year 21 | Year 22 | Year 23 | Year 24 | Year 25 | Year 26 | Year 27 | Year 28 | Year 29 | Year 30
1 | 0 | 0 | 0 | 0 | 0 | 0 | 0 | 0 | 0 | 0 | 0 | 0 | 0 | 0 | 0 | 0 | 0 | 0 | 0 | 0 | 0 | 0 | 0 | 0 | 0 | 0 | 0 | 0 | 0 | 0 | 0
2 | 0 | 0 | 0 | 0 | 0 | 0 | 0 | 0 | 0 | 0 | 0 | 0 | 0 | 0 | 0 | 0 | 0 | 0 | 0 | 0 | 0 | 0 | 0 | 0 | 0 | 0 | 0 | 0 | 0 | 0 | 0
3 | 0 | 0 | 0 | 0 | 0 | 0 | 0 | 0 | 0 | 0 | 0 | 0 | 0 | 0 | 0 | 0 | 0 | 0 | 0 | 0 | 0 | 0 | 0 | 0 | 0 | 0 | 0 | 0 | 0 | 0 | 0
4 | 0 | 0 | 0 | 0 | 0 | 0 | 0 | 0 | 0 | 0 | 0 | 0 | 0 | 0 | 0 | 0 | 0 | 0 | 0 | 0 | 0 | 0 | 0 | 0 | 0 | 0 | 0 | 0 | 0 | 0 | 0
5 | 0 | 0 | 0 | 0 | 0 | 0 | 0 | 0 | 0 | 0 | 0 | 0 | 0 | 0 | 0 | 0 | 0 | 0 | 0 | 0 | 0 | 0 | 0 | 0 | 0 | 0 | 0 | 0 | 0 | 0 | 0
6 | 0 | 0 | 0 | 0 | 0 | 0 | 0 | 0 | 0 | 0 | 0 | 0 | 0 | 0 | 0 | 0 | 0 | 0 | 0 | 0 | 0 | 0 | 0 | 0 | 0 | 0 | 0 | 0 | 0 | 0 | 0
7 | 0 | 0 | 0 | 0 | 0 | 0 | 0 | 0 | 0 | 0 | 0 | 0 | 0 | 0 | 0 | 0 | 0 | 0 | 0 | 0 | 0 | 0 | 0 | 0 | 0 | 0 | 0 | 0 | 0 | 0 | 0
8 | 0 | 0 | 0 | 0 | 0 | 0 | 0 | 0 | 0 | 0 | 0 | 0 | 0 | 0 | 0 | 0 | 0 | 0 | 0 | 0 | 0 | 0 | 0 | 0 | 0 | 0 | 0 | 0 | 0 | 0 | 0
9 | 0 | 0 | 0 | 0 | 0 | 0 | 0 | 0 | 0 | 0 | 0 | 0 | 0 | 0 | 0 | 0 | 0 | 0 | 0 | 0 | 0 | 0 | 0 | 0 | 0 | 0 | 0 | 0 | 0 | 0 | 0
10 | 0 | 0 | 0 | 0 | 0 | 0 | 0 | 0 | 0 | 0 | 0 | 0 | 0 | 0 | 0 | 0 | 0 | 0 | 0 | 0 | 0 | 0 | 0 | 0 | 0 | 0 | 0 | 0 | 0 | 0 | 0
Annualized Cost of Equipment - Utility - Component 2
Equipment | Year 0 | Year 1 | Year 2 | Year 3 | Year 4 | Year 5 | Year 6 | Year 7 | Year 8 | Year 9 | Year 10 | Year 11 | Year 12 | Year 13 | Year 14 | Year 15 | Year 16 | Year 17 | Year 18 | Year 19 | Year 20 | Year 21 | Year 22 | Year 23 | Year 24 | Year 25 | Year 26 | Year 27 | Year 28 | Year 29 | Year 30
1 | 0 | 0 | 0 | 0 | 0 | 0 | 0 | 0 | 0 | 0 | 0 | 0 | 0 | 0 | 0 | 0 | 0 | 0 | 0 | 0 | 0 | 0 | 0 | 0 | 0 | 0 | 0 | 0 | 0 | 0 | 0
2 | 0 | 0 | 0 | 0 | 0 | 0 | 0 | 0 | 0 | 0 | 0 | 0 | 0 | 0 | 0 | 0 | 0 | 0 | 0 | 0 | 0 | 0 | 0 | 0 | 0 | 0 | 0 | 0 | 0 | 0 | 0
3 | 0 | 0 | 0 | 0 | 0 | 0 | 0 | 0 | 0 | 0 | 0 | 0 | 0 | 0 | 0 | 0 | 0 | 0 | 0 | 0 | 0 | 0 | 0 | 0 | 0 | 0 | 0 | 0 | 0 | 0 | 0
4 | 0 | 0 | 0 | 0 | 0 | 0 | 0 | 0 | 0 | 0 | 0 | 0 | 0 | 0 | 0 | 0 | 0 | 0 | 0 | 0 | 0 | 0 | 0 | 0 | 0 | 0 | 0 | 0 | 0 | 0 | 0
5 | 0 | 0 | 0 | 0 | 0 | 0 | 0 | 0 | 0 | 0 | 0 | 0 | 0 | 0 | 0 | 0 | 0 | 0 | 0 | 0 | 0 | 0 | 0 | 0 | 0 | 0 | 0 | 0 | 0 | 0 | 0
6 | 0 | 0 | 0 | 0 | 0 | 0 | 0 | 0 | 0 | 0 | 0 | 0 | 0 | 0 | 0 | 0 | 0 | 0 | 0 | 0 | 0 | 0 | 0 | 0 | 0 | 0 | 0 | 0 | 0 | 0 | 0
7 | 0 | 0 | 0 | 0 | 0 | 0 | 0 | 0 | 0 | 0 | 0 | 0 | 0 | 0 | 0 | 0 | 0 | 0 | 0 | 0 | 0 | 0 | 0 | 0 | 0 | 0 | 0 | 0 | 0 | 0 | 0
8 | 0 | 0 | 0 | 0 | 0 | 0 | 0 | 0 | 0 | 0 | 0 | 0 | 0 | 0 | 0 | 0 | 0 | 0 | 0 | 0 | 0 | 0 | 0 | 0 | 0 | 0 | 0 | 0 | 0 | 0 | 0
9 | 0 | 0 | 0 | 0 | 0 | 0 | 0 | 0 | 0 | 0 | 0 | 0 | 0 | 0 | 0 | 0 | 0 | 0 | 0 | 0 | 0 | 0 | 0 | 0 | 0 | 0 | 0 | 0 | 0 | 0 | 0
10 | 0 | 0 | 0 | 0 | 0 | 0 | 0 | 0 | 0 | 0 | 0 | 0 | 0 | 0 | 0 | 0 | 0 | 0 | 0 | 0 | 0 | 0 | 0 | 0 | 0 | 0 | 0 | 0 | 0 | 0 | 0
Annualized Cost of Operation - Participant - Component 2
Equipment | Year 0 | Year 1 | Year 2 | Year 3 | Year 4 | Year 5 | Year 6 | Year 7 | Year 8 | Year 9 | Year 10 | Year 11 | Year 12 | Year 13 | Year 14 | Year 15 | Year 16 | Year 17 | Year 18 | Year 19 | Year 20 | Year 21 | Year 22 | Year 23 | Year 24 | Year 25 | Year 26 | Year 27 | Year 28 | Year 29 | Year 30
1 | 0 | 0 | 0 | 0 | 0 | 0 | 0 | 0 | 0 | 0 | 0 | 0 | 0 | 0 | 0 | 0 | 0 | 0 | 0 | 0 | 0 | 0 | 0 | 0 | 0 | 0 | 0 | 0 | 0 | 0 | 0
2 | 0 | 0 | 0 | 0 | 0 | 0 | 0 | 0 | 0 | 0 | 0 | 0 | 0 | 0 | 0 | 0 | 0 | 0 | 0 | 0 | 0 | 0 | 0 | 0 | 0 | 0 | 0 | 0 | 0 | 0 | 0
3 | 0 | 0 | 0 | 0 | 0 | 0 | 0 | 0 | 0 | 0 | 0 | 0 | 0 | 0 | 0 | 0 | 0 | 0 | 0 | 0 | 0 | 0 | 0 | 0 | 0 | 0 | 0 | 0 | 0 | 0 | 0
4 | 0 | 0 | 0 | 0 | 0 | 0 | 0 | 0 | 0 | 0 | 0 | 0 | 0 | 0 | 0 | 0 | 0 | 0 | 0 | 0 | 0 | 0 | 0 | 0 | 0 | 0 | 0 | 0 | 0 | 0 | 0
5 | 0 | 0 | 0 | 0 | 0 | 0 | 0 | 0 | 0 | 0 | 0 | 0 | 0 | 0 | 0 | 0 | 0 | 0 | 0 | 0 | 0 | 0 | 0 | 0 | 0 | 0 | 0 | 0 | 0 | 0 | 0
6 | 0 | 0 | 0 | 0 | 0 | 0 | 0 | 0 | 0 | 0 | 0 | 0 | 0 | 0 | 0 | 0 | 0 | 0 | 0 | 0 | 0 | 0 | 0 | 0 | 0 | 0 | 0 | 0 | 0 | 0 | 0
7 | 0 | 0 | 0 | 0 | 0 | 0 | 0 | 0 | 0 | 0 | 0 | 0 | 0 | 0 | 0 | 0 | 0 | 0 | 0 | 0 | 0 | 0 | 0 | 0 | 0 | 0 | 0 | 0 | 0 | 0 | 0
8 | 0 | 0 | 0 | 0 | 0 | 0 | 0 | 0 | 0 | 0 | 0 | 0 | 0 | 0 | 0 | 0 | 0 | 0 | 0 | 0 | 0 | 0 | 0 | 0 | 0 | 0 | 0 | 0 | 0 | 0 | 0
9 | 0 | 0 | 0 | 0 | 0 | 0 | 0 | 0 | 0 | 0 | 0 | 0 | 0 | 0 | 0 | 0 | 0 | 0 | 0 | 0 | 0 | 0 | 0 | 0 | 0 | 0 | 0 | 0 | 0 | 0 | 0
10 | 0 | 0 | 0 | 0 | 0 | 0 | 0 | 0 | 0 | 0 | 0 | 0 | 0 | 0 | 0 | 0 | 0 | 0 | 0 | 0 | 0 | 0 | 0 | 0 | 0 | 0 | 0 | 0 | 0 | 0 | 0
Annualized Cost of Equipment - Participant - Component 2
Equipment | Year 0 | Year 1 | Year 2 | Year 3 | Year 4 | Year 5 | Year 6 | Year 7 | Year 8 | Year 9 | Year 10 | Year 11 | Year 12 | Year 13 | Year 14 | Year 15 | Year 16 | Year 17 | Year 18 | Year 19 | Year 20 | Year 21 | Year 22 | Year 23 | Year 24 | Year 25 | Year 26 | Year 27 | Year 28 | Year 29 | Year 30
1 | 0 | 0 | 0 | 0 | 0 | 0 | 0 | 0 | 0 | 0 | 0 | 0 | 0 | 0 | 0 | 0 | 0 | 0 | 0 | 0 | 0 | 0 | 0 | 0 | 0 | 0 | 0 | 0 | 0 | 0 | 0
2 | 0 | 0 | 0 | 0 | 0 | 0 | 0 | 0 | 0 | 0 | 0 | 0 | 0 | 0 | 0 | 0 | 0 | 0 | 0 | 0 | 0 | 0 | 0 | 0 | 0 | 0 | 0 | 0 | 0 | 0 | 0
3 | 0 | 0 | 0 | 0 | 0 | 0 | 0 | 0 | 0 | 0 | 0 | 0 | 0 | 0 | 0 | 0 | 0 | 0 | 0 | 0 | 0 | 0 | 0 | 0 | 0 | 0 | 0 | 0 | 0 | 0 | 0
4 | 0 | 0 | 0 | 0 | 0 | 0 | 0 | 0 | 0 | 0 | 0 | 0 | 0 | 0 | 0 | 0 | 0 | 0 | 0 | 0 | 0 | 0 | 0 | 0 | 0 | 0 | 0 | 0 | 0 | 0 | 0
5 | 0 | 0 | 0 | 0 | 0 | 0 | 0 | 0 | 0 | 0 | 0 | 0 | 0 | 0 | 0 | 0 | 0 | 0 | 0 | 0 | 0 | 0 | 0 | 0 | 0 | 0 | 0 | 0 | 0 | 0 | 0
6 | 0 | 0 | 0 | 0 | 0 | 0 | 0 | 0 | 0 | 0 | 0 | 0 | 0 | 0 | 0 | 0 | 0 | 0 | 0 | 0 | 0 | 0 | 0 | 0 | 0 | 0 | 0 | 0 | 0 | 0 | 0
7 | 0 | 0 | 0 | 0 | 0 | 0 | 0 | 0 | 0 | 0 | 0 | 0 | 0 | 0 | 0 | 0 | 0 | 0 | 0 | 0 | 0 | 0 | 0 | 0 | 0 | 0 | 0 | 0 | 0 | 0 | 0
8 | 0 | 0 | 0 | 0 | 0 | 0 | 0 | 0 | 0 | 0 | 0 | 0 | 0 | 0 | 0 | 0 | 0 | 0 | 0 | 0 | 0 | 0 | 0 | 0 | 0 | 0 | 0 | 0 | 0 | 0 | 0
9 | 0 | 0 | 0 | 0 | 0 | 0 | 0 | 0 | 0 | 0 | 0 | 0 | 0 | 0 | 0 | 0 | 0 | 0 | 0 | 0 | 0 | 0 | 0 | 0 | 0 | 0 | 0 | 0 | 0 | 0 | 0
10 | 0 | 0 | 0 | 0 | 0 | 0 | 0 | 0 | 0 | 0 | 0 | 0 | 0 | 0 | 0 | 0 | 0 | 0 | 0 | 0 | 0 | 0 | 0 | 0 | 0 | 0 | 0 | 0 | 0 | 0 | 0
Annualized kBTUs - Component 2
Equipment | Year 0 | Year 1 | Year 2 | Year 3 | Year 4 | Year 5 | Year 6 | Year 7 | Year 8 | Year 9 | Year 10 | Year 11 | Year 12 | Year 13 | Year 14 | Year 15 | Year 16 | Year 17 | Year 18 | Year 19 | Year 20 | Year 21 | Year 22 | Year 23 | Year 24 | Year 25 | Year 26 | Year 27 | Year 28 | Year 29 | Year 30
1 | 0 | 0 | 0 | 0 | 0 | 0 | 0 | 0 | 0 | 0 | 0 | 0 | 0 | 0 | 0 | 0 | 0 | 0 | 0 | 0 | 0 | 0 | 0 | 0 | 0 | 0 | 0 | 0 | 0 | 0 | 0
2 | 0 | 0 | 0 | 0 | 0 | 0 | 0 | 0 | 0 | 0 | 0 | 0 | 0 | 0 | 0 | 0 | 0 | 0 | 0 | 0 | 0 | 0 | 0 | 0 | 0 | 0 | 0 | 0 | 0 | 0 | 0
3 | 0 | 0 | 0 | 0 | 0 | 0 | 0 | 0 | 0 | 0 | 0 | 0 | 0 | 0 | 0 | 0 | 0 | 0 | 0 | 0 | 0 | 0 | 0 | 0 | 0 | 0 | 0 | 0 | 0 | 0 | 0
4 | 0 | 0 | 0 | 0 | 0 | 0 | 0 | 0 | 0 | 0 | 0 | 0 | 0 | 0 | 0 | 0 | 0 | 0 | 0 | 0 | 0 | 0 | 0 | 0 | 0 | 0 | 0 | 0 | 0 | 0 | 0
5 | 0 | 0 | 0 | 0 | 0 | 0 | 0 | 0 | 0 | 0 | 0 | 0 | 0 | 0 | 0 | 0 | 0 | 0 | 0 | 0 | 0 | 0 | 0 | 0 | 0 | 0 | 0 | 0 | 0 | 0 | 0
6 | 0 | 0 | 0 | 0 | 0 | 0 | 0 | 0 | 0 | 0 | 0 | 0 | 0 | 0 | 0 | 0 | 0 | 0 | 0 | 0 | 0 | 0 | 0 | 0 | 0 | 0 | 0 | 0 | 0 | 0 | 0
7 | 0 | 0 | 0 | 0 | 0 | 0 | 0 | 0 | 0 | 0 | 0 | 0 | 0 | 0 | 0 | 0 | 0 | 0 | 0 | 0 | 0 | 0 | 0 | 0 | 0 | 0 | 0 | 0 | 0 | 0 | 0
8 | 0 | 0 | 0 | 0 | 0 | 0 | 0 | 0 | 0 | 0 | 0 | 0 | 0 | 0 | 0 | 0 | 0 | 0 | 0 | 0 | 0 | 0 | 0 | 0 | 0 | 0 | 0 | 0 | 0 | 0 | 0
9 | 0 | 0 | 0 | 0 | 0 | 0 | 0 | 0 | 0 | 0 | 0 | 0 | 0 | 0 | 0 | 0 | 0 | 0 | 0 | 0 | 0 | 0 | 0 | 0 | 0 | 0 | 0 | 0 | 0 | 0 | 0
10 | 0 | 0 | 0 | 0 | 0 | 0 | 0 | 0 | 0 | 0 | 0 | 0 | 0 | 0 | 0 | 0 | 0 | 0 | 0 | 0 | 0 | 0 | 0 | 0 | 0 | 0 | 0 | 0 | 0 | 0 | 0
On Market - Component 2
Equipment | Year 0 | Year 1 | Year 2 | Year 3 | Year 4 | Year 5 | Year 6 | Year 7 | Year 8 | Year 9 | Year 10 | Year 11 | Year 12 | Year 13 | Year 14 | Year 15 | Year 16 | Year 17 | Year 18 | Year 19 | Year 20 | Year 21 | Year 22 | Year 23 | Year 24 | Year 25 | Year 26 | Year 27 | Year 28 | Year 29 | Year 30
1 | 0 | 0 | 0 | 0 | 0 | 0 | 0 | 0 | 0 | 0 | 0 | 0 | 0 | 0 | 0 | 0 | 0 | 0 | 0 | 0 | 0 | 0 | 0 | 0 | 0 | 0 | 0 | 0 | 0 | 0 | 0
2 | 0 | 0 | 0 | 0 | 0 | 0 | 0 | 0 | 0 | 0 | 0 | 0 | 0 | 0 | 0 | 0 | 0 | 0 | 0 | 0 | 0 | 0 | 0 | 0 | 0 | 0 | 0 | 0 | 0 | 0 | 0
3 | 0 | 0 | 0 | 0 | 0 | 0 | 0 | 0 | 0 | 0 | 0 | 0 | 0 | 0 | 0 | 0 | 0 | 0 | 0 | 0 | 0 | 0 | 0 | 0 | 0 | 0 | 0 | 0 | 0 | 0 | 0
4 | 0 | 0 | 0 | 0 | 0 | 0 | 0 | 0 | 0 | 0 | 0 | 0 | 0 | 0 | 0 | 0 | 0 | 0 | 0 | 0 | 0 | 0 | 0 | 0 | 0 | 0 | 0 | 0 | 0 | 0 | 0
5 | 0 | 0 | 0 | 0 | 0 | 0 | 0 | 0 | 0 | 0 | 0 | 0 | 0 | 0 | 0 | 0 | 0 | 0 | 0 | 0 | 0 | 0 | 0 | 0 | 0 | 0 | 0 | 0 | 0 | 0 | 0
6 | 0 | 0 | 0 | 0 | 0 | 0 | 0 | 0 | 0 | 0 | 0 | 0 | 0 | 0 | 0 | 0 | 0 | 0 | 0 | 0 | 0 | 0 | 0 | 0 | 0 | 0 | 0 | 0 | 0 | 0 | 0
7 | 0 | 0 | 0 | 0 | 0 | 0 | 0 | 0 | 0 | 0 | 0 | 0 | 0 | 0 | 0 | 0 | 0 | 0 | 0 | 0 | 0 | 0 | 0 | 0 | 0 | 0 | 0 | 0 | 0 | 0 | 0
8 | 0 | 0 | 0 | 0 | 0 | 0 | 0 | 0 | 0 | 0 | 0 | 0 | 0 | 0 | 0 | 0 | 0 | 0 | 0 | 0 | 0 | 0 | 0 | 0 | 0 | 0 | 0 | 0 | 0 | 0 | 0
9 | 0 | 0 | 0 | 0 | 0 | 0 | 0 | 0 | 0 | 0 | 0 | 0 | 0 | 0 | 0 | 0 | 0 | 0 | 0 | 0 | 0 | 0 | 0 | 0 | 0 | 0 | 0 | 0 | 0 | 0 | 0
10 | 0 | 0 | 0 | 0 | 0 | 0 | 0 | 0 | 0 | 0 | 0 | 0 | 0 | 0 | 0 | 0 | 0 | 0 | 0 | 0 | 0 | 0 | 0 | 0 | 0 | 0 | 0 | 0 | 0 | 0 | 0
Technical kBTUs - Component 2
Value | Year 0 | Year 1 | Year 2 | Year 3 | Year 4 | Year 5 | Year 6 | Year 7 | Year 8 | Year 9 | Year 10 | Year 11 | Year 12 | Year 13 | Year 14 | Year 15 | Year 16 | Year 17 | Year 18 | Year 19 | Year 20 | Year 21 | Year 22 | Year 23 | Year 24 | Year 25 | Year 26 | Year 27 | Year 28 | Year 29 | Year 30
Annualized kBTUs | 0 | 0 | 0 | 0 | 0 | 0 | 0 | 0 | 0 | 0 | 0 | 0 | 0 | 0 | 0 | 0 | 0 | 0 | 0 | 0 | 0 | 0 | 0 | 0 | 0 | 0 | 0 | 0 | 0 | 0 | 0
Lifetimes - Component 2
Scenario | Year 0 | Year 1 | Year 2 | Year 3 | Year 4 | Year 5 | Year 6 | Year 7 | Year 8 | Year 9 | Year 10 | Year 11 | Year 12 | Year 13 | Year 14 | Year 15 | Year 16 | Year 17 | Year 18 | Year 19 | Year 20 | Year 21 | Year 22 | Year 23 | Year 24 | Year 25 | Year 26 | Year 27 | Year 28 | Year 29 | Year 30
NC - Min. Lifetime | 0 | 0 | 0 | 0 | 0 | 0 | 0 | 0 | 0 | 0 | 0 | 0 | 0 | 0 | 0 | 0 | 0 | 0 | 0 | 0 | 0 | 0 | 0 | 0 | 0 | 0 | 0 | 0 | 0 | 0 | 0
NC - Max. Lifetime | 0 | 0 | 0 | 0 | 0 | 0 | 0 | 0 | 0 | 0 | 0 | 0 | 0 | 0 | 0 | 0 | 0 | 0 | 0 | 0 | 0 | 0 | 0 | 0 | 0 | 0 | 0 | 0 | 0 | 0 | 0
Equipment Options - Component 3
Equipment | Year 0: Label; Year 1: Min. Lifetime; Year 2: Max. Lifetime; Year 3: On Market; Year 4: Off Market; Year 5: Available; Year 6: On Date; Year 7: Off Date
1 | Year 5: 0:00; Year 6: 0; Year 7: 0
2 | Year 5: 0:00; Year 6: 0; Year 7: 0
3 | Year 5: 0:00; Year 6: 0; Year 7: 0
4 | Year 5: 0:00; Year 6: 0; Year 7: 0
5 | Year 5: 0:00; Year 6: 0; Year 7: 0
6 | Year 5: 0:00; Year 6: 0; Year 7: 0
7 | Year 5: 0:00; Year 6: 0; Year 7: 0
8 | Year 5: 0:00; Year 6: 0; Year 7: 0
9 | Year 5: 0:00; Year 6: 0; Year 7: 0
10 | Year 5: 0:00; Year 6: 0; Year 7: 0
Purchase Shares - Component 3
Equipment | Year 0 | Year 1 | Year 2 | Year 3 | Year 4 | Year 5 | Year 6 | Year 7 | Year 8 | Year 9 | Year 10 | Year 11 | Year 12 | Year 13 | Year 14 | Year 15 | Year 16 | Year 17 | Year 18 | Year 19 | Year 20 | Year 21 | Year 22 | Year 23 | Year 24 | Year 25 | Year 26 | Year 27 | Year 28 | Year 29 | Year 30
1 | bar: Year 0 to Year 30
2 | bar: Year 0 to Year 30
3 | bar: Year 0 to Year 30
4 | bar: Year 0 to Year 30
5 | bar: Year 0 to Year 30
6 | bar: Year 0 to Year 30
7 | bar: Year 0 to Year 30
8 | bar: Year 0 to Year 30
9 | bar: Year 0 to Year 30
10 | bar: Year 0 to Year 30
Annualized Cost of Operation - Utility - Component 3
Equipment | Year 0 | Year 1 | Year 2 | Year 3 | Year 4 | Year 5 | Year 6 | Year 7 | Year 8 | Year 9 | Year 10 | Year 11 | Year 12 | Year 13 | Year 14 | Year 15 | Year 16 | Year 17 | Year 18 | Year 19 | Year 20 | Year 21 | Year 22 | Year 23 | Year 24 | Year 25 | Year 26 | Year 27 | Year 28 | Year 29 | Year 30
1 | 0 | 0 | 0 | 0 | 0 | 0 | 0 | 0 | 0 | 0 | 0 | 0 | 0 | 0 | 0 | 0 | 0 | 0 | 0 | 0 | 0 | 0 | 0 | 0 | 0 | 0 | 0 | 0 | 0 | 0 | 0
2 | 0 | 0 | 0 | 0 | 0 | 0 | 0 | 0 | 0 | 0 | 0 | 0 | 0 | 0 | 0 | 0 | 0 | 0 | 0 | 0 | 0 | 0 | 0 | 0 | 0 | 0 | 0 | 0 | 0 | 0 | 0
3 | 0 | 0 | 0 | 0 | 0 | 0 | 0 | 0 | 0 | 0 | 0 | 0 | 0 | 0 | 0 | 0 | 0 | 0 | 0 | 0 | 0 | 0 | 0 | 0 | 0 | 0 | 0 | 0 | 0 | 0 | 0
4 | 0 | 0 | 0 | 0 | 0 | 0 | 0 | 0 | 0 | 0 | 0 | 0 | 0 | 0 | 0 | 0 | 0 | 0 | 0 | 0 | 0 | 0 | 0 | 0 | 0 | 0 | 0 | 0 | 0 | 0 | 0
5 | 0 | 0 | 0 | 0 | 0 | 0 | 0 | 0 | 0 | 0 | 0 | 0 | 0 | 0 | 0 | 0 | 0 | 0 | 0 | 0 | 0 | 0 | 0 | 0 | 0 | 0 | 0 | 0 | 0 | 0 | 0
6 | 0 | 0 | 0 | 0 | 0 | 0 | 0 | 0 | 0 | 0 | 0 | 0 | 0 | 0 | 0 | 0 | 0 | 0 | 0 | 0 | 0 | 0 | 0 | 0 | 0 | 0 | 0 | 0 | 0 | 0 | 0
7 | 0 | 0 | 0 | 0 | 0 | 0 | 0 | 0 | 0 | 0 | 0 | 0 | 0 | 0 | 0 | 0 | 0 | 0 | 0 | 0 | 0 | 0 | 0 | 0 | 0 | 0 | 0 | 0 | 0 | 0 | 0
8 | 0 | 0 | 0 | 0 | 0 | 0 | 0 | 0 | 0 | 0 | 0 | 0 | 0 | 0 | 0 | 0 | 0 | 0 | 0 | 0 | 0 | 0 | 0 | 0 | 0 | 0 | 0 | 0 | 0 | 0 | 0
9 | 0 | 0 | 0 | 0 | 0 | 0 | 0 | 0 | 0 | 0 | 0 | 0 | 0 | 0 | 0 | 0 | 0 | 0 | 0 | 0 | 0 | 0 | 0 | 0 | 0 | 0 | 0 | 0 | 0 | 0 | 0
10 | 0 | 0 | 0 | 0 | 0 | 0 | 0 | 0 | 0 | 0 | 0 | 0 | 0 | 0 | 0 | 0 | 0 | 0 | 0 | 0 | 0 | 0 | 0 | 0 | 0 | 0 | 0 | 0 | 0 | 0 | 0
Annualized Sales from Operation - Utility - Component 3
Equipment | Year 0 | Year 1 | Year 2 | Year 3 | Year 4 | Year 5 | Year 6 | Year 7 | Year 8 | Year 9 | Year 10 | Year 11 | Year 12 | Year 13 | Year 14 | Year 15 | Year 16 | Year 17 | Year 18 | Year 19 | Year 20 | Year 21 | Year 22 | Year 23 | Year 24 | Year 25 | Year 26 | Year 27 | Year 28 | Year 29 | Year 30
1 | 0 | 0 | 0 | 0 | 0 | 0 | 0 | 0 | 0 | 0 | 0 | 0 | 0 | 0 | 0 | 0 | 0 | 0 | 0 | 0 | 0 | 0 | 0 | 0 | 0 | 0 | 0 | 0 | 0 | 0 | 0
2 | 0 | 0 | 0 | 0 | 0 | 0 | 0 | 0 | 0 | 0 | 0 | 0 | 0 | 0 | 0 | 0 | 0 | 0 | 0 | 0 | 0 | 0 | 0 | 0 | 0 | 0 | 0 | 0 | 0 | 0 | 0
3 | 0 | 0 | 0 | 0 | 0 | 0 | 0 | 0 | 0 | 0 | 0 | 0 | 0 | 0 | 0 | 0 | 0 | 0 | 0 | 0 | 0 | 0 | 0 | 0 | 0 | 0 | 0 | 0 | 0 | 0 | 0
4 | 0 | 0 | 0 | 0 | 0 | 0 | 0 | 0 | 0 | 0 | 0 | 0 | 0 | 0 | 0 | 0 | 0 | 0 | 0 | 0 | 0 | 0 | 0 | 0 | 0 | 0 | 0 | 0 | 0 | 0 | 0
5 | 0 | 0 | 0 | 0 | 0 | 0 | 0 | 0 | 0 | 0 | 0 | 0 | 0 | 0 | 0 | 0 | 0 | 0 | 0 | 0 | 0 | 0 | 0 | 0 | 0 | 0 | 0 | 0 | 0 | 0 | 0
6 | 0 | 0 | 0 | 0 | 0 | 0 | 0 | 0 | 0 | 0 | 0 | 0 | 0 | 0 | 0 | 0 | 0 | 0 | 0 | 0 | 0 | 0 | 0 | 0 | 0 | 0 | 0 | 0 | 0 | 0 | 0
7 | 0 | 0 | 0 | 0 | 0 | 0 | 0 | 0 | 0 | 0 | 0 | 0 | 0 | 0 | 0 | 0 | 0 | 0 | 0 | 0 | 0 | 0 | 0 | 0 | 0 | 0 | 0 | 0 | 0 | 0 | 0
8 | 0 | 0 | 0 | 0 | 0 | 0 | 0 | 0 | 0 | 0 | 0 | 0 | 0 | 0 | 0 | 0 | 0 | 0 | 0 | 0 | 0 | 0 | 0 | 0 | 0 | 0 | 0 | 0 | 0 | 0 | 0
9 | 0 | 0 | 0 | 0 | 0 | 0 | 0 | 0 | 0 | 0 | 0 | 0 | 0 | 0 | 0 | 0 | 0 | 0 | 0 | 0 | 0 | 0 | 0 | 0 | 0 | 0 | 0 | 0 | 0 | 0 | 0
10 | 0 | 0 | 0 | 0 | 0 | 0 | 0 | 0 | 0 | 0 | 0 | 0 | 0 | 0 | 0 | 0 | 0 | 0 | 0 | 0 | 0 | 0 | 0 | 0 | 0 | 0 | 0 | 0 | 0 | 0 | 0
Annualized Cost of Equipment - Utility - Component 3
Equipment | Year 0 | Year 1 | Year 2 | Year 3 | Year 4 | Year 5 | Year 6 | Year 7 | Year 8 | Year 9 | Year 10 | Year 11 | Year 12 | Year 13 | Year 14 | Year 15 | Year 16 | Year 17 | Year 18 | Year 19 | Year 20 | Year 21 | Year 22 | Year 23 | Year 24 | Year 25 | Year 26 | Year 27 | Year 28 | Year 29 | Year 30
1 | 0 | 0 | 0 | 0 | 0 | 0 | 0 | 0 | 0 | 0 | 0 | 0 | 0 | 0 | 0 | 0 | 0 | 0 | 0 | 0 | 0 | 0 | 0 | 0 | 0 | 0 | 0 | 0 | 0 | 0 | 0
2 | 0 | 0 | 0 | 0 | 0 | 0 | 0 | 0 | 0 | 0 | 0 | 0 | 0 | 0 | 0 | 0 | 0 | 0 | 0 | 0 | 0 | 0 | 0 | 0 | 0 | 0 | 0 | 0 | 0 | 0 | 0
3 | 0 | 0 | 0 | 0 | 0 | 0 | 0 | 0 | 0 | 0 | 0 | 0 | 0 | 0 | 0 | 0 | 0 | 0 | 0 | 0 | 0 | 0 | 0 | 0 | 0 | 0 | 0 | 0 | 0 | 0 | 0
4 | 0 | 0 | 0 | 0 | 0 | 0 | 0 | 0 | 0 | 0 | 0 | 0 | 0 | 0 | 0 | 0 | 0 | 0 | 0 | 0 | 0 | 0 | 0 | 0 | 0 | 0 | 0 | 0 | 0 | 0 | 0
5 | 0 | 0 | 0 | 0 | 0 | 0 | 0 | 0 | 0 | 0 | 0 | 0 | 0 | 0 | 0 | 0 | 0 | 0 | 0 | 0 | 0 | 0 | 0 | 0 | 0 | 0 | 0 | 0 | 0 | 0 | 0
6 | 0 | 0 | 0 | 0 | 0 | 0 | 0 | 0 | 0 | 0 | 0 | 0 | 0 | 0 | 0 | 0 | 0 | 0 | 0 | 0 | 0 | 0 | 0 | 0 | 0 | 0 | 0 | 0 | 0 | 0 | 0
7 | 0 | 0 | 0 | 0 | 0 | 0 | 0 | 0 | 0 | 0 | 0 | 0 | 0 | 0 | 0 | 0 | 0 | 0 | 0 | 0 | 0 | 0 | 0 | 0 | 0 | 0 | 0 | 0 | 0 | 0 | 0
8 | 0 | 0 | 0 | 0 | 0 | 0 | 0 | 0 | 0 | 0 | 0 | 0 | 0 | 0 | 0 | 0 | 0 | 0 | 0 | 0 | 0 | 0 | 0 | 0 | 0 | 0 | 0 | 0 | 0 | 0 | 0
9 | 0 | 0 | 0 | 0 | 0 | 0 | 0 | 0 | 0 | 0 | 0 | 0 | 0 | 0 | 0 | 0 | 0 | 0 | 0 | 0 | 0 | 0 | 0 | 0 | 0 | 0 | 0 | 0 | 0 | 0 | 0
10 | 0 | 0 | 0 | 0 | 0 | 0 | 0 | 0 | 0 | 0 | 0 | 0 | 0 | 0 | 0 | 0 | 0 | 0 | 0 | 0 | 0 | 0 | 0 | 0 | 0 | 0 | 0 | 0 | 0 | 0 | 0
Annualized Cost of Operation - Participant - Component 3
Equipment | Year 0 | Year 1 | Year 2 | Year 3 | Year 4 | Year 5 | Year 6 | Year 7 | Year 8 | Year 9 | Year 10 | Year 11 | Year 12 | Year 13 | Year 14 | Year 15 | Year 16 | Year 17 | Year 18 | Year 19 | Year 20 | Year 21 | Year 22 | Year 23 | Year 24 | Year 25 | Year 26 | Year 27 | Year 28 | Year 29 | Year 30
1 | 0 | 0 | 0 | 0 | 0 | 0 | 0 | 0 | 0 | 0 | 0 | 0 | 0 | 0 | 0 | 0 | 0 | 0 | 0 | 0 | 0 | 0 | 0 | 0 | 0 | 0 | 0 | 0 | 0 | 0 | 0
2 | 0 | 0 | 0 | 0 | 0 | 0 | 0 | 0 | 0 | 0 | 0 | 0 | 0 | 0 | 0 | 0 | 0 | 0 | 0 | 0 | 0 | 0 | 0 | 0 | 0 | 0 | 0 | 0 | 0 | 0 | 0
3 | 0 | 0 | 0 | 0 | 0 | 0 | 0 | 0 | 0 | 0 | 0 | 0 | 0 | 0 | 0 | 0 | 0 | 0 | 0 | 0 | 0 | 0 | 0 | 0 | 0 | 0 | 0 | 0 | 0 | 0 | 0
4 | 0 | 0 | 0 | 0 | 0 | 0 | 0 | 0 | 0 | 0 | 0 | 0 | 0 | 0 | 0 | 0 | 0 | 0 | 0 | 0 | 0 | 0 | 0 | 0 | 0 | 0 | 0 | 0 | 0 | 0 | 0
5 | 0 | 0 | 0 | 0 | 0 | 0 | 0 | 0 | 0 | 0 | 0 | 0 | 0 | 0 | 0 | 0 | 0 | 0 | 0 | 0 | 0 | 0 | 0 | 0 | 0 | 0 | 0 | 0 | 0 | 0 | 0
6 | 0 | 0 | 0 | 0 | 0 | 0 | 0 | 0 | 0 | 0 | 0 | 0 | 0 | 0 | 0 | 0 | 0 | 0 | 0 | 0 | 0 | 0 | 0 | 0 | 0 | 0 | 0 | 0 | 0 | 0 | 0
7 | 0 | 0 | 0 | 0 | 0 | 0 | 0 | 0 | 0 | 0 | 0 | 0 | 0 | 0 | 0 | 0 | 0 | 0 | 0 | 0 | 0 | 0 | 0 | 0 | 0 | 0 | 0 | 0 | 0 | 0 | 0
8 | 0 | 0 | 0 | 0 | 0 | 0 | 0 | 0 | 0 | 0 | 0 | 0 | 0 | 0 | 0 | 0 | 0 | 0 | 0 | 0 | 0 | 0 | 0 | 0 | 0 | 0 | 0 | 0 | 0 | 0 | 0
9 | 0 | 0 | 0 | 0 | 0 | 0 | 0 | 0 | 0 | 0 | 0 | 0 | 0 | 0 | 0 | 0 | 0 | 0 | 0 | 0 | 0 | 0 | 0 | 0 | 0 | 0 | 0 | 0 | 0 | 0 | 0
10 | 0 | 0 | 0 | 0 | 0 | 0 | 0 | 0 | 0 | 0 | 0 | 0 | 0 | 0 | 0 | 0 | 0 | 0 | 0 | 0 | 0 | 0 | 0 | 0 | 0 | 0 | 0 | 0 | 0 | 0 | 0
Annualized Cost of Equipment - Participant - Component 3
Equipment | Year 0 | Year 1 | Year 2 | Year 3 | Year 4 | Year 5 | Year 6 | Year 7 | Year 8 | Year 9 | Year 10 | Year 11 | Year 12 | Year 13 | Year 14 | Year 15 | Year 16 | Year 17 | Year 18 | Year 19 | Year 20 | Year 21 | Year 22 | Year 23 | Year 24 | Year 25 | Year 26 | Year 27 | Year 28 | Year 29 | Year 30
1 | 0 | 0 | 0 | 0 | 0 | 0 | 0 | 0 | 0 | 0 | 0 | 0 | 0 | 0 | 0 | 0 | 0 | 0 | 0 | 0 | 0 | 0 | 0 | 0 | 0 | 0 | 0 | 0 | 0 | 0 | 0
2 | 0 | 0 | 0 | 0 | 0 | 0 | 0 | 0 | 0 | 0 | 0 | 0 | 0 | 0 | 0 | 0 | 0 | 0 | 0 | 0 | 0 | 0 | 0 | 0 | 0 | 0 | 0 | 0 | 0 | 0 | 0
3 | 0 | 0 | 0 | 0 | 0 | 0 | 0 | 0 | 0 | 0 | 0 | 0 | 0 | 0 | 0 | 0 | 0 | 0 | 0 | 0 | 0 | 0 | 0 | 0 | 0 | 0 | 0 | 0 | 0 | 0 | 0
4 | 0 | 0 | 0 | 0 | 0 | 0 | 0 | 0 | 0 | 0 | 0 | 0 | 0 | 0 | 0 | 0 | 0 | 0 | 0 | 0 | 0 | 0 | 0 | 0 | 0 | 0 | 0 | 0 | 0 | 0 | 0
5 | 0 | 0 | 0 | 0 | 0 | 0 | 0 | 0 | 0 | 0 | 0 | 0 | 0 | 0 | 0 | 0 | 0 | 0 | 0 | 0 | 0 | 0 | 0 | 0 | 0 | 0 | 0 | 0 | 0 | 0 | 0
6 | 0 | 0 | 0 | 0 | 0 | 0 | 0 | 0 | 0 | 0 | 0 | 0 | 0 | 0 | 0 | 0 | 0 | 0 | 0 | 0 | 0 | 0 | 0 | 0 | 0 | 0 | 0 | 0 | 0 | 0 | 0
7 | 0 | 0 | 0 | 0 | 0 | 0 | 0 | 0 | 0 | 0 | 0 | 0 | 0 | 0 | 0 | 0 | 0 | 0 | 0 | 0 | 0 | 0 | 0 | 0 | 0 | 0 | 0 | 0 | 0 | 0 | 0
8 | 0 | 0 | 0 | 0 | 0 | 0 | 0 | 0 | 0 | 0 | 0 | 0 | 0 | 0 | 0 | 0 | 0 | 0 | 0 | 0 | 0 | 0 | 0 | 0 | 0 | 0 | 0 | 0 | 0 | 0 | 0
9 | 0 | 0 | 0 | 0 | 0 | 0 | 0 | 0 | 0 | 0 | 0 | 0 | 0 | 0 | 0 | 0 | 0 | 0 | 0 | 0 | 0 | 0 | 0 | 0 | 0 | 0 | 0 | 0 | 0 | 0 | 0
10 | 0 | 0 | 0 | 0 | 0 | 0 | 0 | 0 | 0 | 0 | 0 | 0 | 0 | 0 | 0 | 0 | 0 | 0 | 0 | 0 | 0 | 0 | 0 | 0 | 0 | 0 | 0 | 0 | 0 | 0 | 0
Annualized kBTUs - Component 3
Equipment | Year 0 | Year 1 | Year 2 | Year 3 | Year 4 | Year 5 | Year 6 | Year 7 | Year 8 | Year 9 | Year 10 | Year 11 | Year 12 | Year 13 | Year 14 | Year 15 | Year 16 | Year 17 | Year 18 | Year 19 | Year 20 | Year 21 | Year 22 | Year 23 | Year 24 | Year 25 | Year 26 | Year 27 | Year 28 | Year 29 | Year 30
1 | 0 | 0 | 0 | 0 | 0 | 0 | 0 | 0 | 0 | 0 | 0 | 0 | 0 | 0 | 0 | 0 | 0 | 0 | 0 | 0 | 0 | 0 | 0 | 0 | 0 | 0 | 0 | 0 | 0 | 0 | 0
2 | 0 | 0 | 0 | 0 | 0 | 0 | 0 | 0 | 0 | 0 | 0 | 0 | 0 | 0 | 0 | 0 | 0 | 0 | 0 | 0 | 0 | 0 | 0 | 0 | 0 | 0 | 0 | 0 | 0 | 0 | 0
3 | 0 | 0 | 0 | 0 | 0 | 0 | 0 | 0 | 0 | 0 | 0 | 0 | 0 | 0 | 0 | 0 | 0 | 0 | 0 | 0 | 0 | 0 | 0 | 0 | 0 | 0 | 0 | 0 | 0 | 0 | 0
4 | 0 | 0 | 0 | 0 | 0 | 0 | 0 | 0 | 0 | 0 | 0 | 0 | 0 | 0 | 0 | 0 | 0 | 0 | 0 | 0 | 0 | 0 | 0 | 0 | 0 | 0 | 0 | 0 | 0 | 0 | 0
5 | 0 | 0 | 0 | 0 | 0 | 0 | 0 | 0 | 0 | 0 | 0 | 0 | 0 | 0 | 0 | 0 | 0 | 0 | 0 | 0 | 0 | 0 | 0 | 0 | 0 | 0 | 0 | 0 | 0 | 0 | 0
6 | 0 | 0 | 0 | 0 | 0 | 0 | 0 | 0 | 0 | 0 | 0 | 0 | 0 | 0 | 0 | 0 | 0 | 0 | 0 | 0 | 0 | 0 | 0 | 0 | 0 | 0 | 0 | 0 | 0 | 0 | 0
7 | 0 | 0 | 0 | 0 | 0 | 0 | 0 | 0 | 0 | 0 | 0 | 0 | 0 | 0 | 0 | 0 | 0 | 0 | 0 | 0 | 0 | 0 | 0 | 0 | 0 | 0 | 0 | 0 | 0 | 0 | 0
8 | 0 | 0 | 0 | 0 | 0 | 0 | 0 | 0 | 0 | 0 | 0 | 0 | 0 | 0 | 0 | 0 | 0 | 0 | 0 | 0 | 0 | 0 | 0 | 0 | 0 | 0 | 0 | 0 | 0 | 0 | 0
9 | 0 | 0 | 0 | 0 | 0 | 0 | 0 | 0 | 0 | 0 | 0 | 0 | 0 | 0 | 0 | 0 | 0 | 0 | 0 | 0 | 0 | 0 | 0 | 0 | 0 | 0 | 0 | 0 | 0 | 0 | 0
10 | 0 | 0 | 0 | 0 | 0 | 0 | 0 | 0 | 0 | 0 | 0 | 0 | 0 | 0 | 0 | 0 | 0 | 0 | 0 | 0 | 0 | 0 | 0 | 0 | 0 | 0 | 0 | 0 | 0 | 0 | 0
On Market - Component 3
Equipment | Year 0 | Year 1 | Year 2 | Year 3 | Year 4 | Year 5 | Year 6 | Year 7 | Year 8 | Year 9 | Year 10 | Year 11 | Year 12 | Year 13 | Year 14 | Year 15 | Year 16 | Year 17 | Year 18 | Year 19 | Year 20 | Year 21 | Year 22 | Year 23 | Year 24 | Year 25 | Year 26 | Year 27 | Year 28 | Year 29 | Year 30
1 | 0 | 0 | 0 | 0 | 0 | 0 | 0 | 0 | 0 | 0 | 0 | 0 | 0 | 0 | 0 | 0 | 0 | 0 | 0 | 0 | 0 | 0 | 0 | 0 | 0 | 0 | 0 | 0 | 0 | 0 | 0
2 | 0 | 0 | 0 | 0 | 0 | 0 | 0 | 0 | 0 | 0 | 0 | 0 | 0 | 0 | 0 | 0 | 0 | 0 | 0 | 0 | 0 | 0 | 0 | 0 | 0 | 0 | 0 | 0 | 0 | 0 | 0
3 | 0 | 0 | 0 | 0 | 0 | 0 | 0 | 0 | 0 | 0 | 0 | 0 | 0 | 0 | 0 | 0 | 0 | 0 | 0 | 0 | 0 | 0 | 0 | 0 | 0 | 0 | 0 | 0 | 0 | 0 | 0
4 | 0 | 0 | 0 | 0 | 0 | 0 | 0 | 0 | 0 | 0 | 0 | 0 | 0 | 0 | 0 | 0 | 0 | 0 | 0 | 0 | 0 | 0 | 0 | 0 | 0 | 0 | 0 | 0 | 0 | 0 | 0
5 | 0 | 0 | 0 | 0 | 0 | 0 | 0 | 0 | 0 | 0 | 0 | 0 | 0 | 0 | 0 | 0 | 0 | 0 | 0 | 0 | 0 | 0 | 0 | 0 | 0 | 0 | 0 | 0 | 0 | 0 | 0
6 | 0 | 0 | 0 | 0 | 0 | 0 | 0 | 0 | 0 | 0 | 0 | 0 | 0 | 0 | 0 | 0 | 0 | 0 | 0 | 0 | 0 | 0 | 0 | 0 | 0 | 0 | 0 | 0 | 0 | 0 | 0
7 | 0 | 0 | 0 | 0 | 0 | 0 | 0 | 0 | 0 | 0 | 0 | 0 | 0 | 0 | 0 | 0 | 0 | 0 | 0 | 0 | 0 | 0 | 0 | 0 | 0 | 0 | 0 | 0 | 0 | 0 | 0
8 | 0 | 0 | 0 | 0 | 0 | 0 | 0 | 0 | 0 | 0 | 0 | 0 | 0 | 0 | 0 | 0 | 0 | 0 | 0 | 0 | 0 | 0 | 0 | 0 | 0 | 0 | 0 | 0 | 0 | 0 | 0
9 | 0 | 0 | 0 | 0 | 0 | 0 | 0 | 0 | 0 | 0 | 0 | 0 | 0 | 0 | 0 | 0 | 0 | 0 | 0 | 0 | 0 | 0 | 0 | 0 | 0 | 0 | 0 | 0 | 0 | 0 | 0
10 | 0 | 0 | 0 | 0 | 0 | 0 | 0 | 0 | 0 | 0 | 0 | 0 | 0 | 0 | 0 | 0 | 0 | 0 | 0 | 0 | 0 | 0 | 0 | 0 | 0 | 0 | 0 | 0 | 0 | 0 | 0
Technical kBTUs - Component 3
Value | Year 0 | Year 1 | Year 2 | Year 3 | Year 4 | Year 5 | Year 6 | Year 7 | Year 8 | Year 9 | Year 10 | Year 11 | Year 12 | Year 13 | Year 14 | Year 15 | Year 16 | Year 17 | Year 18 | Year 19 | Year 20 | Year 21 | Year 22 | Year 23 | Year 24 | Year 25 | Year 26 | Year 27 | Year 28 | Year 29 | Year 30
Annualized kBTUs | 0 | 0 | 0 | 0 | 0 | 0 | 0 | 0 | 0 | 0 | 0 | 0 | 0 | 0 | 0 | 0 | 0 | 0 | 0 | 0 | 0 | 0 | 0 | 0 | 0 | 0 | 0 | 0 | 0 | 0 | 0
Lifetimes - Component 3
Scenario | Year 0 | Year 1 | Year 2 | Year 3 | Year 4 | Year 5 | Year 6 | Year 7 | Year 8 | Year 9 | Year 10 | Year 11 | Year 12 | Year 13 | Year 14 | Year 15 | Year 16 | Year 17 | Year 18 | Year 19 | Year 20 | Year 21 | Year 22 | Year 23 | Year 24 | Year 25 | Year 26 | Year 27 | Year 28 | Year 29 | Year 30
NC - Min. Lifetime | 0 | 0 | 0 | 0 | 0 | 0 | 0 | 0 | 0 | 0 | 0 | 0 | 0 | 0 | 0 | 0 | 0 | 0 | 0 | 0 | 0 | 0 | 0 | 0 | 0 | 0 | 0 | 0 | 0 | 0 | 0
NC - Max. Lifetime | 0 | 0 | 0 | 0 | 0 | 0 | 0 | 0 | 0 | 0 | 0 | 0 | 0 | 0 | 0 | 0 | 0 | 0 | 0 | 0 | 0 | 0 | 0 | 0 | 0 | 0 | 0 | 0 | 0 | 0 | 0
Equipment Options - Component 4
Equipment | Year 0: Label; Year 1: Min. Lifetime; Year 2: Max. Lifetime; Year 3: On Market; Year 4: Off Market; Year 5: Available; Year 6: On Date; Year 7: Off Date
1 | Year 5: 0:00; Year 6: 0; Year 7: 0
2 | Year 5: 0:00; Year 6: 0; Year 7: 0
3 | Year 5: 0:00; Year 6: 0; Year 7: 0
4 | Year 5: 0:00; Year 6: 0; Year 7: 0
5 | Year 5: 0:00; Year 6: 0; Year 7: 0
6 | Year 5: 0:00; Year 6: 0; Year 7: 0
7 | Year 5: 0:00; Year 6: 0; Year 7: 0
8 | Year 5: 0:00; Year 6: 0; Year 7: 0
9 | Year 5: 0:00; Year 6: 0; Year 7: 0
10 | Year 5: 0:00; Year 6: 0; Year 7: 0
Purchase Shares - Component 4
Equipment | Year 0 | Year 1 | Year 2 | Year 3 | Year 4 | Year 5 | Year 6 | Year 7 | Year 8 | Year 9 | Year 10 | Year 11 | Year 12 | Year 13 | Year 14 | Year 15 | Year 16 | Year 17 | Year 18 | Year 19 | Year 20 | Year 21 | Year 22 | Year 23 | Year 24 | Year 25 | Year 26 | Year 27 | Year 28 | Year 29 | Year 30
1 | bar: Year 0 to Year 30
2 | bar: Year 0 to Year 30
3 | bar: Year 0 to Year 30
4 | bar: Year 0 to Year 30
5 | bar: Year 0 to Year 30
6 | bar: Year 0 to Year 30
7 | bar: Year 0 to Year 30
8 | bar: Year 0 to Year 30
9 | bar: Year 0 to Year 30
10 | bar: Year 0 to Year 30
Annualized Cost of Operation - Utility - Component 4
Equipment | Year 0 | Year 1 | Year 2 | Year 3 | Year 4 | Year 5 | Year 6 | Year 7 | Year 8 | Year 9 | Year 10 | Year 11 | Year 12 | Year 13 | Year 14 | Year 15 | Year 16 | Year 17 | Year 18 | Year 19 | Year 20 | Year 21 | Year 22 | Year 23 | Year 24 | Year 25 | Year 26 | Year 27 | Year 28 | Year 29 | Year 30
1 | 0 | 0 | 0 | 0 | 0 | 0 | 0 | 0 | 0 | 0 | 0 | 0 | 0 | 0 | 0 | 0 | 0 | 0 | 0 | 0 | 0 | 0 | 0 | 0 | 0 | 0 | 0 | 0 | 0 | 0 | 0
2 | 0 | 0 | 0 | 0 | 0 | 0 | 0 | 0 | 0 | 0 | 0 | 0 | 0 | 0 | 0 | 0 | 0 | 0 | 0 | 0 | 0 | 0 | 0 | 0 | 0 | 0 | 0 | 0 | 0 | 0 | 0
3 | 0 | 0 | 0 | 0 | 0 | 0 | 0 | 0 | 0 | 0 | 0 | 0 | 0 | 0 | 0 | 0 | 0 | 0 | 0 | 0 | 0 | 0 | 0 | 0 | 0 | 0 | 0 | 0 | 0 | 0 | 0
4 | 0 | 0 | 0 | 0 | 0 | 0 | 0 | 0 | 0 | 0 | 0 | 0 | 0 | 0 | 0 | 0 | 0 | 0 | 0 | 0 | 0 | 0 | 0 | 0 | 0 | 0 | 0 | 0 | 0 | 0 | 0
5 | 0 | 0 | 0 | 0 | 0 | 0 | 0 | 0 | 0 | 0 | 0 | 0 | 0 | 0 | 0 | 0 | 0 | 0 | 0 | 0 | 0 | 0 | 0 | 0 | 0 | 0 | 0 | 0 | 0 | 0 | 0
6 | 0 | 0 | 0 | 0 | 0 | 0 | 0 | 0 | 0 | 0 | 0 | 0 | 0 | 0 | 0 | 0 | 0 | 0 | 0 | 0 | 0 | 0 | 0 | 0 | 0 | 0 | 0 | 0 | 0 | 0 | 0
7 | 0 | 0 | 0 | 0 | 0 | 0 | 0 | 0 | 0 | 0 | 0 | 0 | 0 | 0 | 0 | 0 | 0 | 0 | 0 | 0 | 0 | 0 | 0 | 0 | 0 | 0 | 0 | 0 | 0 | 0 | 0
8 | 0 | 0 | 0 | 0 | 0 | 0 | 0 | 0 | 0 | 0 | 0 | 0 | 0 | 0 | 0 | 0 | 0 | 0 | 0 | 0 | 0 | 0 | 0 | 0 | 0 | 0 | 0 | 0 | 0 | 0 | 0
9 | 0 | 0 | 0 | 0 | 0 | 0 | 0 | 0 | 0 | 0 | 0 | 0 | 0 | 0 | 0 | 0 | 0 | 0 | 0 | 0 | 0 | 0 | 0 | 0 | 0 | 0 | 0 | 0 | 0 | 0 | 0
10 | 0 | 0 | 0 | 0 | 0 | 0 | 0 | 0 | 0 | 0 | 0 | 0 | 0 | 0 | 0 | 0 | 0 | 0 | 0 | 0 | 0 | 0 | 0 | 0 | 0 | 0 | 0 | 0 | 0 | 0 | 0
Annualized Sales from Operation - Utility - Component 4
Equipment | Year 0 | Year 1 | Year 2 | Year 3 | Year 4 | Year 5 | Year 6 | Year 7 | Year 8 | Year 9 | Year 10 | Year 11 | Year 12 | Year 13 | Year 14 | Year 15 | Year 16 | Year 17 | Year 18 | Year 19 | Year 20 | Year 21 | Year 22 | Year 23 | Year 24 | Year 25 | Year 26 | Year 27 | Year 28 | Year 29 | Year 30
1 | 0 | 0 | 0 | 0 | 0 | 0 | 0 | 0 | 0 | 0 | 0 | 0 | 0 | 0 | 0 | 0 | 0 | 0 | 0 | 0 | 0 | 0 | 0 | 0 | 0 | 0 | 0 | 0 | 0 | 0 | 0
2 | 0 | 0 | 0 | 0 | 0 | 0 | 0 | 0 | 0 | 0 | 0 | 0 | 0 | 0 | 0 | 0 | 0 | 0 | 0 | 0 | 0 | 0 | 0 | 0 | 0 | 0 | 0 | 0 | 0 | 0 | 0
3 | 0 | 0 | 0 | 0 | 0 | 0 | 0 | 0 | 0 | 0 | 0 | 0 | 0 | 0 | 0 | 0 | 0 | 0 | 0 | 0 | 0 | 0 | 0 | 0 | 0 | 0 | 0 | 0 | 0 | 0 | 0
4 | 0 | 0 | 0 | 0 | 0 | 0 | 0 | 0 | 0 | 0 | 0 | 0 | 0 | 0 | 0 | 0 | 0 | 0 | 0 | 0 | 0 | 0 | 0 | 0 | 0 | 0 | 0 | 0 | 0 | 0 | 0
5 | 0 | 0 | 0 | 0 | 0 | 0 | 0 | 0 | 0 | 0 | 0 | 0 | 0 | 0 | 0 | 0 | 0 | 0 | 0 | 0 | 0 | 0 | 0 | 0 | 0 | 0 | 0 | 0 | 0 | 0 | 0
6 | 0 | 0 | 0 | 0 | 0 | 0 | 0 | 0 | 0 | 0 | 0 | 0 | 0 | 0 | 0 | 0 | 0 | 0 | 0 | 0 | 0 | 0 | 0 | 0 | 0 | 0 | 0 | 0 | 0 | 0 | 0
7 | 0 | 0 | 0 | 0 | 0 | 0 | 0 | 0 | 0 | 0 | 0 | 0 | 0 | 0 | 0 | 0 | 0 | 0 | 0 | 0 | 0 | 0 | 0 | 0 | 0 | 0 | 0 | 0 | 0 | 0 | 0
8 | 0 | 0 | 0 | 0 | 0 | 0 | 0 | 0 | 0 | 0 | 0 | 0 | 0 | 0 | 0 | 0 | 0 | 0 | 0 | 0 | 0 | 0 | 0 | 0 | 0 | 0 | 0 | 0 | 0 | 0 | 0
9 | 0 | 0 | 0 | 0 | 0 | 0 | 0 | 0 | 0 | 0 | 0 | 0 | 0 | 0 | 0 | 0 | 0 | 0 | 0 | 0 | 0 | 0 | 0 | 0 | 0 | 0 | 0 | 0 | 0 | 0 | 0
10 | 0 | 0 | 0 | 0 | 0 | 0 | 0 | 0 | 0 | 0 | 0 | 0 | 0 | 0 | 0 | 0 | 0 | 0 | 0 | 0 | 0 | 0 | 0 | 0 | 0 | 0 | 0 | 0 | 0 | 0 | 0
Annualized Cost of Equipment - Utility - Component 4
Equipment | Year 0 | Year 1 | Year 2 | Year 3 | Year 4 | Year 5 | Year 6 | Year 7 | Year 8 | Year 9 | Year 10 | Year 11 | Year 12 | Year 13 | Year 14 | Year 15 | Year 16 | Year 17 | Year 18 | Year 19 | Year 20 | Year 21 | Year 22 | Year 23 | Year 24 | Year 25 | Year 26 | Year 27 | Year 28 | Year 29 | Year 30
1 | 0 | 0 | 0 | 0 | 0 | 0 | 0 | 0 | 0 | 0 | 0 | 0 | 0 | 0 | 0 | 0 | 0 | 0 | 0 | 0 | 0 | 0 | 0 | 0 | 0 | 0 | 0 | 0 | 0 | 0 | 0
2 | 0 | 0 | 0 | 0 | 0 | 0 | 0 | 0 | 0 | 0 | 0 | 0 | 0 | 0 | 0 | 0 | 0 | 0 | 0 | 0 | 0 | 0 | 0 | 0 | 0 | 0 | 0 | 0 | 0 | 0 | 0
3 | 0 | 0 | 0 | 0 | 0 | 0 | 0 | 0 | 0 | 0 | 0 | 0 | 0 | 0 | 0 | 0 | 0 | 0 | 0 | 0 | 0 | 0 | 0 | 0 | 0 | 0 | 0 | 0 | 0 | 0 | 0
4 | 0 | 0 | 0 | 0 | 0 | 0 | 0 | 0 | 0 | 0 | 0 | 0 | 0 | 0 | 0 | 0 | 0 | 0 | 0 | 0 | 0 | 0 | 0 | 0 | 0 | 0 | 0 | 0 | 0 | 0 | 0
5 | 0 | 0 | 0 | 0 | 0 | 0 | 0 | 0 | 0 | 0 | 0 | 0 | 0 | 0 | 0 | 0 | 0 | 0 | 0 | 0 | 0 | 0 | 0 | 0 | 0 | 0 | 0 | 0 | 0 | 0 | 0
6 | 0 | 0 | 0 | 0 | 0 | 0 | 0 | 0 | 0 | 0 | 0 | 0 | 0 | 0 | 0 | 0 | 0 | 0 | 0 | 0 | 0 | 0 | 0 | 0 | 0 | 0 | 0 | 0 | 0 | 0 | 0
7 | 0 | 0 | 0 | 0 | 0 | 0 | 0 | 0 | 0 | 0 | 0 | 0 | 0 | 0 | 0 | 0 | 0 | 0 | 0 | 0 | 0 | 0 | 0 | 0 | 0 | 0 | 0 | 0 | 0 | 0 | 0
8 | 0 | 0 | 0 | 0 | 0 | 0 | 0 | 0 | 0 | 0 | 0 | 0 | 0 | 0 | 0 | 0 | 0 | 0 | 0 | 0 | 0 | 0 | 0 | 0 | 0 | 0 | 0 | 0 | 0 | 0 | 0
9 | 0 | 0 | 0 | 0 | 0 | 0 | 0 | 0 | 0 | 0 | 0 | 0 | 0 | 0 | 0 | 0 | 0 | 0 | 0 | 0 | 0 | 0 | 0 | 0 | 0 | 0 | 0 | 0 | 0 | 0 | 0
10 | 0 | 0 | 0 | 0 | 0 | 0 | 0 | 0 | 0 | 0 | 0 | 0 | 0 | 0 | 0 | 0 | 0 | 0 | 0 | 0 | 0 | 0 | 0 | 0 | 0 | 0 | 0 | 0 | 0 | 0 | 0
Annualized Cost of Operation - Participant - Component 4
Equipment | Year 0 | Year 1 | Year 2 | Year 3 | Year 4 | Year 5 | Year 6 | Year 7 | Year 8 | Year 9 | Year 10 | Year 11 | Year 12 | Year 13 | Year 14 | Year 15 | Year 16 | Year 17 | Year 18 | Year 19 | Year 20 | Year 21 | Year 22 | Year 23 | Year 24 | Year 25 | Year 26 | Year 27 | Year 28 | Year 29 | Year 30
1 | 0 | 0 | 0 | 0 | 0 | 0 | 0 | 0 | 0 | 0 | 0 | 0 | 0 | 0 | 0 | 0 | 0 | 0 | 0 | 0 | 0 | 0 | 0 | 0 | 0 | 0 | 0 | 0 | 0 | 0 | 0
2 | 0 | 0 | 0 | 0 | 0 | 0 | 0 | 0 | 0 | 0 | 0 | 0 | 0 | 0 | 0 | 0 | 0 | 0 | 0 | 0 | 0 | 0 | 0 | 0 | 0 | 0 | 0 | 0 | 0 | 0 | 0
3 | 0 | 0 | 0 | 0 | 0 | 0 | 0 | 0 | 0 | 0 | 0 | 0 | 0 | 0 | 0 | 0 | 0 | 0 | 0 | 0 | 0 | 0 | 0 | 0 | 0 | 0 | 0 | 0 | 0 | 0 | 0
4 | 0 | 0 | 0 | 0 | 0 | 0 | 0 | 0 | 0 | 0 | 0 | 0 | 0 | 0 | 0 | 0 | 0 | 0 | 0 | 0 | 0 | 0 | 0 | 0 | 0 | 0 | 0 | 0 | 0 | 0 | 0
5 | 0 | 0 | 0 | 0 | 0 | 0 | 0 | 0 | 0 | 0 | 0 | 0 | 0 | 0 | 0 | 0 | 0 | 0 | 0 | 0 | 0 | 0 | 0 | 0 | 0 | 0 | 0 | 0 | 0 | 0 | 0
6 | 0 | 0 | 0 | 0 | 0 | 0 | 0 | 0 | 0 | 0 | 0 | 0 | 0 | 0 | 0 | 0 | 0 | 0 | 0 | 0 | 0 | 0 | 0 | 0 | 0 | 0 | 0 | 0 | 0 | 0 | 0
7 | 0 | 0 | 0 | 0 | 0 | 0 | 0 | 0 | 0 | 0 | 0 | 0 | 0 | 0 | 0 | 0 | 0 | 0 | 0 | 0 | 0 | 0 | 0 | 0 | 0 | 0 | 0 | 0 | 0 | 0 | 0
8 | 0 | 0 | 0 | 0 | 0 | 0 | 0 | 0 | 0 | 0 | 0 | 0 | 0 | 0 | 0 | 0 | 0 | 0 | 0 | 0 | 0 | 0 | 0 | 0 | 0 | 0 | 0 | 0 | 0 | 0 | 0
9 | 0 | 0 | 0 | 0 | 0 | 0 | 0 | 0 | 0 | 0 | 0 | 0 | 0 | 0 | 0 | 0 | 0 | 0 | 0 | 0 | 0 | 0 | 0 | 0 | 0 | 0 | 0 | 0 | 0 | 0 | 0
10 | 0 | 0 | 0 | 0 | 0 | 0 | 0 | 0 | 0 | 0 | 0 | 0 | 0 | 0 | 0 | 0 | 0 | 0 | 0 | 0 | 0 | 0 | 0 | 0 | 0 | 0 | 0 | 0 | 0 | 0 | 0
Annualized Cost of Equipment - Participant - Component 4
Equipment | Year 0 | Year 1 | Year 2 | Year 3 | Year 4 | Year 5 | Year 6 | Year 7 | Year 8 | Year 9 | Year 10 | Year 11 | Year 12 | Year 13 | Year 14 | Year 15 | Year 16 | Year 17 | Year 18 | Year 19 | Year 20 | Year 21 | Year 22 | Year 23 | Year 24 | Year 25 | Year 26 | Year 27 | Year 28 | Year 29 | Year 30
1 | 0 | 0 | 0 | 0 | 0 | 0 | 0 | 0 | 0 | 0 | 0 | 0 | 0 | 0 | 0 | 0 | 0 | 0 | 0 | 0 | 0 | 0 | 0 | 0 | 0 | 0 | 0 | 0 | 0 | 0 | 0
2 | 0 | 0 | 0 | 0 | 0 | 0 | 0 | 0 | 0 | 0 | 0 | 0 | 0 | 0 | 0 | 0 | 0 | 0 | 0 | 0 | 0 | 0 | 0 | 0 | 0 | 0 | 0 | 0 | 0 | 0 | 0
3 | 0 | 0 | 0 | 0 | 0 | 0 | 0 | 0 | 0 | 0 | 0 | 0 | 0 | 0 | 0 | 0 | 0 | 0 | 0 | 0 | 0 | 0 | 0 | 0 | 0 | 0 | 0 | 0 | 0 | 0 | 0
4 | 0 | 0 | 0 | 0 | 0 | 0 | 0 | 0 | 0 | 0 | 0 | 0 | 0 | 0 | 0 | 0 | 0 | 0 | 0 | 0 | 0 | 0 | 0 | 0 | 0 | 0 | 0 | 0 | 0 | 0 | 0
5 | 0 | 0 | 0 | 0 | 0 | 0 | 0 | 0 | 0 | 0 | 0 | 0 | 0 | 0 | 0 | 0 | 0 | 0 | 0 | 0 | 0 | 0 | 0 | 0 | 0 | 0 | 0 | 0 | 0 | 0 | 0
6 | 0 | 0 | 0 | 0 | 0 | 0 | 0 | 0 | 0 | 0 | 0 | 0 | 0 | 0 | 0 | 0 | 0 | 0 | 0 | 0 | 0 | 0 | 0 | 0 | 0 | 0 | 0 | 0 | 0 | 0 | 0
7 | 0 | 0 | 0 | 0 | 0 | 0 | 0 | 0 | 0 | 0 | 0 | 0 | 0 | 0 | 0 | 0 | 0 | 0 | 0 | 0 | 0 | 0 | 0 | 0 | 0 | 0 | 0 | 0 | 0 | 0 | 0
8 | 0 | 0 | 0 | 0 | 0 | 0 | 0 | 0 | 0 | 0 | 0 | 0 | 0 | 0 | 0 | 0 | 0 | 0 | 0 | 0 | 0 | 0 | 0 | 0 | 0 | 0 | 0 | 0 | 0 | 0 | 0
9 | 0 | 0 | 0 | 0 | 0 | 0 | 0 | 0 | 0 | 0 | 0 | 0 | 0 | 0 | 0 | 0 | 0 | 0 | 0 | 0 | 0 | 0 | 0 | 0 | 0 | 0 | 0 | 0 | 0 | 0 | 0
10 | 0 | 0 | 0 | 0 | 0 | 0 | 0 | 0 | 0 | 0 | 0 | 0 | 0 | 0 | 0 | 0 | 0 | 0 | 0 | 0 | 0 | 0 | 0 | 0 | 0 | 0 | 0 | 0 | 0 | 0 | 0
Annualized kBTUs - Component 4
Equipment | Year 0 | Year 1 | Year 2 | Year 3 | Year 4 | Year 5 | Year 6 | Year 7 | Year 8 | Year 9 | Year 10 | Year 11 | Year 12 | Year 13 | Year 14 | Year 15 | Year 16 | Year 17 | Year 18 | Year 19 | Year 20 | Year 21 | Year 22 | Year 23 | Year 24 | Year 25 | Year 26 | Year 27 | Year 28 | Year 29 | Year 30
1 | 0 | 0 | 0 | 0 | 0 | 0 | 0 | 0 | 0 | 0 | 0 | 0 | 0 | 0 | 0 | 0 | 0 | 0 | 0 | 0 | 0 | 0 | 0 | 0 | 0 | 0 | 0 | 0 | 0 | 0 | 0
2 | 0 | 0 | 0 | 0 | 0 | 0 | 0 | 0 | 0 | 0 | 0 | 0 | 0 | 0 | 0 | 0 | 0 | 0 | 0 | 0 | 0 | 0 | 0 | 0 | 0 | 0 | 0 | 0 | 0 | 0 | 0
3 | 0 | 0 | 0 | 0 | 0 | 0 | 0 | 0 | 0 | 0 | 0 | 0 | 0 | 0 | 0 | 0 | 0 | 0 | 0 | 0 | 0 | 0 | 0 | 0 | 0 | 0 | 0 | 0 | 0 | 0 | 0
4 | 0 | 0 | 0 | 0 | 0 | 0 | 0 | 0 | 0 | 0 | 0 | 0 | 0 | 0 | 0 | 0 | 0 | 0 | 0 | 0 | 0 | 0 | 0 | 0 | 0 | 0 | 0 | 0 | 0 | 0 | 0
5 | 0 | 0 | 0 | 0 | 0 | 0 | 0 | 0 | 0 | 0 | 0 | 0 | 0 | 0 | 0 | 0 | 0 | 0 | 0 | 0 | 0 | 0 | 0 | 0 | 0 | 0 | 0 | 0 | 0 | 0 | 0
6 | 0 | 0 | 0 | 0 | 0 | 0 | 0 | 0 | 0 | 0 | 0 | 0 | 0 | 0 | 0 | 0 | 0 | 0 | 0 | 0 | 0 | 0 | 0 | 0 | 0 | 0 | 0 | 0 | 0 | 0 | 0
7 | 0 | 0 | 0 | 0 | 0 | 0 | 0 | 0 | 0 | 0 | 0 | 0 | 0 | 0 | 0 | 0 | 0 | 0 | 0 | 0 | 0 | 0 | 0 | 0 | 0 | 0 | 0 | 0 | 0 | 0 | 0
8 | 0 | 0 | 0 | 0 | 0 | 0 | 0 | 0 | 0 | 0 | 0 | 0 | 0 | 0 | 0 | 0 | 0 | 0 | 0 | 0 | 0 | 0 | 0 | 0 | 0 | 0 | 0 | 0 | 0 | 0 | 0
9 | 0 | 0 | 0 | 0 | 0 | 0 | 0 | 0 | 0 | 0 | 0 | 0 | 0 | 0 | 0 | 0 | 0 | 0 | 0 | 0 | 0 | 0 | 0 | 0 | 0 | 0 | 0 | 0 | 0 | 0 | 0
10 | 0 | 0 | 0 | 0 | 0 | 0 | 0 | 0 | 0 | 0 | 0 | 0 | 0 | 0 | 0 | 0 | 0 | 0 | 0 | 0 | 0 | 0 | 0 | 0 | 0 | 0 | 0 | 0 | 0 | 0 | 0
On Market - Component 4
Equipment | Year 0 | Year 1 | Year 2 | Year 3 | Year 4 | Year 5 | Year 6 | Year 7 | Year 8 | Year 9 | Year 10 | Year 11 | Year 12 | Year 13 | Year 14 | Year 15 | Year 16 | Year 17 | Year 18 | Year 19 | Year 20 | Year 21 | Year 22 | Year 23 | Year 24 | Year 25 | Year 26 | Year 27 | Year 28 | Year 29 | Year 30
1 | 0 | 0 | 0 | 0 | 0 | 0 | 0 | 0 | 0 | 0 | 0 | 0 | 0 | 0 | 0 | 0 | 0 | 0 | 0 | 0 | 0 | 0 | 0 | 0 | 0 | 0 | 0 | 0 | 0 | 0 | 0
2 | 0 | 0 | 0 | 0 | 0 | 0 | 0 | 0 | 0 | 0 | 0 | 0 | 0 | 0 | 0 | 0 | 0 | 0 | 0 | 0 | 0 | 0 | 0 | 0 | 0 | 0 | 0 | 0 | 0 | 0 | 0
3 | 0 | 0 | 0 | 0 | 0 | 0 | 0 | 0 | 0 | 0 | 0 | 0 | 0 | 0 | 0 | 0 | 0 | 0 | 0 | 0 | 0 | 0 | 0 | 0 | 0 | 0 | 0 | 0 | 0 | 0 | 0
4 | 0 | 0 | 0 | 0 | 0 | 0 | 0 | 0 | 0 | 0 | 0 | 0 | 0 | 0 | 0 | 0 | 0 | 0 | 0 | 0 | 0 | 0 | 0 | 0 | 0 | 0 | 0 | 0 | 0 | 0 | 0
5 | 0 | 0 | 0 | 0 | 0 | 0 | 0 | 0 | 0 | 0 | 0 | 0 | 0 | 0 | 0 | 0 | 0 | 0 | 0 | 0 | 0 | 0 | 0 | 0 | 0 | 0 | 0 | 0 | 0 | 0 | 0
6 | 0 | 0 | 0 | 0 | 0 | 0 | 0 | 0 | 0 | 0 | 0 | 0 | 0 | 0 | 0 | 0 | 0 | 0 | 0 | 0 | 0 | 0 | 0 | 0 | 0 | 0 | 0 | 0 | 0 | 0 | 0
7 | 0 | 0 | 0 | 0 | 0 | 0 | 0 | 0 | 0 | 0 | 0 | 0 | 0 | 0 | 0 | 0 | 0 | 0 | 0 | 0 | 0 | 0 | 0 | 0 | 0 | 0 | 0 | 0 | 0 | 0 | 0
8 | 0 | 0 | 0 | 0 | 0 | 0 | 0 | 0 | 0 | 0 | 0 | 0 | 0 | 0 | 0 | 0 | 0 | 0 | 0 | 0 | 0 | 0 | 0 | 0 | 0 | 0 | 0 | 0 | 0 | 0 | 0
9 | 0 | 0 | 0 | 0 | 0 | 0 | 0 | 0 | 0 | 0 | 0 | 0 | 0 | 0 | 0 | 0 | 0 | 0 | 0 | 0 | 0 | 0 | 0 | 0 | 0 | 0 | 0 | 0 | 0 | 0 | 0
10 | 0 | 0 | 0 | 0 | 0 | 0 | 0 | 0 | 0 | 0 | 0 | 0 | 0 | 0 | 0 | 0 | 0 | 0 | 0 | 0 | 0 | 0 | 0 | 0 | 0 | 0 | 0 | 0 | 0 | 0 | 0
Technical kBTUs - Component 4
Value | Year 0 | Year 1 | Year 2 | Year 3 | Year 4 | Year 5 | Year 6 | Year 7 | Year 8 | Year 9 | Year 10 | Year 11 | Year 12 | Year 13 | Year 14 | Year 15 | Year 16 | Year 17 | Year 18 | Year 19 | Year 20 | Year 21 | Year 22 | Year 23 | Year 24 | Year 25 | Year 26 | Year 27 | Year 28 | Year 29 | Year 30
Annualized kBTUs | 0 | 0 | 0 | 0 | 0 | 0 | 0 | 0 | 0 | 0 | 0 | 0 | 0 | 0 | 0 | 0 | 0 | 0 | 0 | 0 | 0 | 0 | 0 | 0 | 0 | 0 | 0 | 0 | 0 | 0 | 0
Lifetimes - Component 4
Scenario | Year 0 | Year 1 | Year 2 | Year 3 | Year 4 | Year 5 | Year 6 | Year 7 | Year 8 | Year 9 | Year 10 | Year 11 | Year 12 | Year 13 | Year 14 | Year 15 | Year 16 | Year 17 | Year 18 | Year 19 | Year 20 | Year 21 | Year 22 | Year 23 | Year 24 | Year 25 | Year 26 | Year 27 | Year 28 | Year 29 | Year 30
NC - Min. Lifetime | 0 | 0 | 0 | 0 | 0 | 0 | 0 | 0 | 0 | 0 | 0 | 0 | 0 | 0 | 0 | 0 | 0 | 0 | 0 | 0 | 0 | 0 | 0 | 0 | 0 | 0 | 0 | 0 | 0 | 0 | 0
NC - Max. Lifetime | 0 | 0 | 0 | 0 | 0 | 0 | 0 | 0 | 0 | 0 | 0 | 0 | 0 | 0 | 0 | 0 | 0 | 0 | 0 | 0 | 0 | 0 | 0 | 0 | 0 | 0 | 0 | 0 | 0 | 0 | 0
Equipment Options - Component 5
Equipment | Year 0: Label; Year 1: Min. Lifetime; Year 2: Max. Lifetime; Year 3: On Market; Year 4: Off Market; Year 5: Available; Year 6: On Date; Year 7: Off Date
1 | Year 5: 0:00; Year 6: 0; Year 7: 0
2 | Year 5: 0:00; Year 6: 0; Year 7: 0
3 | Year 5: 0:00; Year 6: 0; Year 7: 0
4 | Year 5: 0:00; Year 6: 0; Year 7: 0
5 | Year 5: 0:00; Year 6: 0; Year 7: 0
6 | Year 5: 0:00; Year 6: 0; Year 7: 0
7 | Year 5: 0:00; Year 6: 0; Year 7: 0
8 | Year 5: 0:00; Year 6: 0; Year 7: 0
9 | Year 5: 0:00; Year 6: 0; Year 7: 0
10 | Year 5: 0:00; Year 6: 0; Year 7: 0
Purchase Shares - Component 5
Equipment | Year 0 | Year 1 | Year 2 | Year 3 | Year 4 | Year 5 | Year 6 | Year 7 | Year 8 | Year 9 | Year 10 | Year 11 | Year 12 | Year 13 | Year 14 | Year 15 | Year 16 | Year 17 | Year 18 | Year 19 | Year 20 | Year 21 | Year 22 | Year 23 | Year 24 | Year 25 | Year 26 | Year 27 | Year 28 | Year 29 | Year 30
1 | bar: Year 0 to Year 30
2 | bar: Year 0 to Year 30
3 | bar: Year 0 to Year 30
4 | bar: Year 0 to Year 30
5 | bar: Year 0 to Year 30
6 | bar: Year 0 to Year 30
7 | bar: Year 0 to Year 30
8 | bar: Year 0 to Year 30
9 | bar: Year 0 to Year 30
10 | bar: Year 0 to Year 30
Annualized Cost of Operation - Utility - Component 5
Equipment | Year 0 | Year 1 | Year 2 | Year 3 | Year 4 | Year 5 | Year 6 | Year 7 | Year 8 | Year 9 | Year 10 | Year 11 | Year 12 | Year 13 | Year 14 | Year 15 | Year 16 | Year 17 | Year 18 | Year 19 | Year 20 | Year 21 | Year 22 | Year 23 | Year 24 | Year 25 | Year 26 | Year 27 | Year 28 | Year 29 | Year 30
1 | 0 | 0 | 0 | 0 | 0 | 0 | 0 | 0 | 0 | 0 | 0 | 0 | 0 | 0 | 0 | 0 | 0 | 0 | 0 | 0 | 0 | 0 | 0 | 0 | 0 | 0 | 0 | 0 | 0 | 0 | 0
2 | 0 | 0 | 0 | 0 | 0 | 0 | 0 | 0 | 0 | 0 | 0 | 0 | 0 | 0 | 0 | 0 | 0 | 0 | 0 | 0 | 0 | 0 | 0 | 0 | 0 | 0 | 0 | 0 | 0 | 0 | 0
3 | 0 | 0 | 0 | 0 | 0 | 0 | 0 | 0 | 0 | 0 | 0 | 0 | 0 | 0 | 0 | 0 | 0 | 0 | 0 | 0 | 0 | 0 | 0 | 0 | 0 | 0 | 0 | 0 | 0 | 0 | 0
4 | 0 | 0 | 0 | 0 | 0 | 0 | 0 | 0 | 0 | 0 | 0 | 0 | 0 | 0 | 0 | 0 | 0 | 0 | 0 | 0 | 0 | 0 | 0 | 0 | 0 | 0 | 0 | 0 | 0 | 0 | 0
5 | 0 | 0 | 0 | 0 | 0 | 0 | 0 | 0 | 0 | 0 | 0 | 0 | 0 | 0 | 0 | 0 | 0 | 0 | 0 | 0 | 0 | 0 | 0 | 0 | 0 | 0 | 0 | 0 | 0 | 0 | 0
6 | 0 | 0 | 0 | 0 | 0 | 0 | 0 | 0 | 0 | 0 | 0 | 0 | 0 | 0 | 0 | 0 | 0 | 0 | 0 | 0 | 0 | 0 | 0 | 0 | 0 | 0 | 0 | 0 | 0 | 0 | 0
7 | 0 | 0 | 0 | 0 | 0 | 0 | 0 | 0 | 0 | 0 | 0 | 0 | 0 | 0 | 0 | 0 | 0 | 0 | 0 | 0 | 0 | 0 | 0 | 0 | 0 | 0 | 0 | 0 | 0 | 0 | 0
8 | 0 | 0 | 0 | 0 | 0 | 0 | 0 | 0 | 0 | 0 | 0 | 0 | 0 | 0 | 0 | 0 | 0 | 0 | 0 | 0 | 0 | 0 | 0 | 0 | 0 | 0 | 0 | 0 | 0 | 0 | 0
9 | 0 | 0 | 0 | 0 | 0 | 0 | 0 | 0 | 0 | 0 | 0 | 0 | 0 | 0 | 0 | 0 | 0 | 0 | 0 | 0 | 0 | 0 | 0 | 0 | 0 | 0 | 0 | 0 | 0 | 0 | 0
10 | 0 | 0 | 0 | 0 | 0 | 0 | 0 | 0 | 0 | 0 | 0 | 0 | 0 | 0 | 0 | 0 | 0 | 0 | 0 | 0 | 0 | 0 | 0 | 0 | 0 | 0 | 0 | 0 | 0 | 0 | 0
Annualized Sales from Operation - Utility - Component 5
Equipment | Year 0 | Year 1 | Year 2 | Year 3 | Year 4 | Year 5 | Year 6 | Year 7 | Year 8 | Year 9 | Year 10 | Year 11 | Year 12 | Year 13 | Year 14 | Year 15 | Year 16 | Year 17 | Year 18 | Year 19 | Year 20 | Year 21 | Year 22 | Year 23 | Year 24 | Year 25 | Year 26 | Year 27 | Year 28 | Year 29 | Year 30
1 | 0 | 0 | 0 | 0 | 0 | 0 | 0 | 0 | 0 | 0 | 0 | 0 | 0 | 0 | 0 | 0 | 0 | 0 | 0 | 0 | 0 | 0 | 0 | 0 | 0 | 0 | 0 | 0 | 0 | 0 | 0
2 | 0 | 0 | 0 | 0 | 0 | 0 | 0 | 0 | 0 | 0 | 0 | 0 | 0 | 0 | 0 | 0 | 0 | 0 | 0 | 0 | 0 | 0 | 0 | 0 | 0 | 0 | 0 | 0 | 0 | 0 | 0
3 | 0 | 0 | 0 | 0 | 0 | 0 | 0 | 0 | 0 | 0 | 0 | 0 | 0 | 0 | 0 | 0 | 0 | 0 | 0 | 0 | 0 | 0 | 0 | 0 | 0 | 0 | 0 | 0 | 0 | 0 | 0
4 | 0 | 0 | 0 | 0 | 0 | 0 | 0 | 0 | 0 | 0 | 0 | 0 | 0 | 0 | 0 | 0 | 0 | 0 | 0 | 0 | 0 | 0 | 0 | 0 | 0 | 0 | 0 | 0 | 0 | 0 | 0
5 | 0 | 0 | 0 | 0 | 0 | 0 | 0 | 0 | 0 | 0 | 0 | 0 | 0 | 0 | 0 | 0 | 0 | 0 | 0 | 0 | 0 | 0 | 0 | 0 | 0 | 0 | 0 | 0 | 0 | 0 | 0
6 | 0 | 0 | 0 | 0 | 0 | 0 | 0 | 0 | 0 | 0 | 0 | 0 | 0 | 0 | 0 | 0 | 0 | 0 | 0 | 0 | 0 | 0 | 0 | 0 | 0 | 0 | 0 | 0 | 0 | 0 | 0
7 | 0 | 0 | 0 | 0 | 0 | 0 | 0 | 0 | 0 | 0 | 0 | 0 | 0 | 0 | 0 | 0 | 0 | 0 | 0 | 0 | 0 | 0 | 0 | 0 | 0 | 0 | 0 | 0 | 0 | 0 | 0
8 | 0 | 0 | 0 | 0 | 0 | 0 | 0 | 0 | 0 | 0 | 0 | 0 | 0 | 0 | 0 | 0 | 0 | 0 | 0 | 0 | 0 | 0 | 0 | 0 | 0 | 0 | 0 | 0 | 0 | 0 | 0
9 | 0 | 0 | 0 | 0 | 0 | 0 | 0 | 0 | 0 | 0 | 0 | 0 | 0 | 0 | 0 | 0 | 0 | 0 | 0 | 0 | 0 | 0 | 0 | 0 | 0 | 0 | 0 | 0 | 0 | 0 | 0
10 | 0 | 0 | 0 | 0 | 0 | 0 | 0 | 0 | 0 | 0 | 0 | 0 | 0 | 0 | 0 | 0 | 0 | 0 | 0 | 0 | 0 | 0 | 0 | 0 | 0 | 0 | 0 | 0 | 0 | 0 | 0
Annualized Cost of Equipment - Utility - Component 5
Equipment | Year 0 | Year 1 | Year 2 | Year 3 | Year 4 | Year 5 | Year 6 | Year 7 | Year 8 | Year 9 | Year 10 | Year 11 | Year 12 | Year 13 | Year 14 | Year 15 | Year 16 | Year 17 | Year 18 | Year 19 | Year 20 | Year 21 | Year 22 | Year 23 | Year 24 | Year 25 | Year 26 | Year 27 | Year 28 | Year 29 | Year 30
1 | 0 | 0 | 0 | 0 | 0 | 0 | 0 | 0 | 0 | 0 | 0 | 0 | 0 | 0 | 0 | 0 | 0 | 0 | 0 | 0 | 0 | 0 | 0 | 0 | 0 | 0 | 0 | 0 | 0 | 0 | 0
2 | 0 | 0 | 0 | 0 | 0 | 0 | 0 | 0 | 0 | 0 | 0 | 0 | 0 | 0 | 0 | 0 | 0 | 0 | 0 | 0 | 0 | 0 | 0 | 0 | 0 | 0 | 0 | 0 | 0 | 0 | 0
3 | 0 | 0 | 0 | 0 | 0 | 0 | 0 | 0 | 0 | 0 | 0 | 0 | 0 | 0 | 0 | 0 | 0 | 0 | 0 | 0 | 0 | 0 | 0 | 0 | 0 | 0 | 0 | 0 | 0 | 0 | 0
4 | 0 | 0 | 0 | 0 | 0 | 0 | 0 | 0 | 0 | 0 | 0 | 0 | 0 | 0 | 0 | 0 | 0 | 0 | 0 | 0 | 0 | 0 | 0 | 0 | 0 | 0 | 0 | 0 | 0 | 0 | 0
5 | 0 | 0 | 0 | 0 | 0 | 0 | 0 | 0 | 0 | 0 | 0 | 0 | 0 | 0 | 0 | 0 | 0 | 0 | 0 | 0 | 0 | 0 | 0 | 0 | 0 | 0 | 0 | 0 | 0 | 0 | 0
6 | 0 | 0 | 0 | 0 | 0 | 0 | 0 | 0 | 0 | 0 | 0 | 0 | 0 | 0 | 0 | 0 | 0 | 0 | 0 | 0 | 0 | 0 | 0 | 0 | 0 | 0 | 0 | 0 | 0 | 0 | 0
7 | 0 | 0 | 0 | 0 | 0 | 0 | 0 | 0 | 0 | 0 | 0 | 0 | 0 | 0 | 0 | 0 | 0 | 0 | 0 | 0 | 0 | 0 | 0 | 0 | 0 | 0 | 0 | 0 | 0 | 0 | 0
8 | 0 | 0 | 0 | 0 | 0 | 0 | 0 | 0 | 0 | 0 | 0 | 0 | 0 | 0 | 0 | 0 | 0 | 0 | 0 | 0 | 0 | 0 | 0 | 0 | 0 | 0 | 0 | 0 | 0 | 0 | 0
9 | 0 | 0 | 0 | 0 | 0 | 0 | 0 | 0 | 0 | 0 | 0 | 0 | 0 | 0 | 0 | 0 | 0 | 0 | 0 | 0 | 0 | 0 | 0 | 0 | 0 | 0 | 0 | 0 | 0 | 0 | 0
10 | 0 | 0 | 0 | 0 | 0 | 0 | 0 | 0 | 0 | 0 | 0 | 0 | 0 | 0 | 0 | 0 | 0 | 0 | 0 | 0 | 0 | 0 | 0 | 0 | 0 | 0 | 0 | 0 | 0 | 0 | 0
Annualized Cost of Operation - Participant - Component 5
Equipment | Year 0 | Year 1 | Year 2 | Year 3 | Year 4 | Year 5 | Year 6 | Year 7 | Year 8 | Year 9 | Year 10 | Year 11 | Year 12 | Year 13 | Year 14 | Year 15 | Year 16 | Year 17 | Year 18 | Year 19 | Year 20 | Year 21 | Year 22 | Year 23 | Year 24 | Year 25 | Year 26 | Year 27 | Year 28 | Year 29 | Year 30
1 | 0 | 0 | 0 | 0 | 0 | 0 | 0 | 0 | 0 | 0 | 0 | 0 | 0 | 0 | 0 | 0 | 0 | 0 | 0 | 0 | 0 | 0 | 0 | 0 | 0 | 0 | 0 | 0 | 0 | 0 | 0
2 | 0 | 0 | 0 | 0 | 0 | 0 | 0 | 0 | 0 | 0 | 0 | 0 | 0 | 0 | 0 | 0 | 0 | 0 | 0 | 0 | 0 | 0 | 0 | 0 | 0 | 0 | 0 | 0 | 0 | 0 | 0
3 | 0 | 0 | 0 | 0 | 0 | 0 | 0 | 0 | 0 | 0 | 0 | 0 | 0 | 0 | 0 | 0 | 0 | 0 | 0 | 0 | 0 | 0 | 0 | 0 | 0 | 0 | 0 | 0 | 0 | 0 | 0
4 | 0 | 0 | 0 | 0 | 0 | 0 | 0 | 0 | 0 | 0 | 0 | 0 | 0 | 0 | 0 | 0 | 0 | 0 | 0 | 0 | 0 | 0 | 0 | 0 | 0 | 0 | 0 | 0 | 0 | 0 | 0
5 | 0 | 0 | 0 | 0 | 0 | 0 | 0 | 0 | 0 | 0 | 0 | 0 | 0 | 0 | 0 | 0 | 0 | 0 | 0 | 0 | 0 | 0 | 0 | 0 | 0 | 0 | 0 | 0 | 0 | 0 | 0
6 | 0 | 0 | 0 | 0 | 0 | 0 | 0 | 0 | 0 | 0 | 0 | 0 | 0 | 0 | 0 | 0 | 0 | 0 | 0 | 0 | 0 | 0 | 0 | 0 | 0 | 0 | 0 | 0 | 0 | 0 | 0
7 | 0 | 0 | 0 | 0 | 0 | 0 | 0 | 0 | 0 | 0 | 0 | 0 | 0 | 0 | 0 | 0 | 0 | 0 | 0 | 0 | 0 | 0 | 0 | 0 | 0 | 0 | 0 | 0 | 0 | 0 | 0
8 | 0 | 0 | 0 | 0 | 0 | 0 | 0 | 0 | 0 | 0 | 0 | 0 | 0 | 0 | 0 | 0 | 0 | 0 | 0 | 0 | 0 | 0 | 0 | 0 | 0 | 0 | 0 | 0 | 0 | 0 | 0
9 | 0 | 0 | 0 | 0 | 0 | 0 | 0 | 0 | 0 | 0 | 0 | 0 | 0 | 0 | 0 | 0 | 0 | 0 | 0 | 0 | 0 | 0 | 0 | 0 | 0 | 0 | 0 | 0 | 0 | 0 | 0
10 | 0 | 0 | 0 | 0 | 0 | 0 | 0 | 0 | 0 | 0 | 0 | 0 | 0 | 0 | 0 | 0 | 0 | 0 | 0 | 0 | 0 | 0 | 0 | 0 | 0 | 0 | 0 | 0 | 0 | 0 | 0
Annualized Cost of Equipment - Participant - Component 5
Equipment | Year 0 | Year 1 | Year 2 | Year 3 | Year 4 | Year 5 | Year 6 | Year 7 | Year 8 | Year 9 | Year 10 | Year 11 | Year 12 | Year 13 | Year 14 | Year 15 | Year 16 | Year 17 | Year 18 | Year 19 | Year 20 | Year 21 | Year 22 | Year 23 | Year 24 | Year 25 | Year 26 | Year 27 | Year 28 | Year 29 | Year 30
1 | 0 | 0 | 0 | 0 | 0 | 0 | 0 | 0 | 0 | 0 | 0 | 0 | 0 | 0 | 0 | 0 | 0 | 0 | 0 | 0 | 0 | 0 | 0 | 0 | 0 | 0 | 0 | 0 | 0 | 0 | 0
2 | 0 | 0 | 0 | 0 | 0 | 0 | 0 | 0 | 0 | 0 | 0 | 0 | 0 | 0 | 0 | 0 | 0 | 0 | 0 | 0 | 0 | 0 | 0 | 0 | 0 | 0 | 0 | 0 | 0 | 0 | 0
3 | 0 | 0 | 0 | 0 | 0 | 0 | 0 | 0 | 0 | 0 | 0 | 0 | 0 | 0 | 0 | 0 | 0 | 0 | 0 | 0 | 0 | 0 | 0 | 0 | 0 | 0 | 0 | 0 | 0 | 0 | 0
4 | 0 | 0 | 0 | 0 | 0 | 0 | 0 | 0 | 0 | 0 | 0 | 0 | 0 | 0 | 0 | 0 | 0 | 0 | 0 | 0 | 0 | 0 | 0 | 0 | 0 | 0 | 0 | 0 | 0 | 0 | 0
5 | 0 | 0 | 0 | 0 | 0 | 0 | 0 | 0 | 0 | 0 | 0 | 0 | 0 | 0 | 0 | 0 | 0 | 0 | 0 | 0 | 0 | 0 | 0 | 0 | 0 | 0 | 0 | 0 | 0 | 0 | 0
6 | 0 | 0 | 0 | 0 | 0 | 0 | 0 | 0 | 0 | 0 | 0 | 0 | 0 | 0 | 0 | 0 | 0 | 0 | 0 | 0 | 0 | 0 | 0 | 0 | 0 | 0 | 0 | 0 | 0 | 0 | 0
7 | 0 | 0 | 0 | 0 | 0 | 0 | 0 | 0 | 0 | 0 | 0 | 0 | 0 | 0 | 0 | 0 | 0 | 0 | 0 | 0 | 0 | 0 | 0 | 0 | 0 | 0 | 0 | 0 | 0 | 0 | 0
8 | 0 | 0 | 0 | 0 | 0 | 0 | 0 | 0 | 0 | 0 | 0 | 0 | 0 | 0 | 0 | 0 | 0 | 0 | 0 | 0 | 0 | 0 | 0 | 0 | 0 | 0 | 0 | 0 | 0 | 0 | 0
9 | 0 | 0 | 0 | 0 | 0 | 0 | 0 | 0 | 0 | 0 | 0 | 0 | 0 | 0 | 0 | 0 | 0 | 0 | 0 | 0 | 0 | 0 | 0 | 0 | 0 | 0 | 0 | 0 | 0 | 0 | 0
10 | 0 | 0 | 0 | 0 | 0 | 0 | 0 | 0 | 0 | 0 | 0 | 0 | 0 | 0 | 0 | 0 | 0 | 0 | 0 | 0 | 0 | 0 | 0 | 0 | 0 | 0 | 0 | 0 | 0 | 0 | 0
Annualized kBTUs - Component 5
Equipment | Year 0 | Year 1 | Year 2 | Year 3 | Year 4 | Year 5 | Year 6 | Year 7 | Year 8 | Year 9 | Year 10 | Year 11 | Year 12 | Year 13 | Year 14 | Year 15 | Year 16 | Year 17 | Year 18 | Year 19 | Year 20 | Year 21 | Year 22 | Year 23 | Year 24 | Year 25 | Year 26 | Year 27 | Year 28 | Year 29 | Year 30
1 | 0 | 0 | 0 | 0 | 0 | 0 | 0 | 0 | 0 | 0 | 0 | 0 | 0 | 0 | 0 | 0 | 0 | 0 | 0 | 0 | 0 | 0 | 0 | 0 | 0 | 0 | 0 | 0 | 0 | 0 | 0
2 | 0 | 0 | 0 | 0 | 0 | 0 | 0 | 0 | 0 | 0 | 0 | 0 | 0 | 0 | 0 | 0 | 0 | 0 | 0 | 0 | 0 | 0 | 0 | 0 | 0 | 0 | 0 | 0 | 0 | 0 | 0
3 | 0 | 0 | 0 | 0 | 0 | 0 | 0 | 0 | 0 | 0 | 0 | 0 | 0 | 0 | 0 | 0 | 0 | 0 | 0 | 0 | 0 | 0 | 0 | 0 | 0 | 0 | 0 | 0 | 0 | 0 | 0
4 | 0 | 0 | 0 | 0 | 0 | 0 | 0 | 0 | 0 | 0 | 0 | 0 | 0 | 0 | 0 | 0 | 0 | 0 | 0 | 0 | 0 | 0 | 0 | 0 | 0 | 0 | 0 | 0 | 0 | 0 | 0
5 | 0 | 0 | 0 | 0 | 0 | 0 | 0 | 0 | 0 | 0 | 0 | 0 | 0 | 0 | 0 | 0 | 0 | 0 | 0 | 0 | 0 | 0 | 0 | 0 | 0 | 0 | 0 | 0 | 0 | 0 | 0
6 | 0 | 0 | 0 | 0 | 0 | 0 | 0 | 0 | 0 | 0 | 0 | 0 | 0 | 0 | 0 | 0 | 0 | 0 | 0 | 0 | 0 | 0 | 0 | 0 | 0 | 0 | 0 | 0 | 0 | 0 | 0
7 | 0 | 0 | 0 | 0 | 0 | 0 | 0 | 0 | 0 | 0 | 0 | 0 | 0 | 0 | 0 | 0 | 0 | 0 | 0 | 0 | 0 | 0 | 0 | 0 | 0 | 0 | 0 | 0 | 0 | 0 | 0
8 | 0 | 0 | 0 | 0 | 0 | 0 | 0 | 0 | 0 | 0 | 0 | 0 | 0 | 0 | 0 | 0 | 0 | 0 | 0 | 0 | 0 | 0 | 0 | 0 | 0 | 0 | 0 | 0 | 0 | 0 | 0
9 | 0 | 0 | 0 | 0 | 0 | 0 | 0 | 0 | 0 | 0 | 0 | 0 | 0 | 0 | 0 | 0 | 0 | 0 | 0 | 0 | 0 | 0 | 0 | 0 | 0 | 0 | 0 | 0 | 0 | 0 | 0
10 | 0 | 0 | 0 | 0 | 0 | 0 | 0 | 0 | 0 | 0 | 0 | 0 | 0 | 0 | 0 | 0 | 0 | 0 | 0 | 0 | 0 | 0 | 0 | 0 | 0 | 0 | 0 | 0 | 0 | 0 | 0
On Market - Component 5
Equipment | Year 0 | Year 1 | Year 2 | Year 3 | Year 4 | Year 5 | Year 6 | Year 7 | Year 8 | Year 9 | Year 10 | Year 11 | Year 12 | Year 13 | Year 14 | Year 15 | Year 16 | Year 17 | Year 18 | Year 19 | Year 20 | Year 21 | Year 22 | Year 23 | Year 24 | Year 25 | Year 26 | Year 27 | Year 28 | Year 29 | Year 30
1 | 0 | 0 | 0 | 0 | 0 | 0 | 0 | 0 | 0 | 0 | 0 | 0 | 0 | 0 | 0 | 0 | 0 | 0 | 0 | 0 | 0 | 0 | 0 | 0 | 0 | 0 | 0 | 0 | 0 | 0 | 0
2 | 0 | 0 | 0 | 0 | 0 | 0 | 0 | 0 | 0 | 0 | 0 | 0 | 0 | 0 | 0 | 0 | 0 | 0 | 0 | 0 | 0 | 0 | 0 | 0 | 0 | 0 | 0 | 0 | 0 | 0 | 0
3 | 0 | 0 | 0 | 0 | 0 | 0 | 0 | 0 | 0 | 0 | 0 | 0 | 0 | 0 | 0 | 0 | 0 | 0 | 0 | 0 | 0 | 0 | 0 | 0 | 0 | 0 | 0 | 0 | 0 | 0 | 0
4 | 0 | 0 | 0 | 0 | 0 | 0 | 0 | 0 | 0 | 0 | 0 | 0 | 0 | 0 | 0 | 0 | 0 | 0 | 0 | 0 | 0 | 0 | 0 | 0 | 0 | 0 | 0 | 0 | 0 | 0 | 0
5 | 0 | 0 | 0 | 0 | 0 | 0 | 0 | 0 | 0 | 0 | 0 | 0 | 0 | 0 | 0 | 0 | 0 | 0 | 0 | 0 | 0 | 0 | 0 | 0 | 0 | 0 | 0 | 0 | 0 | 0 | 0
6 | 0 | 0 | 0 | 0 | 0 | 0 | 0 | 0 | 0 | 0 | 0 | 0 | 0 | 0 | 0 | 0 | 0 | 0 | 0 | 0 | 0 | 0 | 0 | 0 | 0 | 0 | 0 | 0 | 0 | 0 | 0
7 | 0 | 0 | 0 | 0 | 0 | 0 | 0 | 0 | 0 | 0 | 0 | 0 | 0 | 0 | 0 | 0 | 0 | 0 | 0 | 0 | 0 | 0 | 0 | 0 | 0 | 0 | 0 | 0 | 0 | 0 | 0
8 | 0 | 0 | 0 | 0 | 0 | 0 | 0 | 0 | 0 | 0 | 0 | 0 | 0 | 0 | 0 | 0 | 0 | 0 | 0 | 0 | 0 | 0 | 0 | 0 | 0 | 0 | 0 | 0 | 0 | 0 | 0
9 | 0 | 0 | 0 | 0 | 0 | 0 | 0 | 0 | 0 | 0 | 0 | 0 | 0 | 0 | 0 | 0 | 0 | 0 | 0 | 0 | 0 | 0 | 0 | 0 | 0 | 0 | 0 | 0 | 0 | 0 | 0
10 | 0 | 0 | 0 | 0 | 0 | 0 | 0 | 0 | 0 | 0 | 0 | 0 | 0 | 0 | 0 | 0 | 0 | 0 | 0 | 0 | 0 | 0 | 0 | 0 | 0 | 0 | 0 | 0 | 0 | 0 | 0
Technical kBTUs - Component 5
Value | Year 0 | Year 1 | Year 2 | Year 3 | Year 4 | Year 5 | Year 6 | Year 7 | Year 8 | Year 9 | Year 10 | Year 11 | Year 12 | Year 13 | Year 14 | Year 15 | Year 16 | Year 17 | Year 18 | Year 19 | Year 20 | Year 21 | Year 22 | Year 23 | Year 24 | Year 25 | Year 26 | Year 27 | Year 28 | Year 29 | Year 30
Annualized kBTUs | 0 | 0 | 0 | 0 | 0 | 0 | 0 | 0 | 0 | 0 | 0 | 0 | 0 | 0 | 0 | 0 | 0 | 0 | 0 | 0 | 0 | 0 | 0 | 0 | 0 | 0 | 0 | 0 | 0 | 0 | 0
Lifetimes - Component 5
Scenario | Year 0 | Year 1 | Year 2 | Year 3 | Year 4 | Year 5 | Year 6 | Year 7 | Year 8 | Year 9 | Year 10 | Year 11 | Year 12 | Year 13 | Year 14 | Year 15 | Year 16 | Year 17 | Year 18 | Year 19 | Year 20 | Year 21 | Year 22 | Year 23 | Year 24 | Year 25 | Year 26 | Year 27 | Year 28 | Year 29 | Year 30
NC - Min. Lifetime | 0 | 0 | 0 | 0 | 0 | 0 | 0 | 0 | 0 | 0 | 0 | 0 | 0 | 0 | 0 | 0 | 0 | 0 | 0 | 0 | 0 | 0 | 0 | 0 | 0 | 0 | 0 | 0 | 0 | 0 | 0
NC - Max. Lifetime | 0 | 0 | 0 | 0 | 0 | 0 | 0 | 0 | 0 | 0 | 0 | 0 | 0 | 0 | 0 | 0 | 0 | 0 | 0 | 0 | 0 | 0 | 0 | 0 | 0 | 0 | 0 | 0 | 0 | 0 | 0
New Construction Costs
Scenario | Year 0 | Year 1 | Year 2 | Year 3 | Year 4 | Year 5 | Year 6 | Year 7 | Year 8 | Year 9 | Year 10 | Year 11 | Year 12 | Year 13 | Year 14 | Year 15 | Year 16 | Year 17 | Year 18 | Year 19 | Year 20 | Year 21 | Year 22 | Year 23 | Year 24 | Year 25 | Year 26 | Year 27 | Year 28 | Year 29 | Year 30
Average Min. Lifetime - NC | 0 | 0 | 0 | 0 | 0 | 0 | 0 | 0 | 0 | 0 | 0 | 0 | 0 | 0 | 0 | 0 | 0 | 0 | 0 | 0 | 0 | 0 | 0 | 0 | 0 | 0 | 0 | 0 | 0 | 0 | 0
Average Max. Lifetime - NC | 0 | 0 | 0 | 0 | 0 | 0 | 0 | 0 | 0 | 0 | 0 | 0 | 0 | 0 | 0 | 0 | 0 | 0 | 0 | 0 | 0 | 0 | 0 | 0 | 0 | 0 | 0 | 0 | 0 | 0 | 0
Annualized Install Cost - Utility - NC | 0 | 0 | 0 | 0 | 0 | 0 | 0 | 0 | 0 | 0 | 0 | 0 | 0 | 0 | 0 | 0 | 0 | 0 | 0 | 0 | 0 | 0 | 0 | 0 | 0 | 0 | 0 | 0 | 0 | 0 | 0
Annualized Install Cost - Participant | 0 | 0 | 0 | 0 | 0 | 0 | 0 | 0 | 0 | 0 | 0 | 0 | 0 | 0 | 0 | 0 | 0 | 0 | 0 | 0 | 0 | 0 | 0 | 0 | 0 | 0 | 0 | 0 | 0 | 0 | 0
System Results
Value | Year 0 | Year 1 | Year 2 | Year 3 | Year 4 | Year 5 | Year 6 | Year 7 | Year 8 | Year 9 | Year 10 | Year 11 | Year 12 | Year 13 | Year 14 | Year 15 | Year 16 | Year 17 | Year 18 | Year 19 | Year 20 | Year 21 | Year 22 | Year 23 | Year 24 | Year 25 | Year 26 | Year 27 | Year 28 | Year 29 | Year 30
Utility - Cost of Operation | 0 | 0 | 0 | 0 | 0 | 0 | 0 | 0 | 0 | 0 | 0 | 0 | 0 | 0 | 0 | 0 | 0 | 0 | 0 | 0 | 0 | 0 | 0 | 0 | 0 | 0 | 0 | 0 | 0 | 0 | 0
Utility - Value of Sales | 0 | 0 | 0 | 0 | 0 | 0 | 0 | 0 | 0 | 0 | 0 | 0 | 0 | 0 | 0 | 0 | 0 | 0 | 0 | 0 | 0 | 0 | 0 | 0 | 0 | 0 | 0 | 0 | 0 | 0 | 0
Utility - Cost of Equipment | 0 | 0 | 0 | 0 | 0 | 0 | 0 | 0 | 0 | 0 | 0 | 0 | 0 | 0 | 0 | 0 | 0 | 0 | 0 | 0 | 0 | 0 | 0 | 0 | 0 | 0 | 0 | 0 | 0 | 0 | 0
Participant - Cost of Operation | 0 | 0 | 0 | 0 | 0 | 0 | 0 | 0 | 0 | 0 | 0 | 0 | 0 | 0 | 0 | 0 | 0 | 0 | 0 | 0 | 0 | 0 | 0 | 0 | 0 | 0 | 0 | 0 | 0 | 0 | 0
Participant - Cost of Equipment | 0 | 0 | 0 | 0 | 0 | 0 | 0 | 0 | 0 | 0 | 0 | 0 | 0 | 0 | 0 | 0 | 0 | 0 | 0 | 0 | 0 | 0 | 0 | 0 | 0 | 0 | 0 | 0 | 0 | 0 | 0
Annualized kBTUs | 0 | 0 | 0 | 0 | 0 | 0 | 0 | 0 | 0 | 0 | 0 | 0 | 0 | 0 | 0 | 0 | 0 | 0 | 0 | 0 | 0 | 0 | 0 | 0 | 0 | 0 | 0 | 0 | 0 | 0 | 0

## Sys Economics (hidden)
Forecast
Base Year | 2013
Forecast Start | 2015
Forecast End | 2035
Utility Economics
Test | TRC | 0
Incentive Rate | 100%
Admin Adder | 42.8%
Baseline Purchase Shares
Use Logit Model | 0%
Grow adoption | 0%
Allow decline | 100%
Achievable Case | Economic Potential
System Settings
System | Label | First Year On Market | Last Year On Market | Availability | Use Logit Model | Allow Growth | Allow decline | Available | On Date | Off Date
System 1 |  |  |  |  | 0% | 0% | 100% | FALSE | 0 | 0
System 2 |  |  |  |  | 0% | 0% | 100% | FALSE | 0 | 0
System 3 |  |  |  |  | 0% | 100% | 0% | FALSE | 0 | 0
System 4 |  |  |  |  | 0% | 100% | 0% | FALSE | 0 | 0
System 5 |  |  |  |  | 0% | 100% | 0% | FALSE | 0 | 0
Potential Factors - MAP
System | Year 0 | Year 1 | Year 2 | Year 3 | Year 4 | Year 5 | Year 6 | Year 7 | Year 8 | Year 9 | Year 10 | Year 11 | Year 12 | Year 13 | Year 14 | Year 15 | Year 16 | Year 17 | Year 18 | Year 19 | Year 20 | Year 21 | Year 22 | Year 23 | Year 24 | Year 25 | Year 26 | Year 27 | Year 28 | Year 29 | Year 30
System 1 | bar: Year 0 to Year 30
System 2 | bar: Year 0 to Year 30
System 3 | bar: Year 0 to Year 30
System 4 | bar: Year 0 to Year 30
System 5 | bar: Year 0 to Year 30
Potential Factors - RAP
System | Year 0 | Year 1 | Year 2 | Year 3 | Year 4 | Year 5 | Year 6 | Year 7 | Year 8 | Year 9 | Year 10 | Year 11 | Year 12 | Year 13 | Year 14 | Year 15 | Year 16 | Year 17 | Year 18 | Year 19 | Year 20 | Year 21 | Year 22 | Year 23 | Year 24 | Year 25 | Year 26 | Year 27 | Year 28 | Year 29 | Year 30
System 1 | bar: Year 0 to Year 30
System 2 | bar: Year 0 to Year 30
System 3 | bar: Year 0 to Year 30
System 4 | bar: Year 0 to Year 30
System 5 | bar: Year 0 to Year 30
System Purchase Shares
System | Year 0 | Year 1 | Year 2 | Year 3 | Year 4 | Year 5 | Year 6 | Year 7 | Year 8 | Year 9 | Year 10 | Year 11 | Year 12 | Year 13 | Year 14 | Year 15 | Year 16 | Year 17 | Year 18 | Year 19 | Year 20 | Year 21 | Year 22 | Year 23 | Year 24 | Year 25 | Year 26 | Year 27 | Year 28 | Year 29 | Year 30
System 1 | 0% | 0% | 0% | 0% | 0% | 0% | 0% | 0% | 0% | 0% | 0% | 0% | 0% | 0% | 0% | 0% | 0% | 0% | 0% | 0% | 0% | 0% | 0% | 22.29% | 22.29% | 22.29% | 22.29% | 22.29% | 22.29% | 22.29% | 22.29%
System 2 | bar: Year 0 to Year 30
System 3 | 0% | 0% | 0% | 0% | 0% | 0% | 0% | 0% | 0% | 0% | 0% | 0% | 0% | 0% | 0% | 0% | 0% | 0% | 0% | 0% | 0% | 0% | 0% | 21.79% | 21.79% | 21.79% | 21.79% | 21.79% | 21.79% | 21.79% | 21.79%
System 4 | bar: Year 0 to Year 30
System 5 | 0% | 0% | 0% | 0% | 0% | 0% | 0% | 0% | 0% | 0% | 0% | 0% | 0% | 0% | 0% | 0% | 0% | 0% | 0% | 0% | 0% | 0% | 0% | 55.86% | 55.86% | 55.86% | 55.86% | 55.86% | 55.86% | 55.86% | 55.86%
Total Shares | 0% | 0% | 0% | 0% | 0% | 0% | 0% | 0% | 0% | 0% | 0% | 0% | 0% | 0% | 0% | 0% | 0% | 0% | 0% | 0% | 0% | 0% | 0% | 99.93% | 99.93% | 99.93% | 99.93% | 99.93% | 99.93% | 99.93% | 99.93%
Availabl Shares | 0% | 0% | 0% | 0% | 0% | 0% | 0% | 0% | 0% | 0% | 0% | 0% | 0% | 0% | 0% | 0% | 0% | 0% | 0% | 0% | 0% | 0% | 0% | 99.93% | 99.93% | 99.93% | 99.93% | 99.93% | 99.93% | 99.93% | 99.93%
Utility - Cost of Operation
System | Year 0 | Year 1 | Year 2 | Year 3 | Year 4 | Year 5 | Year 6 | Year 7 | Year 8 | Year 9 | Year 10 | Year 11 | Year 12 | Year 13 | Year 14 | Year 15 | Year 16 | Year 17 | Year 18 | Year 19 | Year 20 | Year 21 | Year 22 | Year 23 | Year 24 | Year 25 | Year 26 | Year 27 | Year 28 | Year 29 | Year 30
System 1 | 0 | 0 | 0 | 0 | 0 | 0 | 0 | 0 | 0 | 0 | 0 | 0 | 0 | 0 | 0 | 0 | 0 | 0 | 0 | 0 | 0 | 0 | 0 | 0 | 0 | 0 | 0 | 0 | 0 | 0 | 0
System 2 | 0 | 0 | 0 | 0 | 0 | 0 | 0 | 0 | 0 | 0 | 0 | 0 | 0 | 0 | 0 | 0 | 0 | 0 | 0 | 0 | 0 | 0 | 0 | 0 | 0 | 0 | 0 | 0 | 0 | 0 | 0
System 3 | 0 | 0 | 0 | 0 | 0 | 0 | 0 | 0 | 0 | 0 | 0 | 0 | 0 | 0 | 0 | 0 | 0 | 0 | 0 | 0 | 0 | 0 | 0 | 0 | 0 | 0 | 0 | 0 | 0 | 0 | 0
System 4 | 0 | 0 | 0 | 0 | 0 | 0 | 0 | 0 | 0 | 0 | 0 | 0 | 0 | 0 | 0 | 0 | 0 | 0 | 0 | 0 | 0 | 0 | 0 | 0 | 0 | 0 | 0 | 0 | 0 | 0 | 0
System 5 | 0 | 0 | 0 | 0 | 0 | 0 | 0 | 0 | 0 | 0 | 0 | 0 | 0 | 0 | 0 | 0 | 0 | 0 | 0 | 0 | 0 | 0 | 0 | 0 | 0 | 0 | 0 | 0 | 0 | 0 | 0
Utility - Value of Sales
System | Year 0 | Year 1 | Year 2 | Year 3 | Year 4 | Year 5 | Year 6 | Year 7 | Year 8 | Year 9 | Year 10 | Year 11 | Year 12 | Year 13 | Year 14 | Year 15 | Year 16 | Year 17 | Year 18 | Year 19 | Year 20 | Year 21 | Year 22 | Year 23 | Year 24 | Year 25 | Year 26 | Year 27 | Year 28 | Year 29 | Year 30
System 1 | 0 | 0 | 0 | 0 | 0 | 0 | 0 | 0 | 0 | 0 | 0 | 0 | 0 | 0 | 0 | 0 | 0 | 0 | 0 | 0 | 0 | 0 | 0 | 0 | 0 | 0 | 0 | 0 | 0 | 0 | 0
System 2 | 0 | 0 | 0 | 0 | 0 | 0 | 0 | 0 | 0 | 0 | 0 | 0 | 0 | 0 | 0 | 0 | 0 | 0 | 0 | 0 | 0 | 0 | 0 | 0 | 0 | 0 | 0 | 0 | 0 | 0 | 0
System 3 | 0 | 0 | 0 | 0 | 0 | 0 | 0 | 0 | 0 | 0 | 0 | 0 | 0 | 0 | 0 | 0 | 0 | 0 | 0 | 0 | 0 | 0 | 0 | 0 | 0 | 0 | 0 | 0 | 0 | 0 | 0
System 4 | 0.50744 | 0.51289 | 0.51841 | 0.52358 | 0.52943 | 0.5348 | 0.54001 | 0.54443 | 0.54944 | 0.55459 | 0.56038 | 0.56652 | 0.57218 | 0 | 0 | 0 | 0 | 0 | 0 | 0 | 0 | 0 | 0 | 0 | 0 | 0 | 0 | 0 | 0 | 0 | 0
System 5 | 0 | 0 | 0 | 0 | 0 | 0 | 0 | 0 | 0 | 0 | 0 | 0 | 0 | 0 | 0 | 0 | 0 | 0 | 0 | 0 | 0 | 0 | 0 | 0 | 0 | 0 | 0 | 0 | 0 | 0 | 0
| 0 | 0 | 0 | 0 | 0 | 0 | 0 | 0 | 0 | 0 | 0 | 0 | 0 | 0 | 0 | 0 | 0 | 0 | 0 | 0 | 0 | 0 | 0
Utility - Cost of Equipment
System | Year 0 | Year 1 | Year 2 | Year 3 | Year 4 | Year 5 | Year 6 | Year 7 | Year 8 | Year 9 | Year 10 | Year 11 | Year 12 | Year 13 | Year 14 | Year 15 | Year 16 | Year 17 | Year 18 | Year 19 | Year 20 | Year 21 | Year 22 | Year 23 | Year 24 | Year 25 | Year 26 | Year 27 | Year 28 | Year 29 | Year 30
System 1 | 0 | 0 | 0 | 0 | 0 | 0 | 0 | 0 | 0 | 0 | 0 | 0 | 0 | 0 | 0 | 0 | 0 | 0 | 0 | 0 | 0 | 0 | 0 | 0 | 0 | 0 | 0 | 0 | 0 | 0 | 0
System 2 | 0 | 0 | 0 | 0 | 0 | 0 | 0 | 0 | 0 | 0 | 0 | 0 | 0 | 0 | 0 | 0 | 0 | 0 | 0 | 0 | 0 | 0 | 0 | 0 | 0 | 0 | 0 | 0 | 0 | 0 | 0
System 3 | 0 | 0 | 0 | 0 | 0 | 0 | 0 | 0 | 0 | 0 | 0 | 0 | 0 | 0 | 0 | 0 | 0 | 0 | 0 | 0 | 0 | 0 | 0 | 0 | 0 | 0 | 0 | 0 | 0 | 0 | 0
System 4 | 0 | 0 | 0 | 0 | 0 | 0 | 0 | 0 | 0 | 0 | 0 | 0 | 0 | 0 | 0 | 0 | 0 | 0 | 0 | 0 | 0 | 0 | 0 | 0 | 0 | 0 | 0 | 0 | 0 | 0 | 0
System 5 | 0 | 0 | 0 | 0 | 0 | 0 | 0 | 0 | 0 | 0 | 0 | 0 | 0 | 0 | 0 | 0 | 0 | 0 | 0 | 0 | 0 | 0 | 0 | 0 | 0 | 0 | 0 | 0 | 0 | 0 | 0
Participant - Cost of Operation
System | Year 0 | Year 1 | Year 2 | Year 3 | Year 4 | Year 5 | Year 6 | Year 7 | Year 8 | Year 9 | Year 10 | Year 11 | Year 12 | Year 13 | Year 14 | Year 15 | Year 16 | Year 17 | Year 18 | Year 19 | Year 20 | Year 21 | Year 22 | Year 23 | Year 24 | Year 25 | Year 26 | Year 27 | Year 28 | Year 29 | Year 30
System 1 | 0 | 0 | 0 | 0 | 0 | 0 | 0 | 0 | 0 | 0 | 0 | 0 | 0 | 0 | 0 | 0 | 0 | 0 | 0 | 0 | 0 | 0 | 0 | 0 | 0 | 0 | 0 | 0 | 0 | 0 | 0
System 2 | 0 | 0 | 0 | 0 | 0 | 0 | 0 | 0 | 0 | 0 | 0 | 0 | 0 | 0 | 0 | 0 | 0 | 0 | 0 | 0 | 0 | 0 | 0 | 0 | 0 | 0 | 0 | 0 | 0 | 0 | 0
System 3 | 0 | 0 | 0 | 0 | 0 | 0 | 0 | 0 | 0 | 0 | 0 | 0 | 0 | 0 | 0 | 0 | 0 | 0 | 0 | 0 | 0 | 0 | 0 | 0 | 0 | 0 | 0 | 0 | 0 | 0 | 0
System 4 | 0 | 0 | 0 | 0 | 0 | 0 | 0 | 0 | 0 | 0 | 0 | 0 | 0 | 0 | 0 | 0 | 0 | 0 | 0 | 0 | 0 | 0 | 0 | 0 | 0 | 0 | 0 | 0 | 0 | 0 | 0
System 5 | 0 | 0 | 0 | 0 | 0 | 0 | 0 | 0 | 0 | 0 | 0 | 0 | 0 | 0 | 0 | 0 | 0 | 0 | 0 | 0 | 0 | 0 | 0 | 0 | 0 | 0 | 0 | 0 | 0 | 0 | 0
Participant - Cost of Equipment
System | Year 0 | Year 1 | Year 2 | Year 3 | Year 4 | Year 5 | Year 6 | Year 7 | Year 8 | Year 9 | Year 10 | Year 11 | Year 12 | Year 13 | Year 14 | Year 15 | Year 16 | Year 17 | Year 18 | Year 19 | Year 20 | Year 21 | Year 22 | Year 23 | Year 24 | Year 25 | Year 26 | Year 27 | Year 28 | Year 29 | Year 30
System 1 | 0 | 0 | 0 | 0 | 0 | 0 | 0 | 0 | 0 | 0 | 0 | 0 | 0 | 0 | 0 | 0 | 0 | 0 | 0 | 0 | 0 | 0 | 0 | 0 | 0 | 0 | 0 | 0 | 0 | 0 | 0
System 2 | 0 | 0 | 0 | 0 | 0 | 0 | 0 | 0 | 0 | 0 | 0 | 0 | 0 | 0 | 0 | 0 | 0 | 0 | 0 | 0 | 0 | 0 | 0 | 0 | 0 | 0 | 0 | 0 | 0 | 0 | 0
System 3 | 0 | 0 | 0 | 0 | 0 | 0 | 0 | 0 | 0 | 0 | 0 | 0 | 0 | 0 | 0 | 0 | 0 | 0 | 0 | 0 | 0 | 0 | 0 | 0 | 0 | 0 | 0 | 0 | 0 | 0 | 0
System 4 | 0 | 0 | 0 | 0 | 0 | 0 | 0 | 0 | 0 | 0 | 0 | 0 | 0 | 0 | 0 | 0 | 0 | 0 | 0 | 0 | 0 | 0 | 0 | 0 | 0 | 0 | 0 | 0 | 0 | 0 | 0
System 5 | 0 | 0 | 0 | 0 | 0 | 0 | 0 | 0 | 0 | 0 | 0 | 0 | 0 | 0 | 0 | 0 | 0 | 0 | 0 | 0 | 0 | 0 | 0 | 0 | 0 | 0 | 0 | 0 | 0 | 0 | 0
System - Annual kBTUs
System | Year 0 | Year 1 | Year 2 | Year 3 | Year 4 | Year 5 | Year 6 | Year 7 | Year 8 | Year 9 | Year 10 | Year 11 | Year 12 | Year 13 | Year 14 | Year 15 | Year 16 | Year 17 | Year 18 | Year 19 | Year 20 | Year 21 | Year 22 | Year 23 | Year 24 | Year 25 | Year 26 | Year 27 | Year 28 | Year 29 | Year 30
1 | 0 | 0 | 0 | 0 | 0 | 0 | 0 | 0 | 0 | 0 | 0 | 0 | 0 | 0 | 0 | 0 | 0 | 0 | 0 | 0 | 0 | 0 | 0 | 0 | 0 | 0 | 0 | 0 | 0 | 0 | 0
2 | 0 | 0 | 0 | 0 | 0 | 0 | 0 | 0 | 0 | 0 | 0 | 0 | 0 | 0 | 0 | 0 | 0 | 0 | 0 | 0 | 0 | 0 | 0 | 0 | 0 | 0 | 0 | 0 | 0 | 0 | 0
3 | 0 | 0 | 0 | 0 | 0 | 0 | 0 | 0 | 0 | 0 | 0 | 0 | 0 | 0 | 0 | 0 | 0 | 0 | 0 | 0 | 0 | 0 | 0 | 0 | 0 | 0 | 0 | 0 | 0 | 0 | 0
4 | 0 | 0 | 0 | 0 | 0 | 0 | 0 | 0 | 0 | 0 | 0 | 0 | 0 | 0 | 0 | 0 | 0 | 0 | 0 | 0 | 0 | 0 | 0 | 0 | 0 | 0 | 0 | 0 | 0 | 0 | 0
5 | 0 | 0 | 0 | 0 | 0 | 0 | 0 | 0 | 0 | 0 | 0 | 0 | 0 | 0 | 0 | 0 | 0 | 0 | 0 | 0 | 0 | 0 | 0 | 0 | 0 | 0 | 0 | 0 | 0 | 0 | 0
Year
| Year 0 | Year 1 | Year 2 | Year 3 | Year 4 | Year 5 | Year 6 | Year 7 | Year 8 | Year 9 | Year 10 | Year 11 | Year 12 | Year 13 | Year 14 | Year 15 | Year 16 | Year 17 | Year 18 | Year 19 | Year 20 | Year 21 | Year 22 | Year 23 | Year 24 | Year 25 | Year 26 | Year 27 | Year 28 | Year 29 | Year 30
Year | 2013 | 2014 | 2015 | 2016 | 2017 | 2018 | 2019 | 2020 | 2021 | 2022 | 2023 | 2024 | 2025 | 2026 | 2027 | 2028 | 2029 | 2030 | 2031 | 2032 | 2033 | 2034 | 2035 | 2036 | 2037 | 2038 | 2039 | 2040 | 2041 | 2042 | 2043
Index | 0 | 1 | 2 | 3 | 4 | 5 | 6 | 7 | 8 | 9 | 10 | 11 | 12 | 13 | 14 | 15 | 16 | 17 | 18 | 19 | 20 | 21 | 22 | 23 | 24 | 25 | 26 | 27 | 28 | 29 | 30
On Market
Equipment | Year 0 | Year 1 | Year 2 | Year 3 | Year 4 | Year 5 | Year 6 | Year 7 | Year 8 | Year 9 | Year 10 | Year 11 | Year 12 | Year 13 | Year 14 | Year 15 | Year 16 | Year 17 | Year 18 | Year 19 | Year 20 | Year 21 | Year 22 | Year 23 | Year 24 | Year 25 | Year 26 | Year 27 | Year 28 | Year 29 | Year 30
1 | FALSE | FALSE | FALSE | FALSE | FALSE | FALSE | FALSE | FALSE | FALSE | FALSE | FALSE | FALSE | FALSE | FALSE | FALSE | FALSE | FALSE | FALSE | FALSE | FALSE | FALSE | FALSE | FALSE | FALSE | FALSE | FALSE | FALSE | FALSE | FALSE | FALSE | FALSE
2 | FALSE | FALSE | FALSE | FALSE | FALSE | FALSE | FALSE | FALSE | FALSE | FALSE | FALSE | FALSE | FALSE | FALSE | FALSE | FALSE | FALSE | FALSE | FALSE | FALSE | FALSE | FALSE | FALSE | FALSE | FALSE | FALSE | FALSE | FALSE | FALSE | FALSE | FALSE
3 | FALSE | FALSE | FALSE | FALSE | FALSE | FALSE | FALSE | FALSE | FALSE | FALSE | FALSE | FALSE | FALSE | FALSE | FALSE | FALSE | FALSE | FALSE | FALSE | FALSE | FALSE | FALSE | FALSE | FALSE | FALSE | FALSE | FALSE | FALSE | FALSE | FALSE | FALSE
4 | FALSE | FALSE | FALSE | FALSE | FALSE | FALSE | FALSE | FALSE | FALSE | FALSE | FALSE | FALSE | FALSE | FALSE | FALSE | FALSE | FALSE | FALSE | FALSE | FALSE | FALSE | FALSE | FALSE | FALSE | FALSE | FALSE | FALSE | FALSE | FALSE | FALSE | FALSE
5 | FALSE | FALSE | FALSE | FALSE | FALSE | FALSE | FALSE | FALSE | FALSE | FALSE | FALSE | FALSE | FALSE | FALSE | FALSE | FALSE | FALSE | FALSE | FALSE | FALSE | FALSE | FALSE | FALSE | FALSE | FALSE | FALSE | FALSE | FALSE | FALSE | FALSE | FALSE
Base Unit | #N/A | #N/A | #N/A | #N/A | #N/A | #N/A | #N/A | #N/A | #N/A | #N/A | #N/A | #N/A | #N/A | #N/A | #N/A | #N/A | #N/A | #N/A | #N/A | #N/A | #N/A | #N/A | #N/A | #N/A | #N/A | #N/A | #N/A | #N/A | #N/A | #N/A | #N/A
Options Available | 0 | 0 | 0 | 0 | 0 | 0 | 0 | 0 | 0 | 0 | 0 | 0 | 0 | 0 | 0 | 0 | 0 | 0 | 0 | 0 | 0 | 0 | 0 | 0 | 0 | 0 | 0 | 0 | 0 | 0 | 0
Total Resource Cost Test
Equipment | Year 0 | Year 1 | Year 2 | Year 3 | Year 4 | Year 5 | Year 6 | Year 7 | Year 8 | Year 9 | Year 10 | Year 11 | Year 12 | Year 13 | Year 14 | Year 15 | Year 16 | Year 17 | Year 18 | Year 19 | Year 20 | Year 21 | Year 22 | Year 23 | Year 24 | Year 25 | Year 26 | Year 27 | Year 28 | Year 29 | Year 30
1 | 0 | 0 | 0 | 0 | 0 | 0 | 0 | 0 | 0 | 0 | 0 | 0 | 0 | 0 | 0 | 0 | 0 | 0 | 0 | 0 | 0 | 0 | 0 | 0 | 0 | 0 | 0 | 0 | 0 | 0 | 0
2 | 0 | 0 | 0 | 0 | 0 | 0 | 0 | 0 | 0 | 0 | 0 | 0 | 0 | 0 | 0 | 0 | 0 | 0 | 0 | 0 | 0 | 0 | 0 | 0 | 0 | 0 | 0 | 0 | 0 | 0 | 0
3 | 0 | 0 | 0 | 0 | 0 | 0 | 0 | 0 | 0 | 0 | 0 | 0 | 0 | 0 | 0 | 0 | 0 | 0 | 0 | 0 | 0 | 0 | 0 | 0 | 0 | 0 | 0 | 0 | 0 | 0 | 0
4 | 0 | 0 | 0 | 0 | 0 | 0 | 0 | 0 | 0 | 0 | 0 | 0 | 0 | 0 | 0 | 0 | 0 | 0 | 0 | 0 | 0 | 0 | 0 | 0 | 0 | 0 | 0 | 0 | 0 | 0 | 0
5 | 0 | 0 | 0 | 0 | 0 | 0 | 0 | 0 | 0 | 0 | 0 | 0 | 0 | 0 | 0 | 0 | 0 | 0 | 0 | 0 | 0 | 0 | 0 | 0 | 0 | 0 | 0 | 0 | 0 | 0 | 0
Economical | bar: Year 0 to Year 30
Economical kBTUs | 0 | 0 | 0 | 0 | 0 | 0 | 0 | 0 | 0 | 0 | 0 | 0 | 0 | 0 | 0 | 0 | 0 | 0 | 0 | 0 | 0 | 0 | 0 | 0 | 0 | 0 | 0 | 0 | 0 | 0 | 0
Program Administrator Cost Test
Equipment | Year 0 | Year 1 | Year 2 | Year 3 | Year 4 | Year 5 | Year 6 | Year 7 | Year 8 | Year 9 | Year 10 | Year 11 | Year 12 | Year 13 | Year 14 | Year 15 | Year 16 | Year 17 | Year 18 | Year 19 | Year 20 | Year 21 | Year 22 | Year 23 | Year 24 | Year 25 | Year 26 | Year 27 | Year 28 | Year 29 | Year 30
1 | 0 | 0 | 0 | 0 | 0 | 0 | 0 | 0 | 0 | 0 | 0 | 0 | 0 | 0 | 0 | 0 | 0 | 0 | 0 | 0 | 0 | 0 | 0 | 0 | 0 | 0 | 0 | 0 | 0 | 0 | 0
2 | 0 | 0 | 0 | 0 | 0 | 0 | 0 | 0 | 0 | 0 | 0 | 0 | 0 | 0 | 0 | 0 | 0 | 0 | 0 | 0 | 0 | 0 | 0 | 0 | 0 | 0 | 0 | 0 | 0 | 0 | 0
3 | 0 | 0 | 0 | 0 | 0 | 0 | 0 | 0 | 0 | 0 | 0 | 0 | 0 | 0 | 0 | 0 | 0 | 0 | 0 | 0 | 0 | 0 | 0 | 0 | 0 | 0 | 0 | 0 | 0 | 0 | 0
4 | 0 | 0 | 0 | 0 | 0 | 0 | 0 | 0 | 0 | 0 | 0 | 0 | 0 | 0 | 0 | 0 | 0 | 0 | 0 | 0 | 0 | 0 | 0 | 0 | 0 | 0 | 0 | 0 | 0 | 0 | 0
5 | 0 | 0 | 0 | 0 | 0 | 0 | 0 | 0 | 0 | 0 | 0 | 0 | 0 | 0 | 0 | 0 | 0 | 0 | 0 | 0 | 0 | 0 | 0 | 0 | 0 | 0 | 0 | 0 | 0 | 0 | 0
Economical | bar: Year 0 to Year 30
Economical kBTUs | 0 | 0 | 0 | 0 | 0 | 0 | 0 | 0 | 0 | 0 | 0 | 0 | 0 | 0 | 0 | 0 | 0 | 0 | 0 | 0 | 0 | 0 | 0 | 0 | 0 | 0 | 0 | 0 | 0 | 0 | 0
Participant Cost Test
Equipment | Year 0 | Year 1 | Year 2 | Year 3 | Year 4 | Year 5 | Year 6 | Year 7 | Year 8 | Year 9 | Year 10 | Year 11 | Year 12 | Year 13 | Year 14 | Year 15 | Year 16 | Year 17 | Year 18 | Year 19 | Year 20 | Year 21 | Year 22 | Year 23 | Year 24 | Year 25 | Year 26 | Year 27 | Year 28 | Year 29 | Year 30
1 | 0 | 0 | 0 | 0 | 0 | 0 | 0 | 0 | 0 | 0 | 0 | 0 | 0 | 0 | 0 | 0 | 0 | 0 | 0 | 0 | 0 | 0 | 0 | 0 | 0 | 0 | 0 | 0 | 0 | 0 | 0
2 | 0 | 0 | 0 | 0 | 0 | 0 | 0 | 0 | 0 | 0 | 0 | 0 | 0 | 0 | 0 | 0 | 0 | 0 | 0 | 0 | 0 | 0 | 0 | 0 | 0 | 0 | 0 | 0 | 0 | 0 | 0
3 | 0 | 0 | 0 | 0 | 0 | 0 | 0 | 0 | 0 | 0 | 0 | 0 | 0 | 0 | 0 | 0 | 0 | 0 | 0 | 0 | 0 | 0 | 0 | 0 | 0 | 0 | 0 | 0 | 0 | 0 | 0
4 | 0 | 0 | 0 | 0 | 0 | 0 | 0 | 0 | 0 | 0 | 0 | 0 | 0 | 0 | 0 | 0 | 0 | 0 | 0 | 0 | 0 | 0 | 0 | 0 | 0 | 0 | 0 | 0 | 0 | 0 | 0
5 | 0 | 0 | 0 | 0 | 0 | 0 | 0 | 0 | 0 | 0 | 0 | 0 | 0 | 0 | 0 | 0 | 0 | 0 | 0 | 0 | 0 | 0 | 0 | 0 | 0 | 0 | 0 | 0 | 0 | 0 | 0
Economical | bar: Year 0 to Year 30
Economical kBTUs | 0 | 0 | 0 | 0 | 0 | 0 | 0 | 0 | 0 | 0 | 0 | 0 | 0 | 0 | 0 | 0 | 0 | 0 | 0 | 0 | 0 | 0 | 0 | 0 | 0 | 0 | 0 | 0 | 0 | 0 | 0
Ratepayer Impact Measure Test
Equipment | Year 0 | Year 1 | Year 2 | Year 3 | Year 4 | Year 5 | Year 6 | Year 7 | Year 8 | Year 9 | Year 10 | Year 11 | Year 12 | Year 13 | Year 14 | Year 15 | Year 16 | Year 17 | Year 18 | Year 19 | Year 20 | Year 21 | Year 22 | Year 23 | Year 24 | Year 25 | Year 26 | Year 27 | Year 28 | Year 29 | Year 30
1 | 0 | 0 | 0 | 0 | 0 | 0 | 0 | 0 | 0 | 0 | 0 | 0 | 0 | 0 | 0 | 0 | 0 | 0 | 0 | 0 | 0 | 0 | 0 | 0 | 0 | 0 | 0 | 0 | 0 | 0 | 0
2 | 0 | 0 | 0 | 0 | 0 | 0 | 0 | 0 | 0 | 0 | 0 | 0 | 0 | 0 | 0 | 0 | 0 | 0 | 0 | 0 | 0 | 0 | 0 | 0 | 0 | 0 | 0 | 0 | 0 | 0 | 0
3 | 0 | 0 | 0 | 0 | 0 | 0 | 0 | 0 | 0 | 0 | 0 | 0 | 0 | 0 | 0 | 0 | 0 | 0 | 0 | 0 | 0 | 0 | 0 | 0 | 0 | 0 | 0 | 0 | 0 | 0 | 0
4 | -0.50744 | -0.51289 | -0.51841 | -0.52358 | -0.52943 | -0.5348 | -0.54001 | -0.54443 | -0.54944 | -0.55459 | -0.56038 | -0.56652 | -0.57218 | 0 | 0 | 0 | 0 | 0 | 0 | 0 | 0 | 0 | 0 | 0 | 0 | 0 | 0 | 0 | 0 | 0 | 0
5 | 0 | 0 | 0 | 0 | 0 | 0 | 0 | 0 | 0 | 0 | 0 | 0 | 0 | 0 | 0 | 0 | 0 | 0 | 0 | 0 | 0 | 0 | 0 | 0 | 0 | 0 | 0 | 0 | 0 | 0 | 0
Economical | bar: Year 0 to Year 30
Economical kBTUs | 0 | 0 | 0 | 0 | 0 | 0 | 0 | 0 | 0 | 0 | 0 | 0 | 0 | 0 | 0 | 0 | 0 | 0 | 0 | 0 | 0 | 0 | 0 | 0 | 0 | 0 | 0 | 0 | 0 | 0 | 0
Technical Model Rank
System | Year 0 | Year 1 | Year 2 | Year 3 | Year 4 | Year 5 | Year 6 | Year 7 | Year 8 | Year 9 | Year 10 | Year 11 | Year 12 | Year 13 | Year 14 | Year 15 | Year 16 | Year 17 | Year 18 | Year 19 | Year 20 | Year 21 | Year 22 | Year 23 | Year 24 | Year 25 | Year 26 | Year 27 | Year 28 | Year 29 | Year 30
1 | 0 | 0 | 0 | 0 | 0 | 0 | 0 | 0 | 0 | 0 | 0 | 0 | 0 | 0 | 0 | 0 | 0 | 0 | 0 | 0 | 0 | 0 | 0 | 0 | 0 | 0 | 0 | 0 | 0 | 0 | 0
2 | 0 | 0 | 0 | 0 | 0 | 0 | 0 | 0 | 0 | 0 | 0 | 0 | 0 | 0 | 0 | 0 | 0 | 0 | 0 | 0 | 0 | 0 | 0 | 0 | 0 | 0 | 0 | 0 | 0 | 0 | 0
3 | 0 | 0 | 0 | 0 | 0 | 0 | 0 | 0 | 0 | 0 | 0 | 0 | 0 | 0 | 0 | 0 | 0 | 0 | 0 | 0 | 0 | 0 | 0 | 0 | 0 | 0 | 0 | 0 | 0 | 0 | 0
4 | 0 | 0 | 0 | 0 | 0 | 0 | 0 | 0 | 0 | 0 | 0 | 0 | 0 | 0 | 0 | 0 | 0 | 0 | 0 | 0 | 0 | 0 | 0 | 0 | 0 | 0 | 0 | 0 | 0 | 0 | 0
5 | 0 | 0 | 0 | 0 | 0 | 0 | 0 | 0 | 0 | 0 | 0 | 0 | 0 | 0 | 0 | 0 | 0 | 0 | 0 | 0 | 0 | 0 | 0 | 0 | 0 | 0 | 0 | 0 | 0 | 0 | 0
Economic Model Rank
System | Year 0 | Year 1 | Year 2 | Year 3 | Year 4 | Year 5 | Year 6 | Year 7 | Year 8 | Year 9 | Year 10 | Year 11 | Year 12 | Year 13 | Year 14 | Year 15 | Year 16 | Year 17 | Year 18 | Year 19 | Year 20 | Year 21 | Year 22 | Year 23 | Year 24 | Year 25 | Year 26 | Year 27 | Year 28 | Year 29 | Year 30
1 | 0 | 0 | 0 | 0 | 0 | 0 | 0 | 0 | 0 | 0 | 0 | 0 | 0 | 0 | 0 | 0 | 0 | 0 | 0 | 0 | 0 | 0 | 0 | 0 | 0 | 0 | 0 | 0 | 0 | 0 | 0
2 | 0 | 0 | 0 | 0 | 0 | 0 | 0 | 0 | 0 | 0 | 0 | 0 | 0 | 0 | 0 | 0 | 0 | 0 | 0 | 0 | 0 | 0 | 0 | 0 | 0 | 0 | 0 | 0 | 0 | 0 | 0
3 | 0 | 0 | 0 | 0 | 0 | 0 | 0 | 0 | 0 | 0 | 0 | 0 | 0 | 0 | 0 | 0 | 0 | 0 | 0 | 0 | 0 | 0 | 0 | 0 | 0 | 0 | 0 | 0 | 0 | 0 | 0
4 | 0 | 0 | 0 | 0 | 0 | 0 | 0 | 0 | 0 | 0 | 0 | 0 | 0 | 0 | 0 | 0 | 0 | 0 | 0 | 0 | 0 | 0 | 0 | 0 | 0 | 0 | 0 | 0 | 0 | 0 | 0
5 | 0 | 0 | 0 | 0 | 0 | 0 | 0 | 0 | 0 | 0 | 0 | 0 | 0 | 0 | 0 | 0 | 0 | 0 | 0 | 0 | 0 | 0 | 0 | 0 | 0 | 0 | 0 | 0 | 0 | 0 | 0
Major Unit
Scenario | Year 0 | Year 1 | Year 2 | Year 3 | Year 4 | Year 5 | Year 6 | Year 7 | Year 8 | Year 9 | Year 10 | Year 11 | Year 12 | Year 13 | Year 14 | Year 15 | Year 16 | Year 17 | Year 18 | Year 19 | Year 20 | Year 21 | Year 22 | Year 23 | Year 24 | Year 25 | Year 26 | Year 27 | Year 28 | Year 29 | Year 30
Economic | bar: Year 0 to Year 30
Economic kBTUs | 0 | 0 | 0 | 0 | 0 | 0 | 0 | 0 | 0 | 0 | 0 | 0 | 0 | 0 | 0 | 0 | 0 | 0 | 0 | 0 | 0 | 0 | 0 | 0 | 0 | 0 | 0 | 0 | 0 | 0 | 0
Technical | bar: Year 0 to Year 30
Savings against Economic Unit
Scenario | Year 0 | Year 1 | Year 2 | Year 3 | Year 4 | Year 5 | Year 6 | Year 7 | Year 8 | Year 9 | Year 10 | Year 11 | Year 12 | Year 13 | Year 14 | Year 15 | Year 16 | Year 17 | Year 18 | Year 19 | Year 20 | Year 21 | Year 22 | Year 23 | Year 24 | Year 25 | Year 26 | Year 27 | Year 28 | Year 29 | Year 30
1 | 0 | 0 | 0 | 0 | 0 | 0 | 0 | 0 | 0 | 0 | 0 | 0 | 0 | 0 | 0 | 0 | 0 | 0 | 0 | 0 | 0 | 0 | 0 | 0 | 0 | 0 | 0 | 0 | 0 | 0 | 0
2 | 0 | 0 | 0 | 0 | 0 | 0 | 0 | 0 | 0 | 0 | 0 | 0 | 0 | 0 | 0 | 0 | 0 | 0 | 0 | 0 | 0 | 0 | 0 | 0 | 0 | 0 | 0 | 0 | 0 | 0 | 0
3 | 0 | 0 | 0 | 0 | 0 | 0 | 0 | 0 | 0 | 0 | 0 | 0 | 0 | 0 | 0 | 0 | 0 | 0 | 0 | 0 | 0 | 0 | 0 | 0 | 0 | 0 | 0 | 0 | 0 | 0 | 0
4 | 0 | 0 | 0 | 0 | 0 | 0 | 0 | 0 | 0 | 0 | 0 | 0 | 0 | 0 | 0 | 0 | 0 | 0 | 0 | 0 | 0 | 0 | 0 | 0 | 0 | 0 | 0 | 0 | 0 | 0 | 0
5 | 0 | 0 | 0 | 0 | 0 | 0 | 0 | 0 | 0 | 0 | 0 | 0 | 0 | 0 | 0 | 0 | 0 | 0 | 0 | 0 | 0 | 0 | 0 | 0 | 0 | 0 | 0 | 0 | 0 | 0 | 0
Logit Model
System | Year 0: Actual Shares; Year 1: Annualized Cost; Year 2: Desirability Index; Year 3: Logit; Year 4: Uncalibrated Shares; Year 5: Coefficient; Year 6: Calibrated Desirability Index; Year 7: Calibrated Logit; Year 8: Coefficients available in base year; Year 9: Linear Interpolated Coefficients
1 | Year 0: 0%; Year 1: 0; Year 2: 0; Year 3: 0; Year 4: 0%; Year 5: 0; Year 6: 0; Year 7: 0; Year 8: 0; Year 9: 0
2 | Year 0: 0%; Year 1: 0; Year 2: 0; Year 3: 0; Year 4: 0%; Year 5: 0; Year 6: 0; Year 7: 0; Year 8: 0; Year 9: 0
3 | Year 0: 0%; Year 1: 0; Year 2: 0; Year 3: 0; Year 4: 0%; Year 5: 0; Year 6: 0; Year 7: 0; Year 8: 0; Year 9: 0
4 | Year 0: 0%; Year 1: 0; Year 2: 0; Year 3: 0; Year 4: 0%; Year 5: 0; Year 6: 0; Year 7: 0; Year 8: 0; Year 9: 0
5 | Year 0: 0%; Year 1: 0; Year 2: 0; Year 3: 0; Year 4: 0%; Year 5: 0; Year 6: 0; Year 7: 0; Year 8: 0; Year 9: 0
Nothing | Year 0: 100%; Year 1: 0; Year 2: 0; Year 3: 1; Year 4: #N/A; Year 5: #N/A; Year 6: #N/A; Year 7: #N/A; Year 8: #N/A; Year 9: 0
|  |  |  | 1 |  |  |  | #N/A
Calibrated Logit of Desirability Index
1 | 0 | 0 | 0 | 0 | 0 | 0 | 0 | 0 | 0 | 0 | 0 | 0 | 0 | 0 | 0 | 0 | 0 | 0 | 0 | 0 | 0 | 0 | 0 | 0 | 0 | 0 | 0 | 0 | 0 | 0 | 0
2 | 0 | 0 | 0 | 0 | 0 | 0 | 0 | 0 | 0 | 0 | 0 | 0 | 0 | 0 | 0 | 0 | 0 | 0 | 0 | 0 | 0 | 0 | 0 | 0 | 0 | 0 | 0 | 0 | 0 | 0 | 0
3 | 0 | 0 | 0 | 0 | 0 | 0 | 0 | 0 | 0 | 0 | 0 | 0 | 0 | 0 | 0 | 0 | 0 | 0 | 0 | 0 | 0 | 0 | 0 | 0 | 0 | 0 | 0 | 0 | 0 | 0 | 0
4 | 0 | 0 | 0 | 0 | 0 | 0 | 0 | 0 | 0 | 0 | 0 | 0 | 0 | 0 | 0 | 0 | 0 | 0 | 0 | 0 | 0 | 0 | 0 | 0 | 0 | 0 | 0 | 0 | 0 | 0 | 0
5 | 0 | 0 | 0 | 0 | 0 | 0 | 0 | 0 | 0 | 0 | 0 | 0 | 0 | 0 | 0 | 0 | 0 | 0 | 0 | 0 | 0 | 0 | 0 | 0 | 0 | 0 | 0 | 0 | 0 | 0 | 0
Nothing | 0 | 0 | 0 | 0 | 0 | 0 | 0 | 0 | 0 | 0 | 0 | 0 | 0 | 0 | 0 | 0 | 0 | 0 | 0 | 0 | 0 | 0 | 0 | 0 | 0 | 0 | 0 | 0 | 0 | 0 | 0
Total | 0 | 0 | 0 | 0 | 0 | 0 | 0 | 0 | 0 | 0 | 0 | 0 | 0 | 0 | 0 | 0 | 0 | 0 | 0 | 0 | 0 | 0 | 0 | 0 | 0 | 0 | 0 | 0 | 0 | 0 | 0
Linear Interpolated Purchase Shares
1 | bar: Year 0 to Year 30
2 | bar: Year 0 to Year 30
3 | bar: Year 0 to Year 30
4 | bar: Year 0 to Year 30
5 | bar: Year 0 to Year 30
Nothing | bar: Year 0 to Year 30
Baseline Forecast Purchase Shares
Equipment | Year 0 | Year 1 | Year 2 | Year 3 | Year 4 | Year 5 | Year 6 | Year 7 | Year 8 | Year 9 | Year 10 | Year 11 | Year 12 | Year 13 | Year 14 | Year 15 | Year 16 | Year 17 | Year 18 | Year 19 | Year 20 | Year 21 | Year 22 | Year 23 | Year 24 | Year 25 | Year 26 | Year 27 | Year 28 | Year 29 | Year 30
1 | 0% | 0% | 0% | 0% | 0% | 0% | 0% | 0% | 0% | 0% | 0% | 0% | 0% | 0% | 0% | 0% | 0% | 0% | 0% | 0% | 0% | 0% | 0% | 22.29% | 22.29% | 22.29% | 22.29% | 22.29% | 22.29% | 22.29% | 22.29%
2 | bar: Year 0 to Year 30
3 | 0% | 0% | 0% | 0% | 0% | 0% | 0% | 0% | 0% | 0% | 0% | 0% | 0% | 0% | 0% | 0% | 0% | 0% | 0% | 0% | 0% | 0% | 0% | 21.79% | 21.79% | 21.79% | 21.79% | 21.79% | 21.79% | 21.79% | 21.79%
4 | bar: Year 0 to Year 30
5 | 0% | 0% | 0% | 0% | 0% | 0% | 0% | 0% | 0% | 0% | 0% | 0% | 0% | 0% | 0% | 0% | 0% | 0% | 0% | 0% | 0% | 0% | 0% | 55.86% | 55.86% | 55.86% | 55.86% | 55.86% | 55.86% | 55.86% | 55.86%
Technical Potential Purchase Shares (Sorted)
Equipment | Year 0 | Year 1 | Year 2 | Year 3 | Year 4 | Year 5 | Year 6 | Year 7 | Year 8 | Year 9 | Year 10 | Year 11 | Year 12 | Year 13 | Year 14 | Year 15 | Year 16 | Year 17 | Year 18 | Year 19 | Year 20 | Year 21 | Year 22 | Year 23 | Year 24 | Year 25 | Year 26 | Year 27 | Year 28 | Year 29 | Year 30
1 | bar: Year 0 to Year 30
2 | bar: Year 0 to Year 30
3 | bar: Year 0 to Year 30
4 | bar: Year 0 to Year 30
5 | bar: Year 0 to Year 30
Economic Potential Purchase Shares (Sorted)
Equipment | Year 0 | Year 1 | Year 2 | Year 3 | Year 4 | Year 5 | Year 6 | Year 7 | Year 8 | Year 9 | Year 10 | Year 11 | Year 12 | Year 13 | Year 14 | Year 15 | Year 16 | Year 17 | Year 18 | Year 19 | Year 20 | Year 21 | Year 22 | Year 23 | Year 24 | Year 25 | Year 26 | Year 27 | Year 28 | Year 29 | Year 30
1 | bar: Year 0 to Year 30
2 | bar: Year 0 to Year 30
3 | bar: Year 0 to Year 30
4 | bar: Year 0 to Year 30
5 | bar: Year 0 to Year 30
Technical Potential Purchase Shares (Actual)
Equipment | Year 0 | Year 1 | Year 2 | Year 3 | Year 4 | Year 5 | Year 6 | Year 7 | Year 8 | Year 9 | Year 10 | Year 11 | Year 12 | Year 13 | Year 14 | Year 15 | Year 16 | Year 17 | Year 18 | Year 19 | Year 20 | Year 21 | Year 22 | Year 23 | Year 24 | Year 25 | Year 26 | Year 27 | Year 28 | Year 29 | Year 30
1 | bar: Year 0 to Year 30
2 | bar: Year 0 to Year 30
3 | bar: Year 0 to Year 30
4 | bar: Year 0 to Year 30
5 | bar: Year 0 to Year 30
Economic Potential Purchase Shares (Actual)
Equipment | Year 0 | Year 1 | Year 2 | Year 3 | Year 4 | Year 5 | Year 6 | Year 7 | Year 8 | Year 9 | Year 10 | Year 11 | Year 12 | Year 13 | Year 14 | Year 15 | Year 16 | Year 17 | Year 18 | Year 19 | Year 20 | Year 21 | Year 22 | Year 23 | Year 24 | Year 25 | Year 26 | Year 27 | Year 28 | Year 29 | Year 30
1 | bar: Year 0 to Year 30
2 | bar: Year 0 to Year 30
3 | bar: Year 0 to Year 30
4 | bar: Year 0 to Year 30
5 | bar: Year 0 to Year 30
Maximum Achievable Potential Purchase Shares
Equipment | Year 0 | Year 1 | Year 2 | Year 3 | Year 4 | Year 5 | Year 6 | Year 7 | Year 8 | Year 9 | Year 10 | Year 11 | Year 12 | Year 13 | Year 14 | Year 15 | Year 16 | Year 17 | Year 18 | Year 19 | Year 20 | Year 21 | Year 22 | Year 23 | Year 24 | Year 25 | Year 26 | Year 27 | Year 28 | Year 29 | Year 30
1 | 0% | 0% | 0% | 0% | 0% | 0% | 0% | 0% | 0% | 0% | 0% | 0% | 0% | 0% | 0% | 0% | 0% | 0% | 0% | 0% | 0% | 0% | 0% | 22.29% | 22.29% | 22.29% | 22.29% | 22.29% | 22.29% | 22.29% | 22.29%
2 | bar: Year 0 to Year 30
3 | 0% | 0% | 0% | 0% | 0% | 0% | 0% | 0% | 0% | 0% | 0% | 0% | 0% | 0% | 0% | 0% | 0% | 0% | 0% | 0% | 0% | 0% | 0% | 21.79% | 21.79% | 21.79% | 21.79% | 21.79% | 21.79% | 21.79% | 21.79%
4 | bar: Year 0 to Year 30
5 | 0% | 0% | 0% | 0% | 0% | 0% | 0% | 0% | 0% | 0% | 0% | 0% | 0% | 0% | 0% | 0% | 0% | 0% | 0% | 0% | 0% | 0% | 0% | 55.86% | 55.86% | 55.86% | 55.86% | 55.86% | 55.86% | 55.86% | 55.86%
Realistic Achievable Potential Purchase Shares
Equipment | Year 0 | Year 1 | Year 2 | Year 3 | Year 4 | Year 5 | Year 6 | Year 7 | Year 8 | Year 9 | Year 10 | Year 11 | Year 12 | Year 13 | Year 14 | Year 15 | Year 16 | Year 17 | Year 18 | Year 19 | Year 20 | Year 21 | Year 22 | Year 23 | Year 24 | Year 25 | Year 26 | Year 27 | Year 28 | Year 29 | Year 30
1 | 0% | 0% | 0% | 0% | 0% | 0% | 0% | 0% | 0% | 0% | 0% | 0% | 0% | 0% | 0% | 0% | 0% | 0% | 0% | 0% | 0% | 0% | 0% | 22.29% | 22.29% | 22.29% | 22.29% | 22.29% | 22.29% | 22.29% | 22.29%
2 | bar: Year 0 to Year 30
3 | 0% | 0% | 0% | 0% | 0% | 0% | 0% | 0% | 0% | 0% | 0% | 0% | 0% | 0% | 0% | 0% | 0% | 0% | 0% | 0% | 0% | 0% | 0% | 21.79% | 21.79% | 21.79% | 21.79% | 21.79% | 21.79% | 21.79% | 21.79%
4 | bar: Year 0 to Year 30
5 | 0% | 0% | 0% | 0% | 0% | 0% | 0% | 0% | 0% | 0% | 0% | 0% | 0% | 0% | 0% | 0% | 0% | 0% | 0% | 0% | 0% | 0% | 0% | 55.86% | 55.86% | 55.86% | 55.86% | 55.86% | 55.86% | 55.86% | 55.86%
Codes & Standards Forecast Purchase Shares
Equipment | Year 0 | Year 1 | Year 2 | Year 3 | Year 4 | Year 5 | Year 6 | Year 7 | Year 8 | Year 9 | Year 10 | Year 11 | Year 12 | Year 13 | Year 14 | Year 15 | Year 16 | Year 17 | Year 18 | Year 19 | Year 20 | Year 21 | Year 22 | Year 23 | Year 24 | Year 25 | Year 26 | Year 27 | Year 28 | Year 29 | Year 30
1 | 0% | 0% | 0% | 0% | 0% | 0% | 0% | 0% | 0% | 0% | 0% | 0% | 0% | 0% | 0% | 0% | 0% | 0% | 0% | 0% | 0% | 0% | 0% | 22.29% | 22.29% | 22.29% | 22.29% | 22.29% | 22.29% | 22.29% | 22.29%
2 | bar: Year 0 to Year 30
3 | 0% | 0% | 0% | 0% | 0% | 0% | 0% | 0% | 0% | 0% | 0% | 0% | 0% | 0% | 0% | 0% | 0% | 0% | 0% | 0% | 0% | 0% | 0% | 21.79% | 21.79% | 21.79% | 21.79% | 21.79% | 21.79% | 21.79% | 21.79%
4 | bar: Year 0 to Year 30
5 | 0% | 0% | 0% | 0% | 0% | 0% | 0% | 0% | 0% | 0% | 0% | 0% | 0% | 0% | 0% | 0% | 0% | 0% | 0% | 0% | 0% | 0% | 0% | 55.86% | 55.86% | 55.86% | 55.86% | 55.86% | 55.86% | 55.86% | 55.86%
Checks
Invalid Economic Test Chosen | Year 0: FALSE; Year 1: OK
Base Year Shares for Unavailable System | Year 0: FALSE; Year 1: OK

## Sys Forecast (hidden)
Model Year:
0
Row Offset
165
Units
| Year | Year 0 | Year 1 | Year 2 | Year 3 | Year 4 | Year 5 | Year 6 | Year 7 | Year 8 | Year 9 | Year 10 | Year 11 | Year 12 | Year 13 | Year 14 | Year 15 | Year 16 | Year 17 | Year 18 | Year 19 | Year 20 | Year 21 | Year 22 | Year 23 | Year 24 | Year 25 | Year 26 | Year 27 | Year 28 | Year 29 | Year 30 | Year 31 | Year 32 | Year 33 | Year 34 | Year 35
| Market Size | 0 | 0 | 0 | 0 | 0 | 0 | 0 | 0 | 0 | 0 | 0 | 0 | 0 | 0 | 0 | 0 | 0 | 0 | 0 | 0 | 0 | 0 | 0 | 0 | 0 | 0 | 0 | 0 | 0 | 0 | 0 | 0 | 0 | 0 | 0 | 0
S1 Purchase Shares | bar: Year 0 to Year 35
S2 Purchase Shares | bar: Year 0 to Year 35
S3 Purchase Shares | bar: Year 0 to Year 35
S4 Purchase Shares | bar: Year 0 to Year 35
S5 Purchase Shares | bar: Year 0 to Year 35
Base Year Systems
|  | Saturation | Count
| S1 Purchase Shares | Year 0: 0%; Year 1: 0
| S2 Purchase Shares | Year 0: 0%; Year 1: 0
| S3 Purchase Shares | Year 0: 0%; Year 1: 0
| S4 Purchase Shares | Year 0: 0%; Year 1: 0
| S5 Purchase Shares | Year 0: 0%; Year 1: 0
Turnover
|  | Year 0 | Year 1 | Year 2 | Year 3 | Year 4 | Year 5 | Year 6 | Year 7 | Year 8 | Year 9 | Year 10 | Year 11 | Year 12 | Year 13 | Year 14 | Year 15 | Year 16 | Year 17 | Year 18 | Year 19 | Year 20 | Year 21 | Year 22 | Year 23 | Year 24 | Year 25 | Year 26 | Year 27 | Year 28 | Year 29 | Year 30
| System 1 | 0 | 0 | 0 | 0 | 0 | 0 | 0 | 0 | 0 | 0 | 0 | 0 | 0 | 0 | 0 | 0 | 0 | 0 | 0 | 0 | 0 | 0 | 0 | 0 | 0 | 0 | 0 | 0 | 0 | 0 | 0
| System 2 | 0 | 0 | 0 | 0 | 0 | 0 | 0 | 0 | 0 | 0 | 0 | 0 | 0 | 0 | 0 | 0 | 0 | 0 | 0 | 0 | 0 | 0 | 0 | 0 | 0 | 0 | 0 | 0 | 0 | 0 | 0
| System 3 | 0 | 0 | 0 | 0 | 0 | 0 | 0 | 0 | 0 | 0 | 0 | 0 | 0 | 0 | 0 | 0 | 0 | 0 | 0 | 0 | 0 | 0 | 0 | 0 | 0 | 0 | 0 | 0 | 0 | 0 | 0
| System 4 | 0 | 0 | 0 | 0 | 0 | 0 | 0 | 0 | 0 | 0 | 0 | 0 | 0 | 0 | 0 | 0 | 0 | 0 | 0 | 0 | 0 | 0 | 0 | 0 | 0 | 0 | 0 | 0 | 0 | 0 | 0
| System 5 | 0 | 0 | 0 | 0 | 0 | 0 | 0 | 0 | 0 | 0 | 0 | 0 | 0 | 0 | 0 | 0 | 0 | 0 | 0 | 0 | 0 | 0 | 0 | 0 | 0 | 0 | 0 | 0 | 0 | 0 | 0
| Total: | 0 | 0 | 0 | 0 | 0 | 0 | 0 | 0 | 0 | 0 | 0 | 0 | 0 | 0 | 0 | 0 | 0 | 0 | 0 | 0 | 0 | 0 | 0 | 0 | 0 | 0 | 0 | 0 | 0 | 0 | 0
S1C1 |  | Year 0: System 1 Technology 1
Technology Variables
| Tech Key | Year 0: 0
| Peak Factor (S) | Year 0: 0
| Peak Factor (W) | Year 0: 0
| Min Vintage Lifetime | Year 0: 0
| Max Vintage Lifetime | Year 0: 0
| Turnover Style | Year 0: 0
Technology Variables
| Equipment | Year 0: Label; Year 1: Min Lifetime; Year 2: Max Lifetime; Year 3: Degradation; Year 4: Usage; Year 5: Available
| E1 | Year 1: 0; Year 2: 0; Year 3: 0%; Year 4: 0; Year 5: FALSE
| E2 | Year 1: 0; Year 2: 0; Year 3: 0%; Year 4: 0; Year 5: FALSE
| E3 | Year 1: 0; Year 2: 0; Year 3: 0%; Year 4: 0; Year 5: FALSE
| E4 | Year 1: 0; Year 2: 0; Year 3: 0%; Year 4: 0; Year 5: FALSE
| E5 | Year 1: 0; Year 2: 0; Year 3: 0%; Year 4: 0; Year 5: FALSE
| E6 | Year 1: 0; Year 2: 0; Year 3: 0%; Year 4: 0; Year 5: FALSE
| E7 | Year 1: 0; Year 2: 0; Year 3: 0%; Year 4: 0; Year 5: FALSE
| E8 | Year 1: 0; Year 2: 0; Year 3: 0%; Year 4: 0; Year 5: FALSE
| E9 | Year 1: 0; Year 2: 0; Year 3: 0%; Year 4: 0; Year 5: FALSE
| E10 | Year 1: 0; Year 2: 0; Year 3: 0%; Year 4: 0; Year 5: FALSE
Original Forecast Results
| Year | Year 0 | Year 1 | Year 2 | Year 3 | Year 4 | Year 5 | Year 6 | Year 7 | Year 8 | Year 9 | Year 10 | Year 11 | Year 12 | Year 13 | Year 14 | Year 15 | Year 16 | Year 17 | Year 18 | Year 19 | Year 20 | Year 21 | Year 22 | Year 23 | Year 24 | Year 25 | Year 26 | Year 27 | Year 28 | Year 29 | Year 30 | Key
| Units | 0 | 0 | 0 | 0 | 0 | 0 | 0 | 0 | 0 | 0 | 0 | 0 | 0 | 0 | 0 | 0 | 0 | 0 | 0 | 0 | 0 | 0 | 0 | 0 | 0 | 0 | 0 | 0 | 0 | 0 | 0 | #REF! |  |  |  |  | 301957.8232
| Usage | 0 | 0 | 0 | 0 | 0 | 0 | 0 | 0 | 0 | 0 | 0 | 0 | 0 | 0 | 0 | 0 | 0 | 0 | 0 | 0 | 0 | 0 | 0 | 0 | 0 | 0 | 0 | 0 | 0 | 0 | 0 | #REF! |  |  |  |  | 1698.6543
| Peak Demand (S) | 0 | 0 | 0 | 0 | 0 | 0 | 0 | 0 | 0 | 0 | 0 | 0 | 0 | 0 | 0 | 0 | 0 | 0 | 0 | 0 | 0 | 0 | 0 | 0 | 0 | 0 | 0 | 0 | 0 | 0 | 0 | #REF! |  |  |  |  | 0
| Peak Demand (W) | 0 | 0 | 0 | 0 | 0 | 0 | 0 | 0 | 0 | 0 | 0 | 0 | 0 | 0 | 0 | 0 | 0 | 0 | 0 | 0 | 0 | 0 | 0 | 0 | 0 | 0 | 0 | 0 | 0 | 0 | 0 | #REF! |  |  |  |  | 884.6119
| Turnover | 0 | 0 | 0 | 0 | 0 | 0 | 0 | 0 | 0 | 0 | 0 | 0 | 0 | 0 | 0 | 0 | 0 | 0 | 0 | 0 | 0 | 0 | 0 | 0 | 0 | 0 | 0 | 0 | 0 | 0 | 0 | #REF! |  |  |  |  | 6885.4476
| Avg. Replacement Usage | 0 | 0 | 0 | 0 | 0 | 0 | 0 | 0 | 0 | 0 | 0 | 0 | 0 | 0 | 0 | 0 | 0 | 0 | 0 | 0 | 0 | 0 | 0 | 0 | 0 | 0 | 0 | 0 | 0 | 0 | 0 | #REF! |  |  |  |  | 5638.8522
| Avg. Replacement Demand (S) | 0 | 0 | 0 | 0 | 0 | 0 | 0 | 0 | 0 | 0 | 0 | 0 | 0 | 0 | 0 | 0 | 0 | 0 | 0 | 0 | 0 | 0 | 0 | 0 | 0 | 0 | 0 | 0 | 0 | 0 | 0 | #REF! |  |  |  |  | 0
| Avg. Replacement Demand (W) | 0 | 0 | 0 | 0 | 0 | 0 | 0 | 0 | 0 | 0 | 0 | 0 | 0 | 0 | 0 | 0 | 0 | 0 | 0 | 0 | 0 | 0 | 0 | 0 | 0 | 0 | 0 | 0 | 0 | 0 | 0 | #REF! |  |  |  |  | 2.9366
Tech Forecast Stock
| Year | Year 0 | Year 1 | Year 2 | Year 3 | Year 4 | Year 5 | Year 6 | Year 7 | Year 8 | Year 9 | Year 10 | Year 11 | Year 12 | Year 13 | Year 14 | Year 15 | Year 16 | Year 17 | Year 18 | Year 19 | Year 20 | Year 21 | Year 22 | Year 23 | Year 24 | Year 25 | Year 26 | Year 27 | Year 28 | Year 29 | Year 30
| E1 | 0 | 0 | 0 | 0 | 0 | 0 | 0 | 0 | 0 | 0 | 0 | 0 | 0 | 0 | 0 | 0 | 0 | 0 | 0 | 0 | 0 | 0 | 0 | 0 | 0 | 0 | 0 | 0 | 0 | 0 | 0
| E2 | 0 | 0 | 0 | 0 | 0 | 0 | 0 | 0 | 0 | 0 | 0 | 0 | 0 | 0 | 0 | 0 | 0 | 0 | 0 | 0 | 0 | 0 | 0 | 0 | 0 | 0 | 0 | 0 | 0 | 0 | 0
| E3 | 0 | 0 | 0 | 0 | 0 | 0 | 0 | 0 | 0 | 0 | 0 | 0 | 0 | 0 | 0 | 0 | 0 | 0 | 0 | 0 | 0 | 0 | 0 | 0 | 0 | 0 | 0 | 0 | 0 | 0 | 0
| E4 | 0 | 0 | 0 | 0 | 0 | 0 | 0 | 0 | 0 | 0 | 0 | 0 | 0 | 0 | 0 | 0 | 0 | 0 | 0 | 0 | 0 | 0 | 0 | 0 | 0 | 0 | 0 | 0 | 0 | 0 | 0
| E5 | 0 | 0 | 0 | 0 | 0 | 0 | 0 | 0 | 0 | 0 | 0 | 0 | 0 | 0 | 0 | 0 | 0 | 0 | 0 | 0 | 0 | 0 | 0 | 0 | 0 | 0 | 0 | 0 | 0 | 0 | 0
| E6 | 0 | 0 | 0 | 0 | 0 | 0 | 0 | 0 | 0 | 0 | 0 | 0 | 0 | 0 | 0 | 0 | 0 | 0 | 0 | 0 | 0 | 0 | 0 | 0 | 0 | 0 | 0 | 0 | 0 | 0 | 0
| E7 | 0 | 0 | 0 | 0 | 0 | 0 | 0 | 0 | 0 | 0 | 0 | 0 | 0 | 0 | 0 | 0 | 0 | 0 | 0 | 0 | 0 | 0 | 0 | 0 | 0 | 0 | 0 | 0 | 0 | 0 | 0
| E8 | 0 | 0 | 0 | 0 | 0 | 0 | 0 | 0 | 0 | 0 | 0 | 0 | 0 | 0 | 0 | 0 | 0 | 0 | 0 | 0 | 0 | 0 | 0 | 0 | 0 | 0 | 0 | 0 | 0 | 0 | 0
| E9 | 0 | 0 | 0 | 0 | 0 | 0 | 0 | 0 | 0 | 0 | 0 | 0 | 0 | 0 | 0 | 0 | 0 | 0 | 0 | 0 | 0 | 0 | 0 | 0 | 0 | 0 | 0 | 0 | 0 | 0 | 0
| E10 | 0 | 0 | 0 | 0 | 0 | 0 | 0 | 0 | 0 | 0 | 0 | 0 | 0 | 0 | 0 | 0 | 0 | 0 | 0 | 0 | 0 | 0 | 0 | 0 | 0 | 0 | 0 | 0 | 0 | 0 | 0
| Vintage | 0 | 0 | 0 | 0 | 0 | 0 | 0 | 0 | 0 | 0 | 0 | 0 | 0 | 0 | 0 | 0 | 0 | 0 | 0 | 0 | 0 | 0 | 0 | 0 | 0 | 0 | 0 | 0 | 0 | 0 | 0
Stock for Switching
| Year | Year 0 | Year 1 | Year 2 | Year 3 | Year 4 | Year 5 | Year 6 | Year 7 | Year 8 | Year 9 | Year 10 | Year 11 | Year 12 | Year 13 | Year 14 | Year 15 | Year 16 | Year 17 | Year 18 | Year 19 | Year 20 | Year 21 | Year 22 | Year 23 | Year 24 | Year 25 | Year 26 | Year 27 | Year 28 | Year 29 | Year 30
| E1 | 0 | 0 | 0 | 0 | 0 | 0 | 0 | 0 | 0 | 0 | 0 | 0 | 0 | 0 | 0 | 0 | 0 | 0 | 0 | 0 | 0 | 0 | 0 | 0 | 0 | 0 | 0 | 0 | 0 | 0 | 0 | 0_E1_SysStock
| E2 | 0 | 0 | 0 | 0 | 0 | 0 | 0 | 0 | 0 | 0 | 0 | 0 | 0 | 0 | 0 | 0 | 0 | 0 | 0 | 0 | 0 | 0 | 0 | 0 | 0 | 0 | 0 | 0 | 0 | 0 | 0 | 0_E2_SysStock
| E3 | 0 | 0 | 0 | 0 | 0 | 0 | 0 | 0 | 0 | 0 | 0 | 0 | 0 | 0 | 0 | 0 | 0 | 0 | 0 | 0 | 0 | 0 | 0 | 0 | 0 | 0 | 0 | 0 | 0 | 0 | 0 | 0_E3_SysStock
| E4 | 0 | 0 | 0 | 0 | 0 | 0 | 0 | 0 | 0 | 0 | 0 | 0 | 0 | 0 | 0 | 0 | 0 | 0 | 0 | 0 | 0 | 0 | 0 | 0 | 0 | 0 | 0 | 0 | 0 | 0 | 0 | 0_E4_SysStock
| E5 | 0 | 0 | 0 | 0 | 0 | 0 | 0 | 0 | 0 | 0 | 0 | 0 | 0 | 0 | 0 | 0 | 0 | 0 | 0 | 0 | 0 | 0 | 0 | 0 | 0 | 0 | 0 | 0 | 0 | 0 | 0 | 0_E5_SysStock
| E6 | 0 | 0 | 0 | 0 | 0 | 0 | 0 | 0 | 0 | 0 | 0 | 0 | 0 | 0 | 0 | 0 | 0 | 0 | 0 | 0 | 0 | 0 | 0 | 0 | 0 | 0 | 0 | 0 | 0 | 0 | 0 | 0_E6_SysStock
| E7 | 0 | 0 | 0 | 0 | 0 | 0 | 0 | 0 | 0 | 0 | 0 | 0 | 0 | 0 | 0 | 0 | 0 | 0 | 0 | 0 | 0 | 0 | 0 | 0 | 0 | 0 | 0 | 0 | 0 | 0 | 0 | 0_E7_SysStock
| E8 | 0 | 0 | 0 | 0 | 0 | 0 | 0 | 0 | 0 | 0 | 0 | 0 | 0 | 0 | 0 | 0 | 0 | 0 | 0 | 0 | 0 | 0 | 0 | 0 | 0 | 0 | 0 | 0 | 0 | 0 | 0 | 0_E8_SysStock
| E9 | 0 | 0 | 0 | 0 | 0 | 0 | 0 | 0 | 0 | 0 | 0 | 0 | 0 | 0 | 0 | 0 | 0 | 0 | 0 | 0 | 0 | 0 | 0 | 0 | 0 | 0 | 0 | 0 | 0 | 0 | 0 | 0_E9_SysStock
| E10 | 0 | 0 | 0 | 0 | 0 | 0 | 0 | 0 | 0 | 0 | 0 | 0 | 0 | 0 | 0 | 0 | 0 | 0 | 0 | 0 | 0 | 0 | 0 | 0 | 0 | 0 | 0 | 0 | 0 | 0 | 0 | 0_E10_SysStock
| Vintage | 0 | 0 | 0 | 0 | 0 | 0 | 0 | 0 | 0 | 0 | 0 | 0 | 0 | 0 | 0 | 0 | 0 | 0 | 0 | 0 | 0 | 0 | 0 | 0 | 0 | 0 | 0 | 0 | 0 | 0 | 0 | 0_Vintage_SysStock
Tech Forecast Purchases
| Year | Year 0 | Year 1 | Year 2 | Year 3 | Year 4 | Year 5 | Year 6 | Year 7 | Year 8 | Year 9 | Year 10 | Year 11 | Year 12 | Year 13 | Year 14 | Year 15 | Year 16 | Year 17 | Year 18 | Year 19 | Year 20 | Year 21 | Year 22 | Year 23 | Year 24 | Year 25 | Year 26 | Year 27 | Year 28 | Year 29 | Year 30
| E1 | 0 | 0 | 0 | 0 | 0 | 0 | 0 | 0 | 0 | 0 | 0 | 0 | 0 | 0 | 0 | 0 | 0 | 0 | 0 | 0 | 0 | 0 | 0 | 0 | 0 | 0 | 0 | 0 | 0 | 0 | 0
| E2 | 0 | 0 | 0 | 0 | 0 | 0 | 0 | 0 | 0 | 0 | 0 | 0 | 0 | 0 | 0 | 0 | 0 | 0 | 0 | 0 | 0 | 0 | 0 | 0 | 0 | 0 | 0 | 0 | 0 | 0 | 0
| E3 | 0 | 0 | 0 | 0 | 0 | 0 | 0 | 0 | 0 | 0 | 0 | 0 | 0 | 0 | 0 | 0 | 0 | 0 | 0 | 0 | 0 | 0 | 0 | 0 | 0 | 0 | 0 | 0 | 0 | 0 | 0
| E4 | 0 | 0 | 0 | 0 | 0 | 0 | 0 | 0 | 0 | 0 | 0 | 0 | 0 | 0 | 0 | 0 | 0 | 0 | 0 | 0 | 0 | 0 | 0 | 0 | 0 | 0 | 0 | 0 | 0 | 0 | 0
| E5 | 0 | 0 | 0 | 0 | 0 | 0 | 0 | 0 | 0 | 0 | 0 | 0 | 0 | 0 | 0 | 0 | 0 | 0 | 0 | 0 | 0 | 0 | 0 | 0 | 0 | 0 | 0 | 0 | 0 | 0 | 0
| E6 | 0 | 0 | 0 | 0 | 0 | 0 | 0 | 0 | 0 | 0 | 0 | 0 | 0 | 0 | 0 | 0 | 0 | 0 | 0 | 0 | 0 | 0 | 0 | 0 | 0 | 0 | 0 | 0 | 0 | 0 | 0
| E7 | 0 | 0 | 0 | 0 | 0 | 0 | 0 | 0 | 0 | 0 | 0 | 0 | 0 | 0 | 0 | 0 | 0 | 0 | 0 | 0 | 0 | 0 | 0 | 0 | 0 | 0 | 0 | 0 | 0 | 0 | 0
| E8 | 0 | 0 | 0 | 0 | 0 | 0 | 0 | 0 | 0 | 0 | 0 | 0 | 0 | 0 | 0 | 0 | 0 | 0 | 0 | 0 | 0 | 0 | 0 | 0 | 0 | 0 | 0 | 0 | 0 | 0 | 0
| E9 | 0 | 0 | 0 | 0 | 0 | 0 | 0 | 0 | 0 | 0 | 0 | 0 | 0 | 0 | 0 | 0 | 0 | 0 | 0 | 0 | 0 | 0 | 0 | 0 | 0 | 0 | 0 | 0 | 0 | 0 | 0
| E10 | 0 | 0 | 0 | 0 | 0 | 0 | 0 | 0 | 0 | 0 | 0 | 0 | 0 | 0 | 0 | 0 | 0 | 0 | 0 | 0 | 0 | 0 | 0 | 0 | 0 | 0 | 0 | 0 | 0 | 0 | 0
Potential to Switch
| Year | Year 0 | Year 1 | Year 2 | Year 3 | Year 4 | Year 5 | Year 6 | Year 7 | Year 8 | Year 9 | Year 10 | Year 11 | Year 12 | Year 13 | Year 14 | Year 15 | Year 16 | Year 17 | Year 18 | Year 19 | Year 20 | Year 21 | Year 22 | Year 23 | Year 24 | Year 25 | Year 26 | Year 27 | Year 28 | Year 29 | Year 30
| E1 | 0 | 0 | 0 | 0 | 0 | 0 | 0 | 0 | 0 | 0 | 0 | 0 | 0 | 0 | 0 | 0 | 0 | 0 | 0 | 0 | 0 | 0 | 0 | 0 | 0 | 0 | 0 | 0 | 0 | 0 | 0 | 0_E1_Switched Out
| E2 | 0 | 0 | 0 | 0 | 0 | 0 | 0 | 0 | 0 | 0 | 0 | 0 | 0 | 0 | 0 | 0 | 0 | 0 | 0 | 0 | 0 | 0 | 0 | 0 | 0 | 0 | 0 | 0 | 0 | 0 | 0 | 0_E2_Switched Out
| E3 | 0 | 0 | 0 | 0 | 0 | 0 | 0 | 0 | 0 | 0 | 0 | 0 | 0 | 0 | 0 | 0 | 0 | 0 | 0 | 0 | 0 | 0 | 0 | 0 | 0 | 0 | 0 | 0 | 0 | 0 | 0 | 0_E3_Switched Out
| E4 | 0 | 0 | 0 | 0 | 0 | 0 | 0 | 0 | 0 | 0 | 0 | 0 | 0 | 0 | 0 | 0 | 0 | 0 | 0 | 0 | 0 | 0 | 0 | 0 | 0 | 0 | 0 | 0 | 0 | 0 | 0 | 0_E4_Switched Out
| E5 | 0 | 0 | 0 | 0 | 0 | 0 | 0 | 0 | 0 | 0 | 0 | 0 | 0 | 0 | 0 | 0 | 0 | 0 | 0 | 0 | 0 | 0 | 0 | 0 | 0 | 0 | 0 | 0 | 0 | 0 | 0 | 0_E5_Switched Out
| E6 | 0 | 0 | 0 | 0 | 0 | 0 | 0 | 0 | 0 | 0 | 0 | 0 | 0 | 0 | 0 | 0 | 0 | 0 | 0 | 0 | 0 | 0 | 0 | 0 | 0 | 0 | 0 | 0 | 0 | 0 | 0 | 0_E6_Switched Out
| E7 | 0 | 0 | 0 | 0 | 0 | 0 | 0 | 0 | 0 | 0 | 0 | 0 | 0 | 0 | 0 | 0 | 0 | 0 | 0 | 0 | 0 | 0 | 0 | 0 | 0 | 0 | 0 | 0 | 0 | 0 | 0 | 0_E7_Switched Out
| E8 | 0 | 0 | 0 | 0 | 0 | 0 | 0 | 0 | 0 | 0 | 0 | 0 | 0 | 0 | 0 | 0 | 0 | 0 | 0 | 0 | 0 | 0 | 0 | 0 | 0 | 0 | 0 | 0 | 0 | 0 | 0 | 0_E8_Switched Out
| E9 | 0 | 0 | 0 | 0 | 0 | 0 | 0 | 0 | 0 | 0 | 0 | 0 | 0 | 0 | 0 | 0 | 0 | 0 | 0 | 0 | 0 | 0 | 0 | 0 | 0 | 0 | 0 | 0 | 0 | 0 | 0 | 0_E9_Switched Out
| E10 | 0 | 0 | 0 | 0 | 0 | 0 | 0 | 0 | 0 | 0 | 0 | 0 | 0 | 0 | 0 | 0 | 0 | 0 | 0 | 0 | 0 | 0 | 0 | 0 | 0 | 0 | 0 | 0 | 0 | 0 | 0 | 0_E10_Switched Out
Units Out
| E1 | 0 | 0 | 0 | 0 | 0 | 0 | 0 | 0 | 0 | 0 | 0 | 0 | 0 | 0 | 0 | 0 | 0 | 0 | 0 | 0 | 0 | 0 | 0 | 0 | 0 | 0 | 0 | 0 | 0 | 0 | 0
| E2 | 0 | 0 | 0 | 0 | 0 | 0 | 0 | 0 | 0 | 0 | 0 | 0 | 0 | 0 | 0 | 0 | 0 | 0 | 0 | 0 | 0 | 0 | 0 | 0 | 0 | 0 | 0 | 0 | 0 | 0 | 0
| E3 | 0 | 0 | 0 | 0 | 0 | 0 | 0 | 0 | 0 | 0 | 0 | 0 | 0 | 0 | 0 | 0 | 0 | 0 | 0 | 0 | 0 | 0 | 0 | 0 | 0 | 0 | 0 | 0 | 0 | 0 | 0
| E4 | 0 | 0 | 0 | 0 | 0 | 0 | 0 | 0 | 0 | 0 | 0 | 0 | 0 | 0 | 0 | 0 | 0 | 0 | 0 | 0 | 0 | 0 | 0 | 0 | 0 | 0 | 0 | 0 | 0 | 0 | 0
| E5 | 0 | 0 | 0 | 0 | 0 | 0 | 0 | 0 | 0 | 0 | 0 | 0 | 0 | 0 | 0 | 0 | 0 | 0 | 0 | 0 | 0 | 0 | 0 | 0 | 0 | 0 | 0 | 0 | 0 | 0 | 0
| E6 | 0 | 0 | 0 | 0 | 0 | 0 | 0 | 0 | 0 | 0 | 0 | 0 | 0 | 0 | 0 | 0 | 0 | 0 | 0 | 0 | 0 | 0 | 0 | 0 | 0 | 0 | 0 | 0 | 0 | 0 | 0
| E7 | 0 | 0 | 0 | 0 | 0 | 0 | 0 | 0 | 0 | 0 | 0 | 0 | 0 | 0 | 0 | 0 | 0 | 0 | 0 | 0 | 0 | 0 | 0 | 0 | 0 | 0 | 0 | 0 | 0 | 0 | 0
| E8 | 0 | 0 | 0 | 0 | 0 | 0 | 0 | 0 | 0 | 0 | 0 | 0 | 0 | 0 | 0 | 0 | 0 | 0 | 0 | 0 | 0 | 0 | 0 | 0 | 0 | 0 | 0 | 0 | 0 | 0 | 0
| E9 | 0 | 0 | 0 | 0 | 0 | 0 | 0 | 0 | 0 | 0 | 0 | 0 | 0 | 0 | 0 | 0 | 0 | 0 | 0 | 0 | 0 | 0 | 0 | 0 | 0 | 0 | 0 | 0 | 0 | 0 | 0
| E10 | 0 | 0 | 0 | 0 | 0 | 0 | 0 | 0 | 0 | 0 | 0 | 0 | 0 | 0 | 0 | 0 | 0 | 0 | 0 | 0 | 0 | 0 | 0 | 0 | 0 | 0 | 0 | 0 | 0 | 0 | 0
| Vintage | 0 | 0 | 0 | 0 | 0 | 0 | 0 | 0 | 0 | 0 | 0 | 0 | 0 | 0 | 0 | 0 | 0 | 0 | 0 | 0 | 0 | 0 | 0 | 0 | 0 | 0 | 0 | 0 | 0 | 0 | 0
Tech Purchase Shares
| Year | Year 0 | Year 1 | Year 2 | Year 3 | Year 4 | Year 5 | Year 6 | Year 7 | Year 8 | Year 9 | Year 10 | Year 11 | Year 12 | Year 13 | Year 14 | Year 15 | Year 16 | Year 17 | Year 18 | Year 19 | Year 20 | Year 21 | Year 22 | Year 23 | Year 24 | Year 25 | Year 26 | Year 27 | Year 28 | Year 29 | Year 30
E1 | bar: Year 0 to Year 30
E2 | bar: Year 0 to Year 30
E3 | bar: Year 0 to Year 30
E4 | bar: Year 0 to Year 30
E5 | bar: Year 0 to Year 30
E6 | bar: Year 0 to Year 30
E7 | bar: Year 0 to Year 30
E8 | bar: Year 0 to Year 30
E9 | bar: Year 0 to Year 30
E10 | bar: Year 0 to Year 30
Units In from Switching
| E1 | 0 | 0 | 0 | 0 | 0 | 0 | 0 | 0 | 0 | 0 | 0 | 0 | 0 | 0 | 0 | 0 | 0 | 0 | 0 | 0 | 0 | 0 | 0 | 0 | 0 | 0 | 0 | 0 | 0 | 0 | 0
| E2 | 0 | 0 | 0 | 0 | 0 | 0 | 0 | 0 | 0 | 0 | 0 | 0 | 0 | 0 | 0 | 0 | 0 | 0 | 0 | 0 | 0 | 0 | 0 | 0 | 0 | 0 | 0 | 0 | 0 | 0 | 0
| E3 | 0 | 0 | 0 | 0 | 0 | 0 | 0 | 0 | 0 | 0 | 0 | 0 | 0 | 0 | 0 | 0 | 0 | 0 | 0 | 0 | 0 | 0 | 0 | 0 | 0 | 0 | 0 | 0 | 0 | 0 | 0
| E4 | 0 | 0 | 0 | 0 | 0 | 0 | 0 | 0 | 0 | 0 | 0 | 0 | 0 | 0 | 0 | 0 | 0 | 0 | 0 | 0 | 0 | 0 | 0 | 0 | 0 | 0 | 0 | 0 | 0 | 0 | 0
| E5 | 0 | 0 | 0 | 0 | 0 | 0 | 0 | 0 | 0 | 0 | 0 | 0 | 0 | 0 | 0 | 0 | 0 | 0 | 0 | 0 | 0 | 0 | 0 | 0 | 0 | 0 | 0 | 0 | 0 | 0 | 0
| E6 | 0 | 0 | 0 | 0 | 0 | 0 | 0 | 0 | 0 | 0 | 0 | 0 | 0 | 0 | 0 | 0 | 0 | 0 | 0 | 0 | 0 | 0 | 0 | 0 | 0 | 0 | 0 | 0 | 0 | 0 | 0
| E7 | 0 | 0 | 0 | 0 | 0 | 0 | 0 | 0 | 0 | 0 | 0 | 0 | 0 | 0 | 0 | 0 | 0 | 0 | 0 | 0 | 0 | 0 | 0 | 0 | 0 | 0 | 0 | 0 | 0 | 0 | 0
| E8 | 0 | 0 | 0 | 0 | 0 | 0 | 0 | 0 | 0 | 0 | 0 | 0 | 0 | 0 | 0 | 0 | 0 | 0 | 0 | 0 | 0 | 0 | 0 | 0 | 0 | 0 | 0 | 0 | 0 | 0 | 0
| E9 | 0 | 0 | 0 | 0 | 0 | 0 | 0 | 0 | 0 | 0 | 0 | 0 | 0 | 0 | 0 | 0 | 0 | 0 | 0 | 0 | 0 | 0 | 0 | 0 | 0 | 0 | 0 | 0 | 0 | 0 | 0
| E10 | 0 | 0 | 0 | 0 | 0 | 0 | 0 | 0 | 0 | 0 | 0 | 0 | 0 | 0 | 0 | 0 | 0 | 0 | 0 | 0 | 0 | 0 | 0 | 0 | 0 | 0 | 0 | 0 | 0 | 0 | 0
| Vintage | 0 | 0 | 0 | 0 | 0 | 0 | 0 | 0 | 0 | 0 | 0 | 0 | 0 | 0 | 0 | 0 | 0 | 0 | 0 | 0 | 0 | 0 | 0 | 0 | 0 | 0 | 0 | 0 | 0 | 0 | 0
Net Change
| Year | Year 0 | Year 1 | Year 2 | Year 3 | Year 4 | Year 5 | Year 6 | Year 7 | Year 8 | Year 9 | Year 10 | Year 11 | Year 12 | Year 13 | Year 14 | Year 15 | Year 16 | Year 17 | Year 18 | Year 19 | Year 20 | Year 21 | Year 22 | Year 23 | Year 24 | Year 25 | Year 26 | Year 27 | Year 28 | Year 29 | Year 30 | Key
| Units | 0 | 0 | 0 | 0 | 0 | 0 | 0 | 0 | 0 | 0 | 0 | 0 | 0 | 0 | 0 | 0 | 0 | 0 | 0 | 0 | 0 | 0 | 0 | 0 | 0 | 0 | 0 | 0 | 0 | 0 | 0 | 0_Units |  |  |  |  | 301957.8232
| Usage | 0 | 0 | 0 | 0 | 0 | 0 | 0 | 0 | 0 | 0 | 0 | 0 | 0 | 0 | 0 | 0 | 0 | 0 | 0 | 0 | 0 | 0 | 0 | 0 | 0 | 0 | 0 | 0 | 0 | 0 | 0 | 0_Usage |  |  |  |  | 1698.6543
| Peak Demand (S) | 0 | 0 | 0 | 0 | 0 | 0 | 0 | 0 | 0 | 0 | 0 | 0 | 0 | 0 | 0 | 0 | 0 | 0 | 0 | 0 | 0 | 0 | 0 | 0 | 0 | 0 | 0 | 0 | 0 | 0 | 0 | 0_Peak Demand (S) |  |  |  |  | 0
| Peak Demand (W) | 0 | 0 | 0 | 0 | 0 | 0 | 0 | 0 | 0 | 0 | 0 | 0 | 0 | 0 | 0 | 0 | 0 | 0 | 0 | 0 | 0 | 0 | 0 | 0 | 0 | 0 | 0 | 0 | 0 | 0 | 0 | 0_Peak Demand (W) |  |  |  |  | 884.6119
| Turnover | 0 | 0 | 0 | 0 | 0 | 0 | 0 | 0 | 0 | 0 | 0 | 0 | 0 | 0 | 0 | 0 | 0 | 0 | 0 | 0 | 0 | 0 | 0 | 0 | 0 | 0 | 0 | 0 | 0 | 0 | 0 | 0_Turnover |  |  |  |  | 6885.4476
| Avg. Replacement Usage | 0 | 0 | 0 | 0 | 0 | 0 | 0 | 0 | 0 | 0 | 0 | 0 | 0 | 0 | 0 | 0 | 0 | 0 | 0 | 0 | 0 | 0 | 0 | 0 | 0 | 0 | 0 | 0 | 0 | 0 | 0 | 0_Avg. Replacement Usage |  |  |  |  | 5638.8522
| Avg. Replacement Demand (S) | 0 | 0 | 0 | 0 | 0 | 0 | 0 | 0 | 0 | 0 | 0 | 0 | 0 | 0 | 0 | 0 | 0 | 0 | 0 | 0 | 0 | 0 | 0 | 0 | 0 | 0 | 0 | 0 | 0 | 0 | 0 | 0_Avg. Replacement Demand (S) |  |  |  |  | 0
| Avg. Replacement Demand (W) | 0 | 0 | 0 | 0 | 0 | 0 | 0 | 0 | 0 | 0 | 0 | 0 | 0 | 0 | 0 | 0 | 0 | 0 | 0 | 0 | 0 | 0 | 0 | 0 | 0 | 0 | 0 | 0 | 0 | 0 | 0 | 0_Avg. Replacement Demand (W) |  |  |  |  | 2.9366
Purchases
| Year | Year 0 | Year 1 | Year 2 | Year 3 | Year 4 | Year 5 | Year 6 | Year 7 | Year 8 | Year 9 | Year 10 | Year 11 | Year 12 | Year 13 | Year 14 | Year 15 | Year 16 | Year 17 | Year 18 | Year 19 | Year 20 | Year 21 | Year 22 | Year 23 | Year 24 | Year 25 | Year 26 | Year 27 | Year 28 | Year 29 | Year 30
| E1 | 0 | 0 | 0 | 0 | 0 | 0 | 0 | 0 | 0 | 0 | 0 | 0 | 0 | 0 | 0 | 0 | 0 | 0 | 0 | 0 | 0 | 0 | 0 | 0 | 0 | 0 | 0 | 0 | 0 | 0 | 0 | 0_E1_Purchases |  |  |  |  | 6885.4476
| E2 | 0 | 0 | 0 | 0 | 0 | 0 | 0 | 0 | 0 | 0 | 0 | 0 | 0 | 0 | 0 | 0 | 0 | 0 | 0 | 0 | 0 | 0 | 0 | 0 | 0 | 0 | 0 | 0 | 0 | 0 | 0 | 0_E2_Purchases |  |  |  |  | 0
| E3 | 0 | 0 | 0 | 0 | 0 | 0 | 0 | 0 | 0 | 0 | 0 | 0 | 0 | 0 | 0 | 0 | 0 | 0 | 0 | 0 | 0 | 0 | 0 | 0 | 0 | 0 | 0 | 0 | 0 | 0 | 0 | 0_E3_Purchases |  |  |  |  | 0
| E4 | 0 | 0 | 0 | 0 | 0 | 0 | 0 | 0 | 0 | 0 | 0 | 0 | 0 | 0 | 0 | 0 | 0 | 0 | 0 | 0 | 0 | 0 | 0 | 0 | 0 | 0 | 0 | 0 | 0 | 0 | 0 | 0_E4_Purchases |  |  |  |  | 0
| E5 | 0 | 0 | 0 | 0 | 0 | 0 | 0 | 0 | 0 | 0 | 0 | 0 | 0 | 0 | 0 | 0 | 0 | 0 | 0 | 0 | 0 | 0 | 0 | 0 | 0 | 0 | 0 | 0 | 0 | 0 | 0 | 0_E5_Purchases |  |  |  |  | 0
| E6 | 0 | 0 | 0 | 0 | 0 | 0 | 0 | 0 | 0 | 0 | 0 | 0 | 0 | 0 | 0 | 0 | 0 | 0 | 0 | 0 | 0 | 0 | 0 | 0 | 0 | 0 | 0 | 0 | 0 | 0 | 0 | 0_E6_Purchases |  |  |  |  | 0
| E7 | 0 | 0 | 0 | 0 | 0 | 0 | 0 | 0 | 0 | 0 | 0 | 0 | 0 | 0 | 0 | 0 | 0 | 0 | 0 | 0 | 0 | 0 | 0 | 0 | 0 | 0 | 0 | 0 | 0 | 0 | 0 | 0_E7_Purchases |  |  |  |  | 0
| E8 | 0 | 0 | 0 | 0 | 0 | 0 | 0 | 0 | 0 | 0 | 0 | 0 | 0 | 0 | 0 | 0 | 0 | 0 | 0 | 0 | 0 | 0 | 0 | 0 | 0 | 0 | 0 | 0 | 0 | 0 | 0 | 0_E8_Purchases |  |  |  |  | 0
| E9 | 0 | 0 | 0 | 0 | 0 | 0 | 0 | 0 | 0 | 0 | 0 | 0 | 0 | 0 | 0 | 0 | 0 | 0 | 0 | 0 | 0 | 0 | 0 | 0 | 0 | 0 | 0 | 0 | 0 | 0 | 0 | 0_E9_Purchases |  |  |  |  | 0
| E10 | 0 | 0 | 0 | 0 | 0 | 0 | 0 | 0 | 0 | 0 | 0 | 0 | 0 | 0 | 0 | 0 | 0 | 0 | 0 | 0 | 0 | 0 | 0 | 0 | 0 | 0 | 0 | 0 | 0 | 0 | 0 | 0_E10_Purchases |  |  |  |  | 0
Stock
| Year | Year 0 | Year 1 | Year 2 | Year 3 | Year 4 | Year 5 | Year 6 | Year 7 | Year 8 | Year 9 | Year 10 | Year 11 | Year 12 | Year 13 | Year 14 | Year 15 | Year 16 | Year 17 | Year 18 | Year 19 | Year 20 | Year 21 | Year 22 | Year 23 | Year 24 | Year 25 | Year 26 | Year 27 | Year 28 | Year 29 | Year 30
| E1 | 0 | 0 | 0 | 0 | 0 | 0 | 0 | 0 | 0 | 0 | 0 | 0 | 0 | 0 | 0 | 0 | 0 | 0 | 0 | 0 | 0 | 0 | 0 | 0 | 0 | 0 | 0 | 0 | 0 | 0 | 0 | 0_E1_Stock |  |  |  |  | 13576.6093
| E2 | 0 | 0 | 0 | 0 | 0 | 0 | 0 | 0 | 0 | 0 | 0 | 0 | 0 | 0 | 0 | 0 | 0 | 0 | 0 | 0 | 0 | 0 | 0 | 0 | 0 | 0 | 0 | 0 | 0 | 0 | 0 | 0_E2_Stock |  |  |  |  | 0
| E3 | 0 | 0 | 0 | 0 | 0 | 0 | 0 | 0 | 0 | 0 | 0 | 0 | 0 | 0 | 0 | 0 | 0 | 0 | 0 | 0 | 0 | 0 | 0 | 0 | 0 | 0 | 0 | 0 | 0 | 0 | 0 | 0_E3_Stock |  |  |  |  | 0
| E4 | 0 | 0 | 0 | 0 | 0 | 0 | 0 | 0 | 0 | 0 | 0 | 0 | 0 | 0 | 0 | 0 | 0 | 0 | 0 | 0 | 0 | 0 | 0 | 0 | 0 | 0 | 0 | 0 | 0 | 0 | 0 | 0_E4_Stock |  |  |  |  | 0
| E5 | 0 | 0 | 0 | 0 | 0 | 0 | 0 | 0 | 0 | 0 | 0 | 0 | 0 | 0 | 0 | 0 | 0 | 0 | 0 | 0 | 0 | 0 | 0 | 0 | 0 | 0 | 0 | 0 | 0 | 0 | 0 | 0_E5_Stock |  |  |  |  | 0
| E6 | 0 | 0 | 0 | 0 | 0 | 0 | 0 | 0 | 0 | 0 | 0 | 0 | 0 | 0 | 0 | 0 | 0 | 0 | 0 | 0 | 0 | 0 | 0 | 0 | 0 | 0 | 0 | 0 | 0 | 0 | 0 | 0_E6_Stock |  |  |  |  | 0
| E7 | 0 | 0 | 0 | 0 | 0 | 0 | 0 | 0 | 0 | 0 | 0 | 0 | 0 | 0 | 0 | 0 | 0 | 0 | 0 | 0 | 0 | 0 | 0 | 0 | 0 | 0 | 0 | 0 | 0 | 0 | 0 | 0_E7_Stock |  |  |  |  | 0
| E8 | 0 | 0 | 0 | 0 | 0 | 0 | 0 | 0 | 0 | 0 | 0 | 0 | 0 | 0 | 0 | 0 | 0 | 0 | 0 | 0 | 0 | 0 | 0 | 0 | 0 | 0 | 0 | 0 | 0 | 0 | 0 | 0_E8_Stock |  |  |  |  | 0
| E9 | 0 | 0 | 0 | 0 | 0 | 0 | 0 | 0 | 0 | 0 | 0 | 0 | 0 | 0 | 0 | 0 | 0 | 0 | 0 | 0 | 0 | 0 | 0 | 0 | 0 | 0 | 0 | 0 | 0 | 0 | 0 | 0_E9_Stock |  |  |  |  | 0
| E10 | 0 | 0 | 0 | 0 | 0 | 0 | 0 | 0 | 0 | 0 | 0 | 0 | 0 | 0 | 0 | 0 | 0 | 0 | 0 | 0 | 0 | 0 | 0 | 0 | 0 | 0 | 0 | 0 | 0 | 0 | 0 | 0_E10_Stock |  |  |  |  | 0
| Vintage | 0 | 0 | 0 | 0 | 0 | 0 | 0 | 0 | 0 | 0 | 0 | 0 | 0 | 0 | 0 | 0 | 0 | 0 | 0 | 0 | 0 | 0 | 0 | 0 | 0 | 0 | 0 | 0 | 0 | 0 | 0 | 0_Vintage_Stock |  |  |  |  | 288381.2139
S1C2 |  | Year 0: System 1 Technology 2
Technology Variables
| Tech Key | Year 0: 0
| Peak Factor (S) | Year 0: 0
| Peak Factor (W) | Year 0: 0
| Min Vintage Lifetime | Year 0: 0
| Max Vintage Lifetime | Year 0: 0
| Turnover Style | Year 0: 0
Technology Variables
| Equipment | Year 0: Label; Year 1: Min Lifetime; Year 2: Max Lifetime; Year 3: Degradation; Year 4: Usage; Year 5: Available
| E1 | Year 1: 0; Year 2: 0; Year 3: 0%; Year 4: 0; Year 5: FALSE
| E2 | Year 1: 0; Year 2: 0; Year 3: 0%; Year 4: 0; Year 5: FALSE
| E3 | Year 1: 0; Year 2: 0; Year 3: 0%; Year 4: 0; Year 5: FALSE
| E4 | Year 1: 0; Year 2: 0; Year 3: 0%; Year 4: 0; Year 5: FALSE
| E5 | Year 1: 0; Year 2: 0; Year 3: 0%; Year 4: 0; Year 5: FALSE
| E6 | Year 1: 0; Year 2: 0; Year 3: 0%; Year 4: 0; Year 5: FALSE
| E7 | Year 1: 0; Year 2: 0; Year 3: 0%; Year 4: 0; Year 5: FALSE
| E8 | Year 1: 0; Year 2: 0; Year 3: 0%; Year 4: 0; Year 5: FALSE
| E9 | Year 1: 0; Year 2: 0; Year 3: 0%; Year 4: 0; Year 5: FALSE
| E10 | Year 1: 0; Year 2: 0; Year 3: 0%; Year 4: 0; Year 5: FALSE
Original Forecast Results
| Year | Year 0 | Year 1 | Year 2 | Year 3 | Year 4 | Year 5 | Year 6 | Year 7 | Year 8 | Year 9 | Year 10 | Year 11 | Year 12 | Year 13 | Year 14 | Year 15 | Year 16 | Year 17 | Year 18 | Year 19 | Year 20 | Year 21 | Year 22 | Year 23 | Year 24 | Year 25 | Year 26 | Year 27 | Year 28 | Year 29 | Year 30 | Key
| Units | 0 | 0 | 0 | 0 | 0 | 0 | 0 | 0 | 0 | 0 | 0 | 0 | 0 | 0 | 0 | 0 | 0 | 0 | 0 | 0 | 0 | 0 | 0 | 0 | 0 | 0 | 0 | 0 | 0 | 0 | 0 | #REF! |  |  |  |  | 301957.8232
| Usage | 0 | 0 | 0 | 0 | 0 | 0 | 0 | 0 | 0 | 0 | 0 | 0 | 0 | 0 | 0 | 0 | 0 | 0 | 0 | 0 | 0 | 0 | 0 | 0 | 0 | 0 | 0 | 0 | 0 | 0 | 0 | #REF! |  |  |  |  | 1698.6543
| Peak Demand (S) | 0 | 0 | 0 | 0 | 0 | 0 | 0 | 0 | 0 | 0 | 0 | 0 | 0 | 0 | 0 | 0 | 0 | 0 | 0 | 0 | 0 | 0 | 0 | 0 | 0 | 0 | 0 | 0 | 0 | 0 | 0 | #REF! |  |  |  |  | 0
| Peak Demand (W) | 0 | 0 | 0 | 0 | 0 | 0 | 0 | 0 | 0 | 0 | 0 | 0 | 0 | 0 | 0 | 0 | 0 | 0 | 0 | 0 | 0 | 0 | 0 | 0 | 0 | 0 | 0 | 0 | 0 | 0 | 0 | #REF! |  |  |  |  | 884.6119
| Turnover | 0 | 0 | 0 | 0 | 0 | 0 | 0 | 0 | 0 | 0 | 0 | 0 | 0 | 0 | 0 | 0 | 0 | 0 | 0 | 0 | 0 | 0 | 0 | 0 | 0 | 0 | 0 | 0 | 0 | 0 | 0 | #REF! |  |  |  |  | 6885.4476
| Avg. Replacement Usage | 0 | 0 | 0 | 0 | 0 | 0 | 0 | 0 | 0 | 0 | 0 | 0 | 0 | 0 | 0 | 0 | 0 | 0 | 0 | 0 | 0 | 0 | 0 | 0 | 0 | 0 | 0 | 0 | 0 | 0 | 0 | #REF! |  |  |  |  | 5638.8522
| Avg. Replacement Demand (S) | 0 | 0 | 0 | 0 | 0 | 0 | 0 | 0 | 0 | 0 | 0 | 0 | 0 | 0 | 0 | 0 | 0 | 0 | 0 | 0 | 0 | 0 | 0 | 0 | 0 | 0 | 0 | 0 | 0 | 0 | 0 | #REF! |  |  |  |  | 0
| Avg. Replacement Demand (W) | 0 | 0 | 0 | 0 | 0 | 0 | 0 | 0 | 0 | 0 | 0 | 0 | 0 | 0 | 0 | 0 | 0 | 0 | 0 | 0 | 0 | 0 | 0 | 0 | 0 | 0 | 0 | 0 | 0 | 0 | 0 | #REF! |  |  |  |  | 2.9366
Tech Forecast Stock
| Year | Year 0 | Year 1 | Year 2 | Year 3 | Year 4 | Year 5 | Year 6 | Year 7 | Year 8 | Year 9 | Year 10 | Year 11 | Year 12 | Year 13 | Year 14 | Year 15 | Year 16 | Year 17 | Year 18 | Year 19 | Year 20 | Year 21 | Year 22 | Year 23 | Year 24 | Year 25 | Year 26 | Year 27 | Year 28 | Year 29 | Year 30
| E1 | 0 | 0 | 0 | 0 | 0 | 0 | 0 | 0 | 0 | 0 | 0 | 0 | 0 | 0 | 0 | 0 | 0 | 0 | 0 | 0 | 0 | 0 | 0 | 0 | 0 | 0 | 0 | 0 | 0 | 0 | 0
| E2 | 0 | 0 | 0 | 0 | 0 | 0 | 0 | 0 | 0 | 0 | 0 | 0 | 0 | 0 | 0 | 0 | 0 | 0 | 0 | 0 | 0 | 0 | 0 | 0 | 0 | 0 | 0 | 0 | 0 | 0 | 0
| E3 | 0 | 0 | 0 | 0 | 0 | 0 | 0 | 0 | 0 | 0 | 0 | 0 | 0 | 0 | 0 | 0 | 0 | 0 | 0 | 0 | 0 | 0 | 0 | 0 | 0 | 0 | 0 | 0 | 0 | 0 | 0
| E4 | 0 | 0 | 0 | 0 | 0 | 0 | 0 | 0 | 0 | 0 | 0 | 0 | 0 | 0 | 0 | 0 | 0 | 0 | 0 | 0 | 0 | 0 | 0 | 0 | 0 | 0 | 0 | 0 | 0 | 0 | 0
| E5 | 0 | 0 | 0 | 0 | 0 | 0 | 0 | 0 | 0 | 0 | 0 | 0 | 0 | 0 | 0 | 0 | 0 | 0 | 0 | 0 | 0 | 0 | 0 | 0 | 0 | 0 | 0 | 0 | 0 | 0 | 0
| E6 | 0 | 0 | 0 | 0 | 0 | 0 | 0 | 0 | 0 | 0 | 0 | 0 | 0 | 0 | 0 | 0 | 0 | 0 | 0 | 0 | 0 | 0 | 0 | 0 | 0 | 0 | 0 | 0 | 0 | 0 | 0
| E7 | 0 | 0 | 0 | 0 | 0 | 0 | 0 | 0 | 0 | 0 | 0 | 0 | 0 | 0 | 0 | 0 | 0 | 0 | 0 | 0 | 0 | 0 | 0 | 0 | 0 | 0 | 0 | 0 | 0 | 0 | 0
| E8 | 0 | 0 | 0 | 0 | 0 | 0 | 0 | 0 | 0 | 0 | 0 | 0 | 0 | 0 | 0 | 0 | 0 | 0 | 0 | 0 | 0 | 0 | 0 | 0 | 0 | 0 | 0 | 0 | 0 | 0 | 0
| E9 | 0 | 0 | 0 | 0 | 0 | 0 | 0 | 0 | 0 | 0 | 0 | 0 | 0 | 0 | 0 | 0 | 0 | 0 | 0 | 0 | 0 | 0 | 0 | 0 | 0 | 0 | 0 | 0 | 0 | 0 | 0
| E10 | 0 | 0 | 0 | 0 | 0 | 0 | 0 | 0 | 0 | 0 | 0 | 0 | 0 | 0 | 0 | 0 | 0 | 0 | 0 | 0 | 0 | 0 | 0 | 0 | 0 | 0 | 0 | 0 | 0 | 0 | 0
| Vintage | 0 | 0 | 0 | 0 | 0 | 0 | 0 | 0 | 0 | 0 | 0 | 0 | 0 | 0 | 0 | 0 | 0 | 0 | 0 | 0 | 0 | 0 | 0 | 0 | 0 | 0 | 0 | 0 | 0 | 0 | 0
|  | 0 | 0 | 0 | 0 | 0 | 0 | 0 | 0 | 0 | 0 | 0 | 0 | 0 | 0 | 0 | 0 | 0 | 0 | 0 | 0 | 0 | 0 | 0
Stock for Switching
| Year | Year 0 | Year 1 | Year 2 | Year 3 | Year 4 | Year 5 | Year 6 | Year 7 | Year 8 | Year 9 | Year 10 | Year 11 | Year 12 | Year 13 | Year 14 | Year 15 | Year 16 | Year 17 | Year 18 | Year 19 | Year 20 | Year 21 | Year 22 | Year 23 | Year 24 | Year 25 | Year 26 | Year 27 | Year 28 | Year 29 | Year 30
| E1 | 0 | 0 | 0 | 0 | 0 | 0 | 0 | 0 | 0 | 0 | 0 | 0 | 0 | 0 | 0 | 0 | 0 | 0 | 0 | 0 | 0 | 0 | 0 | 0 | 0 | 0 | 0 | 0 | 0 | 0 | 0 | 0_E1_SysStock
| E2 | 0 | 0 | 0 | 0 | 0 | 0 | 0 | 0 | 0 | 0 | 0 | 0 | 0 | 0 | 0 | 0 | 0 | 0 | 0 | 0 | 0 | 0 | 0 | 0 | 0 | 0 | 0 | 0 | 0 | 0 | 0 | 0_E2_SysStock
| E3 | 0 | 0 | 0 | 0 | 0 | 0 | 0 | 0 | 0 | 0 | 0 | 0 | 0 | 0 | 0 | 0 | 0 | 0 | 0 | 0 | 0 | 0 | 0 | 0 | 0 | 0 | 0 | 0 | 0 | 0 | 0 | 0_E3_SysStock
| E4 | 0 | 0 | 0 | 0 | 0 | 0 | 0 | 0 | 0 | 0 | 0 | 0 | 0 | 0 | 0 | 0 | 0 | 0 | 0 | 0 | 0 | 0 | 0 | 0 | 0 | 0 | 0 | 0 | 0 | 0 | 0 | 0_E4_SysStock
| E5 | 0 | 0 | 0 | 0 | 0 | 0 | 0 | 0 | 0 | 0 | 0 | 0 | 0 | 0 | 0 | 0 | 0 | 0 | 0 | 0 | 0 | 0 | 0 | 0 | 0 | 0 | 0 | 0 | 0 | 0 | 0 | 0_E5_SysStock
| E6 | 0 | 0 | 0 | 0 | 0 | 0 | 0 | 0 | 0 | 0 | 0 | 0 | 0 | 0 | 0 | 0 | 0 | 0 | 0 | 0 | 0 | 0 | 0 | 0 | 0 | 0 | 0 | 0 | 0 | 0 | 0 | 0_E6_SysStock
| E7 | 0 | 0 | 0 | 0 | 0 | 0 | 0 | 0 | 0 | 0 | 0 | 0 | 0 | 0 | 0 | 0 | 0 | 0 | 0 | 0 | 0 | 0 | 0 | 0 | 0 | 0 | 0 | 0 | 0 | 0 | 0 | 0_E7_SysStock
| E8 | 0 | 0 | 0 | 0 | 0 | 0 | 0 | 0 | 0 | 0 | 0 | 0 | 0 | 0 | 0 | 0 | 0 | 0 | 0 | 0 | 0 | 0 | 0 | 0 | 0 | 0 | 0 | 0 | 0 | 0 | 0 | 0_E8_SysStock
| E9 | 0 | 0 | 0 | 0 | 0 | 0 | 0 | 0 | 0 | 0 | 0 | 0 | 0 | 0 | 0 | 0 | 0 | 0 | 0 | 0 | 0 | 0 | 0 | 0 | 0 | 0 | 0 | 0 | 0 | 0 | 0 | 0_E9_SysStock
| E10 | 0 | 0 | 0 | 0 | 0 | 0 | 0 | 0 | 0 | 0 | 0 | 0 | 0 | 0 | 0 | 0 | 0 | 0 | 0 | 0 | 0 | 0 | 0 | 0 | 0 | 0 | 0 | 0 | 0 | 0 | 0 | 0_E10_SysStock
| Vintage | 0 | 0 | 0 | 0 | 0 | 0 | 0 | 0 | 0 | 0 | 0 | 0 | 0 | 0 | 0 | 0 | 0 | 0 | 0 | 0 | 0 | 0 | 0 | 0 | 0 | 0 | 0 | 0 | 0 | 0 | 0 | 0_Vintage_SysStock
|  | 0 | 0 | 0 | 0 | 0 | 0 | 0 | 0 | 0 | 0 | 0 | 0 | 0 | 0 | 0 | 0 | 0 | 0 | 0 | 0 | 0 | 0 | 0
Tech Forecast Purchases
| Year | Year 0 | Year 1 | Year 2 | Year 3 | Year 4 | Year 5 | Year 6 | Year 7 | Year 8 | Year 9 | Year 10 | Year 11 | Year 12 | Year 13 | Year 14 | Year 15 | Year 16 | Year 17 | Year 18 | Year 19 | Year 20 | Year 21 | Year 22 | Year 23 | Year 24 | Year 25 | Year 26 | Year 27 | Year 28 | Year 29 | Year 30
| E1 | 0 | 0 | 0 | 0 | 0 | 0 | 0 | 0 | 0 | 0 | 0 | 0 | 0 | 0 | 0 | 0 | 0 | 0 | 0 | 0 | 0 | 0 | 0 | 0 | 0 | 0 | 0 | 0 | 0 | 0 | 0
| E2 | 0 | 0 | 0 | 0 | 0 | 0 | 0 | 0 | 0 | 0 | 0 | 0 | 0 | 0 | 0 | 0 | 0 | 0 | 0 | 0 | 0 | 0 | 0 | 0 | 0 | 0 | 0 | 0 | 0 | 0 | 0
| E3 | 0 | 0 | 0 | 0 | 0 | 0 | 0 | 0 | 0 | 0 | 0 | 0 | 0 | 0 | 0 | 0 | 0 | 0 | 0 | 0 | 0 | 0 | 0 | 0 | 0 | 0 | 0 | 0 | 0 | 0 | 0
| E4 | 0 | 0 | 0 | 0 | 0 | 0 | 0 | 0 | 0 | 0 | 0 | 0 | 0 | 0 | 0 | 0 | 0 | 0 | 0 | 0 | 0 | 0 | 0 | 0 | 0 | 0 | 0 | 0 | 0 | 0 | 0
| E5 | 0 | 0 | 0 | 0 | 0 | 0 | 0 | 0 | 0 | 0 | 0 | 0 | 0 | 0 | 0 | 0 | 0 | 0 | 0 | 0 | 0 | 0 | 0 | 0 | 0 | 0 | 0 | 0 | 0 | 0 | 0
| E6 | 0 | 0 | 0 | 0 | 0 | 0 | 0 | 0 | 0 | 0 | 0 | 0 | 0 | 0 | 0 | 0 | 0 | 0 | 0 | 0 | 0 | 0 | 0 | 0 | 0 | 0 | 0 | 0 | 0 | 0 | 0
| E7 | 0 | 0 | 0 | 0 | 0 | 0 | 0 | 0 | 0 | 0 | 0 | 0 | 0 | 0 | 0 | 0 | 0 | 0 | 0 | 0 | 0 | 0 | 0 | 0 | 0 | 0 | 0 | 0 | 0 | 0 | 0
| E8 | 0 | 0 | 0 | 0 | 0 | 0 | 0 | 0 | 0 | 0 | 0 | 0 | 0 | 0 | 0 | 0 | 0 | 0 | 0 | 0 | 0 | 0 | 0 | 0 | 0 | 0 | 0 | 0 | 0 | 0 | 0
| E9 | 0 | 0 | 0 | 0 | 0 | 0 | 0 | 0 | 0 | 0 | 0 | 0 | 0 | 0 | 0 | 0 | 0 | 0 | 0 | 0 | 0 | 0 | 0 | 0 | 0 | 0 | 0 | 0 | 0 | 0 | 0
| E10 | 0 | 0 | 0 | 0 | 0 | 0 | 0 | 0 | 0 | 0 | 0 | 0 | 0 | 0 | 0 | 0 | 0 | 0 | 0 | 0 | 0 | 0 | 0 | 0 | 0 | 0 | 0 | 0 | 0 | 0 | 0
Potential to Switch
| Year | Year 0 | Year 1 | Year 2 | Year 3 | Year 4 | Year 5 | Year 6 | Year 7 | Year 8 | Year 9 | Year 10 | Year 11 | Year 12 | Year 13 | Year 14 | Year 15 | Year 16 | Year 17 | Year 18 | Year 19 | Year 20 | Year 21 | Year 22 | Year 23 | Year 24 | Year 25 | Year 26 | Year 27 | Year 28 | Year 29 | Year 30
| E1 | 0 | 0 | 0 | 0 | 0 | 0 | 0 | 0 | 0 | 0 | 0 | 0 | 0 | 0 | 0 | 0 | 0 | 0 | 0 | 0 | 0 | 0 | 0 | 0 | 0 | 0 | 0 | 0 | 0 | 0 | 0 | 0_E1_Switched Out
| E2 | 0 | 0 | 0 | 0 | 0 | 0 | 0 | 0 | 0 | 0 | 0 | 0 | 0 | 0 | 0 | 0 | 0 | 0 | 0 | 0 | 0 | 0 | 0 | 0 | 0 | 0 | 0 | 0 | 0 | 0 | 0 | 0_E2_Switched Out
| E3 | 0 | 0 | 0 | 0 | 0 | 0 | 0 | 0 | 0 | 0 | 0 | 0 | 0 | 0 | 0 | 0 | 0 | 0 | 0 | 0 | 0 | 0 | 0 | 0 | 0 | 0 | 0 | 0 | 0 | 0 | 0 | 0_E3_Switched Out
| E4 | 0 | 0 | 0 | 0 | 0 | 0 | 0 | 0 | 0 | 0 | 0 | 0 | 0 | 0 | 0 | 0 | 0 | 0 | 0 | 0 | 0 | 0 | 0 | 0 | 0 | 0 | 0 | 0 | 0 | 0 | 0 | 0_E4_Switched Out
| E5 | 0 | 0 | 0 | 0 | 0 | 0 | 0 | 0 | 0 | 0 | 0 | 0 | 0 | 0 | 0 | 0 | 0 | 0 | 0 | 0 | 0 | 0 | 0 | 0 | 0 | 0 | 0 | 0 | 0 | 0 | 0 | 0_E5_Switched Out
| E6 | 0 | 0 | 0 | 0 | 0 | 0 | 0 | 0 | 0 | 0 | 0 | 0 | 0 | 0 | 0 | 0 | 0 | 0 | 0 | 0 | 0 | 0 | 0 | 0 | 0 | 0 | 0 | 0 | 0 | 0 | 0 | 0_E6_Switched Out
| E7 | 0 | 0 | 0 | 0 | 0 | 0 | 0 | 0 | 0 | 0 | 0 | 0 | 0 | 0 | 0 | 0 | 0 | 0 | 0 | 0 | 0 | 0 | 0 | 0 | 0 | 0 | 0 | 0 | 0 | 0 | 0 | 0_E7_Switched Out
| E8 | 0 | 0 | 0 | 0 | 0 | 0 | 0 | 0 | 0 | 0 | 0 | 0 | 0 | 0 | 0 | 0 | 0 | 0 | 0 | 0 | 0 | 0 | 0 | 0 | 0 | 0 | 0 | 0 | 0 | 0 | 0 | 0_E8_Switched Out
| E9 | 0 | 0 | 0 | 0 | 0 | 0 | 0 | 0 | 0 | 0 | 0 | 0 | 0 | 0 | 0 | 0 | 0 | 0 | 0 | 0 | 0 | 0 | 0 | 0 | 0 | 0 | 0 | 0 | 0 | 0 | 0 | 0_E9_Switched Out
| E10 | 0 | 0 | 0 | 0 | 0 | 0 | 0 | 0 | 0 | 0 | 0 | 0 | 0 | 0 | 0 | 0 | 0 | 0 | 0 | 0 | 0 | 0 | 0 | 0 | 0 | 0 | 0 | 0 | 0 | 0 | 0 | 0_E10_Switched Out
Units Out
| E1 | 0 | 0 | 0 | 0 | 0 | 0 | 0 | 0 | 0 | 0 | 0 | 0 | 0 | 0 | 0 | 0 | 0 | 0 | 0 | 0 | 0 | 0 | 0 | 0 | 0 | 0 | 0 | 0 | 0 | 0 | 0
| E2 | 0 | 0 | 0 | 0 | 0 | 0 | 0 | 0 | 0 | 0 | 0 | 0 | 0 | 0 | 0 | 0 | 0 | 0 | 0 | 0 | 0 | 0 | 0 | 0 | 0 | 0 | 0 | 0 | 0 | 0 | 0
| E3 | 0 | 0 | 0 | 0 | 0 | 0 | 0 | 0 | 0 | 0 | 0 | 0 | 0 | 0 | 0 | 0 | 0 | 0 | 0 | 0 | 0 | 0 | 0 | 0 | 0 | 0 | 0 | 0 | 0 | 0 | 0
| E4 | 0 | 0 | 0 | 0 | 0 | 0 | 0 | 0 | 0 | 0 | 0 | 0 | 0 | 0 | 0 | 0 | 0 | 0 | 0 | 0 | 0 | 0 | 0 | 0 | 0 | 0 | 0 | 0 | 0 | 0 | 0
| E5 | 0 | 0 | 0 | 0 | 0 | 0 | 0 | 0 | 0 | 0 | 0 | 0 | 0 | 0 | 0 | 0 | 0 | 0 | 0 | 0 | 0 | 0 | 0 | 0 | 0 | 0 | 0 | 0 | 0 | 0 | 0
| E6 | 0 | 0 | 0 | 0 | 0 | 0 | 0 | 0 | 0 | 0 | 0 | 0 | 0 | 0 | 0 | 0 | 0 | 0 | 0 | 0 | 0 | 0 | 0 | 0 | 0 | 0 | 0 | 0 | 0 | 0 | 0
| E7 | 0 | 0 | 0 | 0 | 0 | 0 | 0 | 0 | 0 | 0 | 0 | 0 | 0 | 0 | 0 | 0 | 0 | 0 | 0 | 0 | 0 | 0 | 0 | 0 | 0 | 0 | 0 | 0 | 0 | 0 | 0
| E8 | 0 | 0 | 0 | 0 | 0 | 0 | 0 | 0 | 0 | 0 | 0 | 0 | 0 | 0 | 0 | 0 | 0 | 0 | 0 | 0 | 0 | 0 | 0 | 0 | 0 | 0 | 0 | 0 | 0 | 0 | 0
| E9 | 0 | 0 | 0 | 0 | 0 | 0 | 0 | 0 | 0 | 0 | 0 | 0 | 0 | 0 | 0 | 0 | 0 | 0 | 0 | 0 | 0 | 0 | 0 | 0 | 0 | 0 | 0 | 0 | 0 | 0 | 0
| E10 | 0 | 0 | 0 | 0 | 0 | 0 | 0 | 0 | 0 | 0 | 0 | 0 | 0 | 0 | 0 | 0 | 0 | 0 | 0 | 0 | 0 | 0 | 0 | 0 | 0 | 0 | 0 | 0 | 0 | 0 | 0
| Vintage | 0 | 0 | 0 | 0 | 0 | 0 | 0 | 0 | 0 | 0 | 0 | 0 | 0 | 0 | 0 | 0 | 0 | 0 | 0 | 0 | 0 | 0 | 0 | 0 | 0 | 0 | 0 | 0 | 0 | 0 | 0
Tech Purchase Shares
| Year | Year 0 | Year 1 | Year 2 | Year 3 | Year 4 | Year 5 | Year 6 | Year 7 | Year 8 | Year 9 | Year 10 | Year 11 | Year 12 | Year 13 | Year 14 | Year 15 | Year 16 | Year 17 | Year 18 | Year 19 | Year 20 | Year 21 | Year 22 | Year 23 | Year 24 | Year 25 | Year 26 | Year 27 | Year 28 | Year 29 | Year 30
E1 | bar: Year 0 to Year 30
E2 | bar: Year 0 to Year 30
E3 | bar: Year 0 to Year 30
E4 | bar: Year 0 to Year 30
E5 | bar: Year 0 to Year 30
E6 | bar: Year 0 to Year 30
E7 | bar: Year 0 to Year 30
E8 | bar: Year 0 to Year 30
E9 | bar: Year 0 to Year 30
E10 | bar: Year 0 to Year 30
Units In from Switching
| E1 | 0 | 0 | 0 | 0 | 0 | 0 | 0 | 0 | 0 | 0 | 0 | 0 | 0 | 0 | 0 | 0 | 0 | 0 | 0 | 0 | 0 | 0 | 0 | 0 | 0 | 0 | 0 | 0 | 0 | 0 | 0
| E2 | 0 | 0 | 0 | 0 | 0 | 0 | 0 | 0 | 0 | 0 | 0 | 0 | 0 | 0 | 0 | 0 | 0 | 0 | 0 | 0 | 0 | 0 | 0 | 0 | 0 | 0 | 0 | 0 | 0 | 0 | 0
| E3 | 0 | 0 | 0 | 0 | 0 | 0 | 0 | 0 | 0 | 0 | 0 | 0 | 0 | 0 | 0 | 0 | 0 | 0 | 0 | 0 | 0 | 0 | 0 | 0 | 0 | 0 | 0 | 0 | 0 | 0 | 0
| E4 | 0 | 0 | 0 | 0 | 0 | 0 | 0 | 0 | 0 | 0 | 0 | 0 | 0 | 0 | 0 | 0 | 0 | 0 | 0 | 0 | 0 | 0 | 0 | 0 | 0 | 0 | 0 | 0 | 0 | 0 | 0
| E5 | 0 | 0 | 0 | 0 | 0 | 0 | 0 | 0 | 0 | 0 | 0 | 0 | 0 | 0 | 0 | 0 | 0 | 0 | 0 | 0 | 0 | 0 | 0 | 0 | 0 | 0 | 0 | 0 | 0 | 0 | 0
| E6 | 0 | 0 | 0 | 0 | 0 | 0 | 0 | 0 | 0 | 0 | 0 | 0 | 0 | 0 | 0 | 0 | 0 | 0 | 0 | 0 | 0 | 0 | 0 | 0 | 0 | 0 | 0 | 0 | 0 | 0 | 0
| E7 | 0 | 0 | 0 | 0 | 0 | 0 | 0 | 0 | 0 | 0 | 0 | 0 | 0 | 0 | 0 | 0 | 0 | 0 | 0 | 0 | 0 | 0 | 0 | 0 | 0 | 0 | 0 | 0 | 0 | 0 | 0
| E8 | 0 | 0 | 0 | 0 | 0 | 0 | 0 | 0 | 0 | 0 | 0 | 0 | 0 | 0 | 0 | 0 | 0 | 0 | 0 | 0 | 0 | 0 | 0 | 0 | 0 | 0 | 0 | 0 | 0 | 0 | 0
| E9 | 0 | 0 | 0 | 0 | 0 | 0 | 0 | 0 | 0 | 0 | 0 | 0 | 0 | 0 | 0 | 0 | 0 | 0 | 0 | 0 | 0 | 0 | 0 | 0 | 0 | 0 | 0 | 0 | 0 | 0 | 0
| E10 | 0 | 0 | 0 | 0 | 0 | 0 | 0 | 0 | 0 | 0 | 0 | 0 | 0 | 0 | 0 | 0 | 0 | 0 | 0 | 0 | 0 | 0 | 0 | 0 | 0 | 0 | 0 | 0 | 0 | 0 | 0
| Vintage | 0 | 0 | 0 | 0 | 0 | 0 | 0 | 0 | 0 | 0 | 0 | 0 | 0 | 0 | 0 | 0 | 0 | 0 | 0 | 0 | 0 | 0 | 0 | 0 | 0 | 0 | 0 | 0 | 0 | 0 | 0
Net Change
| Year | Year 0 | Year 1 | Year 2 | Year 3 | Year 4 | Year 5 | Year 6 | Year 7 | Year 8 | Year 9 | Year 10 | Year 11 | Year 12 | Year 13 | Year 14 | Year 15 | Year 16 | Year 17 | Year 18 | Year 19 | Year 20 | Year 21 | Year 22 | Year 23 | Year 24 | Year 25 | Year 26 | Year 27 | Year 28 | Year 29 | Year 30 | Key
| Units | 0 | 0 | 0 | 0 | 0 | 0 | 0 | 0 | 0 | 0 | 0 | 0 | 0 | 0 | 0 | 0 | 0 | 0 | 0 | 0 | 0 | 0 | 0 | 0 | 0 | 0 | 0 | 0 | 0 | 0 | 0 | 0_Units |  |  |  |  | 301957.8232
| Usage | 0 | 0 | 0 | 0 | 0 | 0 | 0 | 0 | 0 | 0 | 0 | 0 | 0 | 0 | 0 | 0 | 0 | 0 | 0 | 0 | 0 | 0 | 0 | 0 | 0 | 0 | 0 | 0 | 0 | 0 | 0 | 0_Usage |  |  |  |  | 1698.6543
| Peak Demand (S) | 0 | 0 | 0 | 0 | 0 | 0 | 0 | 0 | 0 | 0 | 0 | 0 | 0 | 0 | 0 | 0 | 0 | 0 | 0 | 0 | 0 | 0 | 0 | 0 | 0 | 0 | 0 | 0 | 0 | 0 | 0 | 0_Peak Demand (S) |  |  |  |  | 0
| Peak Demand (W) | 0 | 0 | 0 | 0 | 0 | 0 | 0 | 0 | 0 | 0 | 0 | 0 | 0 | 0 | 0 | 0 | 0 | 0 | 0 | 0 | 0 | 0 | 0 | 0 | 0 | 0 | 0 | 0 | 0 | 0 | 0 | 0_Peak Demand (W) |  |  |  |  | 884.6119
| Turnover | 0 | 0 | 0 | 0 | 0 | 0 | 0 | 0 | 0 | 0 | 0 | 0 | 0 | 0 | 0 | 0 | 0 | 0 | 0 | 0 | 0 | 0 | 0 | 0 | 0 | 0 | 0 | 0 | 0 | 0 | 0 | 0_Turnover |  |  |  |  | 6885.4476
| Avg. Replacement Usage | 0 | 0 | 0 | 0 | 0 | 0 | 0 | 0 | 0 | 0 | 0 | 0 | 0 | 0 | 0 | 0 | 0 | 0 | 0 | 0 | 0 | 0 | 0 | 0 | 0 | 0 | 0 | 0 | 0 | 0 | 0 | 0_Avg. Replacement Usage |  |  |  |  | 5638.8522
| Avg. Replacement Demand (S) | 0 | 0 | 0 | 0 | 0 | 0 | 0 | 0 | 0 | 0 | 0 | 0 | 0 | 0 | 0 | 0 | 0 | 0 | 0 | 0 | 0 | 0 | 0 | 0 | 0 | 0 | 0 | 0 | 0 | 0 | 0 | 0_Avg. Replacement Demand (S) |  |  |  |  | 0
| Avg. Replacement Demand (W) | 0 | 0 | 0 | 0 | 0 | 0 | 0 | 0 | 0 | 0 | 0 | 0 | 0 | 0 | 0 | 0 | 0 | 0 | 0 | 0 | 0 | 0 | 0 | 0 | 0 | 0 | 0 | 0 | 0 | 0 | 0 | 0_Avg. Replacement Demand (W) |  |  |  |  | 2.9366
Purchases
| Year | Year 0 | Year 1 | Year 2 | Year 3 | Year 4 | Year 5 | Year 6 | Year 7 | Year 8 | Year 9 | Year 10 | Year 11 | Year 12 | Year 13 | Year 14 | Year 15 | Year 16 | Year 17 | Year 18 | Year 19 | Year 20 | Year 21 | Year 22 | Year 23 | Year 24 | Year 25 | Year 26 | Year 27 | Year 28 | Year 29 | Year 30
| E1 | 0 | 0 | 0 | 0 | 0 | 0 | 0 | 0 | 0 | 0 | 0 | 0 | 0 | 0 | 0 | 0 | 0 | 0 | 0 | 0 | 0 | 0 | 0 | 0 | 0 | 0 | 0 | 0 | 0 | 0 | 0 | 0_E1_Purchases |  |  |  |  | 6885.4476
| E2 | 0 | 0 | 0 | 0 | 0 | 0 | 0 | 0 | 0 | 0 | 0 | 0 | 0 | 0 | 0 | 0 | 0 | 0 | 0 | 0 | 0 | 0 | 0 | 0 | 0 | 0 | 0 | 0 | 0 | 0 | 0 | 0_E2_Purchases |  |  |  |  | 0
| E3 | 0 | 0 | 0 | 0 | 0 | 0 | 0 | 0 | 0 | 0 | 0 | 0 | 0 | 0 | 0 | 0 | 0 | 0 | 0 | 0 | 0 | 0 | 0 | 0 | 0 | 0 | 0 | 0 | 0 | 0 | 0 | 0_E3_Purchases |  |  |  |  | 0
| E4 | 0 | 0 | 0 | 0 | 0 | 0 | 0 | 0 | 0 | 0 | 0 | 0 | 0 | 0 | 0 | 0 | 0 | 0 | 0 | 0 | 0 | 0 | 0 | 0 | 0 | 0 | 0 | 0 | 0 | 0 | 0 | 0_E4_Purchases |  |  |  |  | 0
| E5 | 0 | 0 | 0 | 0 | 0 | 0 | 0 | 0 | 0 | 0 | 0 | 0 | 0 | 0 | 0 | 0 | 0 | 0 | 0 | 0 | 0 | 0 | 0 | 0 | 0 | 0 | 0 | 0 | 0 | 0 | 0 | 0_E5_Purchases |  |  |  |  | 0
| E6 | 0 | 0 | 0 | 0 | 0 | 0 | 0 | 0 | 0 | 0 | 0 | 0 | 0 | 0 | 0 | 0 | 0 | 0 | 0 | 0 | 0 | 0 | 0 | 0 | 0 | 0 | 0 | 0 | 0 | 0 | 0 | 0_E6_Purchases |  |  |  |  | 0
| E7 | 0 | 0 | 0 | 0 | 0 | 0 | 0 | 0 | 0 | 0 | 0 | 0 | 0 | 0 | 0 | 0 | 0 | 0 | 0 | 0 | 0 | 0 | 0 | 0 | 0 | 0 | 0 | 0 | 0 | 0 | 0 | 0_E7_Purchases |  |  |  |  | 0
| E8 | 0 | 0 | 0 | 0 | 0 | 0 | 0 | 0 | 0 | 0 | 0 | 0 | 0 | 0 | 0 | 0 | 0 | 0 | 0 | 0 | 0 | 0 | 0 | 0 | 0 | 0 | 0 | 0 | 0 | 0 | 0 | 0_E8_Purchases |  |  |  |  | 0
| E9 | 0 | 0 | 0 | 0 | 0 | 0 | 0 | 0 | 0 | 0 | 0 | 0 | 0 | 0 | 0 | 0 | 0 | 0 | 0 | 0 | 0 | 0 | 0 | 0 | 0 | 0 | 0 | 0 | 0 | 0 | 0 | 0_E9_Purchases |  |  |  |  | 0
| E10 | 0 | 0 | 0 | 0 | 0 | 0 | 0 | 0 | 0 | 0 | 0 | 0 | 0 | 0 | 0 | 0 | 0 | 0 | 0 | 0 | 0 | 0 | 0 | 0 | 0 | 0 | 0 | 0 | 0 | 0 | 0 | 0_E10_Purchases |  |  |  |  | 0
Stock
| Year | Year 0 | Year 1 | Year 2 | Year 3 | Year 4 | Year 5 | Year 6 | Year 7 | Year 8 | Year 9 | Year 10 | Year 11 | Year 12 | Year 13 | Year 14 | Year 15 | Year 16 | Year 17 | Year 18 | Year 19 | Year 20 | Year 21 | Year 22 | Year 23 | Year 24 | Year 25 | Year 26 | Year 27 | Year 28 | Year 29 | Year 30
| E1 | 0 | 0 | 0 | 0 | 0 | 0 | 0 | 0 | 0 | 0 | 0 | 0 | 0 | 0 | 0 | 0 | 0 | 0 | 0 | 0 | 0 | 0 | 0 | 0 | 0 | 0 | 0 | 0 | 0 | 0 | 0 | 0_E1_Stock |  |  |  |  | 13576.6093
| E2 | 0 | 0 | 0 | 0 | 0 | 0 | 0 | 0 | 0 | 0 | 0 | 0 | 0 | 0 | 0 | 0 | 0 | 0 | 0 | 0 | 0 | 0 | 0 | 0 | 0 | 0 | 0 | 0 | 0 | 0 | 0 | 0_E2_Stock |  |  |  |  | 0
| E3 | 0 | 0 | 0 | 0 | 0 | 0 | 0 | 0 | 0 | 0 | 0 | 0 | 0 | 0 | 0 | 0 | 0 | 0 | 0 | 0 | 0 | 0 | 0 | 0 | 0 | 0 | 0 | 0 | 0 | 0 | 0 | 0_E3_Stock |  |  |  |  | 0
| E4 | 0 | 0 | 0 | 0 | 0 | 0 | 0 | 0 | 0 | 0 | 0 | 0 | 0 | 0 | 0 | 0 | 0 | 0 | 0 | 0 | 0 | 0 | 0 | 0 | 0 | 0 | 0 | 0 | 0 | 0 | 0 | 0_E4_Stock |  |  |  |  | 0
| E5 | 0 | 0 | 0 | 0 | 0 | 0 | 0 | 0 | 0 | 0 | 0 | 0 | 0 | 0 | 0 | 0 | 0 | 0 | 0 | 0 | 0 | 0 | 0 | 0 | 0 | 0 | 0 | 0 | 0 | 0 | 0 | 0_E5_Stock |  |  |  |  | 0
| E6 | 0 | 0 | 0 | 0 | 0 | 0 | 0 | 0 | 0 | 0 | 0 | 0 | 0 | 0 | 0 | 0 | 0 | 0 | 0 | 0 | 0 | 0 | 0 | 0 | 0 | 0 | 0 | 0 | 0 | 0 | 0 | 0_E6_Stock |  |  |  |  | 0
| E7 | 0 | 0 | 0 | 0 | 0 | 0 | 0 | 0 | 0 | 0 | 0 | 0 | 0 | 0 | 0 | 0 | 0 | 0 | 0 | 0 | 0 | 0 | 0 | 0 | 0 | 0 | 0 | 0 | 0 | 0 | 0 | 0_E7_Stock |  |  |  |  | 0
| E8 | 0 | 0 | 0 | 0 | 0 | 0 | 0 | 0 | 0 | 0 | 0 | 0 | 0 | 0 | 0 | 0 | 0 | 0 | 0 | 0 | 0 | 0 | 0 | 0 | 0 | 0 | 0 | 0 | 0 | 0 | 0 | 0_E8_Stock |  |  |  |  | 0
| E9 | 0 | 0 | 0 | 0 | 0 | 0 | 0 | 0 | 0 | 0 | 0 | 0 | 0 | 0 | 0 | 0 | 0 | 0 | 0 | 0 | 0 | 0 | 0 | 0 | 0 | 0 | 0 | 0 | 0 | 0 | 0 | 0_E9_Stock |  |  |  |  | 0
| E10 | 0 | 0 | 0 | 0 | 0 | 0 | 0 | 0 | 0 | 0 | 0 | 0 | 0 | 0 | 0 | 0 | 0 | 0 | 0 | 0 | 0 | 0 | 0 | 0 | 0 | 0 | 0 | 0 | 0 | 0 | 0 | 0_E10_Stock |  |  |  |  | 0
| Vintage | 0 | 0 | 0 | 0 | 0 | 0 | 0 | 0 | 0 | 0 | 0 | 0 | 0 | 0 | 0 | 0 | 0 | 0 | 0 | 0 | 0 | 0 | 0 | 0 | 0 | 0 | 0 | 0 | 0 | 0 | 0 | 0_Vintage_Stock |  |  |  |  | 288381.2139
S1C3 |  | Year 0: System 1 Technology 3
Technology Variables
| Tech Key | Year 0: 0
| Peak Factor (S) | Year 0: 0
| Peak Factor (W) | Year 0: 0
| Min Vintage Lifetime | Year 0: 0
| Max Vintage Lifetime | Year 0: 0
| Turnover Style | Year 0: 0
Technology Variables
| Equipment | Year 0: Label; Year 1: Min Lifetime; Year 2: Max Lifetime; Year 3: Degradation; Year 4: Usage; Year 5: Available
| E1 | Year 1: 0; Year 2: 0; Year 3: 0%; Year 4: 0; Year 5: FALSE
| E2 | Year 1: 0; Year 2: 0; Year 3: 0%; Year 4: 0; Year 5: FALSE
| E3 | Year 1: 0; Year 2: 0; Year 3: 0%; Year 4: 0; Year 5: FALSE
| E4 | Year 1: 0; Year 2: 0; Year 3: 0%; Year 4: 0; Year 5: FALSE
| E5 | Year 1: 0; Year 2: 0; Year 3: 0%; Year 4: 0; Year 5: FALSE
| E6 | Year 1: 0; Year 2: 0; Year 3: 0%; Year 4: 0; Year 5: FALSE
| E7 | Year 1: 0; Year 2: 0; Year 3: 0%; Year 4: 0; Year 5: FALSE
| E8 | Year 1: 0; Year 2: 0; Year 3: 0%; Year 4: 0; Year 5: FALSE
| E9 | Year 1: 0; Year 2: 0; Year 3: 0%; Year 4: 0; Year 5: FALSE
| E10 | Year 1: 0; Year 2: 0; Year 3: 0%; Year 4: 0; Year 5: FALSE
Original Forecast Results
| Year | Year 0 | Year 1 | Year 2 | Year 3 | Year 4 | Year 5 | Year 6 | Year 7 | Year 8 | Year 9 | Year 10 | Year 11 | Year 12 | Year 13 | Year 14 | Year 15 | Year 16 | Year 17 | Year 18 | Year 19 | Year 20 | Year 21 | Year 22 | Year 23 | Year 24 | Year 25 | Year 26 | Year 27 | Year 28 | Year 29 | Year 30 | Key
| Units | 0 | 0 | 0 | 0 | 0 | 0 | 0 | 0 | 0 | 0 | 0 | 0 | 0 | 0 | 0 | 0 | 0 | 0 | 0 | 0 | 0 | 0 | 0 | 0 | 0 | 0 | 0 | 0 | 0 | 0 | 0 | #REF! |  |  |  |  | 301957.8232
| Usage | 0 | 0 | 0 | 0 | 0 | 0 | 0 | 0 | 0 | 0 | 0 | 0 | 0 | 0 | 0 | 0 | 0 | 0 | 0 | 0 | 0 | 0 | 0 | 0 | 0 | 0 | 0 | 0 | 0 | 0 | 0 | #REF! |  |  |  |  | 1698.6543
| Peak Demand (S) | 0 | 0 | 0 | 0 | 0 | 0 | 0 | 0 | 0 | 0 | 0 | 0 | 0 | 0 | 0 | 0 | 0 | 0 | 0 | 0 | 0 | 0 | 0 | 0 | 0 | 0 | 0 | 0 | 0 | 0 | 0 | #REF! |  |  |  |  | 0
| Peak Demand (W) | 0 | 0 | 0 | 0 | 0 | 0 | 0 | 0 | 0 | 0 | 0 | 0 | 0 | 0 | 0 | 0 | 0 | 0 | 0 | 0 | 0 | 0 | 0 | 0 | 0 | 0 | 0 | 0 | 0 | 0 | 0 | #REF! |  |  |  |  | 884.6119
| Turnover | 0 | 0 | 0 | 0 | 0 | 0 | 0 | 0 | 0 | 0 | 0 | 0 | 0 | 0 | 0 | 0 | 0 | 0 | 0 | 0 | 0 | 0 | 0 | 0 | 0 | 0 | 0 | 0 | 0 | 0 | 0 | #REF! |  |  |  |  | 6885.4476
| Avg. Replacement Usage | 0 | 0 | 0 | 0 | 0 | 0 | 0 | 0 | 0 | 0 | 0 | 0 | 0 | 0 | 0 | 0 | 0 | 0 | 0 | 0 | 0 | 0 | 0 | 0 | 0 | 0 | 0 | 0 | 0 | 0 | 0 | #REF! |  |  |  |  | 5638.8522
| Avg. Replacement Demand (S) | 0 | 0 | 0 | 0 | 0 | 0 | 0 | 0 | 0 | 0 | 0 | 0 | 0 | 0 | 0 | 0 | 0 | 0 | 0 | 0 | 0 | 0 | 0 | 0 | 0 | 0 | 0 | 0 | 0 | 0 | 0 | #REF! |  |  |  |  | 0
| Avg. Replacement Demand (W) | 0 | 0 | 0 | 0 | 0 | 0 | 0 | 0 | 0 | 0 | 0 | 0 | 0 | 0 | 0 | 0 | 0 | 0 | 0 | 0 | 0 | 0 | 0 | 0 | 0 | 0 | 0 | 0 | 0 | 0 | 0 | #REF! |  |  |  |  | 2.9366
Tech Forecast Stock
| Year | Year 0 | Year 1 | Year 2 | Year 3 | Year 4 | Year 5 | Year 6 | Year 7 | Year 8 | Year 9 | Year 10 | Year 11 | Year 12 | Year 13 | Year 14 | Year 15 | Year 16 | Year 17 | Year 18 | Year 19 | Year 20 | Year 21 | Year 22 | Year 23 | Year 24 | Year 25 | Year 26 | Year 27 | Year 28 | Year 29 | Year 30
| E1 | 0 | 0 | 0 | 0 | 0 | 0 | 0 | 0 | 0 | 0 | 0 | 0 | 0 | 0 | 0 | 0 | 0 | 0 | 0 | 0 | 0 | 0 | 0 | 0 | 0 | 0 | 0 | 0 | 0 | 0 | 0
| E2 | 0 | 0 | 0 | 0 | 0 | 0 | 0 | 0 | 0 | 0 | 0 | 0 | 0 | 0 | 0 | 0 | 0 | 0 | 0 | 0 | 0 | 0 | 0 | 0 | 0 | 0 | 0 | 0 | 0 | 0 | 0
| E3 | 0 | 0 | 0 | 0 | 0 | 0 | 0 | 0 | 0 | 0 | 0 | 0 | 0 | 0 | 0 | 0 | 0 | 0 | 0 | 0 | 0 | 0 | 0 | 0 | 0 | 0 | 0 | 0 | 0 | 0 | 0
| E4 | 0 | 0 | 0 | 0 | 0 | 0 | 0 | 0 | 0 | 0 | 0 | 0 | 0 | 0 | 0 | 0 | 0 | 0 | 0 | 0 | 0 | 0 | 0 | 0 | 0 | 0 | 0 | 0 | 0 | 0 | 0
| E5 | 0 | 0 | 0 | 0 | 0 | 0 | 0 | 0 | 0 | 0 | 0 | 0 | 0 | 0 | 0 | 0 | 0 | 0 | 0 | 0 | 0 | 0 | 0 | 0 | 0 | 0 | 0 | 0 | 0 | 0 | 0
| E6 | 0 | 0 | 0 | 0 | 0 | 0 | 0 | 0 | 0 | 0 | 0 | 0 | 0 | 0 | 0 | 0 | 0 | 0 | 0 | 0 | 0 | 0 | 0 | 0 | 0 | 0 | 0 | 0 | 0 | 0 | 0
| E7 | 0 | 0 | 0 | 0 | 0 | 0 | 0 | 0 | 0 | 0 | 0 | 0 | 0 | 0 | 0 | 0 | 0 | 0 | 0 | 0 | 0 | 0 | 0 | 0 | 0 | 0 | 0 | 0 | 0 | 0 | 0
| E8 | 0 | 0 | 0 | 0 | 0 | 0 | 0 | 0 | 0 | 0 | 0 | 0 | 0 | 0 | 0 | 0 | 0 | 0 | 0 | 0 | 0 | 0 | 0 | 0 | 0 | 0 | 0 | 0 | 0 | 0 | 0
| E9 | 0 | 0 | 0 | 0 | 0 | 0 | 0 | 0 | 0 | 0 | 0 | 0 | 0 | 0 | 0 | 0 | 0 | 0 | 0 | 0 | 0 | 0 | 0 | 0 | 0 | 0 | 0 | 0 | 0 | 0 | 0
| E10 | 0 | 0 | 0 | 0 | 0 | 0 | 0 | 0 | 0 | 0 | 0 | 0 | 0 | 0 | 0 | 0 | 0 | 0 | 0 | 0 | 0 | 0 | 0 | 0 | 0 | 0 | 0 | 0 | 0 | 0 | 0
| Vintage | 0 | 0 | 0 | 0 | 0 | 0 | 0 | 0 | 0 | 0 | 0 | 0 | 0 | 0 | 0 | 0 | 0 | 0 | 0 | 0 | 0 | 0 | 0 | 0 | 0 | 0 | 0 | 0 | 0 | 0 | 0
Stock for Switching
| Year | Year 0 | Year 1 | Year 2 | Year 3 | Year 4 | Year 5 | Year 6 | Year 7 | Year 8 | Year 9 | Year 10 | Year 11 | Year 12 | Year 13 | Year 14 | Year 15 | Year 16 | Year 17 | Year 18 | Year 19 | Year 20 | Year 21 | Year 22 | Year 23 | Year 24 | Year 25 | Year 26 | Year 27 | Year 28 | Year 29 | Year 30
| E1 | 0 | 0 | 0 | 0 | 0 | 0 | 0 | 0 | 0 | 0 | 0 | 0 | 0 | 0 | 0 | 0 | 0 | 0 | 0 | 0 | 0 | 0 | 0 | 0 | 0 | 0 | 0 | 0 | 0 | 0 | 0 | 0_E1_SysStock
| E2 | 0 | 0 | 0 | 0 | 0 | 0 | 0 | 0 | 0 | 0 | 0 | 0 | 0 | 0 | 0 | 0 | 0 | 0 | 0 | 0 | 0 | 0 | 0 | 0 | 0 | 0 | 0 | 0 | 0 | 0 | 0 | 0_E2_SysStock
| E3 | 0 | 0 | 0 | 0 | 0 | 0 | 0 | 0 | 0 | 0 | 0 | 0 | 0 | 0 | 0 | 0 | 0 | 0 | 0 | 0 | 0 | 0 | 0 | 0 | 0 | 0 | 0 | 0 | 0 | 0 | 0 | 0_E3_SysStock
| E4 | 0 | 0 | 0 | 0 | 0 | 0 | 0 | 0 | 0 | 0 | 0 | 0 | 0 | 0 | 0 | 0 | 0 | 0 | 0 | 0 | 0 | 0 | 0 | 0 | 0 | 0 | 0 | 0 | 0 | 0 | 0 | 0_E4_SysStock
| E5 | 0 | 0 | 0 | 0 | 0 | 0 | 0 | 0 | 0 | 0 | 0 | 0 | 0 | 0 | 0 | 0 | 0 | 0 | 0 | 0 | 0 | 0 | 0 | 0 | 0 | 0 | 0 | 0 | 0 | 0 | 0 | 0_E5_SysStock
| E6 | 0 | 0 | 0 | 0 | 0 | 0 | 0 | 0 | 0 | 0 | 0 | 0 | 0 | 0 | 0 | 0 | 0 | 0 | 0 | 0 | 0 | 0 | 0 | 0 | 0 | 0 | 0 | 0 | 0 | 0 | 0 | 0_E6_SysStock
| E7 | 0 | 0 | 0 | 0 | 0 | 0 | 0 | 0 | 0 | 0 | 0 | 0 | 0 | 0 | 0 | 0 | 0 | 0 | 0 | 0 | 0 | 0 | 0 | 0 | 0 | 0 | 0 | 0 | 0 | 0 | 0 | 0_E7_SysStock
| E8 | 0 | 0 | 0 | 0 | 0 | 0 | 0 | 0 | 0 | 0 | 0 | 0 | 0 | 0 | 0 | 0 | 0 | 0 | 0 | 0 | 0 | 0 | 0 | 0 | 0 | 0 | 0 | 0 | 0 | 0 | 0 | 0_E8_SysStock
| E9 | 0 | 0 | 0 | 0 | 0 | 0 | 0 | 0 | 0 | 0 | 0 | 0 | 0 | 0 | 0 | 0 | 0 | 0 | 0 | 0 | 0 | 0 | 0 | 0 | 0 | 0 | 0 | 0 | 0 | 0 | 0 | 0_E9_SysStock
| E10 | 0 | 0 | 0 | 0 | 0 | 0 | 0 | 0 | 0 | 0 | 0 | 0 | 0 | 0 | 0 | 0 | 0 | 0 | 0 | 0 | 0 | 0 | 0 | 0 | 0 | 0 | 0 | 0 | 0 | 0 | 0 | 0_E10_SysStock
| Vintage | 0 | 0 | 0 | 0 | 0 | 0 | 0 | 0 | 0 | 0 | 0 | 0 | 0 | 0 | 0 | 0 | 0 | 0 | 0 | 0 | 0 | 0 | 0 | 0 | 0 | 0 | 0 | 0 | 0 | 0 | 0 | 0_Vintage_SysStock
Tech Forecast Purchases
| Year | Year 0 | Year 1 | Year 2 | Year 3 | Year 4 | Year 5 | Year 6 | Year 7 | Year 8 | Year 9 | Year 10 | Year 11 | Year 12 | Year 13 | Year 14 | Year 15 | Year 16 | Year 17 | Year 18 | Year 19 | Year 20 | Year 21 | Year 22 | Year 23 | Year 24 | Year 25 | Year 26 | Year 27 | Year 28 | Year 29 | Year 30
| E1 | 0 | 0 | 0 | 0 | 0 | 0 | 0 | 0 | 0 | 0 | 0 | 0 | 0 | 0 | 0 | 0 | 0 | 0 | 0 | 0 | 0 | 0 | 0 | 0 | 0 | 0 | 0 | 0 | 0 | 0 | 0
| E2 | 0 | 0 | 0 | 0 | 0 | 0 | 0 | 0 | 0 | 0 | 0 | 0 | 0 | 0 | 0 | 0 | 0 | 0 | 0 | 0 | 0 | 0 | 0 | 0 | 0 | 0 | 0 | 0 | 0 | 0 | 0
| E3 | 0 | 0 | 0 | 0 | 0 | 0 | 0 | 0 | 0 | 0 | 0 | 0 | 0 | 0 | 0 | 0 | 0 | 0 | 0 | 0 | 0 | 0 | 0 | 0 | 0 | 0 | 0 | 0 | 0 | 0 | 0
| E4 | 0 | 0 | 0 | 0 | 0 | 0 | 0 | 0 | 0 | 0 | 0 | 0 | 0 | 0 | 0 | 0 | 0 | 0 | 0 | 0 | 0 | 0 | 0 | 0 | 0 | 0 | 0 | 0 | 0 | 0 | 0
| E5 | 0 | 0 | 0 | 0 | 0 | 0 | 0 | 0 | 0 | 0 | 0 | 0 | 0 | 0 | 0 | 0 | 0 | 0 | 0 | 0 | 0 | 0 | 0 | 0 | 0 | 0 | 0 | 0 | 0 | 0 | 0
| E6 | 0 | 0 | 0 | 0 | 0 | 0 | 0 | 0 | 0 | 0 | 0 | 0 | 0 | 0 | 0 | 0 | 0 | 0 | 0 | 0 | 0 | 0 | 0 | 0 | 0 | 0 | 0 | 0 | 0 | 0 | 0
| E7 | 0 | 0 | 0 | 0 | 0 | 0 | 0 | 0 | 0 | 0 | 0 | 0 | 0 | 0 | 0 | 0 | 0 | 0 | 0 | 0 | 0 | 0 | 0 | 0 | 0 | 0 | 0 | 0 | 0 | 0 | 0
| E8 | 0 | 0 | 0 | 0 | 0 | 0 | 0 | 0 | 0 | 0 | 0 | 0 | 0 | 0 | 0 | 0 | 0 | 0 | 0 | 0 | 0 | 0 | 0 | 0 | 0 | 0 | 0 | 0 | 0 | 0 | 0
| E9 | 0 | 0 | 0 | 0 | 0 | 0 | 0 | 0 | 0 | 0 | 0 | 0 | 0 | 0 | 0 | 0 | 0 | 0 | 0 | 0 | 0 | 0 | 0 | 0 | 0 | 0 | 0 | 0 | 0 | 0 | 0
| E10 | 0 | 0 | 0 | 0 | 0 | 0 | 0 | 0 | 0 | 0 | 0 | 0 | 0 | 0 | 0 | 0 | 0 | 0 | 0 | 0 | 0 | 0 | 0 | 0 | 0 | 0 | 0 | 0 | 0 | 0 | 0
Potential to Switch
| Year | Year 0 | Year 1 | Year 2 | Year 3 | Year 4 | Year 5 | Year 6 | Year 7 | Year 8 | Year 9 | Year 10 | Year 11 | Year 12 | Year 13 | Year 14 | Year 15 | Year 16 | Year 17 | Year 18 | Year 19 | Year 20 | Year 21 | Year 22 | Year 23 | Year 24 | Year 25 | Year 26 | Year 27 | Year 28 | Year 29 | Year 30
| E1 | 0 | 0 | 0 | 0 | 0 | 0 | 0 | 0 | 0 | 0 | 0 | 0 | 0 | 0 | 0 | 0 | 0 | 0 | 0 | 0 | 0 | 0 | 0 | 0 | 0 | 0 | 0 | 0 | 0 | 0 | 0 | 0_E1_Switched Out
| E2 | 0 | 0 | 0 | 0 | 0 | 0 | 0 | 0 | 0 | 0 | 0 | 0 | 0 | 0 | 0 | 0 | 0 | 0 | 0 | 0 | 0 | 0 | 0 | 0 | 0 | 0 | 0 | 0 | 0 | 0 | 0 | 0_E2_Switched Out
| E3 | 0 | 0 | 0 | 0 | 0 | 0 | 0 | 0 | 0 | 0 | 0 | 0 | 0 | 0 | 0 | 0 | 0 | 0 | 0 | 0 | 0 | 0 | 0 | 0 | 0 | 0 | 0 | 0 | 0 | 0 | 0 | 0_E3_Switched Out
| E4 | 0 | 0 | 0 | 0 | 0 | 0 | 0 | 0 | 0 | 0 | 0 | 0 | 0 | 0 | 0 | 0 | 0 | 0 | 0 | 0 | 0 | 0 | 0 | 0 | 0 | 0 | 0 | 0 | 0 | 0 | 0 | 0_E4_Switched Out
| E5 | 0 | 0 | 0 | 0 | 0 | 0 | 0 | 0 | 0 | 0 | 0 | 0 | 0 | 0 | 0 | 0 | 0 | 0 | 0 | 0 | 0 | 0 | 0 | 0 | 0 | 0 | 0 | 0 | 0 | 0 | 0 | 0_E5_Switched Out
| E6 | 0 | 0 | 0 | 0 | 0 | 0 | 0 | 0 | 0 | 0 | 0 | 0 | 0 | 0 | 0 | 0 | 0 | 0 | 0 | 0 | 0 | 0 | 0 | 0 | 0 | 0 | 0 | 0 | 0 | 0 | 0 | 0_E6_Switched Out
| E7 | 0 | 0 | 0 | 0 | 0 | 0 | 0 | 0 | 0 | 0 | 0 | 0 | 0 | 0 | 0 | 0 | 0 | 0 | 0 | 0 | 0 | 0 | 0 | 0 | 0 | 0 | 0 | 0 | 0 | 0 | 0 | 0_E7_Switched Out
| E8 | 0 | 0 | 0 | 0 | 0 | 0 | 0 | 0 | 0 | 0 | 0 | 0 | 0 | 0 | 0 | 0 | 0 | 0 | 0 | 0 | 0 | 0 | 0 | 0 | 0 | 0 | 0 | 0 | 0 | 0 | 0 | 0_E8_Switched Out
| E9 | 0 | 0 | 0 | 0 | 0 | 0 | 0 | 0 | 0 | 0 | 0 | 0 | 0 | 0 | 0 | 0 | 0 | 0 | 0 | 0 | 0 | 0 | 0 | 0 | 0 | 0 | 0 | 0 | 0 | 0 | 0 | 0_E9_Switched Out
| E10 | 0 | 0 | 0 | 0 | 0 | 0 | 0 | 0 | 0 | 0 | 0 | 0 | 0 | 0 | 0 | 0 | 0 | 0 | 0 | 0 | 0 | 0 | 0 | 0 | 0 | 0 | 0 | 0 | 0 | 0 | 0 | 0_E10_Switched Out
Units Out
| E1 | 0 | 0 | 0 | 0 | 0 | 0 | 0 | 0 | 0 | 0 | 0 | 0 | 0 | 0 | 0 | 0 | 0 | 0 | 0 | 0 | 0 | 0 | 0 | 0 | 0 | 0 | 0 | 0 | 0 | 0 | 0
| E2 | 0 | 0 | 0 | 0 | 0 | 0 | 0 | 0 | 0 | 0 | 0 | 0 | 0 | 0 | 0 | 0 | 0 | 0 | 0 | 0 | 0 | 0 | 0 | 0 | 0 | 0 | 0 | 0 | 0 | 0 | 0
| E3 | 0 | 0 | 0 | 0 | 0 | 0 | 0 | 0 | 0 | 0 | 0 | 0 | 0 | 0 | 0 | 0 | 0 | 0 | 0 | 0 | 0 | 0 | 0 | 0 | 0 | 0 | 0 | 0 | 0 | 0 | 0
| E4 | 0 | 0 | 0 | 0 | 0 | 0 | 0 | 0 | 0 | 0 | 0 | 0 | 0 | 0 | 0 | 0 | 0 | 0 | 0 | 0 | 0 | 0 | 0 | 0 | 0 | 0 | 0 | 0 | 0 | 0 | 0
| E5 | 0 | 0 | 0 | 0 | 0 | 0 | 0 | 0 | 0 | 0 | 0 | 0 | 0 | 0 | 0 | 0 | 0 | 0 | 0 | 0 | 0 | 0 | 0 | 0 | 0 | 0 | 0 | 0 | 0 | 0 | 0
| E6 | 0 | 0 | 0 | 0 | 0 | 0 | 0 | 0 | 0 | 0 | 0 | 0 | 0 | 0 | 0 | 0 | 0 | 0 | 0 | 0 | 0 | 0 | 0 | 0 | 0 | 0 | 0 | 0 | 0 | 0 | 0
| E7 | 0 | 0 | 0 | 0 | 0 | 0 | 0 | 0 | 0 | 0 | 0 | 0 | 0 | 0 | 0 | 0 | 0 | 0 | 0 | 0 | 0 | 0 | 0 | 0 | 0 | 0 | 0 | 0 | 0 | 0 | 0
| E8 | 0 | 0 | 0 | 0 | 0 | 0 | 0 | 0 | 0 | 0 | 0 | 0 | 0 | 0 | 0 | 0 | 0 | 0 | 0 | 0 | 0 | 0 | 0 | 0 | 0 | 0 | 0 | 0 | 0 | 0 | 0
| E9 | 0 | 0 | 0 | 0 | 0 | 0 | 0 | 0 | 0 | 0 | 0 | 0 | 0 | 0 | 0 | 0 | 0 | 0 | 0 | 0 | 0 | 0 | 0 | 0 | 0 | 0 | 0 | 0 | 0 | 0 | 0
| E10 | 0 | 0 | 0 | 0 | 0 | 0 | 0 | 0 | 0 | 0 | 0 | 0 | 0 | 0 | 0 | 0 | 0 | 0 | 0 | 0 | 0 | 0 | 0 | 0 | 0 | 0 | 0 | 0 | 0 | 0 | 0
| Vintage | 0 | 0 | 0 | 0 | 0 | 0 | 0 | 0 | 0 | 0 | 0 | 0 | 0 | 0 | 0 | 0 | 0 | 0 | 0 | 0 | 0 | 0 | 0 | 0 | 0 | 0 | 0 | 0 | 0 | 0 | 0
Tech Purchase Shares
| Year | Year 0 | Year 1 | Year 2 | Year 3 | Year 4 | Year 5 | Year 6 | Year 7 | Year 8 | Year 9 | Year 10 | Year 11 | Year 12 | Year 13 | Year 14 | Year 15 | Year 16 | Year 17 | Year 18 | Year 19 | Year 20 | Year 21 | Year 22 | Year 23 | Year 24 | Year 25 | Year 26 | Year 27 | Year 28 | Year 29 | Year 30
E1 | bar: Year 0 to Year 30
E2 | bar: Year 0 to Year 30
E3 | bar: Year 0 to Year 30
E4 | bar: Year 0 to Year 30
E5 | bar: Year 0 to Year 30
E6 | bar: Year 0 to Year 30
E7 | bar: Year 0 to Year 30
E8 | bar: Year 0 to Year 30
E9 | bar: Year 0 to Year 30
E10 | bar: Year 0 to Year 30
Units In from Switching
| E1 | 0 | 0 | 0 | 0 | 0 | 0 | 0 | 0 | 0 | 0 | 0 | 0 | 0 | 0 | 0 | 0 | 0 | 0 | 0 | 0 | 0 | 0 | 0 | 0 | 0 | 0 | 0 | 0 | 0 | 0 | 0
| E2 | 0 | 0 | 0 | 0 | 0 | 0 | 0 | 0 | 0 | 0 | 0 | 0 | 0 | 0 | 0 | 0 | 0 | 0 | 0 | 0 | 0 | 0 | 0 | 0 | 0 | 0 | 0 | 0 | 0 | 0 | 0
| E3 | 0 | 0 | 0 | 0 | 0 | 0 | 0 | 0 | 0 | 0 | 0 | 0 | 0 | 0 | 0 | 0 | 0 | 0 | 0 | 0 | 0 | 0 | 0 | 0 | 0 | 0 | 0 | 0 | 0 | 0 | 0
| E4 | 0 | 0 | 0 | 0 | 0 | 0 | 0 | 0 | 0 | 0 | 0 | 0 | 0 | 0 | 0 | 0 | 0 | 0 | 0 | 0 | 0 | 0 | 0 | 0 | 0 | 0 | 0 | 0 | 0 | 0 | 0
| E5 | 0 | 0 | 0 | 0 | 0 | 0 | 0 | 0 | 0 | 0 | 0 | 0 | 0 | 0 | 0 | 0 | 0 | 0 | 0 | 0 | 0 | 0 | 0 | 0 | 0 | 0 | 0 | 0 | 0 | 0 | 0
| E6 | 0 | 0 | 0 | 0 | 0 | 0 | 0 | 0 | 0 | 0 | 0 | 0 | 0 | 0 | 0 | 0 | 0 | 0 | 0 | 0 | 0 | 0 | 0 | 0 | 0 | 0 | 0 | 0 | 0 | 0 | 0
| E7 | 0 | 0 | 0 | 0 | 0 | 0 | 0 | 0 | 0 | 0 | 0 | 0 | 0 | 0 | 0 | 0 | 0 | 0 | 0 | 0 | 0 | 0 | 0 | 0 | 0 | 0 | 0 | 0 | 0 | 0 | 0
| E8 | 0 | 0 | 0 | 0 | 0 | 0 | 0 | 0 | 0 | 0 | 0 | 0 | 0 | 0 | 0 | 0 | 0 | 0 | 0 | 0 | 0 | 0 | 0 | 0 | 0 | 0 | 0 | 0 | 0 | 0 | 0
| E9 | 0 | 0 | 0 | 0 | 0 | 0 | 0 | 0 | 0 | 0 | 0 | 0 | 0 | 0 | 0 | 0 | 0 | 0 | 0 | 0 | 0 | 0 | 0 | 0 | 0 | 0 | 0 | 0 | 0 | 0 | 0
| E10 | 0 | 0 | 0 | 0 | 0 | 0 | 0 | 0 | 0 | 0 | 0 | 0 | 0 | 0 | 0 | 0 | 0 | 0 | 0 | 0 | 0 | 0 | 0 | 0 | 0 | 0 | 0 | 0 | 0 | 0 | 0
| Vintage | 0 | 0 | 0 | 0 | 0 | 0 | 0 | 0 | 0 | 0 | 0 | 0 | 0 | 0 | 0 | 0 | 0 | 0 | 0 | 0 | 0 | 0 | 0 | 0 | 0 | 0 | 0 | 0 | 0 | 0 | 0
Net Change
| Year | Year 0 | Year 1 | Year 2 | Year 3 | Year 4 | Year 5 | Year 6 | Year 7 | Year 8 | Year 9 | Year 10 | Year 11 | Year 12 | Year 13 | Year 14 | Year 15 | Year 16 | Year 17 | Year 18 | Year 19 | Year 20 | Year 21 | Year 22 | Year 23 | Year 24 | Year 25 | Year 26 | Year 27 | Year 28 | Year 29 | Year 30 | Key
| Units | 0 | 0 | 0 | 0 | 0 | 0 | 0 | 0 | 0 | 0 | 0 | 0 | 0 | 0 | 0 | 0 | 0 | 0 | 0 | 0 | 0 | 0 | 0 | 0 | 0 | 0 | 0 | 0 | 0 | 0 | 0 | 0_Units |  |  |  |  | 301957.8232
| Usage | 0 | 0 | 0 | 0 | 0 | 0 | 0 | 0 | 0 | 0 | 0 | 0 | 0 | 0 | 0 | 0 | 0 | 0 | 0 | 0 | 0 | 0 | 0 | 0 | 0 | 0 | 0 | 0 | 0 | 0 | 0 | 0_Usage |  |  |  |  | 1698.6543
| Peak Demand (S) | 0 | 0 | 0 | 0 | 0 | 0 | 0 | 0 | 0 | 0 | 0 | 0 | 0 | 0 | 0 | 0 | 0 | 0 | 0 | 0 | 0 | 0 | 0 | 0 | 0 | 0 | 0 | 0 | 0 | 0 | 0 | 0_Peak Demand (S) |  |  |  |  | 0
| Peak Demand (W) | 0 | 0 | 0 | 0 | 0 | 0 | 0 | 0 | 0 | 0 | 0 | 0 | 0 | 0 | 0 | 0 | 0 | 0 | 0 | 0 | 0 | 0 | 0 | 0 | 0 | 0 | 0 | 0 | 0 | 0 | 0 | 0_Peak Demand (W) |  |  |  |  | 884.6119
| Turnover | 0 | 0 | 0 | 0 | 0 | 0 | 0 | 0 | 0 | 0 | 0 | 0 | 0 | 0 | 0 | 0 | 0 | 0 | 0 | 0 | 0 | 0 | 0 | 0 | 0 | 0 | 0 | 0 | 0 | 0 | 0 | 0_Turnover |  |  |  |  | 6885.4476
| Avg. Replacement Usage | 0 | 0 | 0 | 0 | 0 | 0 | 0 | 0 | 0 | 0 | 0 | 0 | 0 | 0 | 0 | 0 | 0 | 0 | 0 | 0 | 0 | 0 | 0 | 0 | 0 | 0 | 0 | 0 | 0 | 0 | 0 | 0_Avg. Replacement Usage |  |  |  |  | 5638.8522
| Avg. Replacement Demand (S) | 0 | 0 | 0 | 0 | 0 | 0 | 0 | 0 | 0 | 0 | 0 | 0 | 0 | 0 | 0 | 0 | 0 | 0 | 0 | 0 | 0 | 0 | 0 | 0 | 0 | 0 | 0 | 0 | 0 | 0 | 0 | 0_Avg. Replacement Demand (S) |  |  |  |  | 0
| Avg. Replacement Demand (W) | 0 | 0 | 0 | 0 | 0 | 0 | 0 | 0 | 0 | 0 | 0 | 0 | 0 | 0 | 0 | 0 | 0 | 0 | 0 | 0 | 0 | 0 | 0 | 0 | 0 | 0 | 0 | 0 | 0 | 0 | 0 | 0_Avg. Replacement Demand (W) |  |  |  |  | 2.9366
Purchases
| Year | Year 0 | Year 1 | Year 2 | Year 3 | Year 4 | Year 5 | Year 6 | Year 7 | Year 8 | Year 9 | Year 10 | Year 11 | Year 12 | Year 13 | Year 14 | Year 15 | Year 16 | Year 17 | Year 18 | Year 19 | Year 20 | Year 21 | Year 22 | Year 23 | Year 24 | Year 25 | Year 26 | Year 27 | Year 28 | Year 29 | Year 30
| E1 | 0 | 0 | 0 | 0 | 0 | 0 | 0 | 0 | 0 | 0 | 0 | 0 | 0 | 0 | 0 | 0 | 0 | 0 | 0 | 0 | 0 | 0 | 0 | 0 | 0 | 0 | 0 | 0 | 0 | 0 | 0 | 0_E1_Purchases |  |  |  |  | 6885.4476
| E2 | 0 | 0 | 0 | 0 | 0 | 0 | 0 | 0 | 0 | 0 | 0 | 0 | 0 | 0 | 0 | 0 | 0 | 0 | 0 | 0 | 0 | 0 | 0 | 0 | 0 | 0 | 0 | 0 | 0 | 0 | 0 | 0_E2_Purchases |  |  |  |  | 0
| E3 | 0 | 0 | 0 | 0 | 0 | 0 | 0 | 0 | 0 | 0 | 0 | 0 | 0 | 0 | 0 | 0 | 0 | 0 | 0 | 0 | 0 | 0 | 0 | 0 | 0 | 0 | 0 | 0 | 0 | 0 | 0 | 0_E3_Purchases |  |  |  |  | 0
| E4 | 0 | 0 | 0 | 0 | 0 | 0 | 0 | 0 | 0 | 0 | 0 | 0 | 0 | 0 | 0 | 0 | 0 | 0 | 0 | 0 | 0 | 0 | 0 | 0 | 0 | 0 | 0 | 0 | 0 | 0 | 0 | 0_E4_Purchases |  |  |  |  | 0
| E5 | 0 | 0 | 0 | 0 | 0 | 0 | 0 | 0 | 0 | 0 | 0 | 0 | 0 | 0 | 0 | 0 | 0 | 0 | 0 | 0 | 0 | 0 | 0 | 0 | 0 | 0 | 0 | 0 | 0 | 0 | 0 | 0_E5_Purchases |  |  |  |  | 0
| E6 | 0 | 0 | 0 | 0 | 0 | 0 | 0 | 0 | 0 | 0 | 0 | 0 | 0 | 0 | 0 | 0 | 0 | 0 | 0 | 0 | 0 | 0 | 0 | 0 | 0 | 0 | 0 | 0 | 0 | 0 | 0 | 0_E6_Purchases |  |  |  |  | 0
| E7 | 0 | 0 | 0 | 0 | 0 | 0 | 0 | 0 | 0 | 0 | 0 | 0 | 0 | 0 | 0 | 0 | 0 | 0 | 0 | 0 | 0 | 0 | 0 | 0 | 0 | 0 | 0 | 0 | 0 | 0 | 0 | 0_E7_Purchases |  |  |  |  | 0
| E8 | 0 | 0 | 0 | 0 | 0 | 0 | 0 | 0 | 0 | 0 | 0 | 0 | 0 | 0 | 0 | 0 | 0 | 0 | 0 | 0 | 0 | 0 | 0 | 0 | 0 | 0 | 0 | 0 | 0 | 0 | 0 | 0_E8_Purchases |  |  |  |  | 0
| E9 | 0 | 0 | 0 | 0 | 0 | 0 | 0 | 0 | 0 | 0 | 0 | 0 | 0 | 0 | 0 | 0 | 0 | 0 | 0 | 0 | 0 | 0 | 0 | 0 | 0 | 0 | 0 | 0 | 0 | 0 | 0 | 0_E9_Purchases |  |  |  |  | 0
| E10 | 0 | 0 | 0 | 0 | 0 | 0 | 0 | 0 | 0 | 0 | 0 | 0 | 0 | 0 | 0 | 0 | 0 | 0 | 0 | 0 | 0 | 0 | 0 | 0 | 0 | 0 | 0 | 0 | 0 | 0 | 0 | 0_E10_Purchases |  |  |  |  | 0
Stock
| Year | Year 0 | Year 1 | Year 2 | Year 3 | Year 4 | Year 5 | Year 6 | Year 7 | Year 8 | Year 9 | Year 10 | Year 11 | Year 12 | Year 13 | Year 14 | Year 15 | Year 16 | Year 17 | Year 18 | Year 19 | Year 20 | Year 21 | Year 22 | Year 23 | Year 24 | Year 25 | Year 26 | Year 27 | Year 28 | Year 29 | Year 30
| E1 | 0 | 0 | 0 | 0 | 0 | 0 | 0 | 0 | 0 | 0 | 0 | 0 | 0 | 0 | 0 | 0 | 0 | 0 | 0 | 0 | 0 | 0 | 0 | 0 | 0 | 0 | 0 | 0 | 0 | 0 | 0 | 0_E1_Stock |  |  |  |  | 13576.6093
| E2 | 0 | 0 | 0 | 0 | 0 | 0 | 0 | 0 | 0 | 0 | 0 | 0 | 0 | 0 | 0 | 0 | 0 | 0 | 0 | 0 | 0 | 0 | 0 | 0 | 0 | 0 | 0 | 0 | 0 | 0 | 0 | 0_E2_Stock |  |  |  |  | 0
| E3 | 0 | 0 | 0 | 0 | 0 | 0 | 0 | 0 | 0 | 0 | 0 | 0 | 0 | 0 | 0 | 0 | 0 | 0 | 0 | 0 | 0 | 0 | 0 | 0 | 0 | 0 | 0 | 0 | 0 | 0 | 0 | 0_E3_Stock |  |  |  |  | 0
| E4 | 0 | 0 | 0 | 0 | 0 | 0 | 0 | 0 | 0 | 0 | 0 | 0 | 0 | 0 | 0 | 0 | 0 | 0 | 0 | 0 | 0 | 0 | 0 | 0 | 0 | 0 | 0 | 0 | 0 | 0 | 0 | 0_E4_Stock |  |  |  |  | 0
| E5 | 0 | 0 | 0 | 0 | 0 | 0 | 0 | 0 | 0 | 0 | 0 | 0 | 0 | 0 | 0 | 0 | 0 | 0 | 0 | 0 | 0 | 0 | 0 | 0 | 0 | 0 | 0 | 0 | 0 | 0 | 0 | 0_E5_Stock |  |  |  |  | 0
| E6 | 0 | 0 | 0 | 0 | 0 | 0 | 0 | 0 | 0 | 0 | 0 | 0 | 0 | 0 | 0 | 0 | 0 | 0 | 0 | 0 | 0 | 0 | 0 | 0 | 0 | 0 | 0 | 0 | 0 | 0 | 0 | 0_E6_Stock |  |  |  |  | 0
| E7 | 0 | 0 | 0 | 0 | 0 | 0 | 0 | 0 | 0 | 0 | 0 | 0 | 0 | 0 | 0 | 0 | 0 | 0 | 0 | 0 | 0 | 0 | 0 | 0 | 0 | 0 | 0 | 0 | 0 | 0 | 0 | 0_E7_Stock |  |  |  |  | 0
| E8 | 0 | 0 | 0 | 0 | 0 | 0 | 0 | 0 | 0 | 0 | 0 | 0 | 0 | 0 | 0 | 0 | 0 | 0 | 0 | 0 | 0 | 0 | 0 | 0 | 0 | 0 | 0 | 0 | 0 | 0 | 0 | 0_E8_Stock |  |  |  |  | 0
| E9 | 0 | 0 | 0 | 0 | 0 | 0 | 0 | 0 | 0 | 0 | 0 | 0 | 0 | 0 | 0 | 0 | 0 | 0 | 0 | 0 | 0 | 0 | 0 | 0 | 0 | 0 | 0 | 0 | 0 | 0 | 0 | 0_E9_Stock |  |  |  |  | 0
| E10 | 0 | 0 | 0 | 0 | 0 | 0 | 0 | 0 | 0 | 0 | 0 | 0 | 0 | 0 | 0 | 0 | 0 | 0 | 0 | 0 | 0 | 0 | 0 | 0 | 0 | 0 | 0 | 0 | 0 | 0 | 0 | 0_E10_Stock |  |  |  |  | 0
| Vintage | 0 | 0 | 0 | 0 | 0 | 0 | 0 | 0 | 0 | 0 | 0 | 0 | 0 | 0 | 0 | 0 | 0 | 0 | 0 | 0 | 0 | 0 | 0 | 0 | 0 | 0 | 0 | 0 | 0 | 0 | 0 | 0_Vintage_Stock |  |  |  |  | 288381.2139
S1C4 |  | Year 0: System 1 Technology 4
Technology Variables
| Tech Key | Year 0: 0
| Peak Factor (S) | Year 0: 0
| Peak Factor (W) | Year 0: 0
| Min Vintage Lifetime | Year 0: 0
| Max Vintage Lifetime | Year 0: 0
| Turnover Style | Year 0: 0
Technology Variables
| Equipment | Year 0: Label; Year 1: Min Lifetime; Year 2: Max Lifetime; Year 3: Degradation; Year 4: Usage; Year 5: Available
| E1 | Year 1: 0; Year 2: 0; Year 3: 0%; Year 4: 0; Year 5: FALSE
| E2 | Year 1: 0; Year 2: 0; Year 3: 0%; Year 4: 0; Year 5: FALSE
| E3 | Year 1: 0; Year 2: 0; Year 3: 0%; Year 4: 0; Year 5: FALSE
| E4 | Year 1: 0; Year 2: 0; Year 3: 0%; Year 4: 0; Year 5: FALSE
| E5 | Year 1: 0; Year 2: 0; Year 3: 0%; Year 4: 0; Year 5: FALSE
| E6 | Year 1: 0; Year 2: 0; Year 3: 0%; Year 4: 0; Year 5: FALSE
| E7 | Year 1: 0; Year 2: 0; Year 3: 0%; Year 4: 0; Year 5: FALSE
| E8 | Year 1: 0; Year 2: 0; Year 3: 0%; Year 4: 0; Year 5: FALSE
| E9 | Year 1: 0; Year 2: 0; Year 3: 0%; Year 4: 0; Year 5: FALSE
| E10 | Year 1: 0; Year 2: 0; Year 3: 0%; Year 4: 0; Year 5: FALSE
Original Forecast Results
| Year | Year 0 | Year 1 | Year 2 | Year 3 | Year 4 | Year 5 | Year 6 | Year 7 | Year 8 | Year 9 | Year 10 | Year 11 | Year 12 | Year 13 | Year 14 | Year 15 | Year 16 | Year 17 | Year 18 | Year 19 | Year 20 | Year 21 | Year 22 | Year 23 | Year 24 | Year 25 | Year 26 | Year 27 | Year 28 | Year 29 | Year 30 | Key
| Units | 0 | 0 | 0 | 0 | 0 | 0 | 0 | 0 | 0 | 0 | 0 | 0 | 0 | 0 | 0 | 0 | 0 | 0 | 0 | 0 | 0 | 0 | 0 | 0 | 0 | 0 | 0 | 0 | 0 | 0 | 0 | #REF! |  |  |  |  | 301957.8232
| Usage | 0 | 0 | 0 | 0 | 0 | 0 | 0 | 0 | 0 | 0 | 0 | 0 | 0 | 0 | 0 | 0 | 0 | 0 | 0 | 0 | 0 | 0 | 0 | 0 | 0 | 0 | 0 | 0 | 0 | 0 | 0 | #REF! |  |  |  |  | 1698.6543
| Peak Demand (S) | 0 | 0 | 0 | 0 | 0 | 0 | 0 | 0 | 0 | 0 | 0 | 0 | 0 | 0 | 0 | 0 | 0 | 0 | 0 | 0 | 0 | 0 | 0 | 0 | 0 | 0 | 0 | 0 | 0 | 0 | 0 | #REF! |  |  |  |  | 0
| Peak Demand (W) | 0 | 0 | 0 | 0 | 0 | 0 | 0 | 0 | 0 | 0 | 0 | 0 | 0 | 0 | 0 | 0 | 0 | 0 | 0 | 0 | 0 | 0 | 0 | 0 | 0 | 0 | 0 | 0 | 0 | 0 | 0 | #REF! |  |  |  |  | 884.6119
| Turnover | 0 | 0 | 0 | 0 | 0 | 0 | 0 | 0 | 0 | 0 | 0 | 0 | 0 | 0 | 0 | 0 | 0 | 0 | 0 | 0 | 0 | 0 | 0 | 0 | 0 | 0 | 0 | 0 | 0 | 0 | 0 | #REF! |  |  |  |  | 6885.4476
| Avg. Replacement Usage | 0 | 0 | 0 | 0 | 0 | 0 | 0 | 0 | 0 | 0 | 0 | 0 | 0 | 0 | 0 | 0 | 0 | 0 | 0 | 0 | 0 | 0 | 0 | 0 | 0 | 0 | 0 | 0 | 0 | 0 | 0 | #REF! |  |  |  |  | 5638.8522
| Avg. Replacement Demand (S) | 0 | 0 | 0 | 0 | 0 | 0 | 0 | 0 | 0 | 0 | 0 | 0 | 0 | 0 | 0 | 0 | 0 | 0 | 0 | 0 | 0 | 0 | 0 | 0 | 0 | 0 | 0 | 0 | 0 | 0 | 0 | #REF! |  |  |  |  | 0
| Avg. Replacement Demand (W) | 0 | 0 | 0 | 0 | 0 | 0 | 0 | 0 | 0 | 0 | 0 | 0 | 0 | 0 | 0 | 0 | 0 | 0 | 0 | 0 | 0 | 0 | 0 | 0 | 0 | 0 | 0 | 0 | 0 | 0 | 0 | #REF! |  |  |  |  | 2.9366
Tech Forecast Stock
| Year | Year 0 | Year 1 | Year 2 | Year 3 | Year 4 | Year 5 | Year 6 | Year 7 | Year 8 | Year 9 | Year 10 | Year 11 | Year 12 | Year 13 | Year 14 | Year 15 | Year 16 | Year 17 | Year 18 | Year 19 | Year 20 | Year 21 | Year 22 | Year 23 | Year 24 | Year 25 | Year 26 | Year 27 | Year 28 | Year 29 | Year 30
| E1 | 0 | 0 | 0 | 0 | 0 | 0 | 0 | 0 | 0 | 0 | 0 | 0 | 0 | 0 | 0 | 0 | 0 | 0 | 0 | 0 | 0 | 0 | 0 | 0 | 0 | 0 | 0 | 0 | 0 | 0 | 0
| E2 | 0 | 0 | 0 | 0 | 0 | 0 | 0 | 0 | 0 | 0 | 0 | 0 | 0 | 0 | 0 | 0 | 0 | 0 | 0 | 0 | 0 | 0 | 0 | 0 | 0 | 0 | 0 | 0 | 0 | 0 | 0
| E3 | 0 | 0 | 0 | 0 | 0 | 0 | 0 | 0 | 0 | 0 | 0 | 0 | 0 | 0 | 0 | 0 | 0 | 0 | 0 | 0 | 0 | 0 | 0 | 0 | 0 | 0 | 0 | 0 | 0 | 0 | 0
| E4 | 0 | 0 | 0 | 0 | 0 | 0 | 0 | 0 | 0 | 0 | 0 | 0 | 0 | 0 | 0 | 0 | 0 | 0 | 0 | 0 | 0 | 0 | 0 | 0 | 0 | 0 | 0 | 0 | 0 | 0 | 0
| E5 | 0 | 0 | 0 | 0 | 0 | 0 | 0 | 0 | 0 | 0 | 0 | 0 | 0 | 0 | 0 | 0 | 0 | 0 | 0 | 0 | 0 | 0 | 0 | 0 | 0 | 0 | 0 | 0 | 0 | 0 | 0
| E6 | 0 | 0 | 0 | 0 | 0 | 0 | 0 | 0 | 0 | 0 | 0 | 0 | 0 | 0 | 0 | 0 | 0 | 0 | 0 | 0 | 0 | 0 | 0 | 0 | 0 | 0 | 0 | 0 | 0 | 0 | 0
| E7 | 0 | 0 | 0 | 0 | 0 | 0 | 0 | 0 | 0 | 0 | 0 | 0 | 0 | 0 | 0 | 0 | 0 | 0 | 0 | 0 | 0 | 0 | 0 | 0 | 0 | 0 | 0 | 0 | 0 | 0 | 0
| E8 | 0 | 0 | 0 | 0 | 0 | 0 | 0 | 0 | 0 | 0 | 0 | 0 | 0 | 0 | 0 | 0 | 0 | 0 | 0 | 0 | 0 | 0 | 0 | 0 | 0 | 0 | 0 | 0 | 0 | 0 | 0
| E9 | 0 | 0 | 0 | 0 | 0 | 0 | 0 | 0 | 0 | 0 | 0 | 0 | 0 | 0 | 0 | 0 | 0 | 0 | 0 | 0 | 0 | 0 | 0 | 0 | 0 | 0 | 0 | 0 | 0 | 0 | 0
| E10 | 0 | 0 | 0 | 0 | 0 | 0 | 0 | 0 | 0 | 0 | 0 | 0 | 0 | 0 | 0 | 0 | 0 | 0 | 0 | 0 | 0 | 0 | 0 | 0 | 0 | 0 | 0 | 0 | 0 | 0 | 0
| Vintage | 0 | 0 | 0 | 0 | 0 | 0 | 0 | 0 | 0 | 0 | 0 | 0 | 0 | 0 | 0 | 0 | 0 | 0 | 0 | 0 | 0 | 0 | 0 | 0 | 0 | 0 | 0 | 0 | 0 | 0 | 0
Stock for Switching
| Year | Year 0 | Year 1 | Year 2 | Year 3 | Year 4 | Year 5 | Year 6 | Year 7 | Year 8 | Year 9 | Year 10 | Year 11 | Year 12 | Year 13 | Year 14 | Year 15 | Year 16 | Year 17 | Year 18 | Year 19 | Year 20 | Year 21 | Year 22 | Year 23 | Year 24 | Year 25 | Year 26 | Year 27 | Year 28 | Year 29 | Year 30
| E1 | 0 | 0 | 0 | 0 | 0 | 0 | 0 | 0 | 0 | 0 | 0 | 0 | 0 | 0 | 0 | 0 | 0 | 0 | 0 | 0 | 0 | 0 | 0 | 0 | 0 | 0 | 0 | 0 | 0 | 0 | 0 | 0_E1_SysStock
| E2 | 0 | 0 | 0 | 0 | 0 | 0 | 0 | 0 | 0 | 0 | 0 | 0 | 0 | 0 | 0 | 0 | 0 | 0 | 0 | 0 | 0 | 0 | 0 | 0 | 0 | 0 | 0 | 0 | 0 | 0 | 0 | 0_E2_SysStock
| E3 | 0 | 0 | 0 | 0 | 0 | 0 | 0 | 0 | 0 | 0 | 0 | 0 | 0 | 0 | 0 | 0 | 0 | 0 | 0 | 0 | 0 | 0 | 0 | 0 | 0 | 0 | 0 | 0 | 0 | 0 | 0 | 0_E3_SysStock
| E4 | 0 | 0 | 0 | 0 | 0 | 0 | 0 | 0 | 0 | 0 | 0 | 0 | 0 | 0 | 0 | 0 | 0 | 0 | 0 | 0 | 0 | 0 | 0 | 0 | 0 | 0 | 0 | 0 | 0 | 0 | 0 | 0_E4_SysStock
| E5 | 0 | 0 | 0 | 0 | 0 | 0 | 0 | 0 | 0 | 0 | 0 | 0 | 0 | 0 | 0 | 0 | 0 | 0 | 0 | 0 | 0 | 0 | 0 | 0 | 0 | 0 | 0 | 0 | 0 | 0 | 0 | 0_E5_SysStock
| E6 | 0 | 0 | 0 | 0 | 0 | 0 | 0 | 0 | 0 | 0 | 0 | 0 | 0 | 0 | 0 | 0 | 0 | 0 | 0 | 0 | 0 | 0 | 0 | 0 | 0 | 0 | 0 | 0 | 0 | 0 | 0 | 0_E6_SysStock
| E7 | 0 | 0 | 0 | 0 | 0 | 0 | 0 | 0 | 0 | 0 | 0 | 0 | 0 | 0 | 0 | 0 | 0 | 0 | 0 | 0 | 0 | 0 | 0 | 0 | 0 | 0 | 0 | 0 | 0 | 0 | 0 | 0_E7_SysStock
| E8 | 0 | 0 | 0 | 0 | 0 | 0 | 0 | 0 | 0 | 0 | 0 | 0 | 0 | 0 | 0 | 0 | 0 | 0 | 0 | 0 | 0 | 0 | 0 | 0 | 0 | 0 | 0 | 0 | 0 | 0 | 0 | 0_E8_SysStock
| E9 | 0 | 0 | 0 | 0 | 0 | 0 | 0 | 0 | 0 | 0 | 0 | 0 | 0 | 0 | 0 | 0 | 0 | 0 | 0 | 0 | 0 | 0 | 0 | 0 | 0 | 0 | 0 | 0 | 0 | 0 | 0 | 0_E9_SysStock
| E10 | 0 | 0 | 0 | 0 | 0 | 0 | 0 | 0 | 0 | 0 | 0 | 0 | 0 | 0 | 0 | 0 | 0 | 0 | 0 | 0 | 0 | 0 | 0 | 0 | 0 | 0 | 0 | 0 | 0 | 0 | 0 | 0_E10_SysStock
| Vintage | 0 | 0 | 0 | 0 | 0 | 0 | 0 | 0 | 0 | 0 | 0 | 0 | 0 | 0 | 0 | 0 | 0 | 0 | 0 | 0 | 0 | 0 | 0 | 0 | 0 | 0 | 0 | 0 | 0 | 0 | 0 | 0_Vintage_SysStock
Tech Forecast Purchases
| Year | Year 0 | Year 1 | Year 2 | Year 3 | Year 4 | Year 5 | Year 6 | Year 7 | Year 8 | Year 9 | Year 10 | Year 11 | Year 12 | Year 13 | Year 14 | Year 15 | Year 16 | Year 17 | Year 18 | Year 19 | Year 20 | Year 21 | Year 22 | Year 23 | Year 24 | Year 25 | Year 26 | Year 27 | Year 28 | Year 29 | Year 30
| E1 | 0 | 0 | 0 | 0 | 0 | 0 | 0 | 0 | 0 | 0 | 0 | 0 | 0 | 0 | 0 | 0 | 0 | 0 | 0 | 0 | 0 | 0 | 0 | 0 | 0 | 0 | 0 | 0 | 0 | 0 | 0
| E2 | 0 | 0 | 0 | 0 | 0 | 0 | 0 | 0 | 0 | 0 | 0 | 0 | 0 | 0 | 0 | 0 | 0 | 0 | 0 | 0 | 0 | 0 | 0 | 0 | 0 | 0 | 0 | 0 | 0 | 0 | 0
| E3 | 0 | 0 | 0 | 0 | 0 | 0 | 0 | 0 | 0 | 0 | 0 | 0 | 0 | 0 | 0 | 0 | 0 | 0 | 0 | 0 | 0 | 0 | 0 | 0 | 0 | 0 | 0 | 0 | 0 | 0 | 0
| E4 | 0 | 0 | 0 | 0 | 0 | 0 | 0 | 0 | 0 | 0 | 0 | 0 | 0 | 0 | 0 | 0 | 0 | 0 | 0 | 0 | 0 | 0 | 0 | 0 | 0 | 0 | 0 | 0 | 0 | 0 | 0
| E5 | 0 | 0 | 0 | 0 | 0 | 0 | 0 | 0 | 0 | 0 | 0 | 0 | 0 | 0 | 0 | 0 | 0 | 0 | 0 | 0 | 0 | 0 | 0 | 0 | 0 | 0 | 0 | 0 | 0 | 0 | 0
| E6 | 0 | 0 | 0 | 0 | 0 | 0 | 0 | 0 | 0 | 0 | 0 | 0 | 0 | 0 | 0 | 0 | 0 | 0 | 0 | 0 | 0 | 0 | 0 | 0 | 0 | 0 | 0 | 0 | 0 | 0 | 0
| E7 | 0 | 0 | 0 | 0 | 0 | 0 | 0 | 0 | 0 | 0 | 0 | 0 | 0 | 0 | 0 | 0 | 0 | 0 | 0 | 0 | 0 | 0 | 0 | 0 | 0 | 0 | 0 | 0 | 0 | 0 | 0
| E8 | 0 | 0 | 0 | 0 | 0 | 0 | 0 | 0 | 0 | 0 | 0 | 0 | 0 | 0 | 0 | 0 | 0 | 0 | 0 | 0 | 0 | 0 | 0 | 0 | 0 | 0 | 0 | 0 | 0 | 0 | 0
| E9 | 0 | 0 | 0 | 0 | 0 | 0 | 0 | 0 | 0 | 0 | 0 | 0 | 0 | 0 | 0 | 0 | 0 | 0 | 0 | 0 | 0 | 0 | 0 | 0 | 0 | 0 | 0 | 0 | 0 | 0 | 0
| E10 | 0 | 0 | 0 | 0 | 0 | 0 | 0 | 0 | 0 | 0 | 0 | 0 | 0 | 0 | 0 | 0 | 0 | 0 | 0 | 0 | 0 | 0 | 0 | 0 | 0 | 0 | 0 | 0 | 0 | 0 | 0
Potential to Switch
| Year | Year 0 | Year 1 | Year 2 | Year 3 | Year 4 | Year 5 | Year 6 | Year 7 | Year 8 | Year 9 | Year 10 | Year 11 | Year 12 | Year 13 | Year 14 | Year 15 | Year 16 | Year 17 | Year 18 | Year 19 | Year 20 | Year 21 | Year 22 | Year 23 | Year 24 | Year 25 | Year 26 | Year 27 | Year 28 | Year 29 | Year 30
| E1 | 0 | 0 | 0 | 0 | 0 | 0 | 0 | 0 | 0 | 0 | 0 | 0 | 0 | 0 | 0 | 0 | 0 | 0 | 0 | 0 | 0 | 0 | 0 | 0 | 0 | 0 | 0 | 0 | 0 | 0 | 0 | 0_E1_Switched Out
| E2 | 0 | 0 | 0 | 0 | 0 | 0 | 0 | 0 | 0 | 0 | 0 | 0 | 0 | 0 | 0 | 0 | 0 | 0 | 0 | 0 | 0 | 0 | 0 | 0 | 0 | 0 | 0 | 0 | 0 | 0 | 0 | 0_E2_Switched Out
| E3 | 0 | 0 | 0 | 0 | 0 | 0 | 0 | 0 | 0 | 0 | 0 | 0 | 0 | 0 | 0 | 0 | 0 | 0 | 0 | 0 | 0 | 0 | 0 | 0 | 0 | 0 | 0 | 0 | 0 | 0 | 0 | 0_E3_Switched Out
| E4 | 0 | 0 | 0 | 0 | 0 | 0 | 0 | 0 | 0 | 0 | 0 | 0 | 0 | 0 | 0 | 0 | 0 | 0 | 0 | 0 | 0 | 0 | 0 | 0 | 0 | 0 | 0 | 0 | 0 | 0 | 0 | 0_E4_Switched Out
| E5 | 0 | 0 | 0 | 0 | 0 | 0 | 0 | 0 | 0 | 0 | 0 | 0 | 0 | 0 | 0 | 0 | 0 | 0 | 0 | 0 | 0 | 0 | 0 | 0 | 0 | 0 | 0 | 0 | 0 | 0 | 0 | 0_E5_Switched Out
| E6 | 0 | 0 | 0 | 0 | 0 | 0 | 0 | 0 | 0 | 0 | 0 | 0 | 0 | 0 | 0 | 0 | 0 | 0 | 0 | 0 | 0 | 0 | 0 | 0 | 0 | 0 | 0 | 0 | 0 | 0 | 0 | 0_E6_Switched Out
| E7 | 0 | 0 | 0 | 0 | 0 | 0 | 0 | 0 | 0 | 0 | 0 | 0 | 0 | 0 | 0 | 0 | 0 | 0 | 0 | 0 | 0 | 0 | 0 | 0 | 0 | 0 | 0 | 0 | 0 | 0 | 0 | 0_E7_Switched Out
| E8 | 0 | 0 | 0 | 0 | 0 | 0 | 0 | 0 | 0 | 0 | 0 | 0 | 0 | 0 | 0 | 0 | 0 | 0 | 0 | 0 | 0 | 0 | 0 | 0 | 0 | 0 | 0 | 0 | 0 | 0 | 0 | 0_E8_Switched Out
| E9 | 0 | 0 | 0 | 0 | 0 | 0 | 0 | 0 | 0 | 0 | 0 | 0 | 0 | 0 | 0 | 0 | 0 | 0 | 0 | 0 | 0 | 0 | 0 | 0 | 0 | 0 | 0 | 0 | 0 | 0 | 0 | 0_E9_Switched Out
| E10 | 0 | 0 | 0 | 0 | 0 | 0 | 0 | 0 | 0 | 0 | 0 | 0 | 0 | 0 | 0 | 0 | 0 | 0 | 0 | 0 | 0 | 0 | 0 | 0 | 0 | 0 | 0 | 0 | 0 | 0 | 0 | 0_E10_Switched Out
Units Out
| E1 | 0 | 0 | 0 | 0 | 0 | 0 | 0 | 0 | 0 | 0 | 0 | 0 | 0 | 0 | 0 | 0 | 0 | 0 | 0 | 0 | 0 | 0 | 0 | 0 | 0 | 0 | 0 | 0 | 0 | 0 | 0
| E2 | 0 | 0 | 0 | 0 | 0 | 0 | 0 | 0 | 0 | 0 | 0 | 0 | 0 | 0 | 0 | 0 | 0 | 0 | 0 | 0 | 0 | 0 | 0 | 0 | 0 | 0 | 0 | 0 | 0 | 0 | 0
| E3 | 0 | 0 | 0 | 0 | 0 | 0 | 0 | 0 | 0 | 0 | 0 | 0 | 0 | 0 | 0 | 0 | 0 | 0 | 0 | 0 | 0 | 0 | 0 | 0 | 0 | 0 | 0 | 0 | 0 | 0 | 0
| E4 | 0 | 0 | 0 | 0 | 0 | 0 | 0 | 0 | 0 | 0 | 0 | 0 | 0 | 0 | 0 | 0 | 0 | 0 | 0 | 0 | 0 | 0 | 0 | 0 | 0 | 0 | 0 | 0 | 0 | 0 | 0
| E5 | 0 | 0 | 0 | 0 | 0 | 0 | 0 | 0 | 0 | 0 | 0 | 0 | 0 | 0 | 0 | 0 | 0 | 0 | 0 | 0 | 0 | 0 | 0 | 0 | 0 | 0 | 0 | 0 | 0 | 0 | 0
| E6 | 0 | 0 | 0 | 0 | 0 | 0 | 0 | 0 | 0 | 0 | 0 | 0 | 0 | 0 | 0 | 0 | 0 | 0 | 0 | 0 | 0 | 0 | 0 | 0 | 0 | 0 | 0 | 0 | 0 | 0 | 0
| E7 | 0 | 0 | 0 | 0 | 0 | 0 | 0 | 0 | 0 | 0 | 0 | 0 | 0 | 0 | 0 | 0 | 0 | 0 | 0 | 0 | 0 | 0 | 0 | 0 | 0 | 0 | 0 | 0 | 0 | 0 | 0
| E8 | 0 | 0 | 0 | 0 | 0 | 0 | 0 | 0 | 0 | 0 | 0 | 0 | 0 | 0 | 0 | 0 | 0 | 0 | 0 | 0 | 0 | 0 | 0 | 0 | 0 | 0 | 0 | 0 | 0 | 0 | 0
| E9 | 0 | 0 | 0 | 0 | 0 | 0 | 0 | 0 | 0 | 0 | 0 | 0 | 0 | 0 | 0 | 0 | 0 | 0 | 0 | 0 | 0 | 0 | 0 | 0 | 0 | 0 | 0 | 0 | 0 | 0 | 0
| E10 | 0 | 0 | 0 | 0 | 0 | 0 | 0 | 0 | 0 | 0 | 0 | 0 | 0 | 0 | 0 | 0 | 0 | 0 | 0 | 0 | 0 | 0 | 0 | 0 | 0 | 0 | 0 | 0 | 0 | 0 | 0
| Vintage | 0 | 0 | 0 | 0 | 0 | 0 | 0 | 0 | 0 | 0 | 0 | 0 | 0 | 0 | 0 | 0 | 0 | 0 | 0 | 0 | 0 | 0 | 0 | 0 | 0 | 0 | 0 | 0 | 0 | 0 | 0
Tech Purchase Shares
| Year | Year 0 | Year 1 | Year 2 | Year 3 | Year 4 | Year 5 | Year 6 | Year 7 | Year 8 | Year 9 | Year 10 | Year 11 | Year 12 | Year 13 | Year 14 | Year 15 | Year 16 | Year 17 | Year 18 | Year 19 | Year 20 | Year 21 | Year 22 | Year 23 | Year 24 | Year 25 | Year 26 | Year 27 | Year 28 | Year 29 | Year 30
E1 | bar: Year 0 to Year 30
E2 | bar: Year 0 to Year 30
E3 | bar: Year 0 to Year 30
E4 | bar: Year 0 to Year 30
E5 | bar: Year 0 to Year 30
E6 | bar: Year 0 to Year 30
E7 | bar: Year 0 to Year 30
E8 | bar: Year 0 to Year 30
E9 | bar: Year 0 to Year 30
E10 | bar: Year 0 to Year 30
Units In from Switching
| E1 | 0 | 0 | 0 | 0 | 0 | 0 | 0 | 0 | 0 | 0 | 0 | 0 | 0 | 0 | 0 | 0 | 0 | 0 | 0 | 0 | 0 | 0 | 0 | 0 | 0 | 0 | 0 | 0 | 0 | 0 | 0
| E2 | 0 | 0 | 0 | 0 | 0 | 0 | 0 | 0 | 0 | 0 | 0 | 0 | 0 | 0 | 0 | 0 | 0 | 0 | 0 | 0 | 0 | 0 | 0 | 0 | 0 | 0 | 0 | 0 | 0 | 0 | 0
| E3 | 0 | 0 | 0 | 0 | 0 | 0 | 0 | 0 | 0 | 0 | 0 | 0 | 0 | 0 | 0 | 0 | 0 | 0 | 0 | 0 | 0 | 0 | 0 | 0 | 0 | 0 | 0 | 0 | 0 | 0 | 0
| E4 | 0 | 0 | 0 | 0 | 0 | 0 | 0 | 0 | 0 | 0 | 0 | 0 | 0 | 0 | 0 | 0 | 0 | 0 | 0 | 0 | 0 | 0 | 0 | 0 | 0 | 0 | 0 | 0 | 0 | 0 | 0
| E5 | 0 | 0 | 0 | 0 | 0 | 0 | 0 | 0 | 0 | 0 | 0 | 0 | 0 | 0 | 0 | 0 | 0 | 0 | 0 | 0 | 0 | 0 | 0 | 0 | 0 | 0 | 0 | 0 | 0 | 0 | 0
| E6 | 0 | 0 | 0 | 0 | 0 | 0 | 0 | 0 | 0 | 0 | 0 | 0 | 0 | 0 | 0 | 0 | 0 | 0 | 0 | 0 | 0 | 0 | 0 | 0 | 0 | 0 | 0 | 0 | 0 | 0 | 0
| E7 | 0 | 0 | 0 | 0 | 0 | 0 | 0 | 0 | 0 | 0 | 0 | 0 | 0 | 0 | 0 | 0 | 0 | 0 | 0 | 0 | 0 | 0 | 0 | 0 | 0 | 0 | 0 | 0 | 0 | 0 | 0
| E8 | 0 | 0 | 0 | 0 | 0 | 0 | 0 | 0 | 0 | 0 | 0 | 0 | 0 | 0 | 0 | 0 | 0 | 0 | 0 | 0 | 0 | 0 | 0 | 0 | 0 | 0 | 0 | 0 | 0 | 0 | 0
| E9 | 0 | 0 | 0 | 0 | 0 | 0 | 0 | 0 | 0 | 0 | 0 | 0 | 0 | 0 | 0 | 0 | 0 | 0 | 0 | 0 | 0 | 0 | 0 | 0 | 0 | 0 | 0 | 0 | 0 | 0 | 0
| E10 | 0 | 0 | 0 | 0 | 0 | 0 | 0 | 0 | 0 | 0 | 0 | 0 | 0 | 0 | 0 | 0 | 0 | 0 | 0 | 0 | 0 | 0 | 0 | 0 | 0 | 0 | 0 | 0 | 0 | 0 | 0
| Vintage | 0 | 0 | 0 | 0 | 0 | 0 | 0 | 0 | 0 | 0 | 0 | 0 | 0 | 0 | 0 | 0 | 0 | 0 | 0 | 0 | 0 | 0 | 0 | 0 | 0 | 0 | 0 | 0 | 0 | 0 | 0
Net Change
| Year | Year 0 | Year 1 | Year 2 | Year 3 | Year 4 | Year 5 | Year 6 | Year 7 | Year 8 | Year 9 | Year 10 | Year 11 | Year 12 | Year 13 | Year 14 | Year 15 | Year 16 | Year 17 | Year 18 | Year 19 | Year 20 | Year 21 | Year 22 | Year 23 | Year 24 | Year 25 | Year 26 | Year 27 | Year 28 | Year 29 | Year 30 | Key
| Units | 0 | 0 | 0 | 0 | 0 | 0 | 0 | 0 | 0 | 0 | 0 | 0 | 0 | 0 | 0 | 0 | 0 | 0 | 0 | 0 | 0 | 0 | 0 | 0 | 0 | 0 | 0 | 0 | 0 | 0 | 0 | 0_Units |  |  |  |  | 301957.8232
| Usage | 0 | 0 | 0 | 0 | 0 | 0 | 0 | 0 | 0 | 0 | 0 | 0 | 0 | 0 | 0 | 0 | 0 | 0 | 0 | 0 | 0 | 0 | 0 | 0 | 0 | 0 | 0 | 0 | 0 | 0 | 0 | 0_Usage |  |  |  |  | 1698.6543
| Peak Demand (S) | 0 | 0 | 0 | 0 | 0 | 0 | 0 | 0 | 0 | 0 | 0 | 0 | 0 | 0 | 0 | 0 | 0 | 0 | 0 | 0 | 0 | 0 | 0 | 0 | 0 | 0 | 0 | 0 | 0 | 0 | 0 | 0_Peak Demand (S) |  |  |  |  | 0
| Peak Demand (W) | 0 | 0 | 0 | 0 | 0 | 0 | 0 | 0 | 0 | 0 | 0 | 0 | 0 | 0 | 0 | 0 | 0 | 0 | 0 | 0 | 0 | 0 | 0 | 0 | 0 | 0 | 0 | 0 | 0 | 0 | 0 | 0_Peak Demand (W) |  |  |  |  | 884.6119
| Turnover | 0 | 0 | 0 | 0 | 0 | 0 | 0 | 0 | 0 | 0 | 0 | 0 | 0 | 0 | 0 | 0 | 0 | 0 | 0 | 0 | 0 | 0 | 0 | 0 | 0 | 0 | 0 | 0 | 0 | 0 | 0 | 0_Turnover |  |  |  |  | 6885.4476
| Avg. Replacement Usage | 0 | 0 | 0 | 0 | 0 | 0 | 0 | 0 | 0 | 0 | 0 | 0 | 0 | 0 | 0 | 0 | 0 | 0 | 0 | 0 | 0 | 0 | 0 | 0 | 0 | 0 | 0 | 0 | 0 | 0 | 0 | 0_Avg. Replacement Usage |  |  |  |  | 5638.8522
| Avg. Replacement Demand (S) | 0 | 0 | 0 | 0 | 0 | 0 | 0 | 0 | 0 | 0 | 0 | 0 | 0 | 0 | 0 | 0 | 0 | 0 | 0 | 0 | 0 | 0 | 0 | 0 | 0 | 0 | 0 | 0 | 0 | 0 | 0 | 0_Avg. Replacement Demand (S) |  |  |  |  | 0
| Avg. Replacement Demand (W) | 0 | 0 | 0 | 0 | 0 | 0 | 0 | 0 | 0 | 0 | 0 | 0 | 0 | 0 | 0 | 0 | 0 | 0 | 0 | 0 | 0 | 0 | 0 | 0 | 0 | 0 | 0 | 0 | 0 | 0 | 0 | 0_Avg. Replacement Demand (W) |  |  |  |  | 2.9366
Purchases
| Year | Year 0 | Year 1 | Year 2 | Year 3 | Year 4 | Year 5 | Year 6 | Year 7 | Year 8 | Year 9 | Year 10 | Year 11 | Year 12 | Year 13 | Year 14 | Year 15 | Year 16 | Year 17 | Year 18 | Year 19 | Year 20 | Year 21 | Year 22 | Year 23 | Year 24 | Year 25 | Year 26 | Year 27 | Year 28 | Year 29 | Year 30
| E1 | 0 | 0 | 0 | 0 | 0 | 0 | 0 | 0 | 0 | 0 | 0 | 0 | 0 | 0 | 0 | 0 | 0 | 0 | 0 | 0 | 0 | 0 | 0 | 0 | 0 | 0 | 0 | 0 | 0 | 0 | 0 | 0_E1_Purchases |  |  |  |  | 6885.4476
| E2 | 0 | 0 | 0 | 0 | 0 | 0 | 0 | 0 | 0 | 0 | 0 | 0 | 0 | 0 | 0 | 0 | 0 | 0 | 0 | 0 | 0 | 0 | 0 | 0 | 0 | 0 | 0 | 0 | 0 | 0 | 0 | 0_E2_Purchases |  |  |  |  | 0
| E3 | 0 | 0 | 0 | 0 | 0 | 0 | 0 | 0 | 0 | 0 | 0 | 0 | 0 | 0 | 0 | 0 | 0 | 0 | 0 | 0 | 0 | 0 | 0 | 0 | 0 | 0 | 0 | 0 | 0 | 0 | 0 | 0_E3_Purchases |  |  |  |  | 0
| E4 | 0 | 0 | 0 | 0 | 0 | 0 | 0 | 0 | 0 | 0 | 0 | 0 | 0 | 0 | 0 | 0 | 0 | 0 | 0 | 0 | 0 | 0 | 0 | 0 | 0 | 0 | 0 | 0 | 0 | 0 | 0 | 0_E4_Purchases |  |  |  |  | 0
| E5 | 0 | 0 | 0 | 0 | 0 | 0 | 0 | 0 | 0 | 0 | 0 | 0 | 0 | 0 | 0 | 0 | 0 | 0 | 0 | 0 | 0 | 0 | 0 | 0 | 0 | 0 | 0 | 0 | 0 | 0 | 0 | 0_E5_Purchases |  |  |  |  | 0
| E6 | 0 | 0 | 0 | 0 | 0 | 0 | 0 | 0 | 0 | 0 | 0 | 0 | 0 | 0 | 0 | 0 | 0 | 0 | 0 | 0 | 0 | 0 | 0 | 0 | 0 | 0 | 0 | 0 | 0 | 0 | 0 | 0_E6_Purchases |  |  |  |  | 0
| E7 | 0 | 0 | 0 | 0 | 0 | 0 | 0 | 0 | 0 | 0 | 0 | 0 | 0 | 0 | 0 | 0 | 0 | 0 | 0 | 0 | 0 | 0 | 0 | 0 | 0 | 0 | 0 | 0 | 0 | 0 | 0 | 0_E7_Purchases |  |  |  |  | 0
| E8 | 0 | 0 | 0 | 0 | 0 | 0 | 0 | 0 | 0 | 0 | 0 | 0 | 0 | 0 | 0 | 0 | 0 | 0 | 0 | 0 | 0 | 0 | 0 | 0 | 0 | 0 | 0 | 0 | 0 | 0 | 0 | 0_E8_Purchases |  |  |  |  | 0
| E9 | 0 | 0 | 0 | 0 | 0 | 0 | 0 | 0 | 0 | 0 | 0 | 0 | 0 | 0 | 0 | 0 | 0 | 0 | 0 | 0 | 0 | 0 | 0 | 0 | 0 | 0 | 0 | 0 | 0 | 0 | 0 | 0_E9_Purchases |  |  |  |  | 0
| E10 | 0 | 0 | 0 | 0 | 0 | 0 | 0 | 0 | 0 | 0 | 0 | 0 | 0 | 0 | 0 | 0 | 0 | 0 | 0 | 0 | 0 | 0 | 0 | 0 | 0 | 0 | 0 | 0 | 0 | 0 | 0 | 0_E10_Purchases |  |  |  |  | 0
Stock
| Year | Year 0 | Year 1 | Year 2 | Year 3 | Year 4 | Year 5 | Year 6 | Year 7 | Year 8 | Year 9 | Year 10 | Year 11 | Year 12 | Year 13 | Year 14 | Year 15 | Year 16 | Year 17 | Year 18 | Year 19 | Year 20 | Year 21 | Year 22 | Year 23 | Year 24 | Year 25 | Year 26 | Year 27 | Year 28 | Year 29 | Year 30
| E1 | 0 | 0 | 0 | 0 | 0 | 0 | 0 | 0 | 0 | 0 | 0 | 0 | 0 | 0 | 0 | 0 | 0 | 0 | 0 | 0 | 0 | 0 | 0 | 0 | 0 | 0 | 0 | 0 | 0 | 0 | 0 | 0_E1_Stock |  |  |  |  | 13576.6093
| E2 | 0 | 0 | 0 | 0 | 0 | 0 | 0 | 0 | 0 | 0 | 0 | 0 | 0 | 0 | 0 | 0 | 0 | 0 | 0 | 0 | 0 | 0 | 0 | 0 | 0 | 0 | 0 | 0 | 0 | 0 | 0 | 0_E2_Stock |  |  |  |  | 0
| E3 | 0 | 0 | 0 | 0 | 0 | 0 | 0 | 0 | 0 | 0 | 0 | 0 | 0 | 0 | 0 | 0 | 0 | 0 | 0 | 0 | 0 | 0 | 0 | 0 | 0 | 0 | 0 | 0 | 0 | 0 | 0 | 0_E3_Stock |  |  |  |  | 0
| E4 | 0 | 0 | 0 | 0 | 0 | 0 | 0 | 0 | 0 | 0 | 0 | 0 | 0 | 0 | 0 | 0 | 0 | 0 | 0 | 0 | 0 | 0 | 0 | 0 | 0 | 0 | 0 | 0 | 0 | 0 | 0 | 0_E4_Stock |  |  |  |  | 0
| E5 | 0 | 0 | 0 | 0 | 0 | 0 | 0 | 0 | 0 | 0 | 0 | 0 | 0 | 0 | 0 | 0 | 0 | 0 | 0 | 0 | 0 | 0 | 0 | 0 | 0 | 0 | 0 | 0 | 0 | 0 | 0 | 0_E5_Stock |  |  |  |  | 0
| E6 | 0 | 0 | 0 | 0 | 0 | 0 | 0 | 0 | 0 | 0 | 0 | 0 | 0 | 0 | 0 | 0 | 0 | 0 | 0 | 0 | 0 | 0 | 0 | 0 | 0 | 0 | 0 | 0 | 0 | 0 | 0 | 0_E6_Stock |  |  |  |  | 0
| E7 | 0 | 0 | 0 | 0 | 0 | 0 | 0 | 0 | 0 | 0 | 0 | 0 | 0 | 0 | 0 | 0 | 0 | 0 | 0 | 0 | 0 | 0 | 0 | 0 | 0 | 0 | 0 | 0 | 0 | 0 | 0 | 0_E7_Stock |  |  |  |  | 0
| E8 | 0 | 0 | 0 | 0 | 0 | 0 | 0 | 0 | 0 | 0 | 0 | 0 | 0 | 0 | 0 | 0 | 0 | 0 | 0 | 0 | 0 | 0 | 0 | 0 | 0 | 0 | 0 | 0 | 0 | 0 | 0 | 0_E8_Stock |  |  |  |  | 0
| E9 | 0 | 0 | 0 | 0 | 0 | 0 | 0 | 0 | 0 | 0 | 0 | 0 | 0 | 0 | 0 | 0 | 0 | 0 | 0 | 0 | 0 | 0 | 0 | 0 | 0 | 0 | 0 | 0 | 0 | 0 | 0 | 0_E9_Stock |  |  |  |  | 0
| E10 | 0 | 0 | 0 | 0 | 0 | 0 | 0 | 0 | 0 | 0 | 0 | 0 | 0 | 0 | 0 | 0 | 0 | 0 | 0 | 0 | 0 | 0 | 0 | 0 | 0 | 0 | 0 | 0 | 0 | 0 | 0 | 0_E10_Stock |  |  |  |  | 0
| Vintage | 0 | 0 | 0 | 0 | 0 | 0 | 0 | 0 | 0 | 0 | 0 | 0 | 0 | 0 | 0 | 0 | 0 | 0 | 0 | 0 | 0 | 0 | 0 | 0 | 0 | 0 | 0 | 0 | 0 | 0 | 0 | 0_Vintage_Stock |  |  |  |  | 288381.2139
S1C5 |  | Year 0: System 1 Technology 5
Technology Variables
| Tech Key | Year 0: 0
| Peak Factor (S) | Year 0: 0
| Peak Factor (W) | Year 0: 0
| Min Vintage Lifetime | Year 0: 0
| Max Vintage Lifetime | Year 0: 0
| Turnover Style | Year 0: 0
Technology Variables
| Equipment | Year 0: Label; Year 1: Min Lifetime; Year 2: Max Lifetime; Year 3: Degradation; Year 4: Usage; Year 5: Available
| E1 | Year 1: 0; Year 2: 0; Year 3: 0%; Year 4: 0; Year 5: FALSE
| E2 | Year 1: 0; Year 2: 0; Year 3: 0%; Year 4: 0; Year 5: FALSE
| E3 | Year 1: 0; Year 2: 0; Year 3: 0%; Year 4: 0; Year 5: FALSE
| E4 | Year 1: 0; Year 2: 0; Year 3: 0%; Year 4: 0; Year 5: FALSE
| E5 | Year 1: 0; Year 2: 0; Year 3: 0%; Year 4: 0; Year 5: FALSE
| E6 | Year 1: 0; Year 2: 0; Year 3: 0%; Year 4: 0; Year 5: FALSE
| E7 | Year 1: 0; Year 2: 0; Year 3: 0%; Year 4: 0; Year 5: FALSE
| E8 | Year 1: 0; Year 2: 0; Year 3: 0%; Year 4: 0; Year 5: FALSE
| E9 | Year 1: 0; Year 2: 0; Year 3: 0%; Year 4: 0; Year 5: FALSE
| E10 | Year 1: 0; Year 2: 0; Year 3: 0%; Year 4: 0; Year 5: FALSE
Original Forecast Results
| Year | Year 0 | Year 1 | Year 2 | Year 3 | Year 4 | Year 5 | Year 6 | Year 7 | Year 8 | Year 9 | Year 10 | Year 11 | Year 12 | Year 13 | Year 14 | Year 15 | Year 16 | Year 17 | Year 18 | Year 19 | Year 20 | Year 21 | Year 22 | Year 23 | Year 24 | Year 25 | Year 26 | Year 27 | Year 28 | Year 29 | Year 30 | Key
| Units | 0 | 0 | 0 | 0 | 0 | 0 | 0 | 0 | 0 | 0 | 0 | 0 | 0 | 0 | 0 | 0 | 0 | 0 | 0 | 0 | 0 | 0 | 0 | 0 | 0 | 0 | 0 | 0 | 0 | 0 | 0 | #REF! |  |  |  |  | 301957.8232
| Usage | 0 | 0 | 0 | 0 | 0 | 0 | 0 | 0 | 0 | 0 | 0 | 0 | 0 | 0 | 0 | 0 | 0 | 0 | 0 | 0 | 0 | 0 | 0 | 0 | 0 | 0 | 0 | 0 | 0 | 0 | 0 | #REF! |  |  |  |  | 1698.6543
| Peak Demand (S) | 0 | 0 | 0 | 0 | 0 | 0 | 0 | 0 | 0 | 0 | 0 | 0 | 0 | 0 | 0 | 0 | 0 | 0 | 0 | 0 | 0 | 0 | 0 | 0 | 0 | 0 | 0 | 0 | 0 | 0 | 0 | #REF! |  |  |  |  | 0
| Peak Demand (W) | 0 | 0 | 0 | 0 | 0 | 0 | 0 | 0 | 0 | 0 | 0 | 0 | 0 | 0 | 0 | 0 | 0 | 0 | 0 | 0 | 0 | 0 | 0 | 0 | 0 | 0 | 0 | 0 | 0 | 0 | 0 | #REF! |  |  |  |  | 884.6119
| Turnover | 0 | 0 | 0 | 0 | 0 | 0 | 0 | 0 | 0 | 0 | 0 | 0 | 0 | 0 | 0 | 0 | 0 | 0 | 0 | 0 | 0 | 0 | 0 | 0 | 0 | 0 | 0 | 0 | 0 | 0 | 0 | #REF! |  |  |  |  | 6885.4476
| Avg. Replacement Usage | 0 | 0 | 0 | 0 | 0 | 0 | 0 | 0 | 0 | 0 | 0 | 0 | 0 | 0 | 0 | 0 | 0 | 0 | 0 | 0 | 0 | 0 | 0 | 0 | 0 | 0 | 0 | 0 | 0 | 0 | 0 | #REF! |  |  |  |  | 5638.8522
| Avg. Replacement Demand (S) | 0 | 0 | 0 | 0 | 0 | 0 | 0 | 0 | 0 | 0 | 0 | 0 | 0 | 0 | 0 | 0 | 0 | 0 | 0 | 0 | 0 | 0 | 0 | 0 | 0 | 0 | 0 | 0 | 0 | 0 | 0 | #REF! |  |  |  |  | 0
| Avg. Replacement Demand (W) | 0 | 0 | 0 | 0 | 0 | 0 | 0 | 0 | 0 | 0 | 0 | 0 | 0 | 0 | 0 | 0 | 0 | 0 | 0 | 0 | 0 | 0 | 0 | 0 | 0 | 0 | 0 | 0 | 0 | 0 | 0 | #REF! |  |  |  |  | 2.9366
Tech Forecast Stock
| Year | Year 0 | Year 1 | Year 2 | Year 3 | Year 4 | Year 5 | Year 6 | Year 7 | Year 8 | Year 9 | Year 10 | Year 11 | Year 12 | Year 13 | Year 14 | Year 15 | Year 16 | Year 17 | Year 18 | Year 19 | Year 20 | Year 21 | Year 22 | Year 23 | Year 24 | Year 25 | Year 26 | Year 27 | Year 28 | Year 29 | Year 30
| E1 | 0 | 0 | 0 | 0 | 0 | 0 | 0 | 0 | 0 | 0 | 0 | 0 | 0 | 0 | 0 | 0 | 0 | 0 | 0 | 0 | 0 | 0 | 0 | 0 | 0 | 0 | 0 | 0 | 0 | 0 | 0
| E2 | 0 | 0 | 0 | 0 | 0 | 0 | 0 | 0 | 0 | 0 | 0 | 0 | 0 | 0 | 0 | 0 | 0 | 0 | 0 | 0 | 0 | 0 | 0 | 0 | 0 | 0 | 0 | 0 | 0 | 0 | 0
| E3 | 0 | 0 | 0 | 0 | 0 | 0 | 0 | 0 | 0 | 0 | 0 | 0 | 0 | 0 | 0 | 0 | 0 | 0 | 0 | 0 | 0 | 0 | 0 | 0 | 0 | 0 | 0 | 0 | 0 | 0 | 0
| E4 | 0 | 0 | 0 | 0 | 0 | 0 | 0 | 0 | 0 | 0 | 0 | 0 | 0 | 0 | 0 | 0 | 0 | 0 | 0 | 0 | 0 | 0 | 0 | 0 | 0 | 0 | 0 | 0 | 0 | 0 | 0
| E5 | 0 | 0 | 0 | 0 | 0 | 0 | 0 | 0 | 0 | 0 | 0 | 0 | 0 | 0 | 0 | 0 | 0 | 0 | 0 | 0 | 0 | 0 | 0 | 0 | 0 | 0 | 0 | 0 | 0 | 0 | 0
| E6 | 0 | 0 | 0 | 0 | 0 | 0 | 0 | 0 | 0 | 0 | 0 | 0 | 0 | 0 | 0 | 0 | 0 | 0 | 0 | 0 | 0 | 0 | 0 | 0 | 0 | 0 | 0 | 0 | 0 | 0 | 0
| E7 | 0 | 0 | 0 | 0 | 0 | 0 | 0 | 0 | 0 | 0 | 0 | 0 | 0 | 0 | 0 | 0 | 0 | 0 | 0 | 0 | 0 | 0 | 0 | 0 | 0 | 0 | 0 | 0 | 0 | 0 | 0
| E8 | 0 | 0 | 0 | 0 | 0 | 0 | 0 | 0 | 0 | 0 | 0 | 0 | 0 | 0 | 0 | 0 | 0 | 0 | 0 | 0 | 0 | 0 | 0 | 0 | 0 | 0 | 0 | 0 | 0 | 0 | 0
| E9 | 0 | 0 | 0 | 0 | 0 | 0 | 0 | 0 | 0 | 0 | 0 | 0 | 0 | 0 | 0 | 0 | 0 | 0 | 0 | 0 | 0 | 0 | 0 | 0 | 0 | 0 | 0 | 0 | 0 | 0 | 0
| E10 | 0 | 0 | 0 | 0 | 0 | 0 | 0 | 0 | 0 | 0 | 0 | 0 | 0 | 0 | 0 | 0 | 0 | 0 | 0 | 0 | 0 | 0 | 0 | 0 | 0 | 0 | 0 | 0 | 0 | 0 | 0
| Vintage | 0 | 0 | 0 | 0 | 0 | 0 | 0 | 0 | 0 | 0 | 0 | 0 | 0 | 0 | 0 | 0 | 0 | 0 | 0 | 0 | 0 | 0 | 0 | 0 | 0 | 0 | 0 | 0 | 0 | 0 | 0
Stock for Switching
| Year | Year 0 | Year 1 | Year 2 | Year 3 | Year 4 | Year 5 | Year 6 | Year 7 | Year 8 | Year 9 | Year 10 | Year 11 | Year 12 | Year 13 | Year 14 | Year 15 | Year 16 | Year 17 | Year 18 | Year 19 | Year 20 | Year 21 | Year 22 | Year 23 | Year 24 | Year 25 | Year 26 | Year 27 | Year 28 | Year 29 | Year 30
| E1 | 0 | 0 | 0 | 0 | 0 | 0 | 0 | 0 | 0 | 0 | 0 | 0 | 0 | 0 | 0 | 0 | 0 | 0 | 0 | 0 | 0 | 0 | 0 | 0 | 0 | 0 | 0 | 0 | 0 | 0 | 0 | 0_E1_SysStock
| E2 | 0 | 0 | 0 | 0 | 0 | 0 | 0 | 0 | 0 | 0 | 0 | 0 | 0 | 0 | 0 | 0 | 0 | 0 | 0 | 0 | 0 | 0 | 0 | 0 | 0 | 0 | 0 | 0 | 0 | 0 | 0 | 0_E2_SysStock
| E3 | 0 | 0 | 0 | 0 | 0 | 0 | 0 | 0 | 0 | 0 | 0 | 0 | 0 | 0 | 0 | 0 | 0 | 0 | 0 | 0 | 0 | 0 | 0 | 0 | 0 | 0 | 0 | 0 | 0 | 0 | 0 | 0_E3_SysStock
| E4 | 0 | 0 | 0 | 0 | 0 | 0 | 0 | 0 | 0 | 0 | 0 | 0 | 0 | 0 | 0 | 0 | 0 | 0 | 0 | 0 | 0 | 0 | 0 | 0 | 0 | 0 | 0 | 0 | 0 | 0 | 0 | 0_E4_SysStock
| E5 | 0 | 0 | 0 | 0 | 0 | 0 | 0 | 0 | 0 | 0 | 0 | 0 | 0 | 0 | 0 | 0 | 0 | 0 | 0 | 0 | 0 | 0 | 0 | 0 | 0 | 0 | 0 | 0 | 0 | 0 | 0 | 0_E5_SysStock
| E6 | 0 | 0 | 0 | 0 | 0 | 0 | 0 | 0 | 0 | 0 | 0 | 0 | 0 | 0 | 0 | 0 | 0 | 0 | 0 | 0 | 0 | 0 | 0 | 0 | 0 | 0 | 0 | 0 | 0 | 0 | 0 | 0_E6_SysStock
| E7 | 0 | 0 | 0 | 0 | 0 | 0 | 0 | 0 | 0 | 0 | 0 | 0 | 0 | 0 | 0 | 0 | 0 | 0 | 0 | 0 | 0 | 0 | 0 | 0 | 0 | 0 | 0 | 0 | 0 | 0 | 0 | 0_E7_SysStock
| E8 | 0 | 0 | 0 | 0 | 0 | 0 | 0 | 0 | 0 | 0 | 0 | 0 | 0 | 0 | 0 | 0 | 0 | 0 | 0 | 0 | 0 | 0 | 0 | 0 | 0 | 0 | 0 | 0 | 0 | 0 | 0 | 0_E8_SysStock
| E9 | 0 | 0 | 0 | 0 | 0 | 0 | 0 | 0 | 0 | 0 | 0 | 0 | 0 | 0 | 0 | 0 | 0 | 0 | 0 | 0 | 0 | 0 | 0 | 0 | 0 | 0 | 0 | 0 | 0 | 0 | 0 | 0_E9_SysStock
| E10 | 0 | 0 | 0 | 0 | 0 | 0 | 0 | 0 | 0 | 0 | 0 | 0 | 0 | 0 | 0 | 0 | 0 | 0 | 0 | 0 | 0 | 0 | 0 | 0 | 0 | 0 | 0 | 0 | 0 | 0 | 0 | 0_E10_SysStock
| Vintage | 0 | 0 | 0 | 0 | 0 | 0 | 0 | 0 | 0 | 0 | 0 | 0 | 0 | 0 | 0 | 0 | 0 | 0 | 0 | 0 | 0 | 0 | 0 | 0 | 0 | 0 | 0 | 0 | 0 | 0 | 0 | 0_Vintage_SysStock
Tech Forecast Purchases
| Year | Year 0 | Year 1 | Year 2 | Year 3 | Year 4 | Year 5 | Year 6 | Year 7 | Year 8 | Year 9 | Year 10 | Year 11 | Year 12 | Year 13 | Year 14 | Year 15 | Year 16 | Year 17 | Year 18 | Year 19 | Year 20 | Year 21 | Year 22 | Year 23 | Year 24 | Year 25 | Year 26 | Year 27 | Year 28 | Year 29 | Year 30
| E1 | 0 | 0 | 0 | 0 | 0 | 0 | 0 | 0 | 0 | 0 | 0 | 0 | 0 | 0 | 0 | 0 | 0 | 0 | 0 | 0 | 0 | 0 | 0 | 0 | 0 | 0 | 0 | 0 | 0 | 0 | 0
| E2 | 0 | 0 | 0 | 0 | 0 | 0 | 0 | 0 | 0 | 0 | 0 | 0 | 0 | 0 | 0 | 0 | 0 | 0 | 0 | 0 | 0 | 0 | 0 | 0 | 0 | 0 | 0 | 0 | 0 | 0 | 0
| E3 | 0 | 0 | 0 | 0 | 0 | 0 | 0 | 0 | 0 | 0 | 0 | 0 | 0 | 0 | 0 | 0 | 0 | 0 | 0 | 0 | 0 | 0 | 0 | 0 | 0 | 0 | 0 | 0 | 0 | 0 | 0
| E4 | 0 | 0 | 0 | 0 | 0 | 0 | 0 | 0 | 0 | 0 | 0 | 0 | 0 | 0 | 0 | 0 | 0 | 0 | 0 | 0 | 0 | 0 | 0 | 0 | 0 | 0 | 0 | 0 | 0 | 0 | 0
| E5 | 0 | 0 | 0 | 0 | 0 | 0 | 0 | 0 | 0 | 0 | 0 | 0 | 0 | 0 | 0 | 0 | 0 | 0 | 0 | 0 | 0 | 0 | 0 | 0 | 0 | 0 | 0 | 0 | 0 | 0 | 0
| E6 | 0 | 0 | 0 | 0 | 0 | 0 | 0 | 0 | 0 | 0 | 0 | 0 | 0 | 0 | 0 | 0 | 0 | 0 | 0 | 0 | 0 | 0 | 0 | 0 | 0 | 0 | 0 | 0 | 0 | 0 | 0
| E7 | 0 | 0 | 0 | 0 | 0 | 0 | 0 | 0 | 0 | 0 | 0 | 0 | 0 | 0 | 0 | 0 | 0 | 0 | 0 | 0 | 0 | 0 | 0 | 0 | 0 | 0 | 0 | 0 | 0 | 0 | 0
| E8 | 0 | 0 | 0 | 0 | 0 | 0 | 0 | 0 | 0 | 0 | 0 | 0 | 0 | 0 | 0 | 0 | 0 | 0 | 0 | 0 | 0 | 0 | 0 | 0 | 0 | 0 | 0 | 0 | 0 | 0 | 0
| E9 | 0 | 0 | 0 | 0 | 0 | 0 | 0 | 0 | 0 | 0 | 0 | 0 | 0 | 0 | 0 | 0 | 0 | 0 | 0 | 0 | 0 | 0 | 0 | 0 | 0 | 0 | 0 | 0 | 0 | 0 | 0
| E10 | 0 | 0 | 0 | 0 | 0 | 0 | 0 | 0 | 0 | 0 | 0 | 0 | 0 | 0 | 0 | 0 | 0 | 0 | 0 | 0 | 0 | 0 | 0 | 0 | 0 | 0 | 0 | 0 | 0 | 0 | 0
Potential to Switch
| Year | Year 0 | Year 1 | Year 2 | Year 3 | Year 4 | Year 5 | Year 6 | Year 7 | Year 8 | Year 9 | Year 10 | Year 11 | Year 12 | Year 13 | Year 14 | Year 15 | Year 16 | Year 17 | Year 18 | Year 19 | Year 20 | Year 21 | Year 22 | Year 23 | Year 24 | Year 25 | Year 26 | Year 27 | Year 28 | Year 29 | Year 30
| E1 | 0 | 0 | 0 | 0 | 0 | 0 | 0 | 0 | 0 | 0 | 0 | 0 | 0 | 0 | 0 | 0 | 0 | 0 | 0 | 0 | 0 | 0 | 0 | 0 | 0 | 0 | 0 | 0 | 0 | 0 | 0 | 0_E1_Switched Out
| E2 | 0 | 0 | 0 | 0 | 0 | 0 | 0 | 0 | 0 | 0 | 0 | 0 | 0 | 0 | 0 | 0 | 0 | 0 | 0 | 0 | 0 | 0 | 0 | 0 | 0 | 0 | 0 | 0 | 0 | 0 | 0 | 0_E2_Switched Out
| E3 | 0 | 0 | 0 | 0 | 0 | 0 | 0 | 0 | 0 | 0 | 0 | 0 | 0 | 0 | 0 | 0 | 0 | 0 | 0 | 0 | 0 | 0 | 0 | 0 | 0 | 0 | 0 | 0 | 0 | 0 | 0 | 0_E3_Switched Out
| E4 | 0 | 0 | 0 | 0 | 0 | 0 | 0 | 0 | 0 | 0 | 0 | 0 | 0 | 0 | 0 | 0 | 0 | 0 | 0 | 0 | 0 | 0 | 0 | 0 | 0 | 0 | 0 | 0 | 0 | 0 | 0 | 0_E4_Switched Out
| E5 | 0 | 0 | 0 | 0 | 0 | 0 | 0 | 0 | 0 | 0 | 0 | 0 | 0 | 0 | 0 | 0 | 0 | 0 | 0 | 0 | 0 | 0 | 0 | 0 | 0 | 0 | 0 | 0 | 0 | 0 | 0 | 0_E5_Switched Out
| E6 | 0 | 0 | 0 | 0 | 0 | 0 | 0 | 0 | 0 | 0 | 0 | 0 | 0 | 0 | 0 | 0 | 0 | 0 | 0 | 0 | 0 | 0 | 0 | 0 | 0 | 0 | 0 | 0 | 0 | 0 | 0 | 0_E6_Switched Out
| E7 | 0 | 0 | 0 | 0 | 0 | 0 | 0 | 0 | 0 | 0 | 0 | 0 | 0 | 0 | 0 | 0 | 0 | 0 | 0 | 0 | 0 | 0 | 0 | 0 | 0 | 0 | 0 | 0 | 0 | 0 | 0 | 0_E7_Switched Out
| E8 | 0 | 0 | 0 | 0 | 0 | 0 | 0 | 0 | 0 | 0 | 0 | 0 | 0 | 0 | 0 | 0 | 0 | 0 | 0 | 0 | 0 | 0 | 0 | 0 | 0 | 0 | 0 | 0 | 0 | 0 | 0 | 0_E8_Switched Out
| E9 | 0 | 0 | 0 | 0 | 0 | 0 | 0 | 0 | 0 | 0 | 0 | 0 | 0 | 0 | 0 | 0 | 0 | 0 | 0 | 0 | 0 | 0 | 0 | 0 | 0 | 0 | 0 | 0 | 0 | 0 | 0 | 0_E9_Switched Out
| E10 | 0 | 0 | 0 | 0 | 0 | 0 | 0 | 0 | 0 | 0 | 0 | 0 | 0 | 0 | 0 | 0 | 0 | 0 | 0 | 0 | 0 | 0 | 0 | 0 | 0 | 0 | 0 | 0 | 0 | 0 | 0 | 0_E10_Switched Out
Units Out
| E1 | 0 | 0 | 0 | 0 | 0 | 0 | 0 | 0 | 0 | 0 | 0 | 0 | 0 | 0 | 0 | 0 | 0 | 0 | 0 | 0 | 0 | 0 | 0 | 0 | 0 | 0 | 0 | 0 | 0 | 0 | 0
| E2 | 0 | 0 | 0 | 0 | 0 | 0 | 0 | 0 | 0 | 0 | 0 | 0 | 0 | 0 | 0 | 0 | 0 | 0 | 0 | 0 | 0 | 0 | 0 | 0 | 0 | 0 | 0 | 0 | 0 | 0 | 0
| E3 | 0 | 0 | 0 | 0 | 0 | 0 | 0 | 0 | 0 | 0 | 0 | 0 | 0 | 0 | 0 | 0 | 0 | 0 | 0 | 0 | 0 | 0 | 0 | 0 | 0 | 0 | 0 | 0 | 0 | 0 | 0
| E4 | 0 | 0 | 0 | 0 | 0 | 0 | 0 | 0 | 0 | 0 | 0 | 0 | 0 | 0 | 0 | 0 | 0 | 0 | 0 | 0 | 0 | 0 | 0 | 0 | 0 | 0 | 0 | 0 | 0 | 0 | 0
| E5 | 0 | 0 | 0 | 0 | 0 | 0 | 0 | 0 | 0 | 0 | 0 | 0 | 0 | 0 | 0 | 0 | 0 | 0 | 0 | 0 | 0 | 0 | 0 | 0 | 0 | 0 | 0 | 0 | 0 | 0 | 0
| E6 | 0 | 0 | 0 | 0 | 0 | 0 | 0 | 0 | 0 | 0 | 0 | 0 | 0 | 0 | 0 | 0 | 0 | 0 | 0 | 0 | 0 | 0 | 0 | 0 | 0 | 0 | 0 | 0 | 0 | 0 | 0
| E7 | 0 | 0 | 0 | 0 | 0 | 0 | 0 | 0 | 0 | 0 | 0 | 0 | 0 | 0 | 0 | 0 | 0 | 0 | 0 | 0 | 0 | 0 | 0 | 0 | 0 | 0 | 0 | 0 | 0 | 0 | 0
| E8 | 0 | 0 | 0 | 0 | 0 | 0 | 0 | 0 | 0 | 0 | 0 | 0 | 0 | 0 | 0 | 0 | 0 | 0 | 0 | 0 | 0 | 0 | 0 | 0 | 0 | 0 | 0 | 0 | 0 | 0 | 0
| E9 | 0 | 0 | 0 | 0 | 0 | 0 | 0 | 0 | 0 | 0 | 0 | 0 | 0 | 0 | 0 | 0 | 0 | 0 | 0 | 0 | 0 | 0 | 0 | 0 | 0 | 0 | 0 | 0 | 0 | 0 | 0
| E10 | 0 | 0 | 0 | 0 | 0 | 0 | 0 | 0 | 0 | 0 | 0 | 0 | 0 | 0 | 0 | 0 | 0 | 0 | 0 | 0 | 0 | 0 | 0 | 0 | 0 | 0 | 0 | 0 | 0 | 0 | 0
| Vintage | 0 | 0 | 0 | 0 | 0 | 0 | 0 | 0 | 0 | 0 | 0 | 0 | 0 | 0 | 0 | 0 | 0 | 0 | 0 | 0 | 0 | 0 | 0 | 0 | 0 | 0 | 0 | 0 | 0 | 0 | 0
Tech Purchase Shares
| Year | Year 0 | Year 1 | Year 2 | Year 3 | Year 4 | Year 5 | Year 6 | Year 7 | Year 8 | Year 9 | Year 10 | Year 11 | Year 12 | Year 13 | Year 14 | Year 15 | Year 16 | Year 17 | Year 18 | Year 19 | Year 20 | Year 21 | Year 22 | Year 23 | Year 24 | Year 25 | Year 26 | Year 27 | Year 28 | Year 29 | Year 30
E1 | bar: Year 0 to Year 30
E2 | bar: Year 0 to Year 30
E3 | bar: Year 0 to Year 30
E4 | bar: Year 0 to Year 30
E5 | bar: Year 0 to Year 30
E6 | bar: Year 0 to Year 30
E7 | bar: Year 0 to Year 30
E8 | bar: Year 0 to Year 30
E9 | bar: Year 0 to Year 30
E10 | bar: Year 0 to Year 30
Units In from Switching
| E1 | 0 | 0 | 0 | 0 | 0 | 0 | 0 | 0 | 0 | 0 | 0 | 0 | 0 | 0 | 0 | 0 | 0 | 0 | 0 | 0 | 0 | 0 | 0 | 0 | 0 | 0 | 0 | 0 | 0 | 0 | 0
| E2 | 0 | 0 | 0 | 0 | 0 | 0 | 0 | 0 | 0 | 0 | 0 | 0 | 0 | 0 | 0 | 0 | 0 | 0 | 0 | 0 | 0 | 0 | 0 | 0 | 0 | 0 | 0 | 0 | 0 | 0 | 0
| E3 | 0 | 0 | 0 | 0 | 0 | 0 | 0 | 0 | 0 | 0 | 0 | 0 | 0 | 0 | 0 | 0 | 0 | 0 | 0 | 0 | 0 | 0 | 0 | 0 | 0 | 0 | 0 | 0 | 0 | 0 | 0
| E4 | 0 | 0 | 0 | 0 | 0 | 0 | 0 | 0 | 0 | 0 | 0 | 0 | 0 | 0 | 0 | 0 | 0 | 0 | 0 | 0 | 0 | 0 | 0 | 0 | 0 | 0 | 0 | 0 | 0 | 0 | 0
| E5 | 0 | 0 | 0 | 0 | 0 | 0 | 0 | 0 | 0 | 0 | 0 | 0 | 0 | 0 | 0 | 0 | 0 | 0 | 0 | 0 | 0 | 0 | 0 | 0 | 0 | 0 | 0 | 0 | 0 | 0 | 0
| E6 | 0 | 0 | 0 | 0 | 0 | 0 | 0 | 0 | 0 | 0 | 0 | 0 | 0 | 0 | 0 | 0 | 0 | 0 | 0 | 0 | 0 | 0 | 0 | 0 | 0 | 0 | 0 | 0 | 0 | 0 | 0
| E7 | 0 | 0 | 0 | 0 | 0 | 0 | 0 | 0 | 0 | 0 | 0 | 0 | 0 | 0 | 0 | 0 | 0 | 0 | 0 | 0 | 0 | 0 | 0 | 0 | 0 | 0 | 0 | 0 | 0 | 0 | 0
| E8 | 0 | 0 | 0 | 0 | 0 | 0 | 0 | 0 | 0 | 0 | 0 | 0 | 0 | 0 | 0 | 0 | 0 | 0 | 0 | 0 | 0 | 0 | 0 | 0 | 0 | 0 | 0 | 0 | 0 | 0 | 0
| E9 | 0 | 0 | 0 | 0 | 0 | 0 | 0 | 0 | 0 | 0 | 0 | 0 | 0 | 0 | 0 | 0 | 0 | 0 | 0 | 0 | 0 | 0 | 0 | 0 | 0 | 0 | 0 | 0 | 0 | 0 | 0
| E10 | 0 | 0 | 0 | 0 | 0 | 0 | 0 | 0 | 0 | 0 | 0 | 0 | 0 | 0 | 0 | 0 | 0 | 0 | 0 | 0 | 0 | 0 | 0 | 0 | 0 | 0 | 0 | 0 | 0 | 0 | 0
| Vintage | 0 | 0 | 0 | 0 | 0 | 0 | 0 | 0 | 0 | 0 | 0 | 0 | 0 | 0 | 0 | 0 | 0 | 0 | 0 | 0 | 0 | 0 | 0 | 0 | 0 | 0 | 0 | 0 | 0 | 0 | 0
Net Change
| Year | Year 0 | Year 1 | Year 2 | Year 3 | Year 4 | Year 5 | Year 6 | Year 7 | Year 8 | Year 9 | Year 10 | Year 11 | Year 12 | Year 13 | Year 14 | Year 15 | Year 16 | Year 17 | Year 18 | Year 19 | Year 20 | Year 21 | Year 22 | Year 23 | Year 24 | Year 25 | Year 26 | Year 27 | Year 28 | Year 29 | Year 30 | Key
| Units | 0 | 0 | 0 | 0 | 0 | 0 | 0 | 0 | 0 | 0 | 0 | 0 | 0 | 0 | 0 | 0 | 0 | 0 | 0 | 0 | 0 | 0 | 0 | 0 | 0 | 0 | 0 | 0 | 0 | 0 | 0 | 0_Units |  |  |  |  | 301957.8232
| Usage | 0 | 0 | 0 | 0 | 0 | 0 | 0 | 0 | 0 | 0 | 0 | 0 | 0 | 0 | 0 | 0 | 0 | 0 | 0 | 0 | 0 | 0 | 0 | 0 | 0 | 0 | 0 | 0 | 0 | 0 | 0 | 0_Usage |  |  |  |  | 1698.6543
| Peak Demand (S) | 0 | 0 | 0 | 0 | 0 | 0 | 0 | 0 | 0 | 0 | 0 | 0 | 0 | 0 | 0 | 0 | 0 | 0 | 0 | 0 | 0 | 0 | 0 | 0 | 0 | 0 | 0 | 0 | 0 | 0 | 0 | 0_Peak Demand (S) |  |  |  |  | 0
| Peak Demand (W) | 0 | 0 | 0 | 0 | 0 | 0 | 0 | 0 | 0 | 0 | 0 | 0 | 0 | 0 | 0 | 0 | 0 | 0 | 0 | 0 | 0 | 0 | 0 | 0 | 0 | 0 | 0 | 0 | 0 | 0 | 0 | 0_Peak Demand (W) |  |  |  |  | 884.6119
| Turnover | 0 | 0 | 0 | 0 | 0 | 0 | 0 | 0 | 0 | 0 | 0 | 0 | 0 | 0 | 0 | 0 | 0 | 0 | 0 | 0 | 0 | 0 | 0 | 0 | 0 | 0 | 0 | 0 | 0 | 0 | 0 | 0_Turnover |  |  |  |  | 6885.4476
| Avg. Replacement Usage | 0 | 0 | 0 | 0 | 0 | 0 | 0 | 0 | 0 | 0 | 0 | 0 | 0 | 0 | 0 | 0 | 0 | 0 | 0 | 0 | 0 | 0 | 0 | 0 | 0 | 0 | 0 | 0 | 0 | 0 | 0 | 0_Avg. Replacement Usage |  |  |  |  | 5638.8522
| Avg. Replacement Demand (S) | 0 | 0 | 0 | 0 | 0 | 0 | 0 | 0 | 0 | 0 | 0 | 0 | 0 | 0 | 0 | 0 | 0 | 0 | 0 | 0 | 0 | 0 | 0 | 0 | 0 | 0 | 0 | 0 | 0 | 0 | 0 | 0_Avg. Replacement Demand (S) |  |  |  |  | 0
| Avg. Replacement Demand (W) | 0 | 0 | 0 | 0 | 0 | 0 | 0 | 0 | 0 | 0 | 0 | 0 | 0 | 0 | 0 | 0 | 0 | 0 | 0 | 0 | 0 | 0 | 0 | 0 | 0 | 0 | 0 | 0 | 0 | 0 | 0 | 0_Avg. Replacement Demand (W) |  |  |  |  | 2.9366
Purchases
| Year | Year 0 | Year 1 | Year 2 | Year 3 | Year 4 | Year 5 | Year 6 | Year 7 | Year 8 | Year 9 | Year 10 | Year 11 | Year 12 | Year 13 | Year 14 | Year 15 | Year 16 | Year 17 | Year 18 | Year 19 | Year 20 | Year 21 | Year 22 | Year 23 | Year 24 | Year 25 | Year 26 | Year 27 | Year 28 | Year 29 | Year 30
| E1 | 0 | 0 | 0 | 0 | 0 | 0 | 0 | 0 | 0 | 0 | 0 | 0 | 0 | 0 | 0 | 0 | 0 | 0 | 0 | 0 | 0 | 0 | 0 | 0 | 0 | 0 | 0 | 0 | 0 | 0 | 0 | 0_E1_Purchases |  |  |  |  | 6885.4476
| E2 | 0 | 0 | 0 | 0 | 0 | 0 | 0 | 0 | 0 | 0 | 0 | 0 | 0 | 0 | 0 | 0 | 0 | 0 | 0 | 0 | 0 | 0 | 0 | 0 | 0 | 0 | 0 | 0 | 0 | 0 | 0 | 0_E2_Purchases |  |  |  |  | 0
| E3 | 0 | 0 | 0 | 0 | 0 | 0 | 0 | 0 | 0 | 0 | 0 | 0 | 0 | 0 | 0 | 0 | 0 | 0 | 0 | 0 | 0 | 0 | 0 | 0 | 0 | 0 | 0 | 0 | 0 | 0 | 0 | 0_E3_Purchases |  |  |  |  | 0
| E4 | 0 | 0 | 0 | 0 | 0 | 0 | 0 | 0 | 0 | 0 | 0 | 0 | 0 | 0 | 0 | 0 | 0 | 0 | 0 | 0 | 0 | 0 | 0 | 0 | 0 | 0 | 0 | 0 | 0 | 0 | 0 | 0_E4_Purchases |  |  |  |  | 0
| E5 | 0 | 0 | 0 | 0 | 0 | 0 | 0 | 0 | 0 | 0 | 0 | 0 | 0 | 0 | 0 | 0 | 0 | 0 | 0 | 0 | 0 | 0 | 0 | 0 | 0 | 0 | 0 | 0 | 0 | 0 | 0 | 0_E5_Purchases |  |  |  |  | 0
| E6 | 0 | 0 | 0 | 0 | 0 | 0 | 0 | 0 | 0 | 0 | 0 | 0 | 0 | 0 | 0 | 0 | 0 | 0 | 0 | 0 | 0 | 0 | 0 | 0 | 0 | 0 | 0 | 0 | 0 | 0 | 0 | 0_E6_Purchases |  |  |  |  | 0
| E7 | 0 | 0 | 0 | 0 | 0 | 0 | 0 | 0 | 0 | 0 | 0 | 0 | 0 | 0 | 0 | 0 | 0 | 0 | 0 | 0 | 0 | 0 | 0 | 0 | 0 | 0 | 0 | 0 | 0 | 0 | 0 | 0_E7_Purchases |  |  |  |  | 0
| E8 | 0 | 0 | 0 | 0 | 0 | 0 | 0 | 0 | 0 | 0 | 0 | 0 | 0 | 0 | 0 | 0 | 0 | 0 | 0 | 0 | 0 | 0 | 0 | 0 | 0 | 0 | 0 | 0 | 0 | 0 | 0 | 0_E8_Purchases |  |  |  |  | 0
| E9 | 0 | 0 | 0 | 0 | 0 | 0 | 0 | 0 | 0 | 0 | 0 | 0 | 0 | 0 | 0 | 0 | 0 | 0 | 0 | 0 | 0 | 0 | 0 | 0 | 0 | 0 | 0 | 0 | 0 | 0 | 0 | 0_E9_Purchases |  |  |  |  | 0
| E10 | 0 | 0 | 0 | 0 | 0 | 0 | 0 | 0 | 0 | 0 | 0 | 0 | 0 | 0 | 0 | 0 | 0 | 0 | 0 | 0 | 0 | 0 | 0 | 0 | 0 | 0 | 0 | 0 | 0 | 0 | 0 | 0_E10_Purchases |  |  |  |  | 0
Stock
| Year | Year 0 | Year 1 | Year 2 | Year 3 | Year 4 | Year 5 | Year 6 | Year 7 | Year 8 | Year 9 | Year 10 | Year 11 | Year 12 | Year 13 | Year 14 | Year 15 | Year 16 | Year 17 | Year 18 | Year 19 | Year 20 | Year 21 | Year 22 | Year 23 | Year 24 | Year 25 | Year 26 | Year 27 | Year 28 | Year 29 | Year 30
| E1 | 0 | 0 | 0 | 0 | 0 | 0 | 0 | 0 | 0 | 0 | 0 | 0 | 0 | 0 | 0 | 0 | 0 | 0 | 0 | 0 | 0 | 0 | 0 | 0 | 0 | 0 | 0 | 0 | 0 | 0 | 0 | 0_E1_Stock |  |  |  |  | 13576.6093
| E2 | 0 | 0 | 0 | 0 | 0 | 0 | 0 | 0 | 0 | 0 | 0 | 0 | 0 | 0 | 0 | 0 | 0 | 0 | 0 | 0 | 0 | 0 | 0 | 0 | 0 | 0 | 0 | 0 | 0 | 0 | 0 | 0_E2_Stock |  |  |  |  | 0
| E3 | 0 | 0 | 0 | 0 | 0 | 0 | 0 | 0 | 0 | 0 | 0 | 0 | 0 | 0 | 0 | 0 | 0 | 0 | 0 | 0 | 0 | 0 | 0 | 0 | 0 | 0 | 0 | 0 | 0 | 0 | 0 | 0_E3_Stock |  |  |  |  | 0
| E4 | 0 | 0 | 0 | 0 | 0 | 0 | 0 | 0 | 0 | 0 | 0 | 0 | 0 | 0 | 0 | 0 | 0 | 0 | 0 | 0 | 0 | 0 | 0 | 0 | 0 | 0 | 0 | 0 | 0 | 0 | 0 | 0_E4_Stock |  |  |  |  | 0
| E5 | 0 | 0 | 0 | 0 | 0 | 0 | 0 | 0 | 0 | 0 | 0 | 0 | 0 | 0 | 0 | 0 | 0 | 0 | 0 | 0 | 0 | 0 | 0 | 0 | 0 | 0 | 0 | 0 | 0 | 0 | 0 | 0_E5_Stock |  |  |  |  | 0
| E6 | 0 | 0 | 0 | 0 | 0 | 0 | 0 | 0 | 0 | 0 | 0 | 0 | 0 | 0 | 0 | 0 | 0 | 0 | 0 | 0 | 0 | 0 | 0 | 0 | 0 | 0 | 0 | 0 | 0 | 0 | 0 | 0_E6_Stock |  |  |  |  | 0
| E7 | 0 | 0 | 0 | 0 | 0 | 0 | 0 | 0 | 0 | 0 | 0 | 0 | 0 | 0 | 0 | 0 | 0 | 0 | 0 | 0 | 0 | 0 | 0 | 0 | 0 | 0 | 0 | 0 | 0 | 0 | 0 | 0_E7_Stock |  |  |  |  | 0
| E8 | 0 | 0 | 0 | 0 | 0 | 0 | 0 | 0 | 0 | 0 | 0 | 0 | 0 | 0 | 0 | 0 | 0 | 0 | 0 | 0 | 0 | 0 | 0 | 0 | 0 | 0 | 0 | 0 | 0 | 0 | 0 | 0_E8_Stock |  |  |  |  | 0
| E9 | 0 | 0 | 0 | 0 | 0 | 0 | 0 | 0 | 0 | 0 | 0 | 0 | 0 | 0 | 0 | 0 | 0 | 0 | 0 | 0 | 0 | 0 | 0 | 0 | 0 | 0 | 0 | 0 | 0 | 0 | 0 | 0_E9_Stock |  |  |  |  | 0
| E10 | 0 | 0 | 0 | 0 | 0 | 0 | 0 | 0 | 0 | 0 | 0 | 0 | 0 | 0 | 0 | 0 | 0 | 0 | 0 | 0 | 0 | 0 | 0 | 0 | 0 | 0 | 0 | 0 | 0 | 0 | 0 | 0_E10_Stock |  |  |  |  | 0
| Vintage | 0 | 0 | 0 | 0 | 0 | 0 | 0 | 0 | 0 | 0 | 0 | 0 | 0 | 0 | 0 | 0 | 0 | 0 | 0 | 0 | 0 | 0 | 0 | 0 | 0 | 0 | 0 | 0 | 0 | 0 | 0 | 0_Vintage_Stock |  |  |  |  | 288381.2139
S2C1 |  | Year 0: System 2 Technology 1
Technology Variables
| Tech Key | Year 0: 0
| Peak Factor (S) | Year 0: 0
| Peak Factor (W) | Year 0: 0
| Min Vintage Lifetime | Year 0: 0
| Max Vintage Lifetime | Year 0: 0
| Turnover Style | Year 0: 0
Technology Variables
| Equipment | Year 0: Label; Year 1: Min Lifetime; Year 2: Max Lifetime; Year 3: Degradation; Year 4: Usage; Year 5: Available
| E1 | Year 1: 0; Year 2: 0; Year 3: 0%; Year 4: 0; Year 5: FALSE
| E2 | Year 1: 0; Year 2: 0; Year 3: 0%; Year 4: 0; Year 5: FALSE
| E3 | Year 1: 0; Year 2: 0; Year 3: 0%; Year 4: 0; Year 5: FALSE
| E4 | Year 1: 0; Year 2: 0; Year 3: 0%; Year 4: 0; Year 5: FALSE
| E5 | Year 1: 0; Year 2: 0; Year 3: 0%; Year 4: 0; Year 5: FALSE
| E6 | Year 1: 0; Year 2: 0; Year 3: 0%; Year 4: 0; Year 5: FALSE
| E7 | Year 1: 0; Year 2: 0; Year 3: 0%; Year 4: 0; Year 5: FALSE
| E8 | Year 1: 0; Year 2: 0; Year 3: 0%; Year 4: 0; Year 5: FALSE
| E9 | Year 1: 0; Year 2: 0; Year 3: 0%; Year 4: 0; Year 5: FALSE
| E10 | Year 1: 0; Year 2: 0; Year 3: 0%; Year 4: 0; Year 5: FALSE
Original Forecast Results
| Year | Year 0 | Year 1 | Year 2 | Year 3 | Year 4 | Year 5 | Year 6 | Year 7 | Year 8 | Year 9 | Year 10 | Year 11 | Year 12 | Year 13 | Year 14 | Year 15 | Year 16 | Year 17 | Year 18 | Year 19 | Year 20 | Year 21 | Year 22 | Year 23 | Year 24 | Year 25 | Year 26 | Year 27 | Year 28 | Year 29 | Year 30 | Key
| Units | 0 | 0 | 0 | 0 | 0 | 0 | 0 | 0 | 0 | 0 | 0 | 0 | 0 | 0 | 0 | 0 | 0 | 0 | 0 | 0 | 0 | 0 | 0 | 0 | 0 | 0 | 0 | 0 | 0 | 0 | 0 | #REF! |  |  |  |  | 301957.8232
| Usage | 0 | 0 | 0 | 0 | 0 | 0 | 0 | 0 | 0 | 0 | 0 | 0 | 0 | 0 | 0 | 0 | 0 | 0 | 0 | 0 | 0 | 0 | 0 | 0 | 0 | 0 | 0 | 0 | 0 | 0 | 0 | #REF! |  |  |  |  | 1698.6543
| Peak Demand (S) | 0 | 0 | 0 | 0 | 0 | 0 | 0 | 0 | 0 | 0 | 0 | 0 | 0 | 0 | 0 | 0 | 0 | 0 | 0 | 0 | 0 | 0 | 0 | 0 | 0 | 0 | 0 | 0 | 0 | 0 | 0 | #REF! |  |  |  |  | 0
| Peak Demand (W) | 0 | 0 | 0 | 0 | 0 | 0 | 0 | 0 | 0 | 0 | 0 | 0 | 0 | 0 | 0 | 0 | 0 | 0 | 0 | 0 | 0 | 0 | 0 | 0 | 0 | 0 | 0 | 0 | 0 | 0 | 0 | #REF! |  |  |  |  | 884.6119
| Turnover | 0 | 0 | 0 | 0 | 0 | 0 | 0 | 0 | 0 | 0 | 0 | 0 | 0 | 0 | 0 | 0 | 0 | 0 | 0 | 0 | 0 | 0 | 0 | 0 | 0 | 0 | 0 | 0 | 0 | 0 | 0 | #REF! |  |  |  |  | 6885.4476
| Avg. Replacement Usage | 0 | 0 | 0 | 0 | 0 | 0 | 0 | 0 | 0 | 0 | 0 | 0 | 0 | 0 | 0 | 0 | 0 | 0 | 0 | 0 | 0 | 0 | 0 | 0 | 0 | 0 | 0 | 0 | 0 | 0 | 0 | #REF! |  |  |  |  | 5638.8522
| Avg. Replacement Demand (S) | 0 | 0 | 0 | 0 | 0 | 0 | 0 | 0 | 0 | 0 | 0 | 0 | 0 | 0 | 0 | 0 | 0 | 0 | 0 | 0 | 0 | 0 | 0 | 0 | 0 | 0 | 0 | 0 | 0 | 0 | 0 | #REF! |  |  |  |  | 0
| Avg. Replacement Demand (W) | 0 | 0 | 0 | 0 | 0 | 0 | 0 | 0 | 0 | 0 | 0 | 0 | 0 | 0 | 0 | 0 | 0 | 0 | 0 | 0 | 0 | 0 | 0 | 0 | 0 | 0 | 0 | 0 | 0 | 0 | 0 | #REF! |  |  |  |  | 2.9366
Tech Forecast Stock
| Year | Year 0 | Year 1 | Year 2 | Year 3 | Year 4 | Year 5 | Year 6 | Year 7 | Year 8 | Year 9 | Year 10 | Year 11 | Year 12 | Year 13 | Year 14 | Year 15 | Year 16 | Year 17 | Year 18 | Year 19 | Year 20 | Year 21 | Year 22 | Year 23 | Year 24 | Year 25 | Year 26 | Year 27 | Year 28 | Year 29 | Year 30
| E1 | 0 | 0 | 0 | 0 | 0 | 0 | 0 | 0 | 0 | 0 | 0 | 0 | 0 | 0 | 0 | 0 | 0 | 0 | 0 | 0 | 0 | 0 | 0 | 0 | 0 | 0 | 0 | 0 | 0 | 0 | 0
| E2 | 0 | 0 | 0 | 0 | 0 | 0 | 0 | 0 | 0 | 0 | 0 | 0 | 0 | 0 | 0 | 0 | 0 | 0 | 0 | 0 | 0 | 0 | 0 | 0 | 0 | 0 | 0 | 0 | 0 | 0 | 0
| E3 | 0 | 0 | 0 | 0 | 0 | 0 | 0 | 0 | 0 | 0 | 0 | 0 | 0 | 0 | 0 | 0 | 0 | 0 | 0 | 0 | 0 | 0 | 0 | 0 | 0 | 0 | 0 | 0 | 0 | 0 | 0
| E4 | 0 | 0 | 0 | 0 | 0 | 0 | 0 | 0 | 0 | 0 | 0 | 0 | 0 | 0 | 0 | 0 | 0 | 0 | 0 | 0 | 0 | 0 | 0 | 0 | 0 | 0 | 0 | 0 | 0 | 0 | 0
| E5 | 0 | 0 | 0 | 0 | 0 | 0 | 0 | 0 | 0 | 0 | 0 | 0 | 0 | 0 | 0 | 0 | 0 | 0 | 0 | 0 | 0 | 0 | 0 | 0 | 0 | 0 | 0 | 0 | 0 | 0 | 0
| E6 | 0 | 0 | 0 | 0 | 0 | 0 | 0 | 0 | 0 | 0 | 0 | 0 | 0 | 0 | 0 | 0 | 0 | 0 | 0 | 0 | 0 | 0 | 0 | 0 | 0 | 0 | 0 | 0 | 0 | 0 | 0
| E7 | 0 | 0 | 0 | 0 | 0 | 0 | 0 | 0 | 0 | 0 | 0 | 0 | 0 | 0 | 0 | 0 | 0 | 0 | 0 | 0 | 0 | 0 | 0 | 0 | 0 | 0 | 0 | 0 | 0 | 0 | 0
| E8 | 0 | 0 | 0 | 0 | 0 | 0 | 0 | 0 | 0 | 0 | 0 | 0 | 0 | 0 | 0 | 0 | 0 | 0 | 0 | 0 | 0 | 0 | 0 | 0 | 0 | 0 | 0 | 0 | 0 | 0 | 0
| E9 | 0 | 0 | 0 | 0 | 0 | 0 | 0 | 0 | 0 | 0 | 0 | 0 | 0 | 0 | 0 | 0 | 0 | 0 | 0 | 0 | 0 | 0 | 0 | 0 | 0 | 0 | 0 | 0 | 0 | 0 | 0
| E10 | 0 | 0 | 0 | 0 | 0 | 0 | 0 | 0 | 0 | 0 | 0 | 0 | 0 | 0 | 0 | 0 | 0 | 0 | 0 | 0 | 0 | 0 | 0 | 0 | 0 | 0 | 0 | 0 | 0 | 0 | 0
| Vintage | 0 | 0 | 0 | 0 | 0 | 0 | 0 | 0 | 0 | 0 | 0 | 0 | 0 | 0 | 0 | 0 | 0 | 0 | 0 | 0 | 0 | 0 | 0 | 0 | 0 | 0 | 0 | 0 | 0 | 0 | 0
Stock for Switching
| Year | Year 0 | Year 1 | Year 2 | Year 3 | Year 4 | Year 5 | Year 6 | Year 7 | Year 8 | Year 9 | Year 10 | Year 11 | Year 12 | Year 13 | Year 14 | Year 15 | Year 16 | Year 17 | Year 18 | Year 19 | Year 20 | Year 21 | Year 22 | Year 23 | Year 24 | Year 25 | Year 26 | Year 27 | Year 28 | Year 29 | Year 30
| E1 | 0 | 0 | 0 | 0 | 0 | 0 | 0 | 0 | 0 | 0 | 0 | 0 | 0 | 0 | 0 | 0 | 0 | 0 | 0 | 0 | 0 | 0 | 0 | 0 | 0 | 0 | 0 | 0 | 0 | 0 | 0 | 0_E1_SysStock
| E2 | 0 | 0 | 0 | 0 | 0 | 0 | 0 | 0 | 0 | 0 | 0 | 0 | 0 | 0 | 0 | 0 | 0 | 0 | 0 | 0 | 0 | 0 | 0 | 0 | 0 | 0 | 0 | 0 | 0 | 0 | 0 | 0_E2_SysStock
| E3 | 0 | 0 | 0 | 0 | 0 | 0 | 0 | 0 | 0 | 0 | 0 | 0 | 0 | 0 | 0 | 0 | 0 | 0 | 0 | 0 | 0 | 0 | 0 | 0 | 0 | 0 | 0 | 0 | 0 | 0 | 0 | 0_E3_SysStock
| E4 | 0 | 0 | 0 | 0 | 0 | 0 | 0 | 0 | 0 | 0 | 0 | 0 | 0 | 0 | 0 | 0 | 0 | 0 | 0 | 0 | 0 | 0 | 0 | 0 | 0 | 0 | 0 | 0 | 0 | 0 | 0 | 0_E4_SysStock
| E5 | 0 | 0 | 0 | 0 | 0 | 0 | 0 | 0 | 0 | 0 | 0 | 0 | 0 | 0 | 0 | 0 | 0 | 0 | 0 | 0 | 0 | 0 | 0 | 0 | 0 | 0 | 0 | 0 | 0 | 0 | 0 | 0_E5_SysStock
| E6 | 0 | 0 | 0 | 0 | 0 | 0 | 0 | 0 | 0 | 0 | 0 | 0 | 0 | 0 | 0 | 0 | 0 | 0 | 0 | 0 | 0 | 0 | 0 | 0 | 0 | 0 | 0 | 0 | 0 | 0 | 0 | 0_E6_SysStock
| E7 | 0 | 0 | 0 | 0 | 0 | 0 | 0 | 0 | 0 | 0 | 0 | 0 | 0 | 0 | 0 | 0 | 0 | 0 | 0 | 0 | 0 | 0 | 0 | 0 | 0 | 0 | 0 | 0 | 0 | 0 | 0 | 0_E7_SysStock
| E8 | 0 | 0 | 0 | 0 | 0 | 0 | 0 | 0 | 0 | 0 | 0 | 0 | 0 | 0 | 0 | 0 | 0 | 0 | 0 | 0 | 0 | 0 | 0 | 0 | 0 | 0 | 0 | 0 | 0 | 0 | 0 | 0_E8_SysStock
| E9 | 0 | 0 | 0 | 0 | 0 | 0 | 0 | 0 | 0 | 0 | 0 | 0 | 0 | 0 | 0 | 0 | 0 | 0 | 0 | 0 | 0 | 0 | 0 | 0 | 0 | 0 | 0 | 0 | 0 | 0 | 0 | 0_E9_SysStock
| E10 | 0 | 0 | 0 | 0 | 0 | 0 | 0 | 0 | 0 | 0 | 0 | 0 | 0 | 0 | 0 | 0 | 0 | 0 | 0 | 0 | 0 | 0 | 0 | 0 | 0 | 0 | 0 | 0 | 0 | 0 | 0 | 0_E10_SysStock
| Vintage | 0 | 0 | 0 | 0 | 0 | 0 | 0 | 0 | 0 | 0 | 0 | 0 | 0 | 0 | 0 | 0 | 0 | 0 | 0 | 0 | 0 | 0 | 0 | 0 | 0 | 0 | 0 | 0 | 0 | 0 | 0 | 0_Vintage_SysStock
Tech Forecast Purchases
| Year | Year 0 | Year 1 | Year 2 | Year 3 | Year 4 | Year 5 | Year 6 | Year 7 | Year 8 | Year 9 | Year 10 | Year 11 | Year 12 | Year 13 | Year 14 | Year 15 | Year 16 | Year 17 | Year 18 | Year 19 | Year 20 | Year 21 | Year 22 | Year 23 | Year 24 | Year 25 | Year 26 | Year 27 | Year 28 | Year 29 | Year 30
| E1 | 0 | 0 | 0 | 0 | 0 | 0 | 0 | 0 | 0 | 0 | 0 | 0 | 0 | 0 | 0 | 0 | 0 | 0 | 0 | 0 | 0 | 0 | 0 | 0 | 0 | 0 | 0 | 0 | 0 | 0 | 0
| E2 | 0 | 0 | 0 | 0 | 0 | 0 | 0 | 0 | 0 | 0 | 0 | 0 | 0 | 0 | 0 | 0 | 0 | 0 | 0 | 0 | 0 | 0 | 0 | 0 | 0 | 0 | 0 | 0 | 0 | 0 | 0
| E3 | 0 | 0 | 0 | 0 | 0 | 0 | 0 | 0 | 0 | 0 | 0 | 0 | 0 | 0 | 0 | 0 | 0 | 0 | 0 | 0 | 0 | 0 | 0 | 0 | 0 | 0 | 0 | 0 | 0 | 0 | 0
| E4 | 0 | 0 | 0 | 0 | 0 | 0 | 0 | 0 | 0 | 0 | 0 | 0 | 0 | 0 | 0 | 0 | 0 | 0 | 0 | 0 | 0 | 0 | 0 | 0 | 0 | 0 | 0 | 0 | 0 | 0 | 0
| E5 | 0 | 0 | 0 | 0 | 0 | 0 | 0 | 0 | 0 | 0 | 0 | 0 | 0 | 0 | 0 | 0 | 0 | 0 | 0 | 0 | 0 | 0 | 0 | 0 | 0 | 0 | 0 | 0 | 0 | 0 | 0
| E6 | 0 | 0 | 0 | 0 | 0 | 0 | 0 | 0 | 0 | 0 | 0 | 0 | 0 | 0 | 0 | 0 | 0 | 0 | 0 | 0 | 0 | 0 | 0 | 0 | 0 | 0 | 0 | 0 | 0 | 0 | 0
| E7 | 0 | 0 | 0 | 0 | 0 | 0 | 0 | 0 | 0 | 0 | 0 | 0 | 0 | 0 | 0 | 0 | 0 | 0 | 0 | 0 | 0 | 0 | 0 | 0 | 0 | 0 | 0 | 0 | 0 | 0 | 0
| E8 | 0 | 0 | 0 | 0 | 0 | 0 | 0 | 0 | 0 | 0 | 0 | 0 | 0 | 0 | 0 | 0 | 0 | 0 | 0 | 0 | 0 | 0 | 0 | 0 | 0 | 0 | 0 | 0 | 0 | 0 | 0
| E9 | 0 | 0 | 0 | 0 | 0 | 0 | 0 | 0 | 0 | 0 | 0 | 0 | 0 | 0 | 0 | 0 | 0 | 0 | 0 | 0 | 0 | 0 | 0 | 0 | 0 | 0 | 0 | 0 | 0 | 0 | 0
| E10 | 0 | 0 | 0 | 0 | 0 | 0 | 0 | 0 | 0 | 0 | 0 | 0 | 0 | 0 | 0 | 0 | 0 | 0 | 0 | 0 | 0 | 0 | 0 | 0 | 0 | 0 | 0 | 0 | 0 | 0 | 0
Potential to Switch
| Year | Year 0 | Year 1 | Year 2 | Year 3 | Year 4 | Year 5 | Year 6 | Year 7 | Year 8 | Year 9 | Year 10 | Year 11 | Year 12 | Year 13 | Year 14 | Year 15 | Year 16 | Year 17 | Year 18 | Year 19 | Year 20 | Year 21 | Year 22 | Year 23 | Year 24 | Year 25 | Year 26 | Year 27 | Year 28 | Year 29 | Year 30
| E1 | 0 | 0 | 0 | 0 | 0 | 0 | 0 | 0 | 0 | 0 | 0 | 0 | 0 | 0 | 0 | 0 | 0 | 0 | 0 | 0 | 0 | 0 | 0 | 0 | 0 | 0 | 0 | 0 | 0 | 0 | 0 | 0_E1_Switched Out
| E2 | 0 | 0 | 0 | 0 | 0 | 0 | 0 | 0 | 0 | 0 | 0 | 0 | 0 | 0 | 0 | 0 | 0 | 0 | 0 | 0 | 0 | 0 | 0 | 0 | 0 | 0 | 0 | 0 | 0 | 0 | 0 | 0_E2_Switched Out
| E3 | 0 | 0 | 0 | 0 | 0 | 0 | 0 | 0 | 0 | 0 | 0 | 0 | 0 | 0 | 0 | 0 | 0 | 0 | 0 | 0 | 0 | 0 | 0 | 0 | 0 | 0 | 0 | 0 | 0 | 0 | 0 | 0_E3_Switched Out
| E4 | 0 | 0 | 0 | 0 | 0 | 0 | 0 | 0 | 0 | 0 | 0 | 0 | 0 | 0 | 0 | 0 | 0 | 0 | 0 | 0 | 0 | 0 | 0 | 0 | 0 | 0 | 0 | 0 | 0 | 0 | 0 | 0_E4_Switched Out
| E5 | 0 | 0 | 0 | 0 | 0 | 0 | 0 | 0 | 0 | 0 | 0 | 0 | 0 | 0 | 0 | 0 | 0 | 0 | 0 | 0 | 0 | 0 | 0 | 0 | 0 | 0 | 0 | 0 | 0 | 0 | 0 | 0_E5_Switched Out
| E6 | 0 | 0 | 0 | 0 | 0 | 0 | 0 | 0 | 0 | 0 | 0 | 0 | 0 | 0 | 0 | 0 | 0 | 0 | 0 | 0 | 0 | 0 | 0 | 0 | 0 | 0 | 0 | 0 | 0 | 0 | 0 | 0_E6_Switched Out
| E7 | 0 | 0 | 0 | 0 | 0 | 0 | 0 | 0 | 0 | 0 | 0 | 0 | 0 | 0 | 0 | 0 | 0 | 0 | 0 | 0 | 0 | 0 | 0 | 0 | 0 | 0 | 0 | 0 | 0 | 0 | 0 | 0_E7_Switched Out
| E8 | 0 | 0 | 0 | 0 | 0 | 0 | 0 | 0 | 0 | 0 | 0 | 0 | 0 | 0 | 0 | 0 | 0 | 0 | 0 | 0 | 0 | 0 | 0 | 0 | 0 | 0 | 0 | 0 | 0 | 0 | 0 | 0_E8_Switched Out
| E9 | 0 | 0 | 0 | 0 | 0 | 0 | 0 | 0 | 0 | 0 | 0 | 0 | 0 | 0 | 0 | 0 | 0 | 0 | 0 | 0 | 0 | 0 | 0 | 0 | 0 | 0 | 0 | 0 | 0 | 0 | 0 | 0_E9_Switched Out
| E10 | 0 | 0 | 0 | 0 | 0 | 0 | 0 | 0 | 0 | 0 | 0 | 0 | 0 | 0 | 0 | 0 | 0 | 0 | 0 | 0 | 0 | 0 | 0 | 0 | 0 | 0 | 0 | 0 | 0 | 0 | 0 | 0_E10_Switched Out
Units Out
| E1 | 0 | 0 | 0 | 0 | 0 | 0 | 0 | 0 | 0 | 0 | 0 | 0 | 0 | 0 | 0 | 0 | 0 | 0 | 0 | 0 | 0 | 0 | 0 | 0 | 0 | 0 | 0 | 0 | 0 | 0 | 0
| E2 | 0 | 0 | 0 | 0 | 0 | 0 | 0 | 0 | 0 | 0 | 0 | 0 | 0 | 0 | 0 | 0 | 0 | 0 | 0 | 0 | 0 | 0 | 0 | 0 | 0 | 0 | 0 | 0 | 0 | 0 | 0
| E3 | 0 | 0 | 0 | 0 | 0 | 0 | 0 | 0 | 0 | 0 | 0 | 0 | 0 | 0 | 0 | 0 | 0 | 0 | 0 | 0 | 0 | 0 | 0 | 0 | 0 | 0 | 0 | 0 | 0 | 0 | 0
| E4 | 0 | 0 | 0 | 0 | 0 | 0 | 0 | 0 | 0 | 0 | 0 | 0 | 0 | 0 | 0 | 0 | 0 | 0 | 0 | 0 | 0 | 0 | 0 | 0 | 0 | 0 | 0 | 0 | 0 | 0 | 0
| E5 | 0 | 0 | 0 | 0 | 0 | 0 | 0 | 0 | 0 | 0 | 0 | 0 | 0 | 0 | 0 | 0 | 0 | 0 | 0 | 0 | 0 | 0 | 0 | 0 | 0 | 0 | 0 | 0 | 0 | 0 | 0
| E6 | 0 | 0 | 0 | 0 | 0 | 0 | 0 | 0 | 0 | 0 | 0 | 0 | 0 | 0 | 0 | 0 | 0 | 0 | 0 | 0 | 0 | 0 | 0 | 0 | 0 | 0 | 0 | 0 | 0 | 0 | 0
| E7 | 0 | 0 | 0 | 0 | 0 | 0 | 0 | 0 | 0 | 0 | 0 | 0 | 0 | 0 | 0 | 0 | 0 | 0 | 0 | 0 | 0 | 0 | 0 | 0 | 0 | 0 | 0 | 0 | 0 | 0 | 0
| E8 | 0 | 0 | 0 | 0 | 0 | 0 | 0 | 0 | 0 | 0 | 0 | 0 | 0 | 0 | 0 | 0 | 0 | 0 | 0 | 0 | 0 | 0 | 0 | 0 | 0 | 0 | 0 | 0 | 0 | 0 | 0
| E9 | 0 | 0 | 0 | 0 | 0 | 0 | 0 | 0 | 0 | 0 | 0 | 0 | 0 | 0 | 0 | 0 | 0 | 0 | 0 | 0 | 0 | 0 | 0 | 0 | 0 | 0 | 0 | 0 | 0 | 0 | 0
| E10 | 0 | 0 | 0 | 0 | 0 | 0 | 0 | 0 | 0 | 0 | 0 | 0 | 0 | 0 | 0 | 0 | 0 | 0 | 0 | 0 | 0 | 0 | 0 | 0 | 0 | 0 | 0 | 0 | 0 | 0 | 0
| Vintage | 0 | 0 | 0 | 0 | 0 | 0 | 0 | 0 | 0 | 0 | 0 | 0 | 0 | 0 | 0 | 0 | 0 | 0 | 0 | 0 | 0 | 0 | 0 | 0 | 0 | 0 | 0 | 0 | 0 | 0 | 0
Tech Purchase Shares
| Year | Year 0 | Year 1 | Year 2 | Year 3 | Year 4 | Year 5 | Year 6 | Year 7 | Year 8 | Year 9 | Year 10 | Year 11 | Year 12 | Year 13 | Year 14 | Year 15 | Year 16 | Year 17 | Year 18 | Year 19 | Year 20 | Year 21 | Year 22 | Year 23 | Year 24 | Year 25 | Year 26 | Year 27 | Year 28 | Year 29 | Year 30
E1 | bar: Year 0 to Year 30
E2 | bar: Year 0 to Year 30
E3 | bar: Year 0 to Year 30
E4 | bar: Year 0 to Year 30
E5 | bar: Year 0 to Year 30
E6 | bar: Year 0 to Year 30
E7 | bar: Year 0 to Year 30
E8 | bar: Year 0 to Year 30
E9 | bar: Year 0 to Year 30
E10 | bar: Year 0 to Year 30
Units In from Switching
| E1 | 0 | 0 | 0 | 0 | 0 | 0 | 0 | 0 | 0 | 0 | 0 | 0 | 0 | 0 | 0 | 0 | 0 | 0 | 0 | 0 | 0 | 0 | 0 | 0 | 0 | 0 | 0 | 0 | 0 | 0 | 0
| E2 | 0 | 0 | 0 | 0 | 0 | 0 | 0 | 0 | 0 | 0 | 0 | 0 | 0 | 0 | 0 | 0 | 0 | 0 | 0 | 0 | 0 | 0 | 0 | 0 | 0 | 0 | 0 | 0 | 0 | 0 | 0
| E3 | 0 | 0 | 0 | 0 | 0 | 0 | 0 | 0 | 0 | 0 | 0 | 0 | 0 | 0 | 0 | 0 | 0 | 0 | 0 | 0 | 0 | 0 | 0 | 0 | 0 | 0 | 0 | 0 | 0 | 0 | 0
| E4 | 0 | 0 | 0 | 0 | 0 | 0 | 0 | 0 | 0 | 0 | 0 | 0 | 0 | 0 | 0 | 0 | 0 | 0 | 0 | 0 | 0 | 0 | 0 | 0 | 0 | 0 | 0 | 0 | 0 | 0 | 0
| E5 | 0 | 0 | 0 | 0 | 0 | 0 | 0 | 0 | 0 | 0 | 0 | 0 | 0 | 0 | 0 | 0 | 0 | 0 | 0 | 0 | 0 | 0 | 0 | 0 | 0 | 0 | 0 | 0 | 0 | 0 | 0
| E6 | 0 | 0 | 0 | 0 | 0 | 0 | 0 | 0 | 0 | 0 | 0 | 0 | 0 | 0 | 0 | 0 | 0 | 0 | 0 | 0 | 0 | 0 | 0 | 0 | 0 | 0 | 0 | 0 | 0 | 0 | 0
| E7 | 0 | 0 | 0 | 0 | 0 | 0 | 0 | 0 | 0 | 0 | 0 | 0 | 0 | 0 | 0 | 0 | 0 | 0 | 0 | 0 | 0 | 0 | 0 | 0 | 0 | 0 | 0 | 0 | 0 | 0 | 0
| E8 | 0 | 0 | 0 | 0 | 0 | 0 | 0 | 0 | 0 | 0 | 0 | 0 | 0 | 0 | 0 | 0 | 0 | 0 | 0 | 0 | 0 | 0 | 0 | 0 | 0 | 0 | 0 | 0 | 0 | 0 | 0
| E9 | 0 | 0 | 0 | 0 | 0 | 0 | 0 | 0 | 0 | 0 | 0 | 0 | 0 | 0 | 0 | 0 | 0 | 0 | 0 | 0 | 0 | 0 | 0 | 0 | 0 | 0 | 0 | 0 | 0 | 0 | 0
| E10 | 0 | 0 | 0 | 0 | 0 | 0 | 0 | 0 | 0 | 0 | 0 | 0 | 0 | 0 | 0 | 0 | 0 | 0 | 0 | 0 | 0 | 0 | 0 | 0 | 0 | 0 | 0 | 0 | 0 | 0 | 0
| Vintage | 0 | 0 | 0 | 0 | 0 | 0 | 0 | 0 | 0 | 0 | 0 | 0 | 0 | 0 | 0 | 0 | 0 | 0 | 0 | 0 | 0 | 0 | 0 | 0 | 0 | 0 | 0 | 0 | 0 | 0 | 0
Net Change
| Year | Year 0 | Year 1 | Year 2 | Year 3 | Year 4 | Year 5 | Year 6 | Year 7 | Year 8 | Year 9 | Year 10 | Year 11 | Year 12 | Year 13 | Year 14 | Year 15 | Year 16 | Year 17 | Year 18 | Year 19 | Year 20 | Year 21 | Year 22 | Year 23 | Year 24 | Year 25 | Year 26 | Year 27 | Year 28 | Year 29 | Year 30 | Key
| Units | 0 | 0 | 0 | 0 | 0 | 0 | 0 | 0 | 0 | 0 | 0 | 0 | 0 | 0 | 0 | 0 | 0 | 0 | 0 | 0 | 0 | 0 | 0 | 0 | 0 | 0 | 0 | 0 | 0 | 0 | 0 | 0_Units |  |  |  |  | 301957.8232
| Usage | 0 | 0 | 0 | 0 | 0 | 0 | 0 | 0 | 0 | 0 | 0 | 0 | 0 | 0 | 0 | 0 | 0 | 0 | 0 | 0 | 0 | 0 | 0 | 0 | 0 | 0 | 0 | 0 | 0 | 0 | 0 | 0_Usage |  |  |  |  | 1698.6543
| Peak Demand (S) | 0 | 0 | 0 | 0 | 0 | 0 | 0 | 0 | 0 | 0 | 0 | 0 | 0 | 0 | 0 | 0 | 0 | 0 | 0 | 0 | 0 | 0 | 0 | 0 | 0 | 0 | 0 | 0 | 0 | 0 | 0 | 0_Peak Demand (S) |  |  |  |  | 0
| Peak Demand (W) | 0 | 0 | 0 | 0 | 0 | 0 | 0 | 0 | 0 | 0 | 0 | 0 | 0 | 0 | 0 | 0 | 0 | 0 | 0 | 0 | 0 | 0 | 0 | 0 | 0 | 0 | 0 | 0 | 0 | 0 | 0 | 0_Peak Demand (W) |  |  |  |  | 884.6119
| Turnover | 0 | 0 | 0 | 0 | 0 | 0 | 0 | 0 | 0 | 0 | 0 | 0 | 0 | 0 | 0 | 0 | 0 | 0 | 0 | 0 | 0 | 0 | 0 | 0 | 0 | 0 | 0 | 0 | 0 | 0 | 0 | 0_Turnover |  |  |  |  | 6885.4476
| Avg. Replacement Usage | 0 | 0 | 0 | 0 | 0 | 0 | 0 | 0 | 0 | 0 | 0 | 0 | 0 | 0 | 0 | 0 | 0 | 0 | 0 | 0 | 0 | 0 | 0 | 0 | 0 | 0 | 0 | 0 | 0 | 0 | 0 | 0_Avg. Replacement Usage |  |  |  |  | 5638.8522
| Avg. Replacement Demand (S) | 0 | 0 | 0 | 0 | 0 | 0 | 0 | 0 | 0 | 0 | 0 | 0 | 0 | 0 | 0 | 0 | 0 | 0 | 0 | 0 | 0 | 0 | 0 | 0 | 0 | 0 | 0 | 0 | 0 | 0 | 0 | 0_Avg. Replacement Demand (S) |  |  |  |  | 0
| Avg. Replacement Demand (W) | 0 | 0 | 0 | 0 | 0 | 0 | 0 | 0 | 0 | 0 | 0 | 0 | 0 | 0 | 0 | 0 | 0 | 0 | 0 | 0 | 0 | 0 | 0 | 0 | 0 | 0 | 0 | 0 | 0 | 0 | 0 | 0_Avg. Replacement Demand (W) |  |  |  |  | 2.9366
Purchases
| Year | Year 0 | Year 1 | Year 2 | Year 3 | Year 4 | Year 5 | Year 6 | Year 7 | Year 8 | Year 9 | Year 10 | Year 11 | Year 12 | Year 13 | Year 14 | Year 15 | Year 16 | Year 17 | Year 18 | Year 19 | Year 20 | Year 21 | Year 22 | Year 23 | Year 24 | Year 25 | Year 26 | Year 27 | Year 28 | Year 29 | Year 30
| E1 | 0 | 0 | 0 | 0 | 0 | 0 | 0 | 0 | 0 | 0 | 0 | 0 | 0 | 0 | 0 | 0 | 0 | 0 | 0 | 0 | 0 | 0 | 0 | 0 | 0 | 0 | 0 | 0 | 0 | 0 | 0 | 0_E1_Purchases |  |  |  |  | 6885.4476
| E2 | 0 | 0 | 0 | 0 | 0 | 0 | 0 | 0 | 0 | 0 | 0 | 0 | 0 | 0 | 0 | 0 | 0 | 0 | 0 | 0 | 0 | 0 | 0 | 0 | 0 | 0 | 0 | 0 | 0 | 0 | 0 | 0_E2_Purchases |  |  |  |  | 0
| E3 | 0 | 0 | 0 | 0 | 0 | 0 | 0 | 0 | 0 | 0 | 0 | 0 | 0 | 0 | 0 | 0 | 0 | 0 | 0 | 0 | 0 | 0 | 0 | 0 | 0 | 0 | 0 | 0 | 0 | 0 | 0 | 0_E3_Purchases |  |  |  |  | 0
| E4 | 0 | 0 | 0 | 0 | 0 | 0 | 0 | 0 | 0 | 0 | 0 | 0 | 0 | 0 | 0 | 0 | 0 | 0 | 0 | 0 | 0 | 0 | 0 | 0 | 0 | 0 | 0 | 0 | 0 | 0 | 0 | 0_E4_Purchases |  |  |  |  | 0
| E5 | 0 | 0 | 0 | 0 | 0 | 0 | 0 | 0 | 0 | 0 | 0 | 0 | 0 | 0 | 0 | 0 | 0 | 0 | 0 | 0 | 0 | 0 | 0 | 0 | 0 | 0 | 0 | 0 | 0 | 0 | 0 | 0_E5_Purchases |  |  |  |  | 0
| E6 | 0 | 0 | 0 | 0 | 0 | 0 | 0 | 0 | 0 | 0 | 0 | 0 | 0 | 0 | 0 | 0 | 0 | 0 | 0 | 0 | 0 | 0 | 0 | 0 | 0 | 0 | 0 | 0 | 0 | 0 | 0 | 0_E6_Purchases |  |  |  |  | 0
| E7 | 0 | 0 | 0 | 0 | 0 | 0 | 0 | 0 | 0 | 0 | 0 | 0 | 0 | 0 | 0 | 0 | 0 | 0 | 0 | 0 | 0 | 0 | 0 | 0 | 0 | 0 | 0 | 0 | 0 | 0 | 0 | 0_E7_Purchases |  |  |  |  | 0
| E8 | 0 | 0 | 0 | 0 | 0 | 0 | 0 | 0 | 0 | 0 | 0 | 0 | 0 | 0 | 0 | 0 | 0 | 0 | 0 | 0 | 0 | 0 | 0 | 0 | 0 | 0 | 0 | 0 | 0 | 0 | 0 | 0_E8_Purchases |  |  |  |  | 0
| E9 | 0 | 0 | 0 | 0 | 0 | 0 | 0 | 0 | 0 | 0 | 0 | 0 | 0 | 0 | 0 | 0 | 0 | 0 | 0 | 0 | 0 | 0 | 0 | 0 | 0 | 0 | 0 | 0 | 0 | 0 | 0 | 0_E9_Purchases |  |  |  |  | 0
| E10 | 0 | 0 | 0 | 0 | 0 | 0 | 0 | 0 | 0 | 0 | 0 | 0 | 0 | 0 | 0 | 0 | 0 | 0 | 0 | 0 | 0 | 0 | 0 | 0 | 0 | 0 | 0 | 0 | 0 | 0 | 0 | 0_E10_Purchases |  |  |  |  | 0
Stock
| Year | Year 0 | Year 1 | Year 2 | Year 3 | Year 4 | Year 5 | Year 6 | Year 7 | Year 8 | Year 9 | Year 10 | Year 11 | Year 12 | Year 13 | Year 14 | Year 15 | Year 16 | Year 17 | Year 18 | Year 19 | Year 20 | Year 21 | Year 22 | Year 23 | Year 24 | Year 25 | Year 26 | Year 27 | Year 28 | Year 29 | Year 30
| E1 | 0 | 0 | 0 | 0 | 0 | 0 | 0 | 0 | 0 | 0 | 0 | 0 | 0 | 0 | 0 | 0 | 0 | 0 | 0 | 0 | 0 | 0 | 0 | 0 | 0 | 0 | 0 | 0 | 0 | 0 | 0 | 0_E1_Stock |  |  |  |  | 13576.6093
| E2 | 0 | 0 | 0 | 0 | 0 | 0 | 0 | 0 | 0 | 0 | 0 | 0 | 0 | 0 | 0 | 0 | 0 | 0 | 0 | 0 | 0 | 0 | 0 | 0 | 0 | 0 | 0 | 0 | 0 | 0 | 0 | 0_E2_Stock |  |  |  |  | 0
| E3 | 0 | 0 | 0 | 0 | 0 | 0 | 0 | 0 | 0 | 0 | 0 | 0 | 0 | 0 | 0 | 0 | 0 | 0 | 0 | 0 | 0 | 0 | 0 | 0 | 0 | 0 | 0 | 0 | 0 | 0 | 0 | 0_E3_Stock |  |  |  |  | 0
| E4 | 0 | 0 | 0 | 0 | 0 | 0 | 0 | 0 | 0 | 0 | 0 | 0 | 0 | 0 | 0 | 0 | 0 | 0 | 0 | 0 | 0 | 0 | 0 | 0 | 0 | 0 | 0 | 0 | 0 | 0 | 0 | 0_E4_Stock |  |  |  |  | 0
| E5 | 0 | 0 | 0 | 0 | 0 | 0 | 0 | 0 | 0 | 0 | 0 | 0 | 0 | 0 | 0 | 0 | 0 | 0 | 0 | 0 | 0 | 0 | 0 | 0 | 0 | 0 | 0 | 0 | 0 | 0 | 0 | 0_E5_Stock |  |  |  |  | 0
| E6 | 0 | 0 | 0 | 0 | 0 | 0 | 0 | 0 | 0 | 0 | 0 | 0 | 0 | 0 | 0 | 0 | 0 | 0 | 0 | 0 | 0 | 0 | 0 | 0 | 0 | 0 | 0 | 0 | 0 | 0 | 0 | 0_E6_Stock |  |  |  |  | 0
| E7 | 0 | 0 | 0 | 0 | 0 | 0 | 0 | 0 | 0 | 0 | 0 | 0 | 0 | 0 | 0 | 0 | 0 | 0 | 0 | 0 | 0 | 0 | 0 | 0 | 0 | 0 | 0 | 0 | 0 | 0 | 0 | 0_E7_Stock |  |  |  |  | 0
| E8 | 0 | 0 | 0 | 0 | 0 | 0 | 0 | 0 | 0 | 0 | 0 | 0 | 0 | 0 | 0 | 0 | 0 | 0 | 0 | 0 | 0 | 0 | 0 | 0 | 0 | 0 | 0 | 0 | 0 | 0 | 0 | 0_E8_Stock |  |  |  |  | 0
| E9 | 0 | 0 | 0 | 0 | 0 | 0 | 0 | 0 | 0 | 0 | 0 | 0 | 0 | 0 | 0 | 0 | 0 | 0 | 0 | 0 | 0 | 0 | 0 | 0 | 0 | 0 | 0 | 0 | 0 | 0 | 0 | 0_E9_Stock |  |  |  |  | 0
| E10 | 0 | 0 | 0 | 0 | 0 | 0 | 0 | 0 | 0 | 0 | 0 | 0 | 0 | 0 | 0 | 0 | 0 | 0 | 0 | 0 | 0 | 0 | 0 | 0 | 0 | 0 | 0 | 0 | 0 | 0 | 0 | 0_E10_Stock |  |  |  |  | 0
| Vintage | 0 | 0 | 0 | 0 | 0 | 0 | 0 | 0 | 0 | 0 | 0 | 0 | 0 | 0 | 0 | 0 | 0 | 0 | 0 | 0 | 0 | 0 | 0 | 0 | 0 | 0 | 0 | 0 | 0 | 0 | 0 | 0_Vintage_Stock |  |  |  |  | 288381.2139
S2C2 |  | Year 0: System 2 Technology 2
Technology Variables
| Tech Key | Year 0: 0
| Peak Factor (S) | Year 0: 0
| Peak Factor (W) | Year 0: 0
| Min Vintage Lifetime | Year 0: 0
| Max Vintage Lifetime | Year 0: 0
| Turnover Style | Year 0: 0
Technology Variables
| Equipment | Year 0: Label; Year 1: Min Lifetime; Year 2: Max Lifetime; Year 3: Degradation; Year 4: Usage; Year 5: Available
| E1 | Year 1: 0; Year 2: 0; Year 3: 0%; Year 4: 0; Year 5: FALSE
| E2 | Year 1: 0; Year 2: 0; Year 3: 0%; Year 4: 0; Year 5: FALSE
| E3 | Year 1: 0; Year 2: 0; Year 3: 0%; Year 4: 0; Year 5: FALSE
| E4 | Year 1: 0; Year 2: 0; Year 3: 0%; Year 4: 0; Year 5: FALSE
| E5 | Year 1: 0; Year 2: 0; Year 3: 0%; Year 4: 0; Year 5: FALSE
| E6 | Year 1: 0; Year 2: 0; Year 3: 0%; Year 4: 0; Year 5: FALSE
| E7 | Year 1: 0; Year 2: 0; Year 3: 0%; Year 4: 0; Year 5: FALSE
| E8 | Year 1: 0; Year 2: 0; Year 3: 0%; Year 4: 0; Year 5: FALSE
| E9 | Year 1: 0; Year 2: 0; Year 3: 0%; Year 4: 0; Year 5: FALSE
| E10 | Year 1: 0; Year 2: 0; Year 3: 0%; Year 4: 0; Year 5: FALSE
Original Forecast Results
| Year | Year 0 | Year 1 | Year 2 | Year 3 | Year 4 | Year 5 | Year 6 | Year 7 | Year 8 | Year 9 | Year 10 | Year 11 | Year 12 | Year 13 | Year 14 | Year 15 | Year 16 | Year 17 | Year 18 | Year 19 | Year 20 | Year 21 | Year 22 | Year 23 | Year 24 | Year 25 | Year 26 | Year 27 | Year 28 | Year 29 | Year 30 | Key
| Units | 0 | 0 | 0 | 0 | 0 | 0 | 0 | 0 | 0 | 0 | 0 | 0 | 0 | 0 | 0 | 0 | 0 | 0 | 0 | 0 | 0 | 0 | 0 | 0 | 0 | 0 | 0 | 0 | 0 | 0 | 0 | #REF! |  |  |  |  | 301957.8232
| Usage | 0 | 0 | 0 | 0 | 0 | 0 | 0 | 0 | 0 | 0 | 0 | 0 | 0 | 0 | 0 | 0 | 0 | 0 | 0 | 0 | 0 | 0 | 0 | 0 | 0 | 0 | 0 | 0 | 0 | 0 | 0 | #REF! |  |  |  |  | 1698.6543
| Peak Demand (S) | 0 | 0 | 0 | 0 | 0 | 0 | 0 | 0 | 0 | 0 | 0 | 0 | 0 | 0 | 0 | 0 | 0 | 0 | 0 | 0 | 0 | 0 | 0 | 0 | 0 | 0 | 0 | 0 | 0 | 0 | 0 | #REF! |  |  |  |  | 0
| Peak Demand (W) | 0 | 0 | 0 | 0 | 0 | 0 | 0 | 0 | 0 | 0 | 0 | 0 | 0 | 0 | 0 | 0 | 0 | 0 | 0 | 0 | 0 | 0 | 0 | 0 | 0 | 0 | 0 | 0 | 0 | 0 | 0 | #REF! |  |  |  |  | 884.6119
| Turnover | 0 | 0 | 0 | 0 | 0 | 0 | 0 | 0 | 0 | 0 | 0 | 0 | 0 | 0 | 0 | 0 | 0 | 0 | 0 | 0 | 0 | 0 | 0 | 0 | 0 | 0 | 0 | 0 | 0 | 0 | 0 | #REF! |  |  |  |  | 6885.4476
| Avg. Replacement Usage | 0 | 0 | 0 | 0 | 0 | 0 | 0 | 0 | 0 | 0 | 0 | 0 | 0 | 0 | 0 | 0 | 0 | 0 | 0 | 0 | 0 | 0 | 0 | 0 | 0 | 0 | 0 | 0 | 0 | 0 | 0 | #REF! |  |  |  |  | 5638.8522
| Avg. Replacement Demand (S) | 0 | 0 | 0 | 0 | 0 | 0 | 0 | 0 | 0 | 0 | 0 | 0 | 0 | 0 | 0 | 0 | 0 | 0 | 0 | 0 | 0 | 0 | 0 | 0 | 0 | 0 | 0 | 0 | 0 | 0 | 0 | #REF! |  |  |  |  | 0
| Avg. Replacement Demand (W) | 0 | 0 | 0 | 0 | 0 | 0 | 0 | 0 | 0 | 0 | 0 | 0 | 0 | 0 | 0 | 0 | 0 | 0 | 0 | 0 | 0 | 0 | 0 | 0 | 0 | 0 | 0 | 0 | 0 | 0 | 0 | #REF! |  |  |  |  | 2.9366
Tech Forecast Stock
| Year | Year 0 | Year 1 | Year 2 | Year 3 | Year 4 | Year 5 | Year 6 | Year 7 | Year 8 | Year 9 | Year 10 | Year 11 | Year 12 | Year 13 | Year 14 | Year 15 | Year 16 | Year 17 | Year 18 | Year 19 | Year 20 | Year 21 | Year 22 | Year 23 | Year 24 | Year 25 | Year 26 | Year 27 | Year 28 | Year 29 | Year 30
| E1 | 0 | 0 | 0 | 0 | 0 | 0 | 0 | 0 | 0 | 0 | 0 | 0 | 0 | 0 | 0 | 0 | 0 | 0 | 0 | 0 | 0 | 0 | 0 | 0 | 0 | 0 | 0 | 0 | 0 | 0 | 0
| E2 | 0 | 0 | 0 | 0 | 0 | 0 | 0 | 0 | 0 | 0 | 0 | 0 | 0 | 0 | 0 | 0 | 0 | 0 | 0 | 0 | 0 | 0 | 0 | 0 | 0 | 0 | 0 | 0 | 0 | 0 | 0
| E3 | 0 | 0 | 0 | 0 | 0 | 0 | 0 | 0 | 0 | 0 | 0 | 0 | 0 | 0 | 0 | 0 | 0 | 0 | 0 | 0 | 0 | 0 | 0 | 0 | 0 | 0 | 0 | 0 | 0 | 0 | 0
| E4 | 0 | 0 | 0 | 0 | 0 | 0 | 0 | 0 | 0 | 0 | 0 | 0 | 0 | 0 | 0 | 0 | 0 | 0 | 0 | 0 | 0 | 0 | 0 | 0 | 0 | 0 | 0 | 0 | 0 | 0 | 0
| E5 | 0 | 0 | 0 | 0 | 0 | 0 | 0 | 0 | 0 | 0 | 0 | 0 | 0 | 0 | 0 | 0 | 0 | 0 | 0 | 0 | 0 | 0 | 0 | 0 | 0 | 0 | 0 | 0 | 0 | 0 | 0
| E6 | 0 | 0 | 0 | 0 | 0 | 0 | 0 | 0 | 0 | 0 | 0 | 0 | 0 | 0 | 0 | 0 | 0 | 0 | 0 | 0 | 0 | 0 | 0 | 0 | 0 | 0 | 0 | 0 | 0 | 0 | 0
| E7 | 0 | 0 | 0 | 0 | 0 | 0 | 0 | 0 | 0 | 0 | 0 | 0 | 0 | 0 | 0 | 0 | 0 | 0 | 0 | 0 | 0 | 0 | 0 | 0 | 0 | 0 | 0 | 0 | 0 | 0 | 0
| E8 | 0 | 0 | 0 | 0 | 0 | 0 | 0 | 0 | 0 | 0 | 0 | 0 | 0 | 0 | 0 | 0 | 0 | 0 | 0 | 0 | 0 | 0 | 0 | 0 | 0 | 0 | 0 | 0 | 0 | 0 | 0
| E9 | 0 | 0 | 0 | 0 | 0 | 0 | 0 | 0 | 0 | 0 | 0 | 0 | 0 | 0 | 0 | 0 | 0 | 0 | 0 | 0 | 0 | 0 | 0 | 0 | 0 | 0 | 0 | 0 | 0 | 0 | 0
| E10 | 0 | 0 | 0 | 0 | 0 | 0 | 0 | 0 | 0 | 0 | 0 | 0 | 0 | 0 | 0 | 0 | 0 | 0 | 0 | 0 | 0 | 0 | 0 | 0 | 0 | 0 | 0 | 0 | 0 | 0 | 0
| Vintage | 0 | 0 | 0 | 0 | 0 | 0 | 0 | 0 | 0 | 0 | 0 | 0 | 0 | 0 | 0 | 0 | 0 | 0 | 0 | 0 | 0 | 0 | 0 | 0 | 0 | 0 | 0 | 0 | 0 | 0 | 0
Stock for Switching
| Year | Year 0 | Year 1 | Year 2 | Year 3 | Year 4 | Year 5 | Year 6 | Year 7 | Year 8 | Year 9 | Year 10 | Year 11 | Year 12 | Year 13 | Year 14 | Year 15 | Year 16 | Year 17 | Year 18 | Year 19 | Year 20 | Year 21 | Year 22 | Year 23 | Year 24 | Year 25 | Year 26 | Year 27 | Year 28 | Year 29 | Year 30
| E1 | 0 | 0 | 0 | 0 | 0 | 0 | 0 | 0 | 0 | 0 | 0 | 0 | 0 | 0 | 0 | 0 | 0 | 0 | 0 | 0 | 0 | 0 | 0 | 0 | 0 | 0 | 0 | 0 | 0 | 0 | 0 | 0_E1_SysStock
| E2 | 0 | 0 | 0 | 0 | 0 | 0 | 0 | 0 | 0 | 0 | 0 | 0 | 0 | 0 | 0 | 0 | 0 | 0 | 0 | 0 | 0 | 0 | 0 | 0 | 0 | 0 | 0 | 0 | 0 | 0 | 0 | 0_E2_SysStock
| E3 | 0 | 0 | 0 | 0 | 0 | 0 | 0 | 0 | 0 | 0 | 0 | 0 | 0 | 0 | 0 | 0 | 0 | 0 | 0 | 0 | 0 | 0 | 0 | 0 | 0 | 0 | 0 | 0 | 0 | 0 | 0 | 0_E3_SysStock
| E4 | 0 | 0 | 0 | 0 | 0 | 0 | 0 | 0 | 0 | 0 | 0 | 0 | 0 | 0 | 0 | 0 | 0 | 0 | 0 | 0 | 0 | 0 | 0 | 0 | 0 | 0 | 0 | 0 | 0 | 0 | 0 | 0_E4_SysStock
| E5 | 0 | 0 | 0 | 0 | 0 | 0 | 0 | 0 | 0 | 0 | 0 | 0 | 0 | 0 | 0 | 0 | 0 | 0 | 0 | 0 | 0 | 0 | 0 | 0 | 0 | 0 | 0 | 0 | 0 | 0 | 0 | 0_E5_SysStock
| E6 | 0 | 0 | 0 | 0 | 0 | 0 | 0 | 0 | 0 | 0 | 0 | 0 | 0 | 0 | 0 | 0 | 0 | 0 | 0 | 0 | 0 | 0 | 0 | 0 | 0 | 0 | 0 | 0 | 0 | 0 | 0 | 0_E6_SysStock
| E7 | 0 | 0 | 0 | 0 | 0 | 0 | 0 | 0 | 0 | 0 | 0 | 0 | 0 | 0 | 0 | 0 | 0 | 0 | 0 | 0 | 0 | 0 | 0 | 0 | 0 | 0 | 0 | 0 | 0 | 0 | 0 | 0_E7_SysStock
| E8 | 0 | 0 | 0 | 0 | 0 | 0 | 0 | 0 | 0 | 0 | 0 | 0 | 0 | 0 | 0 | 0 | 0 | 0 | 0 | 0 | 0 | 0 | 0 | 0 | 0 | 0 | 0 | 0 | 0 | 0 | 0 | 0_E8_SysStock
| E9 | 0 | 0 | 0 | 0 | 0 | 0 | 0 | 0 | 0 | 0 | 0 | 0 | 0 | 0 | 0 | 0 | 0 | 0 | 0 | 0 | 0 | 0 | 0 | 0 | 0 | 0 | 0 | 0 | 0 | 0 | 0 | 0_E9_SysStock
| E10 | 0 | 0 | 0 | 0 | 0 | 0 | 0 | 0 | 0 | 0 | 0 | 0 | 0 | 0 | 0 | 0 | 0 | 0 | 0 | 0 | 0 | 0 | 0 | 0 | 0 | 0 | 0 | 0 | 0 | 0 | 0 | 0_E10_SysStock
| Vintage | 0 | 0 | 0 | 0 | 0 | 0 | 0 | 0 | 0 | 0 | 0 | 0 | 0 | 0 | 0 | 0 | 0 | 0 | 0 | 0 | 0 | 0 | 0 | 0 | 0 | 0 | 0 | 0 | 0 | 0 | 0 | 0_Vintage_SysStock
Tech Forecast Purchases
| Year | Year 0 | Year 1 | Year 2 | Year 3 | Year 4 | Year 5 | Year 6 | Year 7 | Year 8 | Year 9 | Year 10 | Year 11 | Year 12 | Year 13 | Year 14 | Year 15 | Year 16 | Year 17 | Year 18 | Year 19 | Year 20 | Year 21 | Year 22 | Year 23 | Year 24 | Year 25 | Year 26 | Year 27 | Year 28 | Year 29 | Year 30
| E1 | 0 | 0 | 0 | 0 | 0 | 0 | 0 | 0 | 0 | 0 | 0 | 0 | 0 | 0 | 0 | 0 | 0 | 0 | 0 | 0 | 0 | 0 | 0 | 0 | 0 | 0 | 0 | 0 | 0 | 0 | 0
| E2 | 0 | 0 | 0 | 0 | 0 | 0 | 0 | 0 | 0 | 0 | 0 | 0 | 0 | 0 | 0 | 0 | 0 | 0 | 0 | 0 | 0 | 0 | 0 | 0 | 0 | 0 | 0 | 0 | 0 | 0 | 0
| E3 | 0 | 0 | 0 | 0 | 0 | 0 | 0 | 0 | 0 | 0 | 0 | 0 | 0 | 0 | 0 | 0 | 0 | 0 | 0 | 0 | 0 | 0 | 0 | 0 | 0 | 0 | 0 | 0 | 0 | 0 | 0
| E4 | 0 | 0 | 0 | 0 | 0 | 0 | 0 | 0 | 0 | 0 | 0 | 0 | 0 | 0 | 0 | 0 | 0 | 0 | 0 | 0 | 0 | 0 | 0 | 0 | 0 | 0 | 0 | 0 | 0 | 0 | 0
| E5 | 0 | 0 | 0 | 0 | 0 | 0 | 0 | 0 | 0 | 0 | 0 | 0 | 0 | 0 | 0 | 0 | 0 | 0 | 0 | 0 | 0 | 0 | 0 | 0 | 0 | 0 | 0 | 0 | 0 | 0 | 0
| E6 | 0 | 0 | 0 | 0 | 0 | 0 | 0 | 0 | 0 | 0 | 0 | 0 | 0 | 0 | 0 | 0 | 0 | 0 | 0 | 0 | 0 | 0 | 0 | 0 | 0 | 0 | 0 | 0 | 0 | 0 | 0
| E7 | 0 | 0 | 0 | 0 | 0 | 0 | 0 | 0 | 0 | 0 | 0 | 0 | 0 | 0 | 0 | 0 | 0 | 0 | 0 | 0 | 0 | 0 | 0 | 0 | 0 | 0 | 0 | 0 | 0 | 0 | 0
| E8 | 0 | 0 | 0 | 0 | 0 | 0 | 0 | 0 | 0 | 0 | 0 | 0 | 0 | 0 | 0 | 0 | 0 | 0 | 0 | 0 | 0 | 0 | 0 | 0 | 0 | 0 | 0 | 0 | 0 | 0 | 0
| E9 | 0 | 0 | 0 | 0 | 0 | 0 | 0 | 0 | 0 | 0 | 0 | 0 | 0 | 0 | 0 | 0 | 0 | 0 | 0 | 0 | 0 | 0 | 0 | 0 | 0 | 0 | 0 | 0 | 0 | 0 | 0
| E10 | 0 | 0 | 0 | 0 | 0 | 0 | 0 | 0 | 0 | 0 | 0 | 0 | 0 | 0 | 0 | 0 | 0 | 0 | 0 | 0 | 0 | 0 | 0 | 0 | 0 | 0 | 0 | 0 | 0 | 0 | 0
Potential to Switch
| Year | Year 0 | Year 1 | Year 2 | Year 3 | Year 4 | Year 5 | Year 6 | Year 7 | Year 8 | Year 9 | Year 10 | Year 11 | Year 12 | Year 13 | Year 14 | Year 15 | Year 16 | Year 17 | Year 18 | Year 19 | Year 20 | Year 21 | Year 22 | Year 23 | Year 24 | Year 25 | Year 26 | Year 27 | Year 28 | Year 29 | Year 30
| E1 | 0 | 0 | 0 | 0 | 0 | 0 | 0 | 0 | 0 | 0 | 0 | 0 | 0 | 0 | 0 | 0 | 0 | 0 | 0 | 0 | 0 | 0 | 0 | 0 | 0 | 0 | 0 | 0 | 0 | 0 | 0 | 0_E1_Switched Out
| E2 | 0 | 0 | 0 | 0 | 0 | 0 | 0 | 0 | 0 | 0 | 0 | 0 | 0 | 0 | 0 | 0 | 0 | 0 | 0 | 0 | 0 | 0 | 0 | 0 | 0 | 0 | 0 | 0 | 0 | 0 | 0 | 0_E2_Switched Out
| E3 | 0 | 0 | 0 | 0 | 0 | 0 | 0 | 0 | 0 | 0 | 0 | 0 | 0 | 0 | 0 | 0 | 0 | 0 | 0 | 0 | 0 | 0 | 0 | 0 | 0 | 0 | 0 | 0 | 0 | 0 | 0 | 0_E3_Switched Out
| E4 | 0 | 0 | 0 | 0 | 0 | 0 | 0 | 0 | 0 | 0 | 0 | 0 | 0 | 0 | 0 | 0 | 0 | 0 | 0 | 0 | 0 | 0 | 0 | 0 | 0 | 0 | 0 | 0 | 0 | 0 | 0 | 0_E4_Switched Out
| E5 | 0 | 0 | 0 | 0 | 0 | 0 | 0 | 0 | 0 | 0 | 0 | 0 | 0 | 0 | 0 | 0 | 0 | 0 | 0 | 0 | 0 | 0 | 0 | 0 | 0 | 0 | 0 | 0 | 0 | 0 | 0 | 0_E5_Switched Out
| E6 | 0 | 0 | 0 | 0 | 0 | 0 | 0 | 0 | 0 | 0 | 0 | 0 | 0 | 0 | 0 | 0 | 0 | 0 | 0 | 0 | 0 | 0 | 0 | 0 | 0 | 0 | 0 | 0 | 0 | 0 | 0 | 0_E6_Switched Out
| E7 | 0 | 0 | 0 | 0 | 0 | 0 | 0 | 0 | 0 | 0 | 0 | 0 | 0 | 0 | 0 | 0 | 0 | 0 | 0 | 0 | 0 | 0 | 0 | 0 | 0 | 0 | 0 | 0 | 0 | 0 | 0 | 0_E7_Switched Out
| E8 | 0 | 0 | 0 | 0 | 0 | 0 | 0 | 0 | 0 | 0 | 0 | 0 | 0 | 0 | 0 | 0 | 0 | 0 | 0 | 0 | 0 | 0 | 0 | 0 | 0 | 0 | 0 | 0 | 0 | 0 | 0 | 0_E8_Switched Out
| E9 | 0 | 0 | 0 | 0 | 0 | 0 | 0 | 0 | 0 | 0 | 0 | 0 | 0 | 0 | 0 | 0 | 0 | 0 | 0 | 0 | 0 | 0 | 0 | 0 | 0 | 0 | 0 | 0 | 0 | 0 | 0 | 0_E9_Switched Out
| E10 | 0 | 0 | 0 | 0 | 0 | 0 | 0 | 0 | 0 | 0 | 0 | 0 | 0 | 0 | 0 | 0 | 0 | 0 | 0 | 0 | 0 | 0 | 0 | 0 | 0 | 0 | 0 | 0 | 0 | 0 | 0 | 0_E10_Switched Out
Units Out
| E1 | 0 | 0 | 0 | 0 | 0 | 0 | 0 | 0 | 0 | 0 | 0 | 0 | 0 | 0 | 0 | 0 | 0 | 0 | 0 | 0 | 0 | 0 | 0 | 0 | 0 | 0 | 0 | 0 | 0 | 0 | 0
| E2 | 0 | 0 | 0 | 0 | 0 | 0 | 0 | 0 | 0 | 0 | 0 | 0 | 0 | 0 | 0 | 0 | 0 | 0 | 0 | 0 | 0 | 0 | 0 | 0 | 0 | 0 | 0 | 0 | 0 | 0 | 0
| E3 | 0 | 0 | 0 | 0 | 0 | 0 | 0 | 0 | 0 | 0 | 0 | 0 | 0 | 0 | 0 | 0 | 0 | 0 | 0 | 0 | 0 | 0 | 0 | 0 | 0 | 0 | 0 | 0 | 0 | 0 | 0
| E4 | 0 | 0 | 0 | 0 | 0 | 0 | 0 | 0 | 0 | 0 | 0 | 0 | 0 | 0 | 0 | 0 | 0 | 0 | 0 | 0 | 0 | 0 | 0 | 0 | 0 | 0 | 0 | 0 | 0 | 0 | 0
| E5 | 0 | 0 | 0 | 0 | 0 | 0 | 0 | 0 | 0 | 0 | 0 | 0 | 0 | 0 | 0 | 0 | 0 | 0 | 0 | 0 | 0 | 0 | 0 | 0 | 0 | 0 | 0 | 0 | 0 | 0 | 0
| E6 | 0 | 0 | 0 | 0 | 0 | 0 | 0 | 0 | 0 | 0 | 0 | 0 | 0 | 0 | 0 | 0 | 0 | 0 | 0 | 0 | 0 | 0 | 0 | 0 | 0 | 0 | 0 | 0 | 0 | 0 | 0
| E7 | 0 | 0 | 0 | 0 | 0 | 0 | 0 | 0 | 0 | 0 | 0 | 0 | 0 | 0 | 0 | 0 | 0 | 0 | 0 | 0 | 0 | 0 | 0 | 0 | 0 | 0 | 0 | 0 | 0 | 0 | 0
| E8 | 0 | 0 | 0 | 0 | 0 | 0 | 0 | 0 | 0 | 0 | 0 | 0 | 0 | 0 | 0 | 0 | 0 | 0 | 0 | 0 | 0 | 0 | 0 | 0 | 0 | 0 | 0 | 0 | 0 | 0 | 0
| E9 | 0 | 0 | 0 | 0 | 0 | 0 | 0 | 0 | 0 | 0 | 0 | 0 | 0 | 0 | 0 | 0 | 0 | 0 | 0 | 0 | 0 | 0 | 0 | 0 | 0 | 0 | 0 | 0 | 0 | 0 | 0
| E10 | 0 | 0 | 0 | 0 | 0 | 0 | 0 | 0 | 0 | 0 | 0 | 0 | 0 | 0 | 0 | 0 | 0 | 0 | 0 | 0 | 0 | 0 | 0 | 0 | 0 | 0 | 0 | 0 | 0 | 0 | 0
| Vintage | 0 | 0 | 0 | 0 | 0 | 0 | 0 | 0 | 0 | 0 | 0 | 0 | 0 | 0 | 0 | 0 | 0 | 0 | 0 | 0 | 0 | 0 | 0 | 0 | 0 | 0 | 0 | 0 | 0 | 0 | 0
Tech Purchase Shares
| Year | Year 0 | Year 1 | Year 2 | Year 3 | Year 4 | Year 5 | Year 6 | Year 7 | Year 8 | Year 9 | Year 10 | Year 11 | Year 12 | Year 13 | Year 14 | Year 15 | Year 16 | Year 17 | Year 18 | Year 19 | Year 20 | Year 21 | Year 22 | Year 23 | Year 24 | Year 25 | Year 26 | Year 27 | Year 28 | Year 29 | Year 30
E1 | bar: Year 0 to Year 30
E2 | bar: Year 0 to Year 30
E3 | bar: Year 0 to Year 30
E4 | bar: Year 0 to Year 30
E5 | bar: Year 0 to Year 30
E6 | bar: Year 0 to Year 30
E7 | bar: Year 0 to Year 30
E8 | bar: Year 0 to Year 30
E9 | bar: Year 0 to Year 30
E10 | bar: Year 0 to Year 30
Units In from Switching
| E1 | 0 | 0 | 0 | 0 | 0 | 0 | 0 | 0 | 0 | 0 | 0 | 0 | 0 | 0 | 0 | 0 | 0 | 0 | 0 | 0 | 0 | 0 | 0 | 0 | 0 | 0 | 0 | 0 | 0 | 0 | 0
| E2 | 0 | 0 | 0 | 0 | 0 | 0 | 0 | 0 | 0 | 0 | 0 | 0 | 0 | 0 | 0 | 0 | 0 | 0 | 0 | 0 | 0 | 0 | 0 | 0 | 0 | 0 | 0 | 0 | 0 | 0 | 0
| E3 | 0 | 0 | 0 | 0 | 0 | 0 | 0 | 0 | 0 | 0 | 0 | 0 | 0 | 0 | 0 | 0 | 0 | 0 | 0 | 0 | 0 | 0 | 0 | 0 | 0 | 0 | 0 | 0 | 0 | 0 | 0
| E4 | 0 | 0 | 0 | 0 | 0 | 0 | 0 | 0 | 0 | 0 | 0 | 0 | 0 | 0 | 0 | 0 | 0 | 0 | 0 | 0 | 0 | 0 | 0 | 0 | 0 | 0 | 0 | 0 | 0 | 0 | 0
| E5 | 0 | 0 | 0 | 0 | 0 | 0 | 0 | 0 | 0 | 0 | 0 | 0 | 0 | 0 | 0 | 0 | 0 | 0 | 0 | 0 | 0 | 0 | 0 | 0 | 0 | 0 | 0 | 0 | 0 | 0 | 0
| E6 | 0 | 0 | 0 | 0 | 0 | 0 | 0 | 0 | 0 | 0 | 0 | 0 | 0 | 0 | 0 | 0 | 0 | 0 | 0 | 0 | 0 | 0 | 0 | 0 | 0 | 0 | 0 | 0 | 0 | 0 | 0
| E7 | 0 | 0 | 0 | 0 | 0 | 0 | 0 | 0 | 0 | 0 | 0 | 0 | 0 | 0 | 0 | 0 | 0 | 0 | 0 | 0 | 0 | 0 | 0 | 0 | 0 | 0 | 0 | 0 | 0 | 0 | 0
| E8 | 0 | 0 | 0 | 0 | 0 | 0 | 0 | 0 | 0 | 0 | 0 | 0 | 0 | 0 | 0 | 0 | 0 | 0 | 0 | 0 | 0 | 0 | 0 | 0 | 0 | 0 | 0 | 0 | 0 | 0 | 0
| E9 | 0 | 0 | 0 | 0 | 0 | 0 | 0 | 0 | 0 | 0 | 0 | 0 | 0 | 0 | 0 | 0 | 0 | 0 | 0 | 0 | 0 | 0 | 0 | 0 | 0 | 0 | 0 | 0 | 0 | 0 | 0
| E10 | 0 | 0 | 0 | 0 | 0 | 0 | 0 | 0 | 0 | 0 | 0 | 0 | 0 | 0 | 0 | 0 | 0 | 0 | 0 | 0 | 0 | 0 | 0 | 0 | 0 | 0 | 0 | 0 | 0 | 0 | 0
| Vintage | 0 | 0 | 0 | 0 | 0 | 0 | 0 | 0 | 0 | 0 | 0 | 0 | 0 | 0 | 0 | 0 | 0 | 0 | 0 | 0 | 0 | 0 | 0 | 0 | 0 | 0 | 0 | 0 | 0 | 0 | 0
Net Change
| Year | Year 0 | Year 1 | Year 2 | Year 3 | Year 4 | Year 5 | Year 6 | Year 7 | Year 8 | Year 9 | Year 10 | Year 11 | Year 12 | Year 13 | Year 14 | Year 15 | Year 16 | Year 17 | Year 18 | Year 19 | Year 20 | Year 21 | Year 22 | Year 23 | Year 24 | Year 25 | Year 26 | Year 27 | Year 28 | Year 29 | Year 30 | Key
| Units | 0 | 0 | 0 | 0 | 0 | 0 | 0 | 0 | 0 | 0 | 0 | 0 | 0 | 0 | 0 | 0 | 0 | 0 | 0 | 0 | 0 | 0 | 0 | 0 | 0 | 0 | 0 | 0 | 0 | 0 | 0 | 0_Units |  |  |  |  | 301957.8232
| Usage | 0 | 0 | 0 | 0 | 0 | 0 | 0 | 0 | 0 | 0 | 0 | 0 | 0 | 0 | 0 | 0 | 0 | 0 | 0 | 0 | 0 | 0 | 0 | 0 | 0 | 0 | 0 | 0 | 0 | 0 | 0 | 0_Usage |  |  |  |  | 1698.6543
| Peak Demand (S) | 0 | 0 | 0 | 0 | 0 | 0 | 0 | 0 | 0 | 0 | 0 | 0 | 0 | 0 | 0 | 0 | 0 | 0 | 0 | 0 | 0 | 0 | 0 | 0 | 0 | 0 | 0 | 0 | 0 | 0 | 0 | 0_Peak Demand (S) |  |  |  |  | 0
| Peak Demand (W) | 0 | 0 | 0 | 0 | 0 | 0 | 0 | 0 | 0 | 0 | 0 | 0 | 0 | 0 | 0 | 0 | 0 | 0 | 0 | 0 | 0 | 0 | 0 | 0 | 0 | 0 | 0 | 0 | 0 | 0 | 0 | 0_Peak Demand (W) |  |  |  |  | 884.6119
| Turnover | 0 | 0 | 0 | 0 | 0 | 0 | 0 | 0 | 0 | 0 | 0 | 0 | 0 | 0 | 0 | 0 | 0 | 0 | 0 | 0 | 0 | 0 | 0 | 0 | 0 | 0 | 0 | 0 | 0 | 0 | 0 | 0_Turnover |  |  |  |  | 6885.4476
| Avg. Replacement Usage | 0 | 0 | 0 | 0 | 0 | 0 | 0 | 0 | 0 | 0 | 0 | 0 | 0 | 0 | 0 | 0 | 0 | 0 | 0 | 0 | 0 | 0 | 0 | 0 | 0 | 0 | 0 | 0 | 0 | 0 | 0 | 0_Avg. Replacement Usage |  |  |  |  | 5638.8522
| Avg. Replacement Demand (S) | 0 | 0 | 0 | 0 | 0 | 0 | 0 | 0 | 0 | 0 | 0 | 0 | 0 | 0 | 0 | 0 | 0 | 0 | 0 | 0 | 0 | 0 | 0 | 0 | 0 | 0 | 0 | 0 | 0 | 0 | 0 | 0_Avg. Replacement Demand (S) |  |  |  |  | 0
| Avg. Replacement Demand (W) | 0 | 0 | 0 | 0 | 0 | 0 | 0 | 0 | 0 | 0 | 0 | 0 | 0 | 0 | 0 | 0 | 0 | 0 | 0 | 0 | 0 | 0 | 0 | 0 | 0 | 0 | 0 | 0 | 0 | 0 | 0 | 0_Avg. Replacement Demand (W) |  |  |  |  | 2.9366
Purchases
| Year | Year 0 | Year 1 | Year 2 | Year 3 | Year 4 | Year 5 | Year 6 | Year 7 | Year 8 | Year 9 | Year 10 | Year 11 | Year 12 | Year 13 | Year 14 | Year 15 | Year 16 | Year 17 | Year 18 | Year 19 | Year 20 | Year 21 | Year 22 | Year 23 | Year 24 | Year 25 | Year 26 | Year 27 | Year 28 | Year 29 | Year 30
| E1 | 0 | 0 | 0 | 0 | 0 | 0 | 0 | 0 | 0 | 0 | 0 | 0 | 0 | 0 | 0 | 0 | 0 | 0 | 0 | 0 | 0 | 0 | 0 | 0 | 0 | 0 | 0 | 0 | 0 | 0 | 0 | 0_E1_Purchases |  |  |  |  | 6885.4476
| E2 | 0 | 0 | 0 | 0 | 0 | 0 | 0 | 0 | 0 | 0 | 0 | 0 | 0 | 0 | 0 | 0 | 0 | 0 | 0 | 0 | 0 | 0 | 0 | 0 | 0 | 0 | 0 | 0 | 0 | 0 | 0 | 0_E2_Purchases |  |  |  |  | 0
| E3 | 0 | 0 | 0 | 0 | 0 | 0 | 0 | 0 | 0 | 0 | 0 | 0 | 0 | 0 | 0 | 0 | 0 | 0 | 0 | 0 | 0 | 0 | 0 | 0 | 0 | 0 | 0 | 0 | 0 | 0 | 0 | 0_E3_Purchases |  |  |  |  | 0
| E4 | 0 | 0 | 0 | 0 | 0 | 0 | 0 | 0 | 0 | 0 | 0 | 0 | 0 | 0 | 0 | 0 | 0 | 0 | 0 | 0 | 0 | 0 | 0 | 0 | 0 | 0 | 0 | 0 | 0 | 0 | 0 | 0_E4_Purchases |  |  |  |  | 0
| E5 | 0 | 0 | 0 | 0 | 0 | 0 | 0 | 0 | 0 | 0 | 0 | 0 | 0 | 0 | 0 | 0 | 0 | 0 | 0 | 0 | 0 | 0 | 0 | 0 | 0 | 0 | 0 | 0 | 0 | 0 | 0 | 0_E5_Purchases |  |  |  |  | 0
| E6 | 0 | 0 | 0 | 0 | 0 | 0 | 0 | 0 | 0 | 0 | 0 | 0 | 0 | 0 | 0 | 0 | 0 | 0 | 0 | 0 | 0 | 0 | 0 | 0 | 0 | 0 | 0 | 0 | 0 | 0 | 0 | 0_E6_Purchases |  |  |  |  | 0
| E7 | 0 | 0 | 0 | 0 | 0 | 0 | 0 | 0 | 0 | 0 | 0 | 0 | 0 | 0 | 0 | 0 | 0 | 0 | 0 | 0 | 0 | 0 | 0 | 0 | 0 | 0 | 0 | 0 | 0 | 0 | 0 | 0_E7_Purchases |  |  |  |  | 0
| E8 | 0 | 0 | 0 | 0 | 0 | 0 | 0 | 0 | 0 | 0 | 0 | 0 | 0 | 0 | 0 | 0 | 0 | 0 | 0 | 0 | 0 | 0 | 0 | 0 | 0 | 0 | 0 | 0 | 0 | 0 | 0 | 0_E8_Purchases |  |  |  |  | 0
| E9 | 0 | 0 | 0 | 0 | 0 | 0 | 0 | 0 | 0 | 0 | 0 | 0 | 0 | 0 | 0 | 0 | 0 | 0 | 0 | 0 | 0 | 0 | 0 | 0 | 0 | 0 | 0 | 0 | 0 | 0 | 0 | 0_E9_Purchases |  |  |  |  | 0
| E10 | 0 | 0 | 0 | 0 | 0 | 0 | 0 | 0 | 0 | 0 | 0 | 0 | 0 | 0 | 0 | 0 | 0 | 0 | 0 | 0 | 0 | 0 | 0 | 0 | 0 | 0 | 0 | 0 | 0 | 0 | 0 | 0_E10_Purchases |  |  |  |  | 0
Stock
| Year | Year 0 | Year 1 | Year 2 | Year 3 | Year 4 | Year 5 | Year 6 | Year 7 | Year 8 | Year 9 | Year 10 | Year 11 | Year 12 | Year 13 | Year 14 | Year 15 | Year 16 | Year 17 | Year 18 | Year 19 | Year 20 | Year 21 | Year 22 | Year 23 | Year 24 | Year 25 | Year 26 | Year 27 | Year 28 | Year 29 | Year 30
| E1 | 0 | 0 | 0 | 0 | 0 | 0 | 0 | 0 | 0 | 0 | 0 | 0 | 0 | 0 | 0 | 0 | 0 | 0 | 0 | 0 | 0 | 0 | 0 | 0 | 0 | 0 | 0 | 0 | 0 | 0 | 0 | 0_E1_Stock |  |  |  |  | 13576.6093
| E2 | 0 | 0 | 0 | 0 | 0 | 0 | 0 | 0 | 0 | 0 | 0 | 0 | 0 | 0 | 0 | 0 | 0 | 0 | 0 | 0 | 0 | 0 | 0 | 0 | 0 | 0 | 0 | 0 | 0 | 0 | 0 | 0_E2_Stock |  |  |  |  | 0
| E3 | 0 | 0 | 0 | 0 | 0 | 0 | 0 | 0 | 0 | 0 | 0 | 0 | 0 | 0 | 0 | 0 | 0 | 0 | 0 | 0 | 0 | 0 | 0 | 0 | 0 | 0 | 0 | 0 | 0 | 0 | 0 | 0_E3_Stock |  |  |  |  | 0
| E4 | 0 | 0 | 0 | 0 | 0 | 0 | 0 | 0 | 0 | 0 | 0 | 0 | 0 | 0 | 0 | 0 | 0 | 0 | 0 | 0 | 0 | 0 | 0 | 0 | 0 | 0 | 0 | 0 | 0 | 0 | 0 | 0_E4_Stock |  |  |  |  | 0
| E5 | 0 | 0 | 0 | 0 | 0 | 0 | 0 | 0 | 0 | 0 | 0 | 0 | 0 | 0 | 0 | 0 | 0 | 0 | 0 | 0 | 0 | 0 | 0 | 0 | 0 | 0 | 0 | 0 | 0 | 0 | 0 | 0_E5_Stock |  |  |  |  | 0
| E6 | 0 | 0 | 0 | 0 | 0 | 0 | 0 | 0 | 0 | 0 | 0 | 0 | 0 | 0 | 0 | 0 | 0 | 0 | 0 | 0 | 0 | 0 | 0 | 0 | 0 | 0 | 0 | 0 | 0 | 0 | 0 | 0_E6_Stock |  |  |  |  | 0
| E7 | 0 | 0 | 0 | 0 | 0 | 0 | 0 | 0 | 0 | 0 | 0 | 0 | 0 | 0 | 0 | 0 | 0 | 0 | 0 | 0 | 0 | 0 | 0 | 0 | 0 | 0 | 0 | 0 | 0 | 0 | 0 | 0_E7_Stock |  |  |  |  | 0
| E8 | 0 | 0 | 0 | 0 | 0 | 0 | 0 | 0 | 0 | 0 | 0 | 0 | 0 | 0 | 0 | 0 | 0 | 0 | 0 | 0 | 0 | 0 | 0 | 0 | 0 | 0 | 0 | 0 | 0 | 0 | 0 | 0_E8_Stock |  |  |  |  | 0
| E9 | 0 | 0 | 0 | 0 | 0 | 0 | 0 | 0 | 0 | 0 | 0 | 0 | 0 | 0 | 0 | 0 | 0 | 0 | 0 | 0 | 0 | 0 | 0 | 0 | 0 | 0 | 0 | 0 | 0 | 0 | 0 | 0_E9_Stock |  |  |  |  | 0
| E10 | 0 | 0 | 0 | 0 | 0 | 0 | 0 | 0 | 0 | 0 | 0 | 0 | 0 | 0 | 0 | 0 | 0 | 0 | 0 | 0 | 0 | 0 | 0 | 0 | 0 | 0 | 0 | 0 | 0 | 0 | 0 | 0_E10_Stock |  |  |  |  | 0
| Vintage | 0 | 0 | 0 | 0 | 0 | 0 | 0 | 0 | 0 | 0 | 0 | 0 | 0 | 0 | 0 | 0 | 0 | 0 | 0 | 0 | 0 | 0 | 0 | 0 | 0 | 0 | 0 | 0 | 0 | 0 | 0 | 0_Vintage_Stock |  |  |  |  | 288381.2139
S2C3 |  | Year 0: System 2 Technology 3
Technology Variables
| Tech Key | Year 0: 0
| Peak Factor (S) | Year 0: 0
| Peak Factor (W) | Year 0: 0
| Min Vintage Lifetime | Year 0: 0
| Max Vintage Lifetime | Year 0: 0
| Turnover Style | Year 0: 0
Technology Variables
| Equipment | Year 0: Label; Year 1: Min Lifetime; Year 2: Max Lifetime; Year 3: Degradation; Year 4: Usage; Year 5: Available
| E1 | Year 1: 0; Year 2: 0; Year 3: 0%; Year 4: 0; Year 5: FALSE
| E2 | Year 1: 0; Year 2: 0; Year 3: 0%; Year 4: 0; Year 5: FALSE
| E3 | Year 1: 0; Year 2: 0; Year 3: 0%; Year 4: 0; Year 5: FALSE
| E4 | Year 1: 0; Year 2: 0; Year 3: 0%; Year 4: 0; Year 5: FALSE
| E5 | Year 1: 0; Year 2: 0; Year 3: 0%; Year 4: 0; Year 5: FALSE
| E6 | Year 1: 0; Year 2: 0; Year 3: 0%; Year 4: 0; Year 5: FALSE
| E7 | Year 1: 0; Year 2: 0; Year 3: 0%; Year 4: 0; Year 5: FALSE
| E8 | Year 1: 0; Year 2: 0; Year 3: 0%; Year 4: 0; Year 5: FALSE
| E9 | Year 1: 0; Year 2: 0; Year 3: 0%; Year 4: 0; Year 5: FALSE
| E10 | Year 1: 0; Year 2: 0; Year 3: 0%; Year 4: 0; Year 5: FALSE
Original Forecast Results
| Year | Year 0 | Year 1 | Year 2 | Year 3 | Year 4 | Year 5 | Year 6 | Year 7 | Year 8 | Year 9 | Year 10 | Year 11 | Year 12 | Year 13 | Year 14 | Year 15 | Year 16 | Year 17 | Year 18 | Year 19 | Year 20 | Year 21 | Year 22 | Year 23 | Year 24 | Year 25 | Year 26 | Year 27 | Year 28 | Year 29 | Year 30 | Key
| Units | 0 | 0 | 0 | 0 | 0 | 0 | 0 | 0 | 0 | 0 | 0 | 0 | 0 | 0 | 0 | 0 | 0 | 0 | 0 | 0 | 0 | 0 | 0 | 0 | 0 | 0 | 0 | 0 | 0 | 0 | 0 | #REF! |  |  |  |  | 301957.8232
| Usage | 0 | 0 | 0 | 0 | 0 | 0 | 0 | 0 | 0 | 0 | 0 | 0 | 0 | 0 | 0 | 0 | 0 | 0 | 0 | 0 | 0 | 0 | 0 | 0 | 0 | 0 | 0 | 0 | 0 | 0 | 0 | #REF! |  |  |  |  | 1698.6543
| Peak Demand (S) | 0 | 0 | 0 | 0 | 0 | 0 | 0 | 0 | 0 | 0 | 0 | 0 | 0 | 0 | 0 | 0 | 0 | 0 | 0 | 0 | 0 | 0 | 0 | 0 | 0 | 0 | 0 | 0 | 0 | 0 | 0 | #REF! |  |  |  |  | 0
| Peak Demand (W) | 0 | 0 | 0 | 0 | 0 | 0 | 0 | 0 | 0 | 0 | 0 | 0 | 0 | 0 | 0 | 0 | 0 | 0 | 0 | 0 | 0 | 0 | 0 | 0 | 0 | 0 | 0 | 0 | 0 | 0 | 0 | #REF! |  |  |  |  | 884.6119
| Turnover | 0 | 0 | 0 | 0 | 0 | 0 | 0 | 0 | 0 | 0 | 0 | 0 | 0 | 0 | 0 | 0 | 0 | 0 | 0 | 0 | 0 | 0 | 0 | 0 | 0 | 0 | 0 | 0 | 0 | 0 | 0 | #REF! |  |  |  |  | 6885.4476
| Avg. Replacement Usage | 0 | 0 | 0 | 0 | 0 | 0 | 0 | 0 | 0 | 0 | 0 | 0 | 0 | 0 | 0 | 0 | 0 | 0 | 0 | 0 | 0 | 0 | 0 | 0 | 0 | 0 | 0 | 0 | 0 | 0 | 0 | #REF! |  |  |  |  | 5638.8522
| Avg. Replacement Demand (S) | 0 | 0 | 0 | 0 | 0 | 0 | 0 | 0 | 0 | 0 | 0 | 0 | 0 | 0 | 0 | 0 | 0 | 0 | 0 | 0 | 0 | 0 | 0 | 0 | 0 | 0 | 0 | 0 | 0 | 0 | 0 | #REF! |  |  |  |  | 0
| Avg. Replacement Demand (W) | 0 | 0 | 0 | 0 | 0 | 0 | 0 | 0 | 0 | 0 | 0 | 0 | 0 | 0 | 0 | 0 | 0 | 0 | 0 | 0 | 0 | 0 | 0 | 0 | 0 | 0 | 0 | 0 | 0 | 0 | 0 | #REF! |  |  |  |  | 2.9366
Tech Forecast Stock
| Year | Year 0 | Year 1 | Year 2 | Year 3 | Year 4 | Year 5 | Year 6 | Year 7 | Year 8 | Year 9 | Year 10 | Year 11 | Year 12 | Year 13 | Year 14 | Year 15 | Year 16 | Year 17 | Year 18 | Year 19 | Year 20 | Year 21 | Year 22 | Year 23 | Year 24 | Year 25 | Year 26 | Year 27 | Year 28 | Year 29 | Year 30
| E1 | 0 | 0 | 0 | 0 | 0 | 0 | 0 | 0 | 0 | 0 | 0 | 0 | 0 | 0 | 0 | 0 | 0 | 0 | 0 | 0 | 0 | 0 | 0 | 0 | 0 | 0 | 0 | 0 | 0 | 0 | 0
| E2 | 0 | 0 | 0 | 0 | 0 | 0 | 0 | 0 | 0 | 0 | 0 | 0 | 0 | 0 | 0 | 0 | 0 | 0 | 0 | 0 | 0 | 0 | 0 | 0 | 0 | 0 | 0 | 0 | 0 | 0 | 0
| E3 | 0 | 0 | 0 | 0 | 0 | 0 | 0 | 0 | 0 | 0 | 0 | 0 | 0 | 0 | 0 | 0 | 0 | 0 | 0 | 0 | 0 | 0 | 0 | 0 | 0 | 0 | 0 | 0 | 0 | 0 | 0
| E4 | 0 | 0 | 0 | 0 | 0 | 0 | 0 | 0 | 0 | 0 | 0 | 0 | 0 | 0 | 0 | 0 | 0 | 0 | 0 | 0 | 0 | 0 | 0 | 0 | 0 | 0 | 0 | 0 | 0 | 0 | 0
| E5 | 0 | 0 | 0 | 0 | 0 | 0 | 0 | 0 | 0 | 0 | 0 | 0 | 0 | 0 | 0 | 0 | 0 | 0 | 0 | 0 | 0 | 0 | 0 | 0 | 0 | 0 | 0 | 0 | 0 | 0 | 0
| E6 | 0 | 0 | 0 | 0 | 0 | 0 | 0 | 0 | 0 | 0 | 0 | 0 | 0 | 0 | 0 | 0 | 0 | 0 | 0 | 0 | 0 | 0 | 0 | 0 | 0 | 0 | 0 | 0 | 0 | 0 | 0
| E7 | 0 | 0 | 0 | 0 | 0 | 0 | 0 | 0 | 0 | 0 | 0 | 0 | 0 | 0 | 0 | 0 | 0 | 0 | 0 | 0 | 0 | 0 | 0 | 0 | 0 | 0 | 0 | 0 | 0 | 0 | 0
| E8 | 0 | 0 | 0 | 0 | 0 | 0 | 0 | 0 | 0 | 0 | 0 | 0 | 0 | 0 | 0 | 0 | 0 | 0 | 0 | 0 | 0 | 0 | 0 | 0 | 0 | 0 | 0 | 0 | 0 | 0 | 0
| E9 | 0 | 0 | 0 | 0 | 0 | 0 | 0 | 0 | 0 | 0 | 0 | 0 | 0 | 0 | 0 | 0 | 0 | 0 | 0 | 0 | 0 | 0 | 0 | 0 | 0 | 0 | 0 | 0 | 0 | 0 | 0
| E10 | 0 | 0 | 0 | 0 | 0 | 0 | 0 | 0 | 0 | 0 | 0 | 0 | 0 | 0 | 0 | 0 | 0 | 0 | 0 | 0 | 0 | 0 | 0 | 0 | 0 | 0 | 0 | 0 | 0 | 0 | 0
| Vintage | 0 | 0 | 0 | 0 | 0 | 0 | 0 | 0 | 0 | 0 | 0 | 0 | 0 | 0 | 0 | 0 | 0 | 0 | 0 | 0 | 0 | 0 | 0 | 0 | 0 | 0 | 0 | 0 | 0 | 0 | 0
Stock for Switching
| Year | Year 0 | Year 1 | Year 2 | Year 3 | Year 4 | Year 5 | Year 6 | Year 7 | Year 8 | Year 9 | Year 10 | Year 11 | Year 12 | Year 13 | Year 14 | Year 15 | Year 16 | Year 17 | Year 18 | Year 19 | Year 20 | Year 21 | Year 22 | Year 23 | Year 24 | Year 25 | Year 26 | Year 27 | Year 28 | Year 29 | Year 30
| E1 | 0 | 0 | 0 | 0 | 0 | 0 | 0 | 0 | 0 | 0 | 0 | 0 | 0 | 0 | 0 | 0 | 0 | 0 | 0 | 0 | 0 | 0 | 0 | 0 | 0 | 0 | 0 | 0 | 0 | 0 | 0 | 0_E1_SysStock
| E2 | 0 | 0 | 0 | 0 | 0 | 0 | 0 | 0 | 0 | 0 | 0 | 0 | 0 | 0 | 0 | 0 | 0 | 0 | 0 | 0 | 0 | 0 | 0 | 0 | 0 | 0 | 0 | 0 | 0 | 0 | 0 | 0_E2_SysStock
| E3 | 0 | 0 | 0 | 0 | 0 | 0 | 0 | 0 | 0 | 0 | 0 | 0 | 0 | 0 | 0 | 0 | 0 | 0 | 0 | 0 | 0 | 0 | 0 | 0 | 0 | 0 | 0 | 0 | 0 | 0 | 0 | 0_E3_SysStock
| E4 | 0 | 0 | 0 | 0 | 0 | 0 | 0 | 0 | 0 | 0 | 0 | 0 | 0 | 0 | 0 | 0 | 0 | 0 | 0 | 0 | 0 | 0 | 0 | 0 | 0 | 0 | 0 | 0 | 0 | 0 | 0 | 0_E4_SysStock
| E5 | 0 | 0 | 0 | 0 | 0 | 0 | 0 | 0 | 0 | 0 | 0 | 0 | 0 | 0 | 0 | 0 | 0 | 0 | 0 | 0 | 0 | 0 | 0 | 0 | 0 | 0 | 0 | 0 | 0 | 0 | 0 | 0_E5_SysStock
| E6 | 0 | 0 | 0 | 0 | 0 | 0 | 0 | 0 | 0 | 0 | 0 | 0 | 0 | 0 | 0 | 0 | 0 | 0 | 0 | 0 | 0 | 0 | 0 | 0 | 0 | 0 | 0 | 0 | 0 | 0 | 0 | 0_E6_SysStock
| E7 | 0 | 0 | 0 | 0 | 0 | 0 | 0 | 0 | 0 | 0 | 0 | 0 | 0 | 0 | 0 | 0 | 0 | 0 | 0 | 0 | 0 | 0 | 0 | 0 | 0 | 0 | 0 | 0 | 0 | 0 | 0 | 0_E7_SysStock
| E8 | 0 | 0 | 0 | 0 | 0 | 0 | 0 | 0 | 0 | 0 | 0 | 0 | 0 | 0 | 0 | 0 | 0 | 0 | 0 | 0 | 0 | 0 | 0 | 0 | 0 | 0 | 0 | 0 | 0 | 0 | 0 | 0_E8_SysStock
| E9 | 0 | 0 | 0 | 0 | 0 | 0 | 0 | 0 | 0 | 0 | 0 | 0 | 0 | 0 | 0 | 0 | 0 | 0 | 0 | 0 | 0 | 0 | 0 | 0 | 0 | 0 | 0 | 0 | 0 | 0 | 0 | 0_E9_SysStock
| E10 | 0 | 0 | 0 | 0 | 0 | 0 | 0 | 0 | 0 | 0 | 0 | 0 | 0 | 0 | 0 | 0 | 0 | 0 | 0 | 0 | 0 | 0 | 0 | 0 | 0 | 0 | 0 | 0 | 0 | 0 | 0 | 0_E10_SysStock
| Vintage | 0 | 0 | 0 | 0 | 0 | 0 | 0 | 0 | 0 | 0 | 0 | 0 | 0 | 0 | 0 | 0 | 0 | 0 | 0 | 0 | 0 | 0 | 0 | 0 | 0 | 0 | 0 | 0 | 0 | 0 | 0 | 0_Vintage_SysStock
Tech Forecast Purchases
| Year | Year 0 | Year 1 | Year 2 | Year 3 | Year 4 | Year 5 | Year 6 | Year 7 | Year 8 | Year 9 | Year 10 | Year 11 | Year 12 | Year 13 | Year 14 | Year 15 | Year 16 | Year 17 | Year 18 | Year 19 | Year 20 | Year 21 | Year 22 | Year 23 | Year 24 | Year 25 | Year 26 | Year 27 | Year 28 | Year 29 | Year 30
| E1 | 0 | 0 | 0 | 0 | 0 | 0 | 0 | 0 | 0 | 0 | 0 | 0 | 0 | 0 | 0 | 0 | 0 | 0 | 0 | 0 | 0 | 0 | 0 | 0 | 0 | 0 | 0 | 0 | 0 | 0 | 0
| E2 | 0 | 0 | 0 | 0 | 0 | 0 | 0 | 0 | 0 | 0 | 0 | 0 | 0 | 0 | 0 | 0 | 0 | 0 | 0 | 0 | 0 | 0 | 0 | 0 | 0 | 0 | 0 | 0 | 0 | 0 | 0
| E3 | 0 | 0 | 0 | 0 | 0 | 0 | 0 | 0 | 0 | 0 | 0 | 0 | 0 | 0 | 0 | 0 | 0 | 0 | 0 | 0 | 0 | 0 | 0 | 0 | 0 | 0 | 0 | 0 | 0 | 0 | 0
| E4 | 0 | 0 | 0 | 0 | 0 | 0 | 0 | 0 | 0 | 0 | 0 | 0 | 0 | 0 | 0 | 0 | 0 | 0 | 0 | 0 | 0 | 0 | 0 | 0 | 0 | 0 | 0 | 0 | 0 | 0 | 0
| E5 | 0 | 0 | 0 | 0 | 0 | 0 | 0 | 0 | 0 | 0 | 0 | 0 | 0 | 0 | 0 | 0 | 0 | 0 | 0 | 0 | 0 | 0 | 0 | 0 | 0 | 0 | 0 | 0 | 0 | 0 | 0
| E6 | 0 | 0 | 0 | 0 | 0 | 0 | 0 | 0 | 0 | 0 | 0 | 0 | 0 | 0 | 0 | 0 | 0 | 0 | 0 | 0 | 0 | 0 | 0 | 0 | 0 | 0 | 0 | 0 | 0 | 0 | 0
| E7 | 0 | 0 | 0 | 0 | 0 | 0 | 0 | 0 | 0 | 0 | 0 | 0 | 0 | 0 | 0 | 0 | 0 | 0 | 0 | 0 | 0 | 0 | 0 | 0 | 0 | 0 | 0 | 0 | 0 | 0 | 0
| E8 | 0 | 0 | 0 | 0 | 0 | 0 | 0 | 0 | 0 | 0 | 0 | 0 | 0 | 0 | 0 | 0 | 0 | 0 | 0 | 0 | 0 | 0 | 0 | 0 | 0 | 0 | 0 | 0 | 0 | 0 | 0
| E9 | 0 | 0 | 0 | 0 | 0 | 0 | 0 | 0 | 0 | 0 | 0 | 0 | 0 | 0 | 0 | 0 | 0 | 0 | 0 | 0 | 0 | 0 | 0 | 0 | 0 | 0 | 0 | 0 | 0 | 0 | 0
| E10 | 0 | 0 | 0 | 0 | 0 | 0 | 0 | 0 | 0 | 0 | 0 | 0 | 0 | 0 | 0 | 0 | 0 | 0 | 0 | 0 | 0 | 0 | 0 | 0 | 0 | 0 | 0 | 0 | 0 | 0 | 0
Potential to Switch
| Year | Year 0 | Year 1 | Year 2 | Year 3 | Year 4 | Year 5 | Year 6 | Year 7 | Year 8 | Year 9 | Year 10 | Year 11 | Year 12 | Year 13 | Year 14 | Year 15 | Year 16 | Year 17 | Year 18 | Year 19 | Year 20 | Year 21 | Year 22 | Year 23 | Year 24 | Year 25 | Year 26 | Year 27 | Year 28 | Year 29 | Year 30
| E1 | 0 | 0 | 0 | 0 | 0 | 0 | 0 | 0 | 0 | 0 | 0 | 0 | 0 | 0 | 0 | 0 | 0 | 0 | 0 | 0 | 0 | 0 | 0 | 0 | 0 | 0 | 0 | 0 | 0 | 0 | 0 | 0_E1_Switched Out
| E2 | 0 | 0 | 0 | 0 | 0 | 0 | 0 | 0 | 0 | 0 | 0 | 0 | 0 | 0 | 0 | 0 | 0 | 0 | 0 | 0 | 0 | 0 | 0 | 0 | 0 | 0 | 0 | 0 | 0 | 0 | 0 | 0_E2_Switched Out
| E3 | 0 | 0 | 0 | 0 | 0 | 0 | 0 | 0 | 0 | 0 | 0 | 0 | 0 | 0 | 0 | 0 | 0 | 0 | 0 | 0 | 0 | 0 | 0 | 0 | 0 | 0 | 0 | 0 | 0 | 0 | 0 | 0_E3_Switched Out
| E4 | 0 | 0 | 0 | 0 | 0 | 0 | 0 | 0 | 0 | 0 | 0 | 0 | 0 | 0 | 0 | 0 | 0 | 0 | 0 | 0 | 0 | 0 | 0 | 0 | 0 | 0 | 0 | 0 | 0 | 0 | 0 | 0_E4_Switched Out
| E5 | 0 | 0 | 0 | 0 | 0 | 0 | 0 | 0 | 0 | 0 | 0 | 0 | 0 | 0 | 0 | 0 | 0 | 0 | 0 | 0 | 0 | 0 | 0 | 0 | 0 | 0 | 0 | 0 | 0 | 0 | 0 | 0_E5_Switched Out
| E6 | 0 | 0 | 0 | 0 | 0 | 0 | 0 | 0 | 0 | 0 | 0 | 0 | 0 | 0 | 0 | 0 | 0 | 0 | 0 | 0 | 0 | 0 | 0 | 0 | 0 | 0 | 0 | 0 | 0 | 0 | 0 | 0_E6_Switched Out
| E7 | 0 | 0 | 0 | 0 | 0 | 0 | 0 | 0 | 0 | 0 | 0 | 0 | 0 | 0 | 0 | 0 | 0 | 0 | 0 | 0 | 0 | 0 | 0 | 0 | 0 | 0 | 0 | 0 | 0 | 0 | 0 | 0_E7_Switched Out
| E8 | 0 | 0 | 0 | 0 | 0 | 0 | 0 | 0 | 0 | 0 | 0 | 0 | 0 | 0 | 0 | 0 | 0 | 0 | 0 | 0 | 0 | 0 | 0 | 0 | 0 | 0 | 0 | 0 | 0 | 0 | 0 | 0_E8_Switched Out
| E9 | 0 | 0 | 0 | 0 | 0 | 0 | 0 | 0 | 0 | 0 | 0 | 0 | 0 | 0 | 0 | 0 | 0 | 0 | 0 | 0 | 0 | 0 | 0 | 0 | 0 | 0 | 0 | 0 | 0 | 0 | 0 | 0_E9_Switched Out
| E10 | 0 | 0 | 0 | 0 | 0 | 0 | 0 | 0 | 0 | 0 | 0 | 0 | 0 | 0 | 0 | 0 | 0 | 0 | 0 | 0 | 0 | 0 | 0 | 0 | 0 | 0 | 0 | 0 | 0 | 0 | 0 | 0_E10_Switched Out
Units Out
| E1 | 0 | 0 | 0 | 0 | 0 | 0 | 0 | 0 | 0 | 0 | 0 | 0 | 0 | 0 | 0 | 0 | 0 | 0 | 0 | 0 | 0 | 0 | 0 | 0 | 0 | 0 | 0 | 0 | 0 | 0 | 0
| E2 | 0 | 0 | 0 | 0 | 0 | 0 | 0 | 0 | 0 | 0 | 0 | 0 | 0 | 0 | 0 | 0 | 0 | 0 | 0 | 0 | 0 | 0 | 0 | 0 | 0 | 0 | 0 | 0 | 0 | 0 | 0
| E3 | 0 | 0 | 0 | 0 | 0 | 0 | 0 | 0 | 0 | 0 | 0 | 0 | 0 | 0 | 0 | 0 | 0 | 0 | 0 | 0 | 0 | 0 | 0 | 0 | 0 | 0 | 0 | 0 | 0 | 0 | 0
| E4 | 0 | 0 | 0 | 0 | 0 | 0 | 0 | 0 | 0 | 0 | 0 | 0 | 0 | 0 | 0 | 0 | 0 | 0 | 0 | 0 | 0 | 0 | 0 | 0 | 0 | 0 | 0 | 0 | 0 | 0 | 0
| E5 | 0 | 0 | 0 | 0 | 0 | 0 | 0 | 0 | 0 | 0 | 0 | 0 | 0 | 0 | 0 | 0 | 0 | 0 | 0 | 0 | 0 | 0 | 0 | 0 | 0 | 0 | 0 | 0 | 0 | 0 | 0
| E6 | 0 | 0 | 0 | 0 | 0 | 0 | 0 | 0 | 0 | 0 | 0 | 0 | 0 | 0 | 0 | 0 | 0 | 0 | 0 | 0 | 0 | 0 | 0 | 0 | 0 | 0 | 0 | 0 | 0 | 0 | 0
| E7 | 0 | 0 | 0 | 0 | 0 | 0 | 0 | 0 | 0 | 0 | 0 | 0 | 0 | 0 | 0 | 0 | 0 | 0 | 0 | 0 | 0 | 0 | 0 | 0 | 0 | 0 | 0 | 0 | 0 | 0 | 0
| E8 | 0 | 0 | 0 | 0 | 0 | 0 | 0 | 0 | 0 | 0 | 0 | 0 | 0 | 0 | 0 | 0 | 0 | 0 | 0 | 0 | 0 | 0 | 0 | 0 | 0 | 0 | 0 | 0 | 0 | 0 | 0
| E9 | 0 | 0 | 0 | 0 | 0 | 0 | 0 | 0 | 0 | 0 | 0 | 0 | 0 | 0 | 0 | 0 | 0 | 0 | 0 | 0 | 0 | 0 | 0 | 0 | 0 | 0 | 0 | 0 | 0 | 0 | 0
| E10 | 0 | 0 | 0 | 0 | 0 | 0 | 0 | 0 | 0 | 0 | 0 | 0 | 0 | 0 | 0 | 0 | 0 | 0 | 0 | 0 | 0 | 0 | 0 | 0 | 0 | 0 | 0 | 0 | 0 | 0 | 0
| Vintage | 0 | 0 | 0 | 0 | 0 | 0 | 0 | 0 | 0 | 0 | 0 | 0 | 0 | 0 | 0 | 0 | 0 | 0 | 0 | 0 | 0 | 0 | 0 | 0 | 0 | 0 | 0 | 0 | 0 | 0 | 0
Tech Purchase Shares
| Year | Year 0 | Year 1 | Year 2 | Year 3 | Year 4 | Year 5 | Year 6 | Year 7 | Year 8 | Year 9 | Year 10 | Year 11 | Year 12 | Year 13 | Year 14 | Year 15 | Year 16 | Year 17 | Year 18 | Year 19 | Year 20 | Year 21 | Year 22 | Year 23 | Year 24 | Year 25 | Year 26 | Year 27 | Year 28 | Year 29 | Year 30
E1 | bar: Year 0 to Year 30
E2 | bar: Year 0 to Year 30
E3 | bar: Year 0 to Year 30
E4 | bar: Year 0 to Year 30
E5 | bar: Year 0 to Year 30
E6 | bar: Year 0 to Year 30
E7 | bar: Year 0 to Year 30
E8 | bar: Year 0 to Year 30
E9 | bar: Year 0 to Year 30
E10 | bar: Year 0 to Year 30
Units In from Switching
| E1 | 0 | 0 | 0 | 0 | 0 | 0 | 0 | 0 | 0 | 0 | 0 | 0 | 0 | 0 | 0 | 0 | 0 | 0 | 0 | 0 | 0 | 0 | 0 | 0 | 0 | 0 | 0 | 0 | 0 | 0 | 0
| E2 | 0 | 0 | 0 | 0 | 0 | 0 | 0 | 0 | 0 | 0 | 0 | 0 | 0 | 0 | 0 | 0 | 0 | 0 | 0 | 0 | 0 | 0 | 0 | 0 | 0 | 0 | 0 | 0 | 0 | 0 | 0
| E3 | 0 | 0 | 0 | 0 | 0 | 0 | 0 | 0 | 0 | 0 | 0 | 0 | 0 | 0 | 0 | 0 | 0 | 0 | 0 | 0 | 0 | 0 | 0 | 0 | 0 | 0 | 0 | 0 | 0 | 0 | 0
| E4 | 0 | 0 | 0 | 0 | 0 | 0 | 0 | 0 | 0 | 0 | 0 | 0 | 0 | 0 | 0 | 0 | 0 | 0 | 0 | 0 | 0 | 0 | 0 | 0 | 0 | 0 | 0 | 0 | 0 | 0 | 0
| E5 | 0 | 0 | 0 | 0 | 0 | 0 | 0 | 0 | 0 | 0 | 0 | 0 | 0 | 0 | 0 | 0 | 0 | 0 | 0 | 0 | 0 | 0 | 0 | 0 | 0 | 0 | 0 | 0 | 0 | 0 | 0
| E6 | 0 | 0 | 0 | 0 | 0 | 0 | 0 | 0 | 0 | 0 | 0 | 0 | 0 | 0 | 0 | 0 | 0 | 0 | 0 | 0 | 0 | 0 | 0 | 0 | 0 | 0 | 0 | 0 | 0 | 0 | 0
| E7 | 0 | 0 | 0 | 0 | 0 | 0 | 0 | 0 | 0 | 0 | 0 | 0 | 0 | 0 | 0 | 0 | 0 | 0 | 0 | 0 | 0 | 0 | 0 | 0 | 0 | 0 | 0 | 0 | 0 | 0 | 0
| E8 | 0 | 0 | 0 | 0 | 0 | 0 | 0 | 0 | 0 | 0 | 0 | 0 | 0 | 0 | 0 | 0 | 0 | 0 | 0 | 0 | 0 | 0 | 0 | 0 | 0 | 0 | 0 | 0 | 0 | 0 | 0
| E9 | 0 | 0 | 0 | 0 | 0 | 0 | 0 | 0 | 0 | 0 | 0 | 0 | 0 | 0 | 0 | 0 | 0 | 0 | 0 | 0 | 0 | 0 | 0 | 0 | 0 | 0 | 0 | 0 | 0 | 0 | 0
| E10 | 0 | 0 | 0 | 0 | 0 | 0 | 0 | 0 | 0 | 0 | 0 | 0 | 0 | 0 | 0 | 0 | 0 | 0 | 0 | 0 | 0 | 0 | 0 | 0 | 0 | 0 | 0 | 0 | 0 | 0 | 0
| Vintage | 0 | 0 | 0 | 0 | 0 | 0 | 0 | 0 | 0 | 0 | 0 | 0 | 0 | 0 | 0 | 0 | 0 | 0 | 0 | 0 | 0 | 0 | 0 | 0 | 0 | 0 | 0 | 0 | 0 | 0 | 0
Net Change
| Year | Year 0 | Year 1 | Year 2 | Year 3 | Year 4 | Year 5 | Year 6 | Year 7 | Year 8 | Year 9 | Year 10 | Year 11 | Year 12 | Year 13 | Year 14 | Year 15 | Year 16 | Year 17 | Year 18 | Year 19 | Year 20 | Year 21 | Year 22 | Year 23 | Year 24 | Year 25 | Year 26 | Year 27 | Year 28 | Year 29 | Year 30 | Key
| Units | 0 | 0 | 0 | 0 | 0 | 0 | 0 | 0 | 0 | 0 | 0 | 0 | 0 | 0 | 0 | 0 | 0 | 0 | 0 | 0 | 0 | 0 | 0 | 0 | 0 | 0 | 0 | 0 | 0 | 0 | 0 | 0_Units |  |  |  |  | 301957.8232
| Usage | 0 | 0 | 0 | 0 | 0 | 0 | 0 | 0 | 0 | 0 | 0 | 0 | 0 | 0 | 0 | 0 | 0 | 0 | 0 | 0 | 0 | 0 | 0 | 0 | 0 | 0 | 0 | 0 | 0 | 0 | 0 | 0_Usage |  |  |  |  | 1698.6543
| Peak Demand (S) | 0 | 0 | 0 | 0 | 0 | 0 | 0 | 0 | 0 | 0 | 0 | 0 | 0 | 0 | 0 | 0 | 0 | 0 | 0 | 0 | 0 | 0 | 0 | 0 | 0 | 0 | 0 | 0 | 0 | 0 | 0 | 0_Peak Demand (S) |  |  |  |  | 0
| Peak Demand (W) | 0 | 0 | 0 | 0 | 0 | 0 | 0 | 0 | 0 | 0 | 0 | 0 | 0 | 0 | 0 | 0 | 0 | 0 | 0 | 0 | 0 | 0 | 0 | 0 | 0 | 0 | 0 | 0 | 0 | 0 | 0 | 0_Peak Demand (W) |  |  |  |  | 884.6119
| Turnover | 0 | 0 | 0 | 0 | 0 | 0 | 0 | 0 | 0 | 0 | 0 | 0 | 0 | 0 | 0 | 0 | 0 | 0 | 0 | 0 | 0 | 0 | 0 | 0 | 0 | 0 | 0 | 0 | 0 | 0 | 0 | 0_Turnover |  |  |  |  | 6885.4476
| Avg. Replacement Usage | 0 | 0 | 0 | 0 | 0 | 0 | 0 | 0 | 0 | 0 | 0 | 0 | 0 | 0 | 0 | 0 | 0 | 0 | 0 | 0 | 0 | 0 | 0 | 0 | 0 | 0 | 0 | 0 | 0 | 0 | 0 | 0_Avg. Replacement Usage |  |  |  |  | 5638.8522
| Avg. Replacement Demand (S) | 0 | 0 | 0 | 0 | 0 | 0 | 0 | 0 | 0 | 0 | 0 | 0 | 0 | 0 | 0 | 0 | 0 | 0 | 0 | 0 | 0 | 0 | 0 | 0 | 0 | 0 | 0 | 0 | 0 | 0 | 0 | 0_Avg. Replacement Demand (S) |  |  |  |  | 0
| Avg. Replacement Demand (W) | 0 | 0 | 0 | 0 | 0 | 0 | 0 | 0 | 0 | 0 | 0 | 0 | 0 | 0 | 0 | 0 | 0 | 0 | 0 | 0 | 0 | 0 | 0 | 0 | 0 | 0 | 0 | 0 | 0 | 0 | 0 | 0_Avg. Replacement Demand (W) |  |  |  |  | 2.9366
Purchases
| Year | Year 0 | Year 1 | Year 2 | Year 3 | Year 4 | Year 5 | Year 6 | Year 7 | Year 8 | Year 9 | Year 10 | Year 11 | Year 12 | Year 13 | Year 14 | Year 15 | Year 16 | Year 17 | Year 18 | Year 19 | Year 20 | Year 21 | Year 22 | Year 23 | Year 24 | Year 25 | Year 26 | Year 27 | Year 28 | Year 29 | Year 30
| E1 | 0 | 0 | 0 | 0 | 0 | 0 | 0 | 0 | 0 | 0 | 0 | 0 | 0 | 0 | 0 | 0 | 0 | 0 | 0 | 0 | 0 | 0 | 0 | 0 | 0 | 0 | 0 | 0 | 0 | 0 | 0 | 0_E1_Purchases |  |  |  |  | 6885.4476
| E2 | 0 | 0 | 0 | 0 | 0 | 0 | 0 | 0 | 0 | 0 | 0 | 0 | 0 | 0 | 0 | 0 | 0 | 0 | 0 | 0 | 0 | 0 | 0 | 0 | 0 | 0 | 0 | 0 | 0 | 0 | 0 | 0_E2_Purchases |  |  |  |  | 0
| E3 | 0 | 0 | 0 | 0 | 0 | 0 | 0 | 0 | 0 | 0 | 0 | 0 | 0 | 0 | 0 | 0 | 0 | 0 | 0 | 0 | 0 | 0 | 0 | 0 | 0 | 0 | 0 | 0 | 0 | 0 | 0 | 0_E3_Purchases |  |  |  |  | 0
| E4 | 0 | 0 | 0 | 0 | 0 | 0 | 0 | 0 | 0 | 0 | 0 | 0 | 0 | 0 | 0 | 0 | 0 | 0 | 0 | 0 | 0 | 0 | 0 | 0 | 0 | 0 | 0 | 0 | 0 | 0 | 0 | 0_E4_Purchases |  |  |  |  | 0
| E5 | 0 | 0 | 0 | 0 | 0 | 0 | 0 | 0 | 0 | 0 | 0 | 0 | 0 | 0 | 0 | 0 | 0 | 0 | 0 | 0 | 0 | 0 | 0 | 0 | 0 | 0 | 0 | 0 | 0 | 0 | 0 | 0_E5_Purchases |  |  |  |  | 0
| E6 | 0 | 0 | 0 | 0 | 0 | 0 | 0 | 0 | 0 | 0 | 0 | 0 | 0 | 0 | 0 | 0 | 0 | 0 | 0 | 0 | 0 | 0 | 0 | 0 | 0 | 0 | 0 | 0 | 0 | 0 | 0 | 0_E6_Purchases |  |  |  |  | 0
| E7 | 0 | 0 | 0 | 0 | 0 | 0 | 0 | 0 | 0 | 0 | 0 | 0 | 0 | 0 | 0 | 0 | 0 | 0 | 0 | 0 | 0 | 0 | 0 | 0 | 0 | 0 | 0 | 0 | 0 | 0 | 0 | 0_E7_Purchases |  |  |  |  | 0
| E8 | 0 | 0 | 0 | 0 | 0 | 0 | 0 | 0 | 0 | 0 | 0 | 0 | 0 | 0 | 0 | 0 | 0 | 0 | 0 | 0 | 0 | 0 | 0 | 0 | 0 | 0 | 0 | 0 | 0 | 0 | 0 | 0_E8_Purchases |  |  |  |  | 0
| E9 | 0 | 0 | 0 | 0 | 0 | 0 | 0 | 0 | 0 | 0 | 0 | 0 | 0 | 0 | 0 | 0 | 0 | 0 | 0 | 0 | 0 | 0 | 0 | 0 | 0 | 0 | 0 | 0 | 0 | 0 | 0 | 0_E9_Purchases |  |  |  |  | 0
| E10 | 0 | 0 | 0 | 0 | 0 | 0 | 0 | 0 | 0 | 0 | 0 | 0 | 0 | 0 | 0 | 0 | 0 | 0 | 0 | 0 | 0 | 0 | 0 | 0 | 0 | 0 | 0 | 0 | 0 | 0 | 0 | 0_E10_Purchases |  |  |  |  | 0
Stock
| Year | Year 0 | Year 1 | Year 2 | Year 3 | Year 4 | Year 5 | Year 6 | Year 7 | Year 8 | Year 9 | Year 10 | Year 11 | Year 12 | Year 13 | Year 14 | Year 15 | Year 16 | Year 17 | Year 18 | Year 19 | Year 20 | Year 21 | Year 22 | Year 23 | Year 24 | Year 25 | Year 26 | Year 27 | Year 28 | Year 29 | Year 30
| E1 | 0 | 0 | 0 | 0 | 0 | 0 | 0 | 0 | 0 | 0 | 0 | 0 | 0 | 0 | 0 | 0 | 0 | 0 | 0 | 0 | 0 | 0 | 0 | 0 | 0 | 0 | 0 | 0 | 0 | 0 | 0 | 0_E1_Stock |  |  |  |  | 13576.6093
| E2 | 0 | 0 | 0 | 0 | 0 | 0 | 0 | 0 | 0 | 0 | 0 | 0 | 0 | 0 | 0 | 0 | 0 | 0 | 0 | 0 | 0 | 0 | 0 | 0 | 0 | 0 | 0 | 0 | 0 | 0 | 0 | 0_E2_Stock |  |  |  |  | 0
| E3 | 0 | 0 | 0 | 0 | 0 | 0 | 0 | 0 | 0 | 0 | 0 | 0 | 0 | 0 | 0 | 0 | 0 | 0 | 0 | 0 | 0 | 0 | 0 | 0 | 0 | 0 | 0 | 0 | 0 | 0 | 0 | 0_E3_Stock |  |  |  |  | 0
| E4 | 0 | 0 | 0 | 0 | 0 | 0 | 0 | 0 | 0 | 0 | 0 | 0 | 0 | 0 | 0 | 0 | 0 | 0 | 0 | 0 | 0 | 0 | 0 | 0 | 0 | 0 | 0 | 0 | 0 | 0 | 0 | 0_E4_Stock |  |  |  |  | 0
| E5 | 0 | 0 | 0 | 0 | 0 | 0 | 0 | 0 | 0 | 0 | 0 | 0 | 0 | 0 | 0 | 0 | 0 | 0 | 0 | 0 | 0 | 0 | 0 | 0 | 0 | 0 | 0 | 0 | 0 | 0 | 0 | 0_E5_Stock |  |  |  |  | 0
| E6 | 0 | 0 | 0 | 0 | 0 | 0 | 0 | 0 | 0 | 0 | 0 | 0 | 0 | 0 | 0 | 0 | 0 | 0 | 0 | 0 | 0 | 0 | 0 | 0 | 0 | 0 | 0 | 0 | 0 | 0 | 0 | 0_E6_Stock |  |  |  |  | 0
| E7 | 0 | 0 | 0 | 0 | 0 | 0 | 0 | 0 | 0 | 0 | 0 | 0 | 0 | 0 | 0 | 0 | 0 | 0 | 0 | 0 | 0 | 0 | 0 | 0 | 0 | 0 | 0 | 0 | 0 | 0 | 0 | 0_E7_Stock |  |  |  |  | 0
| E8 | 0 | 0 | 0 | 0 | 0 | 0 | 0 | 0 | 0 | 0 | 0 | 0 | 0 | 0 | 0 | 0 | 0 | 0 | 0 | 0 | 0 | 0 | 0 | 0 | 0 | 0 | 0 | 0 | 0 | 0 | 0 | 0_E8_Stock |  |  |  |  | 0
| E9 | 0 | 0 | 0 | 0 | 0 | 0 | 0 | 0 | 0 | 0 | 0 | 0 | 0 | 0 | 0 | 0 | 0 | 0 | 0 | 0 | 0 | 0 | 0 | 0 | 0 | 0 | 0 | 0 | 0 | 0 | 0 | 0_E9_Stock |  |  |  |  | 0
| E10 | 0 | 0 | 0 | 0 | 0 | 0 | 0 | 0 | 0 | 0 | 0 | 0 | 0 | 0 | 0 | 0 | 0 | 0 | 0 | 0 | 0 | 0 | 0 | 0 | 0 | 0 | 0 | 0 | 0 | 0 | 0 | 0_E10_Stock |  |  |  |  | 0
| Vintage | 0 | 0 | 0 | 0 | 0 | 0 | 0 | 0 | 0 | 0 | 0 | 0 | 0 | 0 | 0 | 0 | 0 | 0 | 0 | 0 | 0 | 0 | 0 | 0 | 0 | 0 | 0 | 0 | 0 | 0 | 0 | 0_Vintage_Stock |  |  |  |  | 288381.2139
S2C4 |  | Year 0: System 2 Technology 4
Technology Variables
| Tech Key | Year 0: 0
| Peak Factor (S) | Year 0: 0
| Peak Factor (W) | Year 0: 0
| Min Vintage Lifetime | Year 0: 0
| Max Vintage Lifetime | Year 0: 0
| Turnover Style | Year 0: 0
Technology Variables
| Equipment | Year 0: Label; Year 1: Min Lifetime; Year 2: Max Lifetime; Year 3: Degradation; Year 4: Usage; Year 5: Available
| E1 | Year 1: 0; Year 2: 0; Year 3: 0%; Year 4: 0; Year 5: FALSE
| E2 | Year 1: 0; Year 2: 0; Year 3: 0%; Year 4: 0; Year 5: FALSE
| E3 | Year 1: 0; Year 2: 0; Year 3: 0%; Year 4: 0; Year 5: FALSE
| E4 | Year 1: 0; Year 2: 0; Year 3: 0%; Year 4: 0; Year 5: FALSE
| E5 | Year 1: 0; Year 2: 0; Year 3: 0%; Year 4: 0; Year 5: FALSE
| E6 | Year 1: 0; Year 2: 0; Year 3: 0%; Year 4: 0; Year 5: FALSE
| E7 | Year 1: 0; Year 2: 0; Year 3: 0%; Year 4: 0; Year 5: FALSE
| E8 | Year 1: 0; Year 2: 0; Year 3: 0%; Year 4: 0; Year 5: FALSE
| E9 | Year 1: 0; Year 2: 0; Year 3: 0%; Year 4: 0; Year 5: FALSE
| E10 | Year 1: 0; Year 2: 0; Year 3: 0%; Year 4: 0; Year 5: FALSE
Original Forecast Results
| Year | Year 0 | Year 1 | Year 2 | Year 3 | Year 4 | Year 5 | Year 6 | Year 7 | Year 8 | Year 9 | Year 10 | Year 11 | Year 12 | Year 13 | Year 14 | Year 15 | Year 16 | Year 17 | Year 18 | Year 19 | Year 20 | Year 21 | Year 22 | Year 23 | Year 24 | Year 25 | Year 26 | Year 27 | Year 28 | Year 29 | Year 30 | Key
| Units | 0 | 0 | 0 | 0 | 0 | 0 | 0 | 0 | 0 | 0 | 0 | 0 | 0 | 0 | 0 | 0 | 0 | 0 | 0 | 0 | 0 | 0 | 0 | 0 | 0 | 0 | 0 | 0 | 0 | 0 | 0 | #REF! |  |  |  |  | 301957.8232
| Usage | 0 | 0 | 0 | 0 | 0 | 0 | 0 | 0 | 0 | 0 | 0 | 0 | 0 | 0 | 0 | 0 | 0 | 0 | 0 | 0 | 0 | 0 | 0 | 0 | 0 | 0 | 0 | 0 | 0 | 0 | 0 | #REF! |  |  |  |  | 1698.6543
| Peak Demand (S) | 0 | 0 | 0 | 0 | 0 | 0 | 0 | 0 | 0 | 0 | 0 | 0 | 0 | 0 | 0 | 0 | 0 | 0 | 0 | 0 | 0 | 0 | 0 | 0 | 0 | 0 | 0 | 0 | 0 | 0 | 0 | #REF! |  |  |  |  | 0
| Peak Demand (W) | 0 | 0 | 0 | 0 | 0 | 0 | 0 | 0 | 0 | 0 | 0 | 0 | 0 | 0 | 0 | 0 | 0 | 0 | 0 | 0 | 0 | 0 | 0 | 0 | 0 | 0 | 0 | 0 | 0 | 0 | 0 | #REF! |  |  |  |  | 884.6119
| Turnover | 0 | 0 | 0 | 0 | 0 | 0 | 0 | 0 | 0 | 0 | 0 | 0 | 0 | 0 | 0 | 0 | 0 | 0 | 0 | 0 | 0 | 0 | 0 | 0 | 0 | 0 | 0 | 0 | 0 | 0 | 0 | #REF! |  |  |  |  | 6885.4476
| Avg. Replacement Usage | 0 | 0 | 0 | 0 | 0 | 0 | 0 | 0 | 0 | 0 | 0 | 0 | 0 | 0 | 0 | 0 | 0 | 0 | 0 | 0 | 0 | 0 | 0 | 0 | 0 | 0 | 0 | 0 | 0 | 0 | 0 | #REF! |  |  |  |  | 5638.8522
| Avg. Replacement Demand (S) | 0 | 0 | 0 | 0 | 0 | 0 | 0 | 0 | 0 | 0 | 0 | 0 | 0 | 0 | 0 | 0 | 0 | 0 | 0 | 0 | 0 | 0 | 0 | 0 | 0 | 0 | 0 | 0 | 0 | 0 | 0 | #REF! |  |  |  |  | 0
| Avg. Replacement Demand (W) | 0 | 0 | 0 | 0 | 0 | 0 | 0 | 0 | 0 | 0 | 0 | 0 | 0 | 0 | 0 | 0 | 0 | 0 | 0 | 0 | 0 | 0 | 0 | 0 | 0 | 0 | 0 | 0 | 0 | 0 | 0 | #REF! |  |  |  |  | 2.9366
Tech Forecast Stock
| Year | Year 0 | Year 1 | Year 2 | Year 3 | Year 4 | Year 5 | Year 6 | Year 7 | Year 8 | Year 9 | Year 10 | Year 11 | Year 12 | Year 13 | Year 14 | Year 15 | Year 16 | Year 17 | Year 18 | Year 19 | Year 20 | Year 21 | Year 22 | Year 23 | Year 24 | Year 25 | Year 26 | Year 27 | Year 28 | Year 29 | Year 30
| E1 | 0 | 0 | 0 | 0 | 0 | 0 | 0 | 0 | 0 | 0 | 0 | 0 | 0 | 0 | 0 | 0 | 0 | 0 | 0 | 0 | 0 | 0 | 0 | 0 | 0 | 0 | 0 | 0 | 0 | 0 | 0
| E2 | 0 | 0 | 0 | 0 | 0 | 0 | 0 | 0 | 0 | 0 | 0 | 0 | 0 | 0 | 0 | 0 | 0 | 0 | 0 | 0 | 0 | 0 | 0 | 0 | 0 | 0 | 0 | 0 | 0 | 0 | 0
| E3 | 0 | 0 | 0 | 0 | 0 | 0 | 0 | 0 | 0 | 0 | 0 | 0 | 0 | 0 | 0 | 0 | 0 | 0 | 0 | 0 | 0 | 0 | 0 | 0 | 0 | 0 | 0 | 0 | 0 | 0 | 0
| E4 | 0 | 0 | 0 | 0 | 0 | 0 | 0 | 0 | 0 | 0 | 0 | 0 | 0 | 0 | 0 | 0 | 0 | 0 | 0 | 0 | 0 | 0 | 0 | 0 | 0 | 0 | 0 | 0 | 0 | 0 | 0
| E5 | 0 | 0 | 0 | 0 | 0 | 0 | 0 | 0 | 0 | 0 | 0 | 0 | 0 | 0 | 0 | 0 | 0 | 0 | 0 | 0 | 0 | 0 | 0 | 0 | 0 | 0 | 0 | 0 | 0 | 0 | 0
| E6 | 0 | 0 | 0 | 0 | 0 | 0 | 0 | 0 | 0 | 0 | 0 | 0 | 0 | 0 | 0 | 0 | 0 | 0 | 0 | 0 | 0 | 0 | 0 | 0 | 0 | 0 | 0 | 0 | 0 | 0 | 0
| E7 | 0 | 0 | 0 | 0 | 0 | 0 | 0 | 0 | 0 | 0 | 0 | 0 | 0 | 0 | 0 | 0 | 0 | 0 | 0 | 0 | 0 | 0 | 0 | 0 | 0 | 0 | 0 | 0 | 0 | 0 | 0
| E8 | 0 | 0 | 0 | 0 | 0 | 0 | 0 | 0 | 0 | 0 | 0 | 0 | 0 | 0 | 0 | 0 | 0 | 0 | 0 | 0 | 0 | 0 | 0 | 0 | 0 | 0 | 0 | 0 | 0 | 0 | 0
| E9 | 0 | 0 | 0 | 0 | 0 | 0 | 0 | 0 | 0 | 0 | 0 | 0 | 0 | 0 | 0 | 0 | 0 | 0 | 0 | 0 | 0 | 0 | 0 | 0 | 0 | 0 | 0 | 0 | 0 | 0 | 0
| E10 | 0 | 0 | 0 | 0 | 0 | 0 | 0 | 0 | 0 | 0 | 0 | 0 | 0 | 0 | 0 | 0 | 0 | 0 | 0 | 0 | 0 | 0 | 0 | 0 | 0 | 0 | 0 | 0 | 0 | 0 | 0
| Vintage | 0 | 0 | 0 | 0 | 0 | 0 | 0 | 0 | 0 | 0 | 0 | 0 | 0 | 0 | 0 | 0 | 0 | 0 | 0 | 0 | 0 | 0 | 0 | 0 | 0 | 0 | 0 | 0 | 0 | 0 | 0
Stock for Switching
| Year | Year 0 | Year 1 | Year 2 | Year 3 | Year 4 | Year 5 | Year 6 | Year 7 | Year 8 | Year 9 | Year 10 | Year 11 | Year 12 | Year 13 | Year 14 | Year 15 | Year 16 | Year 17 | Year 18 | Year 19 | Year 20 | Year 21 | Year 22 | Year 23 | Year 24 | Year 25 | Year 26 | Year 27 | Year 28 | Year 29 | Year 30
| E1 | 0 | 0 | 0 | 0 | 0 | 0 | 0 | 0 | 0 | 0 | 0 | 0 | 0 | 0 | 0 | 0 | 0 | 0 | 0 | 0 | 0 | 0 | 0 | 0 | 0 | 0 | 0 | 0 | 0 | 0 | 0 | 0_E1_SysStock
| E2 | 0 | 0 | 0 | 0 | 0 | 0 | 0 | 0 | 0 | 0 | 0 | 0 | 0 | 0 | 0 | 0 | 0 | 0 | 0 | 0 | 0 | 0 | 0 | 0 | 0 | 0 | 0 | 0 | 0 | 0 | 0 | 0_E2_SysStock
| E3 | 0 | 0 | 0 | 0 | 0 | 0 | 0 | 0 | 0 | 0 | 0 | 0 | 0 | 0 | 0 | 0 | 0 | 0 | 0 | 0 | 0 | 0 | 0 | 0 | 0 | 0 | 0 | 0 | 0 | 0 | 0 | 0_E3_SysStock
| E4 | 0 | 0 | 0 | 0 | 0 | 0 | 0 | 0 | 0 | 0 | 0 | 0 | 0 | 0 | 0 | 0 | 0 | 0 | 0 | 0 | 0 | 0 | 0 | 0 | 0 | 0 | 0 | 0 | 0 | 0 | 0 | 0_E4_SysStock
| E5 | 0 | 0 | 0 | 0 | 0 | 0 | 0 | 0 | 0 | 0 | 0 | 0 | 0 | 0 | 0 | 0 | 0 | 0 | 0 | 0 | 0 | 0 | 0 | 0 | 0 | 0 | 0 | 0 | 0 | 0 | 0 | 0_E5_SysStock
| E6 | 0 | 0 | 0 | 0 | 0 | 0 | 0 | 0 | 0 | 0 | 0 | 0 | 0 | 0 | 0 | 0 | 0 | 0 | 0 | 0 | 0 | 0 | 0 | 0 | 0 | 0 | 0 | 0 | 0 | 0 | 0 | 0_E6_SysStock
| E7 | 0 | 0 | 0 | 0 | 0 | 0 | 0 | 0 | 0 | 0 | 0 | 0 | 0 | 0 | 0 | 0 | 0 | 0 | 0 | 0 | 0 | 0 | 0 | 0 | 0 | 0 | 0 | 0 | 0 | 0 | 0 | 0_E7_SysStock
| E8 | 0 | 0 | 0 | 0 | 0 | 0 | 0 | 0 | 0 | 0 | 0 | 0 | 0 | 0 | 0 | 0 | 0 | 0 | 0 | 0 | 0 | 0 | 0 | 0 | 0 | 0 | 0 | 0 | 0 | 0 | 0 | 0_E8_SysStock
| E9 | 0 | 0 | 0 | 0 | 0 | 0 | 0 | 0 | 0 | 0 | 0 | 0 | 0 | 0 | 0 | 0 | 0 | 0 | 0 | 0 | 0 | 0 | 0 | 0 | 0 | 0 | 0 | 0 | 0 | 0 | 0 | 0_E9_SysStock
| E10 | 0 | 0 | 0 | 0 | 0 | 0 | 0 | 0 | 0 | 0 | 0 | 0 | 0 | 0 | 0 | 0 | 0 | 0 | 0 | 0 | 0 | 0 | 0 | 0 | 0 | 0 | 0 | 0 | 0 | 0 | 0 | 0_E10_SysStock
| Vintage | 0 | 0 | 0 | 0 | 0 | 0 | 0 | 0 | 0 | 0 | 0 | 0 | 0 | 0 | 0 | 0 | 0 | 0 | 0 | 0 | 0 | 0 | 0 | 0 | 0 | 0 | 0 | 0 | 0 | 0 | 0 | 0_Vintage_SysStock
Tech Forecast Purchases
| Year | Year 0 | Year 1 | Year 2 | Year 3 | Year 4 | Year 5 | Year 6 | Year 7 | Year 8 | Year 9 | Year 10 | Year 11 | Year 12 | Year 13 | Year 14 | Year 15 | Year 16 | Year 17 | Year 18 | Year 19 | Year 20 | Year 21 | Year 22 | Year 23 | Year 24 | Year 25 | Year 26 | Year 27 | Year 28 | Year 29 | Year 30
| E1 | 0 | 0 | 0 | 0 | 0 | 0 | 0 | 0 | 0 | 0 | 0 | 0 | 0 | 0 | 0 | 0 | 0 | 0 | 0 | 0 | 0 | 0 | 0 | 0 | 0 | 0 | 0 | 0 | 0 | 0 | 0
| E2 | 0 | 0 | 0 | 0 | 0 | 0 | 0 | 0 | 0 | 0 | 0 | 0 | 0 | 0 | 0 | 0 | 0 | 0 | 0 | 0 | 0 | 0 | 0 | 0 | 0 | 0 | 0 | 0 | 0 | 0 | 0
| E3 | 0 | 0 | 0 | 0 | 0 | 0 | 0 | 0 | 0 | 0 | 0 | 0 | 0 | 0 | 0 | 0 | 0 | 0 | 0 | 0 | 0 | 0 | 0 | 0 | 0 | 0 | 0 | 0 | 0 | 0 | 0
| E4 | 0 | 0 | 0 | 0 | 0 | 0 | 0 | 0 | 0 | 0 | 0 | 0 | 0 | 0 | 0 | 0 | 0 | 0 | 0 | 0 | 0 | 0 | 0 | 0 | 0 | 0 | 0 | 0 | 0 | 0 | 0
| E5 | 0 | 0 | 0 | 0 | 0 | 0 | 0 | 0 | 0 | 0 | 0 | 0 | 0 | 0 | 0 | 0 | 0 | 0 | 0 | 0 | 0 | 0 | 0 | 0 | 0 | 0 | 0 | 0 | 0 | 0 | 0
| E6 | 0 | 0 | 0 | 0 | 0 | 0 | 0 | 0 | 0 | 0 | 0 | 0 | 0 | 0 | 0 | 0 | 0 | 0 | 0 | 0 | 0 | 0 | 0 | 0 | 0 | 0 | 0 | 0 | 0 | 0 | 0
| E7 | 0 | 0 | 0 | 0 | 0 | 0 | 0 | 0 | 0 | 0 | 0 | 0 | 0 | 0 | 0 | 0 | 0 | 0 | 0 | 0 | 0 | 0 | 0 | 0 | 0 | 0 | 0 | 0 | 0 | 0 | 0
| E8 | 0 | 0 | 0 | 0 | 0 | 0 | 0 | 0 | 0 | 0 | 0 | 0 | 0 | 0 | 0 | 0 | 0 | 0 | 0 | 0 | 0 | 0 | 0 | 0 | 0 | 0 | 0 | 0 | 0 | 0 | 0
| E9 | 0 | 0 | 0 | 0 | 0 | 0 | 0 | 0 | 0 | 0 | 0 | 0 | 0 | 0 | 0 | 0 | 0 | 0 | 0 | 0 | 0 | 0 | 0 | 0 | 0 | 0 | 0 | 0 | 0 | 0 | 0
| E10 | 0 | 0 | 0 | 0 | 0 | 0 | 0 | 0 | 0 | 0 | 0 | 0 | 0 | 0 | 0 | 0 | 0 | 0 | 0 | 0 | 0 | 0 | 0 | 0 | 0 | 0 | 0 | 0 | 0 | 0 | 0
Potential to Switch
| Year | Year 0 | Year 1 | Year 2 | Year 3 | Year 4 | Year 5 | Year 6 | Year 7 | Year 8 | Year 9 | Year 10 | Year 11 | Year 12 | Year 13 | Year 14 | Year 15 | Year 16 | Year 17 | Year 18 | Year 19 | Year 20 | Year 21 | Year 22 | Year 23 | Year 24 | Year 25 | Year 26 | Year 27 | Year 28 | Year 29 | Year 30
| E1 | 0 | 0 | 0 | 0 | 0 | 0 | 0 | 0 | 0 | 0 | 0 | 0 | 0 | 0 | 0 | 0 | 0 | 0 | 0 | 0 | 0 | 0 | 0 | 0 | 0 | 0 | 0 | 0 | 0 | 0 | 0 | 0_E1_Switched Out
| E2 | 0 | 0 | 0 | 0 | 0 | 0 | 0 | 0 | 0 | 0 | 0 | 0 | 0 | 0 | 0 | 0 | 0 | 0 | 0 | 0 | 0 | 0 | 0 | 0 | 0 | 0 | 0 | 0 | 0 | 0 | 0 | 0_E2_Switched Out
| E3 | 0 | 0 | 0 | 0 | 0 | 0 | 0 | 0 | 0 | 0 | 0 | 0 | 0 | 0 | 0 | 0 | 0 | 0 | 0 | 0 | 0 | 0 | 0 | 0 | 0 | 0 | 0 | 0 | 0 | 0 | 0 | 0_E3_Switched Out
| E4 | 0 | 0 | 0 | 0 | 0 | 0 | 0 | 0 | 0 | 0 | 0 | 0 | 0 | 0 | 0 | 0 | 0 | 0 | 0 | 0 | 0 | 0 | 0 | 0 | 0 | 0 | 0 | 0 | 0 | 0 | 0 | 0_E4_Switched Out
| E5 | 0 | 0 | 0 | 0 | 0 | 0 | 0 | 0 | 0 | 0 | 0 | 0 | 0 | 0 | 0 | 0 | 0 | 0 | 0 | 0 | 0 | 0 | 0 | 0 | 0 | 0 | 0 | 0 | 0 | 0 | 0 | 0_E5_Switched Out
| E6 | 0 | 0 | 0 | 0 | 0 | 0 | 0 | 0 | 0 | 0 | 0 | 0 | 0 | 0 | 0 | 0 | 0 | 0 | 0 | 0 | 0 | 0 | 0 | 0 | 0 | 0 | 0 | 0 | 0 | 0 | 0 | 0_E6_Switched Out
| E7 | 0 | 0 | 0 | 0 | 0 | 0 | 0 | 0 | 0 | 0 | 0 | 0 | 0 | 0 | 0 | 0 | 0 | 0 | 0 | 0 | 0 | 0 | 0 | 0 | 0 | 0 | 0 | 0 | 0 | 0 | 0 | 0_E7_Switched Out
| E8 | 0 | 0 | 0 | 0 | 0 | 0 | 0 | 0 | 0 | 0 | 0 | 0 | 0 | 0 | 0 | 0 | 0 | 0 | 0 | 0 | 0 | 0 | 0 | 0 | 0 | 0 | 0 | 0 | 0 | 0 | 0 | 0_E8_Switched Out
| E9 | 0 | 0 | 0 | 0 | 0 | 0 | 0 | 0 | 0 | 0 | 0 | 0 | 0 | 0 | 0 | 0 | 0 | 0 | 0 | 0 | 0 | 0 | 0 | 0 | 0 | 0 | 0 | 0 | 0 | 0 | 0 | 0_E9_Switched Out
| E10 | 0 | 0 | 0 | 0 | 0 | 0 | 0 | 0 | 0 | 0 | 0 | 0 | 0 | 0 | 0 | 0 | 0 | 0 | 0 | 0 | 0 | 0 | 0 | 0 | 0 | 0 | 0 | 0 | 0 | 0 | 0 | 0_E10_Switched Out
Units Out
| E1 | 0 | 0 | 0 | 0 | 0 | 0 | 0 | 0 | 0 | 0 | 0 | 0 | 0 | 0 | 0 | 0 | 0 | 0 | 0 | 0 | 0 | 0 | 0 | 0 | 0 | 0 | 0 | 0 | 0 | 0 | 0
| E2 | 0 | 0 | 0 | 0 | 0 | 0 | 0 | 0 | 0 | 0 | 0 | 0 | 0 | 0 | 0 | 0 | 0 | 0 | 0 | 0 | 0 | 0 | 0 | 0 | 0 | 0 | 0 | 0 | 0 | 0 | 0
| E3 | 0 | 0 | 0 | 0 | 0 | 0 | 0 | 0 | 0 | 0 | 0 | 0 | 0 | 0 | 0 | 0 | 0 | 0 | 0 | 0 | 0 | 0 | 0 | 0 | 0 | 0 | 0 | 0 | 0 | 0 | 0
| E4 | 0 | 0 | 0 | 0 | 0 | 0 | 0 | 0 | 0 | 0 | 0 | 0 | 0 | 0 | 0 | 0 | 0 | 0 | 0 | 0 | 0 | 0 | 0 | 0 | 0 | 0 | 0 | 0 | 0 | 0 | 0
| E5 | 0 | 0 | 0 | 0 | 0 | 0 | 0 | 0 | 0 | 0 | 0 | 0 | 0 | 0 | 0 | 0 | 0 | 0 | 0 | 0 | 0 | 0 | 0 | 0 | 0 | 0 | 0 | 0 | 0 | 0 | 0
| E6 | 0 | 0 | 0 | 0 | 0 | 0 | 0 | 0 | 0 | 0 | 0 | 0 | 0 | 0 | 0 | 0 | 0 | 0 | 0 | 0 | 0 | 0 | 0 | 0 | 0 | 0 | 0 | 0 | 0 | 0 | 0
| E7 | 0 | 0 | 0 | 0 | 0 | 0 | 0 | 0 | 0 | 0 | 0 | 0 | 0 | 0 | 0 | 0 | 0 | 0 | 0 | 0 | 0 | 0 | 0 | 0 | 0 | 0 | 0 | 0 | 0 | 0 | 0
| E8 | 0 | 0 | 0 | 0 | 0 | 0 | 0 | 0 | 0 | 0 | 0 | 0 | 0 | 0 | 0 | 0 | 0 | 0 | 0 | 0 | 0 | 0 | 0 | 0 | 0 | 0 | 0 | 0 | 0 | 0 | 0
| E9 | 0 | 0 | 0 | 0 | 0 | 0 | 0 | 0 | 0 | 0 | 0 | 0 | 0 | 0 | 0 | 0 | 0 | 0 | 0 | 0 | 0 | 0 | 0 | 0 | 0 | 0 | 0 | 0 | 0 | 0 | 0
| E10 | 0 | 0 | 0 | 0 | 0 | 0 | 0 | 0 | 0 | 0 | 0 | 0 | 0 | 0 | 0 | 0 | 0 | 0 | 0 | 0 | 0 | 0 | 0 | 0 | 0 | 0 | 0 | 0 | 0 | 0 | 0
| Vintage | 0 | 0 | 0 | 0 | 0 | 0 | 0 | 0 | 0 | 0 | 0 | 0 | 0 | 0 | 0 | 0 | 0 | 0 | 0 | 0 | 0 | 0 | 0 | 0 | 0 | 0 | 0 | 0 | 0 | 0 | 0
Tech Purchase Shares
| Year | Year 0 | Year 1 | Year 2 | Year 3 | Year 4 | Year 5 | Year 6 | Year 7 | Year 8 | Year 9 | Year 10 | Year 11 | Year 12 | Year 13 | Year 14 | Year 15 | Year 16 | Year 17 | Year 18 | Year 19 | Year 20 | Year 21 | Year 22 | Year 23 | Year 24 | Year 25 | Year 26 | Year 27 | Year 28 | Year 29 | Year 30
E1 | bar: Year 0 to Year 30
E2 | bar: Year 0 to Year 30
E3 | bar: Year 0 to Year 30
E4 | bar: Year 0 to Year 30
E5 | bar: Year 0 to Year 30
E6 | bar: Year 0 to Year 30
E7 | bar: Year 0 to Year 30
E8 | bar: Year 0 to Year 30
E9 | bar: Year 0 to Year 30
E10 | bar: Year 0 to Year 30
Units In from Switching
| E1 | 0 | 0 | 0 | 0 | 0 | 0 | 0 | 0 | 0 | 0 | 0 | 0 | 0 | 0 | 0 | 0 | 0 | 0 | 0 | 0 | 0 | 0 | 0 | 0 | 0 | 0 | 0 | 0 | 0 | 0 | 0
| E2 | 0 | 0 | 0 | 0 | 0 | 0 | 0 | 0 | 0 | 0 | 0 | 0 | 0 | 0 | 0 | 0 | 0 | 0 | 0 | 0 | 0 | 0 | 0 | 0 | 0 | 0 | 0 | 0 | 0 | 0 | 0
| E3 | 0 | 0 | 0 | 0 | 0 | 0 | 0 | 0 | 0 | 0 | 0 | 0 | 0 | 0 | 0 | 0 | 0 | 0 | 0 | 0 | 0 | 0 | 0 | 0 | 0 | 0 | 0 | 0 | 0 | 0 | 0
| E4 | 0 | 0 | 0 | 0 | 0 | 0 | 0 | 0 | 0 | 0 | 0 | 0 | 0 | 0 | 0 | 0 | 0 | 0 | 0 | 0 | 0 | 0 | 0 | 0 | 0 | 0 | 0 | 0 | 0 | 0 | 0
| E5 | 0 | 0 | 0 | 0 | 0 | 0 | 0 | 0 | 0 | 0 | 0 | 0 | 0 | 0 | 0 | 0 | 0 | 0 | 0 | 0 | 0 | 0 | 0 | 0 | 0 | 0 | 0 | 0 | 0 | 0 | 0
| E6 | 0 | 0 | 0 | 0 | 0 | 0 | 0 | 0 | 0 | 0 | 0 | 0 | 0 | 0 | 0 | 0 | 0 | 0 | 0 | 0 | 0 | 0 | 0 | 0 | 0 | 0 | 0 | 0 | 0 | 0 | 0
| E7 | 0 | 0 | 0 | 0 | 0 | 0 | 0 | 0 | 0 | 0 | 0 | 0 | 0 | 0 | 0 | 0 | 0 | 0 | 0 | 0 | 0 | 0 | 0 | 0 | 0 | 0 | 0 | 0 | 0 | 0 | 0
| E8 | 0 | 0 | 0 | 0 | 0 | 0 | 0 | 0 | 0 | 0 | 0 | 0 | 0 | 0 | 0 | 0 | 0 | 0 | 0 | 0 | 0 | 0 | 0 | 0 | 0 | 0 | 0 | 0 | 0 | 0 | 0
| E9 | 0 | 0 | 0 | 0 | 0 | 0 | 0 | 0 | 0 | 0 | 0 | 0 | 0 | 0 | 0 | 0 | 0 | 0 | 0 | 0 | 0 | 0 | 0 | 0 | 0 | 0 | 0 | 0 | 0 | 0 | 0
| E10 | 0 | 0 | 0 | 0 | 0 | 0 | 0 | 0 | 0 | 0 | 0 | 0 | 0 | 0 | 0 | 0 | 0 | 0 | 0 | 0 | 0 | 0 | 0 | 0 | 0 | 0 | 0 | 0 | 0 | 0 | 0
| Vintage | 0 | 0 | 0 | 0 | 0 | 0 | 0 | 0 | 0 | 0 | 0 | 0 | 0 | 0 | 0 | 0 | 0 | 0 | 0 | 0 | 0 | 0 | 0 | 0 | 0 | 0 | 0 | 0 | 0 | 0 | 0
Net Change
| Year | Year 0 | Year 1 | Year 2 | Year 3 | Year 4 | Year 5 | Year 6 | Year 7 | Year 8 | Year 9 | Year 10 | Year 11 | Year 12 | Year 13 | Year 14 | Year 15 | Year 16 | Year 17 | Year 18 | Year 19 | Year 20 | Year 21 | Year 22 | Year 23 | Year 24 | Year 25 | Year 26 | Year 27 | Year 28 | Year 29 | Year 30 | Key
| Units | 0 | 0 | 0 | 0 | 0 | 0 | 0 | 0 | 0 | 0 | 0 | 0 | 0 | 0 | 0 | 0 | 0 | 0 | 0 | 0 | 0 | 0 | 0 | 0 | 0 | 0 | 0 | 0 | 0 | 0 | 0 | 0_Units |  |  |  |  | 301957.8232
| Usage | 0 | 0 | 0 | 0 | 0 | 0 | 0 | 0 | 0 | 0 | 0 | 0 | 0 | 0 | 0 | 0 | 0 | 0 | 0 | 0 | 0 | 0 | 0 | 0 | 0 | 0 | 0 | 0 | 0 | 0 | 0 | 0_Usage |  |  |  |  | 1698.6543
| Peak Demand (S) | 0 | 0 | 0 | 0 | 0 | 0 | 0 | 0 | 0 | 0 | 0 | 0 | 0 | 0 | 0 | 0 | 0 | 0 | 0 | 0 | 0 | 0 | 0 | 0 | 0 | 0 | 0 | 0 | 0 | 0 | 0 | 0_Peak Demand (S) |  |  |  |  | 0
| Peak Demand (W) | 0 | 0 | 0 | 0 | 0 | 0 | 0 | 0 | 0 | 0 | 0 | 0 | 0 | 0 | 0 | 0 | 0 | 0 | 0 | 0 | 0 | 0 | 0 | 0 | 0 | 0 | 0 | 0 | 0 | 0 | 0 | 0_Peak Demand (W) |  |  |  |  | 884.6119
| Turnover | 0 | 0 | 0 | 0 | 0 | 0 | 0 | 0 | 0 | 0 | 0 | 0 | 0 | 0 | 0 | 0 | 0 | 0 | 0 | 0 | 0 | 0 | 0 | 0 | 0 | 0 | 0 | 0 | 0 | 0 | 0 | 0_Turnover |  |  |  |  | 6885.4476
| Avg. Replacement Usage | 0 | 0 | 0 | 0 | 0 | 0 | 0 | 0 | 0 | 0 | 0 | 0 | 0 | 0 | 0 | 0 | 0 | 0 | 0 | 0 | 0 | 0 | 0 | 0 | 0 | 0 | 0 | 0 | 0 | 0 | 0 | 0_Avg. Replacement Usage |  |  |  |  | 5638.8522
| Avg. Replacement Demand (S) | 0 | 0 | 0 | 0 | 0 | 0 | 0 | 0 | 0 | 0 | 0 | 0 | 0 | 0 | 0 | 0 | 0 | 0 | 0 | 0 | 0 | 0 | 0 | 0 | 0 | 0 | 0 | 0 | 0 | 0 | 0 | 0_Avg. Replacement Demand (S) |  |  |  |  | 0
| Avg. Replacement Demand (W) | 0 | 0 | 0 | 0 | 0 | 0 | 0 | 0 | 0 | 0 | 0 | 0 | 0 | 0 | 0 | 0 | 0 | 0 | 0 | 0 | 0 | 0 | 0 | 0 | 0 | 0 | 0 | 0 | 0 | 0 | 0 | 0_Avg. Replacement Demand (W) |  |  |  |  | 2.9366
Purchases
| Year | Year 0 | Year 1 | Year 2 | Year 3 | Year 4 | Year 5 | Year 6 | Year 7 | Year 8 | Year 9 | Year 10 | Year 11 | Year 12 | Year 13 | Year 14 | Year 15 | Year 16 | Year 17 | Year 18 | Year 19 | Year 20 | Year 21 | Year 22 | Year 23 | Year 24 | Year 25 | Year 26 | Year 27 | Year 28 | Year 29 | Year 30
| E1 | 0 | 0 | 0 | 0 | 0 | 0 | 0 | 0 | 0 | 0 | 0 | 0 | 0 | 0 | 0 | 0 | 0 | 0 | 0 | 0 | 0 | 0 | 0 | 0 | 0 | 0 | 0 | 0 | 0 | 0 | 0 | 0_E1_Purchases |  |  |  |  | 6885.4476
| E2 | 0 | 0 | 0 | 0 | 0 | 0 | 0 | 0 | 0 | 0 | 0 | 0 | 0 | 0 | 0 | 0 | 0 | 0 | 0 | 0 | 0 | 0 | 0 | 0 | 0 | 0 | 0 | 0 | 0 | 0 | 0 | 0_E2_Purchases |  |  |  |  | 0
| E3 | 0 | 0 | 0 | 0 | 0 | 0 | 0 | 0 | 0 | 0 | 0 | 0 | 0 | 0 | 0 | 0 | 0 | 0 | 0 | 0 | 0 | 0 | 0 | 0 | 0 | 0 | 0 | 0 | 0 | 0 | 0 | 0_E3_Purchases |  |  |  |  | 0
| E4 | 0 | 0 | 0 | 0 | 0 | 0 | 0 | 0 | 0 | 0 | 0 | 0 | 0 | 0 | 0 | 0 | 0 | 0 | 0 | 0 | 0 | 0 | 0 | 0 | 0 | 0 | 0 | 0 | 0 | 0 | 0 | 0_E4_Purchases |  |  |  |  | 0
| E5 | 0 | 0 | 0 | 0 | 0 | 0 | 0 | 0 | 0 | 0 | 0 | 0 | 0 | 0 | 0 | 0 | 0 | 0 | 0 | 0 | 0 | 0 | 0 | 0 | 0 | 0 | 0 | 0 | 0 | 0 | 0 | 0_E5_Purchases |  |  |  |  | 0
| E6 | 0 | 0 | 0 | 0 | 0 | 0 | 0 | 0 | 0 | 0 | 0 | 0 | 0 | 0 | 0 | 0 | 0 | 0 | 0 | 0 | 0 | 0 | 0 | 0 | 0 | 0 | 0 | 0 | 0 | 0 | 0 | 0_E6_Purchases |  |  |  |  | 0
| E7 | 0 | 0 | 0 | 0 | 0 | 0 | 0 | 0 | 0 | 0 | 0 | 0 | 0 | 0 | 0 | 0 | 0 | 0 | 0 | 0 | 0 | 0 | 0 | 0 | 0 | 0 | 0 | 0 | 0 | 0 | 0 | 0_E7_Purchases |  |  |  |  | 0
| E8 | 0 | 0 | 0 | 0 | 0 | 0 | 0 | 0 | 0 | 0 | 0 | 0 | 0 | 0 | 0 | 0 | 0 | 0 | 0 | 0 | 0 | 0 | 0 | 0 | 0 | 0 | 0 | 0 | 0 | 0 | 0 | 0_E8_Purchases |  |  |  |  | 0
| E9 | 0 | 0 | 0 | 0 | 0 | 0 | 0 | 0 | 0 | 0 | 0 | 0 | 0 | 0 | 0 | 0 | 0 | 0 | 0 | 0 | 0 | 0 | 0 | 0 | 0 | 0 | 0 | 0 | 0 | 0 | 0 | 0_E9_Purchases |  |  |  |  | 0
| E10 | 0 | 0 | 0 | 0 | 0 | 0 | 0 | 0 | 0 | 0 | 0 | 0 | 0 | 0 | 0 | 0 | 0 | 0 | 0 | 0 | 0 | 0 | 0 | 0 | 0 | 0 | 0 | 0 | 0 | 0 | 0 | 0_E10_Purchases |  |  |  |  | 0
Stock
| Year | Year 0 | Year 1 | Year 2 | Year 3 | Year 4 | Year 5 | Year 6 | Year 7 | Year 8 | Year 9 | Year 10 | Year 11 | Year 12 | Year 13 | Year 14 | Year 15 | Year 16 | Year 17 | Year 18 | Year 19 | Year 20 | Year 21 | Year 22 | Year 23 | Year 24 | Year 25 | Year 26 | Year 27 | Year 28 | Year 29 | Year 30
| E1 | 0 | 0 | 0 | 0 | 0 | 0 | 0 | 0 | 0 | 0 | 0 | 0 | 0 | 0 | 0 | 0 | 0 | 0 | 0 | 0 | 0 | 0 | 0 | 0 | 0 | 0 | 0 | 0 | 0 | 0 | 0 | 0_E1_Stock |  |  |  |  | 13576.6093
| E2 | 0 | 0 | 0 | 0 | 0 | 0 | 0 | 0 | 0 | 0 | 0 | 0 | 0 | 0 | 0 | 0 | 0 | 0 | 0 | 0 | 0 | 0 | 0 | 0 | 0 | 0 | 0 | 0 | 0 | 0 | 0 | 0_E2_Stock |  |  |  |  | 0
| E3 | 0 | 0 | 0 | 0 | 0 | 0 | 0 | 0 | 0 | 0 | 0 | 0 | 0 | 0 | 0 | 0 | 0 | 0 | 0 | 0 | 0 | 0 | 0 | 0 | 0 | 0 | 0 | 0 | 0 | 0 | 0 | 0_E3_Stock |  |  |  |  | 0
| E4 | 0 | 0 | 0 | 0 | 0 | 0 | 0 | 0 | 0 | 0 | 0 | 0 | 0 | 0 | 0 | 0 | 0 | 0 | 0 | 0 | 0 | 0 | 0 | 0 | 0 | 0 | 0 | 0 | 0 | 0 | 0 | 0_E4_Stock |  |  |  |  | 0
| E5 | 0 | 0 | 0 | 0 | 0 | 0 | 0 | 0 | 0 | 0 | 0 | 0 | 0 | 0 | 0 | 0 | 0 | 0 | 0 | 0 | 0 | 0 | 0 | 0 | 0 | 0 | 0 | 0 | 0 | 0 | 0 | 0_E5_Stock |  |  |  |  | 0
| E6 | 0 | 0 | 0 | 0 | 0 | 0 | 0 | 0 | 0 | 0 | 0 | 0 | 0 | 0 | 0 | 0 | 0 | 0 | 0 | 0 | 0 | 0 | 0 | 0 | 0 | 0 | 0 | 0 | 0 | 0 | 0 | 0_E6_Stock |  |  |  |  | 0
| E7 | 0 | 0 | 0 | 0 | 0 | 0 | 0 | 0 | 0 | 0 | 0 | 0 | 0 | 0 | 0 | 0 | 0 | 0 | 0 | 0 | 0 | 0 | 0 | 0 | 0 | 0 | 0 | 0 | 0 | 0 | 0 | 0_E7_Stock |  |  |  |  | 0
| E8 | 0 | 0 | 0 | 0 | 0 | 0 | 0 | 0 | 0 | 0 | 0 | 0 | 0 | 0 | 0 | 0 | 0 | 0 | 0 | 0 | 0 | 0 | 0 | 0 | 0 | 0 | 0 | 0 | 0 | 0 | 0 | 0_E8_Stock |  |  |  |  | 0
| E9 | 0 | 0 | 0 | 0 | 0 | 0 | 0 | 0 | 0 | 0 | 0 | 0 | 0 | 0 | 0 | 0 | 0 | 0 | 0 | 0 | 0 | 0 | 0 | 0 | 0 | 0 | 0 | 0 | 0 | 0 | 0 | 0_E9_Stock |  |  |  |  | 0
| E10 | 0 | 0 | 0 | 0 | 0 | 0 | 0 | 0 | 0 | 0 | 0 | 0 | 0 | 0 | 0 | 0 | 0 | 0 | 0 | 0 | 0 | 0 | 0 | 0 | 0 | 0 | 0 | 0 | 0 | 0 | 0 | 0_E10_Stock |  |  |  |  | 0
| Vintage | 0 | 0 | 0 | 0 | 0 | 0 | 0 | 0 | 0 | 0 | 0 | 0 | 0 | 0 | 0 | 0 | 0 | 0 | 0 | 0 | 0 | 0 | 0 | 0 | 0 | 0 | 0 | 0 | 0 | 0 | 0 | 0_Vintage_Stock |  |  |  |  | 288381.2139
S2C5 |  | Year 0: System 2 Technology 5
Technology Variables
| Tech Key | Year 0: 0
| Peak Factor (S) | Year 0: 0
| Peak Factor (W) | Year 0: 0
| Min Vintage Lifetime | Year 0: 0
| Max Vintage Lifetime | Year 0: 0
| Turnover Style | Year 0: 0
Technology Variables
| Equipment | Year 0: Label; Year 1: Min Lifetime; Year 2: Max Lifetime; Year 3: Degradation; Year 4: Usage; Year 5: Available
| E1 | Year 1: 0; Year 2: 0; Year 3: 0%; Year 4: 0; Year 5: FALSE
| E2 | Year 1: 0; Year 2: 0; Year 3: 0%; Year 4: 0; Year 5: FALSE
| E3 | Year 1: 0; Year 2: 0; Year 3: 0%; Year 4: 0; Year 5: FALSE
| E4 | Year 1: 0; Year 2: 0; Year 3: 0%; Year 4: 0; Year 5: FALSE
| E5 | Year 1: 0; Year 2: 0; Year 3: 0%; Year 4: 0; Year 5: FALSE
| E6 | Year 1: 0; Year 2: 0; Year 3: 0%; Year 4: 0; Year 5: FALSE
| E7 | Year 1: 0; Year 2: 0; Year 3: 0%; Year 4: 0; Year 5: FALSE
| E8 | Year 1: 0; Year 2: 0; Year 3: 0%; Year 4: 0; Year 5: FALSE
| E9 | Year 1: 0; Year 2: 0; Year 3: 0%; Year 4: 0; Year 5: FALSE
| E10 | Year 1: 0; Year 2: 0; Year 3: 0%; Year 4: 0; Year 5: FALSE
Original Forecast Results
| Year | Year 0 | Year 1 | Year 2 | Year 3 | Year 4 | Year 5 | Year 6 | Year 7 | Year 8 | Year 9 | Year 10 | Year 11 | Year 12 | Year 13 | Year 14 | Year 15 | Year 16 | Year 17 | Year 18 | Year 19 | Year 20 | Year 21 | Year 22 | Year 23 | Year 24 | Year 25 | Year 26 | Year 27 | Year 28 | Year 29 | Year 30 | Key
| Units | 0 | 0 | 0 | 0 | 0 | 0 | 0 | 0 | 0 | 0 | 0 | 0 | 0 | 0 | 0 | 0 | 0 | 0 | 0 | 0 | 0 | 0 | 0 | 0 | 0 | 0 | 0 | 0 | 0 | 0 | 0 | #REF! |  |  |  |  | 301957.8232
| Usage | 0 | 0 | 0 | 0 | 0 | 0 | 0 | 0 | 0 | 0 | 0 | 0 | 0 | 0 | 0 | 0 | 0 | 0 | 0 | 0 | 0 | 0 | 0 | 0 | 0 | 0 | 0 | 0 | 0 | 0 | 0 | #REF! |  |  |  |  | 1698.6543
| Peak Demand (S) | 0 | 0 | 0 | 0 | 0 | 0 | 0 | 0 | 0 | 0 | 0 | 0 | 0 | 0 | 0 | 0 | 0 | 0 | 0 | 0 | 0 | 0 | 0 | 0 | 0 | 0 | 0 | 0 | 0 | 0 | 0 | #REF! |  |  |  |  | 0
| Peak Demand (W) | 0 | 0 | 0 | 0 | 0 | 0 | 0 | 0 | 0 | 0 | 0 | 0 | 0 | 0 | 0 | 0 | 0 | 0 | 0 | 0 | 0 | 0 | 0 | 0 | 0 | 0 | 0 | 0 | 0 | 0 | 0 | #REF! |  |  |  |  | 884.6119
| Turnover | 0 | 0 | 0 | 0 | 0 | 0 | 0 | 0 | 0 | 0 | 0 | 0 | 0 | 0 | 0 | 0 | 0 | 0 | 0 | 0 | 0 | 0 | 0 | 0 | 0 | 0 | 0 | 0 | 0 | 0 | 0 | #REF! |  |  |  |  | 6885.4476
| Avg. Replacement Usage | 0 | 0 | 0 | 0 | 0 | 0 | 0 | 0 | 0 | 0 | 0 | 0 | 0 | 0 | 0 | 0 | 0 | 0 | 0 | 0 | 0 | 0 | 0 | 0 | 0 | 0 | 0 | 0 | 0 | 0 | 0 | #REF! |  |  |  |  | 5638.8522
| Avg. Replacement Demand (S) | 0 | 0 | 0 | 0 | 0 | 0 | 0 | 0 | 0 | 0 | 0 | 0 | 0 | 0 | 0 | 0 | 0 | 0 | 0 | 0 | 0 | 0 | 0 | 0 | 0 | 0 | 0 | 0 | 0 | 0 | 0 | #REF! |  |  |  |  | 0
| Avg. Replacement Demand (W) | 0 | 0 | 0 | 0 | 0 | 0 | 0 | 0 | 0 | 0 | 0 | 0 | 0 | 0 | 0 | 0 | 0 | 0 | 0 | 0 | 0 | 0 | 0 | 0 | 0 | 0 | 0 | 0 | 0 | 0 | 0 | #REF! |  |  |  |  | 2.9366
Tech Forecast Stock
| Year | Year 0 | Year 1 | Year 2 | Year 3 | Year 4 | Year 5 | Year 6 | Year 7 | Year 8 | Year 9 | Year 10 | Year 11 | Year 12 | Year 13 | Year 14 | Year 15 | Year 16 | Year 17 | Year 18 | Year 19 | Year 20 | Year 21 | Year 22 | Year 23 | Year 24 | Year 25 | Year 26 | Year 27 | Year 28 | Year 29 | Year 30
| E1 | 0 | 0 | 0 | 0 | 0 | 0 | 0 | 0 | 0 | 0 | 0 | 0 | 0 | 0 | 0 | 0 | 0 | 0 | 0 | 0 | 0 | 0 | 0 | 0 | 0 | 0 | 0 | 0 | 0 | 0 | 0
| E2 | 0 | 0 | 0 | 0 | 0 | 0 | 0 | 0 | 0 | 0 | 0 | 0 | 0 | 0 | 0 | 0 | 0 | 0 | 0 | 0 | 0 | 0 | 0 | 0 | 0 | 0 | 0 | 0 | 0 | 0 | 0
| E3 | 0 | 0 | 0 | 0 | 0 | 0 | 0 | 0 | 0 | 0 | 0 | 0 | 0 | 0 | 0 | 0 | 0 | 0 | 0 | 0 | 0 | 0 | 0 | 0 | 0 | 0 | 0 | 0 | 0 | 0 | 0
| E4 | 0 | 0 | 0 | 0 | 0 | 0 | 0 | 0 | 0 | 0 | 0 | 0 | 0 | 0 | 0 | 0 | 0 | 0 | 0 | 0 | 0 | 0 | 0 | 0 | 0 | 0 | 0 | 0 | 0 | 0 | 0
| E5 | 0 | 0 | 0 | 0 | 0 | 0 | 0 | 0 | 0 | 0 | 0 | 0 | 0 | 0 | 0 | 0 | 0 | 0 | 0 | 0 | 0 | 0 | 0 | 0 | 0 | 0 | 0 | 0 | 0 | 0 | 0
| E6 | 0 | 0 | 0 | 0 | 0 | 0 | 0 | 0 | 0 | 0 | 0 | 0 | 0 | 0 | 0 | 0 | 0 | 0 | 0 | 0 | 0 | 0 | 0 | 0 | 0 | 0 | 0 | 0 | 0 | 0 | 0
| E7 | 0 | 0 | 0 | 0 | 0 | 0 | 0 | 0 | 0 | 0 | 0 | 0 | 0 | 0 | 0 | 0 | 0 | 0 | 0 | 0 | 0 | 0 | 0 | 0 | 0 | 0 | 0 | 0 | 0 | 0 | 0
| E8 | 0 | 0 | 0 | 0 | 0 | 0 | 0 | 0 | 0 | 0 | 0 | 0 | 0 | 0 | 0 | 0 | 0 | 0 | 0 | 0 | 0 | 0 | 0 | 0 | 0 | 0 | 0 | 0 | 0 | 0 | 0
| E9 | 0 | 0 | 0 | 0 | 0 | 0 | 0 | 0 | 0 | 0 | 0 | 0 | 0 | 0 | 0 | 0 | 0 | 0 | 0 | 0 | 0 | 0 | 0 | 0 | 0 | 0 | 0 | 0 | 0 | 0 | 0
| E10 | 0 | 0 | 0 | 0 | 0 | 0 | 0 | 0 | 0 | 0 | 0 | 0 | 0 | 0 | 0 | 0 | 0 | 0 | 0 | 0 | 0 | 0 | 0 | 0 | 0 | 0 | 0 | 0 | 0 | 0 | 0
| Vintage | 0 | 0 | 0 | 0 | 0 | 0 | 0 | 0 | 0 | 0 | 0 | 0 | 0 | 0 | 0 | 0 | 0 | 0 | 0 | 0 | 0 | 0 | 0 | 0 | 0 | 0 | 0 | 0 | 0 | 0 | 0
Stock for Switching
| Year | Year 0 | Year 1 | Year 2 | Year 3 | Year 4 | Year 5 | Year 6 | Year 7 | Year 8 | Year 9 | Year 10 | Year 11 | Year 12 | Year 13 | Year 14 | Year 15 | Year 16 | Year 17 | Year 18 | Year 19 | Year 20 | Year 21 | Year 22 | Year 23 | Year 24 | Year 25 | Year 26 | Year 27 | Year 28 | Year 29 | Year 30
| E1 | 0 | 0 | 0 | 0 | 0 | 0 | 0 | 0 | 0 | 0 | 0 | 0 | 0 | 0 | 0 | 0 | 0 | 0 | 0 | 0 | 0 | 0 | 0 | 0 | 0 | 0 | 0 | 0 | 0 | 0 | 0 | 0_E1_SysStock
| E2 | 0 | 0 | 0 | 0 | 0 | 0 | 0 | 0 | 0 | 0 | 0 | 0 | 0 | 0 | 0 | 0 | 0 | 0 | 0 | 0 | 0 | 0 | 0 | 0 | 0 | 0 | 0 | 0 | 0 | 0 | 0 | 0_E2_SysStock
| E3 | 0 | 0 | 0 | 0 | 0 | 0 | 0 | 0 | 0 | 0 | 0 | 0 | 0 | 0 | 0 | 0 | 0 | 0 | 0 | 0 | 0 | 0 | 0 | 0 | 0 | 0 | 0 | 0 | 0 | 0 | 0 | 0_E3_SysStock
| E4 | 0 | 0 | 0 | 0 | 0 | 0 | 0 | 0 | 0 | 0 | 0 | 0 | 0 | 0 | 0 | 0 | 0 | 0 | 0 | 0 | 0 | 0 | 0 | 0 | 0 | 0 | 0 | 0 | 0 | 0 | 0 | 0_E4_SysStock
| E5 | 0 | 0 | 0 | 0 | 0 | 0 | 0 | 0 | 0 | 0 | 0 | 0 | 0 | 0 | 0 | 0 | 0 | 0 | 0 | 0 | 0 | 0 | 0 | 0 | 0 | 0 | 0 | 0 | 0 | 0 | 0 | 0_E5_SysStock
| E6 | 0 | 0 | 0 | 0 | 0 | 0 | 0 | 0 | 0 | 0 | 0 | 0 | 0 | 0 | 0 | 0 | 0 | 0 | 0 | 0 | 0 | 0 | 0 | 0 | 0 | 0 | 0 | 0 | 0 | 0 | 0 | 0_E6_SysStock
| E7 | 0 | 0 | 0 | 0 | 0 | 0 | 0 | 0 | 0 | 0 | 0 | 0 | 0 | 0 | 0 | 0 | 0 | 0 | 0 | 0 | 0 | 0 | 0 | 0 | 0 | 0 | 0 | 0 | 0 | 0 | 0 | 0_E7_SysStock
| E8 | 0 | 0 | 0 | 0 | 0 | 0 | 0 | 0 | 0 | 0 | 0 | 0 | 0 | 0 | 0 | 0 | 0 | 0 | 0 | 0 | 0 | 0 | 0 | 0 | 0 | 0 | 0 | 0 | 0 | 0 | 0 | 0_E8_SysStock
| E9 | 0 | 0 | 0 | 0 | 0 | 0 | 0 | 0 | 0 | 0 | 0 | 0 | 0 | 0 | 0 | 0 | 0 | 0 | 0 | 0 | 0 | 0 | 0 | 0 | 0 | 0 | 0 | 0 | 0 | 0 | 0 | 0_E9_SysStock
| E10 | 0 | 0 | 0 | 0 | 0 | 0 | 0 | 0 | 0 | 0 | 0 | 0 | 0 | 0 | 0 | 0 | 0 | 0 | 0 | 0 | 0 | 0 | 0 | 0 | 0 | 0 | 0 | 0 | 0 | 0 | 0 | 0_E10_SysStock
| Vintage | 0 | 0 | 0 | 0 | 0 | 0 | 0 | 0 | 0 | 0 | 0 | 0 | 0 | 0 | 0 | 0 | 0 | 0 | 0 | 0 | 0 | 0 | 0 | 0 | 0 | 0 | 0 | 0 | 0 | 0 | 0 | 0_Vintage_SysStock
Tech Forecast Purchases
| Year | Year 0 | Year 1 | Year 2 | Year 3 | Year 4 | Year 5 | Year 6 | Year 7 | Year 8 | Year 9 | Year 10 | Year 11 | Year 12 | Year 13 | Year 14 | Year 15 | Year 16 | Year 17 | Year 18 | Year 19 | Year 20 | Year 21 | Year 22 | Year 23 | Year 24 | Year 25 | Year 26 | Year 27 | Year 28 | Year 29 | Year 30
| E1 | 0 | 0 | 0 | 0 | 0 | 0 | 0 | 0 | 0 | 0 | 0 | 0 | 0 | 0 | 0 | 0 | 0 | 0 | 0 | 0 | 0 | 0 | 0 | 0 | 0 | 0 | 0 | 0 | 0 | 0 | 0
| E2 | 0 | 0 | 0 | 0 | 0 | 0 | 0 | 0 | 0 | 0 | 0 | 0 | 0 | 0 | 0 | 0 | 0 | 0 | 0 | 0 | 0 | 0 | 0 | 0 | 0 | 0 | 0 | 0 | 0 | 0 | 0
| E3 | 0 | 0 | 0 | 0 | 0 | 0 | 0 | 0 | 0 | 0 | 0 | 0 | 0 | 0 | 0 | 0 | 0 | 0 | 0 | 0 | 0 | 0 | 0 | 0 | 0 | 0 | 0 | 0 | 0 | 0 | 0
| E4 | 0 | 0 | 0 | 0 | 0 | 0 | 0 | 0 | 0 | 0 | 0 | 0 | 0 | 0 | 0 | 0 | 0 | 0 | 0 | 0 | 0 | 0 | 0 | 0 | 0 | 0 | 0 | 0 | 0 | 0 | 0
| E5 | 0 | 0 | 0 | 0 | 0 | 0 | 0 | 0 | 0 | 0 | 0 | 0 | 0 | 0 | 0 | 0 | 0 | 0 | 0 | 0 | 0 | 0 | 0 | 0 | 0 | 0 | 0 | 0 | 0 | 0 | 0
| E6 | 0 | 0 | 0 | 0 | 0 | 0 | 0 | 0 | 0 | 0 | 0 | 0 | 0 | 0 | 0 | 0 | 0 | 0 | 0 | 0 | 0 | 0 | 0 | 0 | 0 | 0 | 0 | 0 | 0 | 0 | 0
| E7 | 0 | 0 | 0 | 0 | 0 | 0 | 0 | 0 | 0 | 0 | 0 | 0 | 0 | 0 | 0 | 0 | 0 | 0 | 0 | 0 | 0 | 0 | 0 | 0 | 0 | 0 | 0 | 0 | 0 | 0 | 0
| E8 | 0 | 0 | 0 | 0 | 0 | 0 | 0 | 0 | 0 | 0 | 0 | 0 | 0 | 0 | 0 | 0 | 0 | 0 | 0 | 0 | 0 | 0 | 0 | 0 | 0 | 0 | 0 | 0 | 0 | 0 | 0
| E9 | 0 | 0 | 0 | 0 | 0 | 0 | 0 | 0 | 0 | 0 | 0 | 0 | 0 | 0 | 0 | 0 | 0 | 0 | 0 | 0 | 0 | 0 | 0 | 0 | 0 | 0 | 0 | 0 | 0 | 0 | 0
| E10 | 0 | 0 | 0 | 0 | 0 | 0 | 0 | 0 | 0 | 0 | 0 | 0 | 0 | 0 | 0 | 0 | 0 | 0 | 0 | 0 | 0 | 0 | 0 | 0 | 0 | 0 | 0 | 0 | 0 | 0 | 0
Potential to Switch
| Year | Year 0 | Year 1 | Year 2 | Year 3 | Year 4 | Year 5 | Year 6 | Year 7 | Year 8 | Year 9 | Year 10 | Year 11 | Year 12 | Year 13 | Year 14 | Year 15 | Year 16 | Year 17 | Year 18 | Year 19 | Year 20 | Year 21 | Year 22 | Year 23 | Year 24 | Year 25 | Year 26 | Year 27 | Year 28 | Year 29 | Year 30
| E1 | 0 | 0 | 0 | 0 | 0 | 0 | 0 | 0 | 0 | 0 | 0 | 0 | 0 | 0 | 0 | 0 | 0 | 0 | 0 | 0 | 0 | 0 | 0 | 0 | 0 | 0 | 0 | 0 | 0 | 0 | 0 | 0_E1_Switched Out
| E2 | 0 | 0 | 0 | 0 | 0 | 0 | 0 | 0 | 0 | 0 | 0 | 0 | 0 | 0 | 0 | 0 | 0 | 0 | 0 | 0 | 0 | 0 | 0 | 0 | 0 | 0 | 0 | 0 | 0 | 0 | 0 | 0_E2_Switched Out
| E3 | 0 | 0 | 0 | 0 | 0 | 0 | 0 | 0 | 0 | 0 | 0 | 0 | 0 | 0 | 0 | 0 | 0 | 0 | 0 | 0 | 0 | 0 | 0 | 0 | 0 | 0 | 0 | 0 | 0 | 0 | 0 | 0_E3_Switched Out
| E4 | 0 | 0 | 0 | 0 | 0 | 0 | 0 | 0 | 0 | 0 | 0 | 0 | 0 | 0 | 0 | 0 | 0 | 0 | 0 | 0 | 0 | 0 | 0 | 0 | 0 | 0 | 0 | 0 | 0 | 0 | 0 | 0_E4_Switched Out
| E5 | 0 | 0 | 0 | 0 | 0 | 0 | 0 | 0 | 0 | 0 | 0 | 0 | 0 | 0 | 0 | 0 | 0 | 0 | 0 | 0 | 0 | 0 | 0 | 0 | 0 | 0 | 0 | 0 | 0 | 0 | 0 | 0_E5_Switched Out
| E6 | 0 | 0 | 0 | 0 | 0 | 0 | 0 | 0 | 0 | 0 | 0 | 0 | 0 | 0 | 0 | 0 | 0 | 0 | 0 | 0 | 0 | 0 | 0 | 0 | 0 | 0 | 0 | 0 | 0 | 0 | 0 | 0_E6_Switched Out
| E7 | 0 | 0 | 0 | 0 | 0 | 0 | 0 | 0 | 0 | 0 | 0 | 0 | 0 | 0 | 0 | 0 | 0 | 0 | 0 | 0 | 0 | 0 | 0 | 0 | 0 | 0 | 0 | 0 | 0 | 0 | 0 | 0_E7_Switched Out
| E8 | 0 | 0 | 0 | 0 | 0 | 0 | 0 | 0 | 0 | 0 | 0 | 0 | 0 | 0 | 0 | 0 | 0 | 0 | 0 | 0 | 0 | 0 | 0 | 0 | 0 | 0 | 0 | 0 | 0 | 0 | 0 | 0_E8_Switched Out
| E9 | 0 | 0 | 0 | 0 | 0 | 0 | 0 | 0 | 0 | 0 | 0 | 0 | 0 | 0 | 0 | 0 | 0 | 0 | 0 | 0 | 0 | 0 | 0 | 0 | 0 | 0 | 0 | 0 | 0 | 0 | 0 | 0_E9_Switched Out
| E10 | 0 | 0 | 0 | 0 | 0 | 0 | 0 | 0 | 0 | 0 | 0 | 0 | 0 | 0 | 0 | 0 | 0 | 0 | 0 | 0 | 0 | 0 | 0 | 0 | 0 | 0 | 0 | 0 | 0 | 0 | 0 | 0_E10_Switched Out
Units Out
| E1 | 0 | 0 | 0 | 0 | 0 | 0 | 0 | 0 | 0 | 0 | 0 | 0 | 0 | 0 | 0 | 0 | 0 | 0 | 0 | 0 | 0 | 0 | 0 | 0 | 0 | 0 | 0 | 0 | 0 | 0 | 0
| E2 | 0 | 0 | 0 | 0 | 0 | 0 | 0 | 0 | 0 | 0 | 0 | 0 | 0 | 0 | 0 | 0 | 0 | 0 | 0 | 0 | 0 | 0 | 0 | 0 | 0 | 0 | 0 | 0 | 0 | 0 | 0
| E3 | 0 | 0 | 0 | 0 | 0 | 0 | 0 | 0 | 0 | 0 | 0 | 0 | 0 | 0 | 0 | 0 | 0 | 0 | 0 | 0 | 0 | 0 | 0 | 0 | 0 | 0 | 0 | 0 | 0 | 0 | 0
| E4 | 0 | 0 | 0 | 0 | 0 | 0 | 0 | 0 | 0 | 0 | 0 | 0 | 0 | 0 | 0 | 0 | 0 | 0 | 0 | 0 | 0 | 0 | 0 | 0 | 0 | 0 | 0 | 0 | 0 | 0 | 0
| E5 | 0 | 0 | 0 | 0 | 0 | 0 | 0 | 0 | 0 | 0 | 0 | 0 | 0 | 0 | 0 | 0 | 0 | 0 | 0 | 0 | 0 | 0 | 0 | 0 | 0 | 0 | 0 | 0 | 0 | 0 | 0
| E6 | 0 | 0 | 0 | 0 | 0 | 0 | 0 | 0 | 0 | 0 | 0 | 0 | 0 | 0 | 0 | 0 | 0 | 0 | 0 | 0 | 0 | 0 | 0 | 0 | 0 | 0 | 0 | 0 | 0 | 0 | 0
| E7 | 0 | 0 | 0 | 0 | 0 | 0 | 0 | 0 | 0 | 0 | 0 | 0 | 0 | 0 | 0 | 0 | 0 | 0 | 0 | 0 | 0 | 0 | 0 | 0 | 0 | 0 | 0 | 0 | 0 | 0 | 0
| E8 | 0 | 0 | 0 | 0 | 0 | 0 | 0 | 0 | 0 | 0 | 0 | 0 | 0 | 0 | 0 | 0 | 0 | 0 | 0 | 0 | 0 | 0 | 0 | 0 | 0 | 0 | 0 | 0 | 0 | 0 | 0
| E9 | 0 | 0 | 0 | 0 | 0 | 0 | 0 | 0 | 0 | 0 | 0 | 0 | 0 | 0 | 0 | 0 | 0 | 0 | 0 | 0 | 0 | 0 | 0 | 0 | 0 | 0 | 0 | 0 | 0 | 0 | 0
| E10 | 0 | 0 | 0 | 0 | 0 | 0 | 0 | 0 | 0 | 0 | 0 | 0 | 0 | 0 | 0 | 0 | 0 | 0 | 0 | 0 | 0 | 0 | 0 | 0 | 0 | 0 | 0 | 0 | 0 | 0 | 0
| Vintage | 0 | 0 | 0 | 0 | 0 | 0 | 0 | 0 | 0 | 0 | 0 | 0 | 0 | 0 | 0 | 0 | 0 | 0 | 0 | 0 | 0 | 0 | 0 | 0 | 0 | 0 | 0 | 0 | 0 | 0 | 0
Tech Purchase Shares
| Year | Year 0 | Year 1 | Year 2 | Year 3 | Year 4 | Year 5 | Year 6 | Year 7 | Year 8 | Year 9 | Year 10 | Year 11 | Year 12 | Year 13 | Year 14 | Year 15 | Year 16 | Year 17 | Year 18 | Year 19 | Year 20 | Year 21 | Year 22 | Year 23 | Year 24 | Year 25 | Year 26 | Year 27 | Year 28 | Year 29 | Year 30
E1 | bar: Year 0 to Year 30
E2 | bar: Year 0 to Year 30
E3 | bar: Year 0 to Year 30
E4 | bar: Year 0 to Year 30
E5 | bar: Year 0 to Year 30
E6 | bar: Year 0 to Year 30
E7 | bar: Year 0 to Year 30
E8 | bar: Year 0 to Year 30
E9 | bar: Year 0 to Year 30
E10 | bar: Year 0 to Year 30
Units In from Switching
| E1 | 0 | 0 | 0 | 0 | 0 | 0 | 0 | 0 | 0 | 0 | 0 | 0 | 0 | 0 | 0 | 0 | 0 | 0 | 0 | 0 | 0 | 0 | 0 | 0 | 0 | 0 | 0 | 0 | 0 | 0 | 0
| E2 | 0 | 0 | 0 | 0 | 0 | 0 | 0 | 0 | 0 | 0 | 0 | 0 | 0 | 0 | 0 | 0 | 0 | 0 | 0 | 0 | 0 | 0 | 0 | 0 | 0 | 0 | 0 | 0 | 0 | 0 | 0
| E3 | 0 | 0 | 0 | 0 | 0 | 0 | 0 | 0 | 0 | 0 | 0 | 0 | 0 | 0 | 0 | 0 | 0 | 0 | 0 | 0 | 0 | 0 | 0 | 0 | 0 | 0 | 0 | 0 | 0 | 0 | 0
| E4 | 0 | 0 | 0 | 0 | 0 | 0 | 0 | 0 | 0 | 0 | 0 | 0 | 0 | 0 | 0 | 0 | 0 | 0 | 0 | 0 | 0 | 0 | 0 | 0 | 0 | 0 | 0 | 0 | 0 | 0 | 0
| E5 | 0 | 0 | 0 | 0 | 0 | 0 | 0 | 0 | 0 | 0 | 0 | 0 | 0 | 0 | 0 | 0 | 0 | 0 | 0 | 0 | 0 | 0 | 0 | 0 | 0 | 0 | 0 | 0 | 0 | 0 | 0
| E6 | 0 | 0 | 0 | 0 | 0 | 0 | 0 | 0 | 0 | 0 | 0 | 0 | 0 | 0 | 0 | 0 | 0 | 0 | 0 | 0 | 0 | 0 | 0 | 0 | 0 | 0 | 0 | 0 | 0 | 0 | 0
| E7 | 0 | 0 | 0 | 0 | 0 | 0 | 0 | 0 | 0 | 0 | 0 | 0 | 0 | 0 | 0 | 0 | 0 | 0 | 0 | 0 | 0 | 0 | 0 | 0 | 0 | 0 | 0 | 0 | 0 | 0 | 0
| E8 | 0 | 0 | 0 | 0 | 0 | 0 | 0 | 0 | 0 | 0 | 0 | 0 | 0 | 0 | 0 | 0 | 0 | 0 | 0 | 0 | 0 | 0 | 0 | 0 | 0 | 0 | 0 | 0 | 0 | 0 | 0
| E9 | 0 | 0 | 0 | 0 | 0 | 0 | 0 | 0 | 0 | 0 | 0 | 0 | 0 | 0 | 0 | 0 | 0 | 0 | 0 | 0 | 0 | 0 | 0 | 0 | 0 | 0 | 0 | 0 | 0 | 0 | 0
| E10 | 0 | 0 | 0 | 0 | 0 | 0 | 0 | 0 | 0 | 0 | 0 | 0 | 0 | 0 | 0 | 0 | 0 | 0 | 0 | 0 | 0 | 0 | 0 | 0 | 0 | 0 | 0 | 0 | 0 | 0 | 0
| Vintage | 0 | 0 | 0 | 0 | 0 | 0 | 0 | 0 | 0 | 0 | 0 | 0 | 0 | 0 | 0 | 0 | 0 | 0 | 0 | 0 | 0 | 0 | 0 | 0 | 0 | 0 | 0 | 0 | 0 | 0 | 0
Net Change
| Year | Year 0 | Year 1 | Year 2 | Year 3 | Year 4 | Year 5 | Year 6 | Year 7 | Year 8 | Year 9 | Year 10 | Year 11 | Year 12 | Year 13 | Year 14 | Year 15 | Year 16 | Year 17 | Year 18 | Year 19 | Year 20 | Year 21 | Year 22 | Year 23 | Year 24 | Year 25 | Year 26 | Year 27 | Year 28 | Year 29 | Year 30 | Key
| Units | 0 | 0 | 0 | 0 | 0 | 0 | 0 | 0 | 0 | 0 | 0 | 0 | 0 | 0 | 0 | 0 | 0 | 0 | 0 | 0 | 0 | 0 | 0 | 0 | 0 | 0 | 0 | 0 | 0 | 0 | 0 | 0_Units |  |  |  |  | 301957.8232
| Usage | 0 | 0 | 0 | 0 | 0 | 0 | 0 | 0 | 0 | 0 | 0 | 0 | 0 | 0 | 0 | 0 | 0 | 0 | 0 | 0 | 0 | 0 | 0 | 0 | 0 | 0 | 0 | 0 | 0 | 0 | 0 | 0_Usage |  |  |  |  | 1698.6543
| Peak Demand (S) | 0 | 0 | 0 | 0 | 0 | 0 | 0 | 0 | 0 | 0 | 0 | 0 | 0 | 0 | 0 | 0 | 0 | 0 | 0 | 0 | 0 | 0 | 0 | 0 | 0 | 0 | 0 | 0 | 0 | 0 | 0 | 0_Peak Demand (S) |  |  |  |  | 0
| Peak Demand (W) | 0 | 0 | 0 | 0 | 0 | 0 | 0 | 0 | 0 | 0 | 0 | 0 | 0 | 0 | 0 | 0 | 0 | 0 | 0 | 0 | 0 | 0 | 0 | 0 | 0 | 0 | 0 | 0 | 0 | 0 | 0 | 0_Peak Demand (W) |  |  |  |  | 884.6119
| Turnover | 0 | 0 | 0 | 0 | 0 | 0 | 0 | 0 | 0 | 0 | 0 | 0 | 0 | 0 | 0 | 0 | 0 | 0 | 0 | 0 | 0 | 0 | 0 | 0 | 0 | 0 | 0 | 0 | 0 | 0 | 0 | 0_Turnover |  |  |  |  | 6885.4476
| Avg. Replacement Usage | 0 | 0 | 0 | 0 | 0 | 0 | 0 | 0 | 0 | 0 | 0 | 0 | 0 | 0 | 0 | 0 | 0 | 0 | 0 | 0 | 0 | 0 | 0 | 0 | 0 | 0 | 0 | 0 | 0 | 0 | 0 | 0_Avg. Replacement Usage |  |  |  |  | 5638.8522
| Avg. Replacement Demand (S) | 0 | 0 | 0 | 0 | 0 | 0 | 0 | 0 | 0 | 0 | 0 | 0 | 0 | 0 | 0 | 0 | 0 | 0 | 0 | 0 | 0 | 0 | 0 | 0 | 0 | 0 | 0 | 0 | 0 | 0 | 0 | 0_Avg. Replacement Demand (S) |  |  |  |  | 0
| Avg. Replacement Demand (W) | 0 | 0 | 0 | 0 | 0 | 0 | 0 | 0 | 0 | 0 | 0 | 0 | 0 | 0 | 0 | 0 | 0 | 0 | 0 | 0 | 0 | 0 | 0 | 0 | 0 | 0 | 0 | 0 | 0 | 0 | 0 | 0_Avg. Replacement Demand (W) |  |  |  |  | 2.9366
Purchases
| Year | Year 0 | Year 1 | Year 2 | Year 3 | Year 4 | Year 5 | Year 6 | Year 7 | Year 8 | Year 9 | Year 10 | Year 11 | Year 12 | Year 13 | Year 14 | Year 15 | Year 16 | Year 17 | Year 18 | Year 19 | Year 20 | Year 21 | Year 22 | Year 23 | Year 24 | Year 25 | Year 26 | Year 27 | Year 28 | Year 29 | Year 30
| E1 | 0 | 0 | 0 | 0 | 0 | 0 | 0 | 0 | 0 | 0 | 0 | 0 | 0 | 0 | 0 | 0 | 0 | 0 | 0 | 0 | 0 | 0 | 0 | 0 | 0 | 0 | 0 | 0 | 0 | 0 | 0 | 0_E1_Purchases |  |  |  |  | 6885.4476
| E2 | 0 | 0 | 0 | 0 | 0 | 0 | 0 | 0 | 0 | 0 | 0 | 0 | 0 | 0 | 0 | 0 | 0 | 0 | 0 | 0 | 0 | 0 | 0 | 0 | 0 | 0 | 0 | 0 | 0 | 0 | 0 | 0_E2_Purchases |  |  |  |  | 0
| E3 | 0 | 0 | 0 | 0 | 0 | 0 | 0 | 0 | 0 | 0 | 0 | 0 | 0 | 0 | 0 | 0 | 0 | 0 | 0 | 0 | 0 | 0 | 0 | 0 | 0 | 0 | 0 | 0 | 0 | 0 | 0 | 0_E3_Purchases |  |  |  |  | 0
| E4 | 0 | 0 | 0 | 0 | 0 | 0 | 0 | 0 | 0 | 0 | 0 | 0 | 0 | 0 | 0 | 0 | 0 | 0 | 0 | 0 | 0 | 0 | 0 | 0 | 0 | 0 | 0 | 0 | 0 | 0 | 0 | 0_E4_Purchases |  |  |  |  | 0
| E5 | 0 | 0 | 0 | 0 | 0 | 0 | 0 | 0 | 0 | 0 | 0 | 0 | 0 | 0 | 0 | 0 | 0 | 0 | 0 | 0 | 0 | 0 | 0 | 0 | 0 | 0 | 0 | 0 | 0 | 0 | 0 | 0_E5_Purchases |  |  |  |  | 0
| E6 | 0 | 0 | 0 | 0 | 0 | 0 | 0 | 0 | 0 | 0 | 0 | 0 | 0 | 0 | 0 | 0 | 0 | 0 | 0 | 0 | 0 | 0 | 0 | 0 | 0 | 0 | 0 | 0 | 0 | 0 | 0 | 0_E6_Purchases |  |  |  |  | 0
| E7 | 0 | 0 | 0 | 0 | 0 | 0 | 0 | 0 | 0 | 0 | 0 | 0 | 0 | 0 | 0 | 0 | 0 | 0 | 0 | 0 | 0 | 0 | 0 | 0 | 0 | 0 | 0 | 0 | 0 | 0 | 0 | 0_E7_Purchases |  |  |  |  | 0
| E8 | 0 | 0 | 0 | 0 | 0 | 0 | 0 | 0 | 0 | 0 | 0 | 0 | 0 | 0 | 0 | 0 | 0 | 0 | 0 | 0 | 0 | 0 | 0 | 0 | 0 | 0 | 0 | 0 | 0 | 0 | 0 | 0_E8_Purchases |  |  |  |  | 0
| E9 | 0 | 0 | 0 | 0 | 0 | 0 | 0 | 0 | 0 | 0 | 0 | 0 | 0 | 0 | 0 | 0 | 0 | 0 | 0 | 0 | 0 | 0 | 0 | 0 | 0 | 0 | 0 | 0 | 0 | 0 | 0 | 0_E9_Purchases |  |  |  |  | 0
| E10 | 0 | 0 | 0 | 0 | 0 | 0 | 0 | 0 | 0 | 0 | 0 | 0 | 0 | 0 | 0 | 0 | 0 | 0 | 0 | 0 | 0 | 0 | 0 | 0 | 0 | 0 | 0 | 0 | 0 | 0 | 0 | 0_E10_Purchases |  |  |  |  | 0
Stock
| Year | Year 0 | Year 1 | Year 2 | Year 3 | Year 4 | Year 5 | Year 6 | Year 7 | Year 8 | Year 9 | Year 10 | Year 11 | Year 12 | Year 13 | Year 14 | Year 15 | Year 16 | Year 17 | Year 18 | Year 19 | Year 20 | Year 21 | Year 22 | Year 23 | Year 24 | Year 25 | Year 26 | Year 27 | Year 28 | Year 29 | Year 30
| E1 | 0 | 0 | 0 | 0 | 0 | 0 | 0 | 0 | 0 | 0 | 0 | 0 | 0 | 0 | 0 | 0 | 0 | 0 | 0 | 0 | 0 | 0 | 0 | 0 | 0 | 0 | 0 | 0 | 0 | 0 | 0 | 0_E1_Stock |  |  |  |  | 13576.6093
| E2 | 0 | 0 | 0 | 0 | 0 | 0 | 0 | 0 | 0 | 0 | 0 | 0 | 0 | 0 | 0 | 0 | 0 | 0 | 0 | 0 | 0 | 0 | 0 | 0 | 0 | 0 | 0 | 0 | 0 | 0 | 0 | 0_E2_Stock |  |  |  |  | 0
| E3 | 0 | 0 | 0 | 0 | 0 | 0 | 0 | 0 | 0 | 0 | 0 | 0 | 0 | 0 | 0 | 0 | 0 | 0 | 0 | 0 | 0 | 0 | 0 | 0 | 0 | 0 | 0 | 0 | 0 | 0 | 0 | 0_E3_Stock |  |  |  |  | 0
| E4 | 0 | 0 | 0 | 0 | 0 | 0 | 0 | 0 | 0 | 0 | 0 | 0 | 0 | 0 | 0 | 0 | 0 | 0 | 0 | 0 | 0 | 0 | 0 | 0 | 0 | 0 | 0 | 0 | 0 | 0 | 0 | 0_E4_Stock |  |  |  |  | 0
| E5 | 0 | 0 | 0 | 0 | 0 | 0 | 0 | 0 | 0 | 0 | 0 | 0 | 0 | 0 | 0 | 0 | 0 | 0 | 0 | 0 | 0 | 0 | 0 | 0 | 0 | 0 | 0 | 0 | 0 | 0 | 0 | 0_E5_Stock |  |  |  |  | 0
| E6 | 0 | 0 | 0 | 0 | 0 | 0 | 0 | 0 | 0 | 0 | 0 | 0 | 0 | 0 | 0 | 0 | 0 | 0 | 0 | 0 | 0 | 0 | 0 | 0 | 0 | 0 | 0 | 0 | 0 | 0 | 0 | 0_E6_Stock |  |  |  |  | 0
| E7 | 0 | 0 | 0 | 0 | 0 | 0 | 0 | 0 | 0 | 0 | 0 | 0 | 0 | 0 | 0 | 0 | 0 | 0 | 0 | 0 | 0 | 0 | 0 | 0 | 0 | 0 | 0 | 0 | 0 | 0 | 0 | 0_E7_Stock |  |  |  |  | 0
| E8 | 0 | 0 | 0 | 0 | 0 | 0 | 0 | 0 | 0 | 0 | 0 | 0 | 0 | 0 | 0 | 0 | 0 | 0 | 0 | 0 | 0 | 0 | 0 | 0 | 0 | 0 | 0 | 0 | 0 | 0 | 0 | 0_E8_Stock |  |  |  |  | 0
| E9 | 0 | 0 | 0 | 0 | 0 | 0 | 0 | 0 | 0 | 0 | 0 | 0 | 0 | 0 | 0 | 0 | 0 | 0 | 0 | 0 | 0 | 0 | 0 | 0 | 0 | 0 | 0 | 0 | 0 | 0 | 0 | 0_E9_Stock |  |  |  |  | 0
| E10 | 0 | 0 | 0 | 0 | 0 | 0 | 0 | 0 | 0 | 0 | 0 | 0 | 0 | 0 | 0 | 0 | 0 | 0 | 0 | 0 | 0 | 0 | 0 | 0 | 0 | 0 | 0 | 0 | 0 | 0 | 0 | 0_E10_Stock |  |  |  |  | 0
| Vintage | 0 | 0 | 0 | 0 | 0 | 0 | 0 | 0 | 0 | 0 | 0 | 0 | 0 | 0 | 0 | 0 | 0 | 0 | 0 | 0 | 0 | 0 | 0 | 0 | 0 | 0 | 0 | 0 | 0 | 0 | 0 | 0_Vintage_Stock |  |  |  |  | 288381.2139
S3C1 |  | Year 0: System 3 Technology 1
Technology Variables
| Tech Key | Year 0: 0
| Peak Factor (S) | Year 0: 0
| Peak Factor (W) | Year 0: 0
| Min Vintage Lifetime | Year 0: 0
| Max Vintage Lifetime | Year 0: 0
| Turnover Style | Year 0: 0
Technology Variables
| Equipment | Year 0: Label; Year 1: Min Lifetime; Year 2: Max Lifetime; Year 3: Degradation; Year 4: Usage; Year 5: Available
| E1 | Year 1: 0; Year 2: 0; Year 3: 0%; Year 4: 0; Year 5: FALSE
| E2 | Year 1: 0; Year 2: 0; Year 3: 0%; Year 4: 0; Year 5: FALSE
| E3 | Year 1: 0; Year 2: 0; Year 3: 0%; Year 4: 0; Year 5: FALSE
| E4 | Year 1: 0; Year 2: 0; Year 3: 0%; Year 4: 0; Year 5: FALSE
| E5 | Year 1: 0; Year 2: 0; Year 3: 0%; Year 4: 0; Year 5: FALSE
| E6 | Year 1: 0; Year 2: 0; Year 3: 0%; Year 4: 0; Year 5: FALSE
| E7 | Year 1: 0; Year 2: 0; Year 3: 0%; Year 4: 0; Year 5: FALSE
| E8 | Year 1: 0; Year 2: 0; Year 3: 0%; Year 4: 0; Year 5: FALSE
| E9 | Year 1: 0; Year 2: 0; Year 3: 0%; Year 4: 0; Year 5: FALSE
| E10 | Year 1: 0; Year 2: 0; Year 3: 0%; Year 4: 0; Year 5: FALSE
Original Forecast Results
| Year | Year 0 | Year 1 | Year 2 | Year 3 | Year 4 | Year 5 | Year 6 | Year 7 | Year 8 | Year 9 | Year 10 | Year 11 | Year 12 | Year 13 | Year 14 | Year 15 | Year 16 | Year 17 | Year 18 | Year 19 | Year 20 | Year 21 | Year 22 | Year 23 | Year 24 | Year 25 | Year 26 | Year 27 | Year 28 | Year 29 | Year 30 | Key
| Units | 0 | 0 | 0 | 0 | 0 | 0 | 0 | 0 | 0 | 0 | 0 | 0 | 0 | 0 | 0 | 0 | 0 | 0 | 0 | 0 | 0 | 0 | 0 | 0 | 0 | 0 | 0 | 0 | 0 | 0 | 0 | #REF! |  |  |  |  | 301957.8232
| Usage | 0 | 0 | 0 | 0 | 0 | 0 | 0 | 0 | 0 | 0 | 0 | 0 | 0 | 0 | 0 | 0 | 0 | 0 | 0 | 0 | 0 | 0 | 0 | 0 | 0 | 0 | 0 | 0 | 0 | 0 | 0 | #REF! |  |  |  |  | 1698.6543
| Peak Demand (S) | 0 | 0 | 0 | 0 | 0 | 0 | 0 | 0 | 0 | 0 | 0 | 0 | 0 | 0 | 0 | 0 | 0 | 0 | 0 | 0 | 0 | 0 | 0 | 0 | 0 | 0 | 0 | 0 | 0 | 0 | 0 | #REF! |  |  |  |  | 0
| Peak Demand (W) | 0 | 0 | 0 | 0 | 0 | 0 | 0 | 0 | 0 | 0 | 0 | 0 | 0 | 0 | 0 | 0 | 0 | 0 | 0 | 0 | 0 | 0 | 0 | 0 | 0 | 0 | 0 | 0 | 0 | 0 | 0 | #REF! |  |  |  |  | 884.6119
| Turnover | 0 | 0 | 0 | 0 | 0 | 0 | 0 | 0 | 0 | 0 | 0 | 0 | 0 | 0 | 0 | 0 | 0 | 0 | 0 | 0 | 0 | 0 | 0 | 0 | 0 | 0 | 0 | 0 | 0 | 0 | 0 | #REF! |  |  |  |  | 6885.4476
| Avg. Replacement Usage | 0 | 0 | 0 | 0 | 0 | 0 | 0 | 0 | 0 | 0 | 0 | 0 | 0 | 0 | 0 | 0 | 0 | 0 | 0 | 0 | 0 | 0 | 0 | 0 | 0 | 0 | 0 | 0 | 0 | 0 | 0 | #REF! |  |  |  |  | 5638.8522
| Avg. Replacement Demand (S) | 0 | 0 | 0 | 0 | 0 | 0 | 0 | 0 | 0 | 0 | 0 | 0 | 0 | 0 | 0 | 0 | 0 | 0 | 0 | 0 | 0 | 0 | 0 | 0 | 0 | 0 | 0 | 0 | 0 | 0 | 0 | #REF! |  |  |  |  | 0
| Avg. Replacement Demand (W) | 0 | 0 | 0 | 0 | 0 | 0 | 0 | 0 | 0 | 0 | 0 | 0 | 0 | 0 | 0 | 0 | 0 | 0 | 0 | 0 | 0 | 0 | 0 | 0 | 0 | 0 | 0 | 0 | 0 | 0 | 0 | #REF! |  |  |  |  | 2.9366
Tech Forecast Stock
| Year | Year 0 | Year 1 | Year 2 | Year 3 | Year 4 | Year 5 | Year 6 | Year 7 | Year 8 | Year 9 | Year 10 | Year 11 | Year 12 | Year 13 | Year 14 | Year 15 | Year 16 | Year 17 | Year 18 | Year 19 | Year 20 | Year 21 | Year 22 | Year 23 | Year 24 | Year 25 | Year 26 | Year 27 | Year 28 | Year 29 | Year 30
| E1 | 0 | 0 | 0 | 0 | 0 | 0 | 0 | 0 | 0 | 0 | 0 | 0 | 0 | 0 | 0 | 0 | 0 | 0 | 0 | 0 | 0 | 0 | 0 | 0 | 0 | 0 | 0 | 0 | 0 | 0 | 0
| E2 | 0 | 0 | 0 | 0 | 0 | 0 | 0 | 0 | 0 | 0 | 0 | 0 | 0 | 0 | 0 | 0 | 0 | 0 | 0 | 0 | 0 | 0 | 0 | 0 | 0 | 0 | 0 | 0 | 0 | 0 | 0
| E3 | 0 | 0 | 0 | 0 | 0 | 0 | 0 | 0 | 0 | 0 | 0 | 0 | 0 | 0 | 0 | 0 | 0 | 0 | 0 | 0 | 0 | 0 | 0 | 0 | 0 | 0 | 0 | 0 | 0 | 0 | 0
| E4 | 0 | 0 | 0 | 0 | 0 | 0 | 0 | 0 | 0 | 0 | 0 | 0 | 0 | 0 | 0 | 0 | 0 | 0 | 0 | 0 | 0 | 0 | 0 | 0 | 0 | 0 | 0 | 0 | 0 | 0 | 0
| E5 | 0 | 0 | 0 | 0 | 0 | 0 | 0 | 0 | 0 | 0 | 0 | 0 | 0 | 0 | 0 | 0 | 0 | 0 | 0 | 0 | 0 | 0 | 0 | 0 | 0 | 0 | 0 | 0 | 0 | 0 | 0
| E6 | 0 | 0 | 0 | 0 | 0 | 0 | 0 | 0 | 0 | 0 | 0 | 0 | 0 | 0 | 0 | 0 | 0 | 0 | 0 | 0 | 0 | 0 | 0 | 0 | 0 | 0 | 0 | 0 | 0 | 0 | 0
| E7 | 0 | 0 | 0 | 0 | 0 | 0 | 0 | 0 | 0 | 0 | 0 | 0 | 0 | 0 | 0 | 0 | 0 | 0 | 0 | 0 | 0 | 0 | 0 | 0 | 0 | 0 | 0 | 0 | 0 | 0 | 0
| E8 | 0 | 0 | 0 | 0 | 0 | 0 | 0 | 0 | 0 | 0 | 0 | 0 | 0 | 0 | 0 | 0 | 0 | 0 | 0 | 0 | 0 | 0 | 0 | 0 | 0 | 0 | 0 | 0 | 0 | 0 | 0
| E9 | 0 | 0 | 0 | 0 | 0 | 0 | 0 | 0 | 0 | 0 | 0 | 0 | 0 | 0 | 0 | 0 | 0 | 0 | 0 | 0 | 0 | 0 | 0 | 0 | 0 | 0 | 0 | 0 | 0 | 0 | 0
| E10 | 0 | 0 | 0 | 0 | 0 | 0 | 0 | 0 | 0 | 0 | 0 | 0 | 0 | 0 | 0 | 0 | 0 | 0 | 0 | 0 | 0 | 0 | 0 | 0 | 0 | 0 | 0 | 0 | 0 | 0 | 0
| Vintage | 0 | 0 | 0 | 0 | 0 | 0 | 0 | 0 | 0 | 0 | 0 | 0 | 0 | 0 | 0 | 0 | 0 | 0 | 0 | 0 | 0 | 0 | 0 | 0 | 0 | 0 | 0 | 0 | 0 | 0 | 0
Stock for Switching
| Year | Year 0 | Year 1 | Year 2 | Year 3 | Year 4 | Year 5 | Year 6 | Year 7 | Year 8 | Year 9 | Year 10 | Year 11 | Year 12 | Year 13 | Year 14 | Year 15 | Year 16 | Year 17 | Year 18 | Year 19 | Year 20 | Year 21 | Year 22 | Year 23 | Year 24 | Year 25 | Year 26 | Year 27 | Year 28 | Year 29 | Year 30
| E1 | 0 | 0 | 0 | 0 | 0 | 0 | 0 | 0 | 0 | 0 | 0 | 0 | 0 | 0 | 0 | 0 | 0 | 0 | 0 | 0 | 0 | 0 | 0 | 0 | 0 | 0 | 0 | 0 | 0 | 0 | 0 | 0_E1_SysStock
| E2 | 0 | 0 | 0 | 0 | 0 | 0 | 0 | 0 | 0 | 0 | 0 | 0 | 0 | 0 | 0 | 0 | 0 | 0 | 0 | 0 | 0 | 0 | 0 | 0 | 0 | 0 | 0 | 0 | 0 | 0 | 0 | 0_E2_SysStock
| E3 | 0 | 0 | 0 | 0 | 0 | 0 | 0 | 0 | 0 | 0 | 0 | 0 | 0 | 0 | 0 | 0 | 0 | 0 | 0 | 0 | 0 | 0 | 0 | 0 | 0 | 0 | 0 | 0 | 0 | 0 | 0 | 0_E3_SysStock
| E4 | 0 | 0 | 0 | 0 | 0 | 0 | 0 | 0 | 0 | 0 | 0 | 0 | 0 | 0 | 0 | 0 | 0 | 0 | 0 | 0 | 0 | 0 | 0 | 0 | 0 | 0 | 0 | 0 | 0 | 0 | 0 | 0_E4_SysStock
| E5 | 0 | 0 | 0 | 0 | 0 | 0 | 0 | 0 | 0 | 0 | 0 | 0 | 0 | 0 | 0 | 0 | 0 | 0 | 0 | 0 | 0 | 0 | 0 | 0 | 0 | 0 | 0 | 0 | 0 | 0 | 0 | 0_E5_SysStock
| E6 | 0 | 0 | 0 | 0 | 0 | 0 | 0 | 0 | 0 | 0 | 0 | 0 | 0 | 0 | 0 | 0 | 0 | 0 | 0 | 0 | 0 | 0 | 0 | 0 | 0 | 0 | 0 | 0 | 0 | 0 | 0 | 0_E6_SysStock
| E7 | 0 | 0 | 0 | 0 | 0 | 0 | 0 | 0 | 0 | 0 | 0 | 0 | 0 | 0 | 0 | 0 | 0 | 0 | 0 | 0 | 0 | 0 | 0 | 0 | 0 | 0 | 0 | 0 | 0 | 0 | 0 | 0_E7_SysStock
| E8 | 0 | 0 | 0 | 0 | 0 | 0 | 0 | 0 | 0 | 0 | 0 | 0 | 0 | 0 | 0 | 0 | 0 | 0 | 0 | 0 | 0 | 0 | 0 | 0 | 0 | 0 | 0 | 0 | 0 | 0 | 0 | 0_E8_SysStock
| E9 | 0 | 0 | 0 | 0 | 0 | 0 | 0 | 0 | 0 | 0 | 0 | 0 | 0 | 0 | 0 | 0 | 0 | 0 | 0 | 0 | 0 | 0 | 0 | 0 | 0 | 0 | 0 | 0 | 0 | 0 | 0 | 0_E9_SysStock
| E10 | 0 | 0 | 0 | 0 | 0 | 0 | 0 | 0 | 0 | 0 | 0 | 0 | 0 | 0 | 0 | 0 | 0 | 0 | 0 | 0 | 0 | 0 | 0 | 0 | 0 | 0 | 0 | 0 | 0 | 0 | 0 | 0_E10_SysStock
| Vintage | 0 | 0 | 0 | 0 | 0 | 0 | 0 | 0 | 0 | 0 | 0 | 0 | 0 | 0 | 0 | 0 | 0 | 0 | 0 | 0 | 0 | 0 | 0 | 0 | 0 | 0 | 0 | 0 | 0 | 0 | 0 | 0_Vintage_SysStock
Tech Forecast Purchases
| Year | Year 0 | Year 1 | Year 2 | Year 3 | Year 4 | Year 5 | Year 6 | Year 7 | Year 8 | Year 9 | Year 10 | Year 11 | Year 12 | Year 13 | Year 14 | Year 15 | Year 16 | Year 17 | Year 18 | Year 19 | Year 20 | Year 21 | Year 22 | Year 23 | Year 24 | Year 25 | Year 26 | Year 27 | Year 28 | Year 29 | Year 30
| E1 | 0 | 0 | 0 | 0 | 0 | 0 | 0 | 0 | 0 | 0 | 0 | 0 | 0 | 0 | 0 | 0 | 0 | 0 | 0 | 0 | 0 | 0 | 0 | 0 | 0 | 0 | 0 | 0 | 0 | 0 | 0
| E2 | 0 | 0 | 0 | 0 | 0 | 0 | 0 | 0 | 0 | 0 | 0 | 0 | 0 | 0 | 0 | 0 | 0 | 0 | 0 | 0 | 0 | 0 | 0 | 0 | 0 | 0 | 0 | 0 | 0 | 0 | 0
| E3 | 0 | 0 | 0 | 0 | 0 | 0 | 0 | 0 | 0 | 0 | 0 | 0 | 0 | 0 | 0 | 0 | 0 | 0 | 0 | 0 | 0 | 0 | 0 | 0 | 0 | 0 | 0 | 0 | 0 | 0 | 0
| E4 | 0 | 0 | 0 | 0 | 0 | 0 | 0 | 0 | 0 | 0 | 0 | 0 | 0 | 0 | 0 | 0 | 0 | 0 | 0 | 0 | 0 | 0 | 0 | 0 | 0 | 0 | 0 | 0 | 0 | 0 | 0
| E5 | 0 | 0 | 0 | 0 | 0 | 0 | 0 | 0 | 0 | 0 | 0 | 0 | 0 | 0 | 0 | 0 | 0 | 0 | 0 | 0 | 0 | 0 | 0 | 0 | 0 | 0 | 0 | 0 | 0 | 0 | 0
| E6 | 0 | 0 | 0 | 0 | 0 | 0 | 0 | 0 | 0 | 0 | 0 | 0 | 0 | 0 | 0 | 0 | 0 | 0 | 0 | 0 | 0 | 0 | 0 | 0 | 0 | 0 | 0 | 0 | 0 | 0 | 0
| E7 | 0 | 0 | 0 | 0 | 0 | 0 | 0 | 0 | 0 | 0 | 0 | 0 | 0 | 0 | 0 | 0 | 0 | 0 | 0 | 0 | 0 | 0 | 0 | 0 | 0 | 0 | 0 | 0 | 0 | 0 | 0
| E8 | 0 | 0 | 0 | 0 | 0 | 0 | 0 | 0 | 0 | 0 | 0 | 0 | 0 | 0 | 0 | 0 | 0 | 0 | 0 | 0 | 0 | 0 | 0 | 0 | 0 | 0 | 0 | 0 | 0 | 0 | 0
| E9 | 0 | 0 | 0 | 0 | 0 | 0 | 0 | 0 | 0 | 0 | 0 | 0 | 0 | 0 | 0 | 0 | 0 | 0 | 0 | 0 | 0 | 0 | 0 | 0 | 0 | 0 | 0 | 0 | 0 | 0 | 0
| E10 | 0 | 0 | 0 | 0 | 0 | 0 | 0 | 0 | 0 | 0 | 0 | 0 | 0 | 0 | 0 | 0 | 0 | 0 | 0 | 0 | 0 | 0 | 0 | 0 | 0 | 0 | 0 | 0 | 0 | 0 | 0
Potential to Switch
| Year | Year 0 | Year 1 | Year 2 | Year 3 | Year 4 | Year 5 | Year 6 | Year 7 | Year 8 | Year 9 | Year 10 | Year 11 | Year 12 | Year 13 | Year 14 | Year 15 | Year 16 | Year 17 | Year 18 | Year 19 | Year 20 | Year 21 | Year 22 | Year 23 | Year 24 | Year 25 | Year 26 | Year 27 | Year 28 | Year 29 | Year 30
| E1 | 0 | 0 | 0 | 0 | 0 | 0 | 0 | 0 | 0 | 0 | 0 | 0 | 0 | 0 | 0 | 0 | 0 | 0 | 0 | 0 | 0 | 0 | 0 | 0 | 0 | 0 | 0 | 0 | 0 | 0 | 0 | 0_E1_Switched Out
| E2 | 0 | 0 | 0 | 0 | 0 | 0 | 0 | 0 | 0 | 0 | 0 | 0 | 0 | 0 | 0 | 0 | 0 | 0 | 0 | 0 | 0 | 0 | 0 | 0 | 0 | 0 | 0 | 0 | 0 | 0 | 0 | 0_E2_Switched Out
| E3 | 0 | 0 | 0 | 0 | 0 | 0 | 0 | 0 | 0 | 0 | 0 | 0 | 0 | 0 | 0 | 0 | 0 | 0 | 0 | 0 | 0 | 0 | 0 | 0 | 0 | 0 | 0 | 0 | 0 | 0 | 0 | 0_E3_Switched Out
| E4 | 0 | 0 | 0 | 0 | 0 | 0 | 0 | 0 | 0 | 0 | 0 | 0 | 0 | 0 | 0 | 0 | 0 | 0 | 0 | 0 | 0 | 0 | 0 | 0 | 0 | 0 | 0 | 0 | 0 | 0 | 0 | 0_E4_Switched Out
| E5 | 0 | 0 | 0 | 0 | 0 | 0 | 0 | 0 | 0 | 0 | 0 | 0 | 0 | 0 | 0 | 0 | 0 | 0 | 0 | 0 | 0 | 0 | 0 | 0 | 0 | 0 | 0 | 0 | 0 | 0 | 0 | 0_E5_Switched Out
| E6 | 0 | 0 | 0 | 0 | 0 | 0 | 0 | 0 | 0 | 0 | 0 | 0 | 0 | 0 | 0 | 0 | 0 | 0 | 0 | 0 | 0 | 0 | 0 | 0 | 0 | 0 | 0 | 0 | 0 | 0 | 0 | 0_E6_Switched Out
| E7 | 0 | 0 | 0 | 0 | 0 | 0 | 0 | 0 | 0 | 0 | 0 | 0 | 0 | 0 | 0 | 0 | 0 | 0 | 0 | 0 | 0 | 0 | 0 | 0 | 0 | 0 | 0 | 0 | 0 | 0 | 0 | 0_E7_Switched Out
| E8 | 0 | 0 | 0 | 0 | 0 | 0 | 0 | 0 | 0 | 0 | 0 | 0 | 0 | 0 | 0 | 0 | 0 | 0 | 0 | 0 | 0 | 0 | 0 | 0 | 0 | 0 | 0 | 0 | 0 | 0 | 0 | 0_E8_Switched Out
| E9 | 0 | 0 | 0 | 0 | 0 | 0 | 0 | 0 | 0 | 0 | 0 | 0 | 0 | 0 | 0 | 0 | 0 | 0 | 0 | 0 | 0 | 0 | 0 | 0 | 0 | 0 | 0 | 0 | 0 | 0 | 0 | 0_E9_Switched Out
| E10 | 0 | 0 | 0 | 0 | 0 | 0 | 0 | 0 | 0 | 0 | 0 | 0 | 0 | 0 | 0 | 0 | 0 | 0 | 0 | 0 | 0 | 0 | 0 | 0 | 0 | 0 | 0 | 0 | 0 | 0 | 0 | 0_E10_Switched Out
Units Out
| E1 | 0 | 0 | 0 | 0 | 0 | 0 | 0 | 0 | 0 | 0 | 0 | 0 | 0 | 0 | 0 | 0 | 0 | 0 | 0 | 0 | 0 | 0 | 0 | 0 | 0 | 0 | 0 | 0 | 0 | 0 | 0
| E2 | 0 | 0 | 0 | 0 | 0 | 0 | 0 | 0 | 0 | 0 | 0 | 0 | 0 | 0 | 0 | 0 | 0 | 0 | 0 | 0 | 0 | 0 | 0 | 0 | 0 | 0 | 0 | 0 | 0 | 0 | 0
| E3 | 0 | 0 | 0 | 0 | 0 | 0 | 0 | 0 | 0 | 0 | 0 | 0 | 0 | 0 | 0 | 0 | 0 | 0 | 0 | 0 | 0 | 0 | 0 | 0 | 0 | 0 | 0 | 0 | 0 | 0 | 0
| E4 | 0 | 0 | 0 | 0 | 0 | 0 | 0 | 0 | 0 | 0 | 0 | 0 | 0 | 0 | 0 | 0 | 0 | 0 | 0 | 0 | 0 | 0 | 0 | 0 | 0 | 0 | 0 | 0 | 0 | 0 | 0
| E5 | 0 | 0 | 0 | 0 | 0 | 0 | 0 | 0 | 0 | 0 | 0 | 0 | 0 | 0 | 0 | 0 | 0 | 0 | 0 | 0 | 0 | 0 | 0 | 0 | 0 | 0 | 0 | 0 | 0 | 0 | 0
| E6 | 0 | 0 | 0 | 0 | 0 | 0 | 0 | 0 | 0 | 0 | 0 | 0 | 0 | 0 | 0 | 0 | 0 | 0 | 0 | 0 | 0 | 0 | 0 | 0 | 0 | 0 | 0 | 0 | 0 | 0 | 0
| E7 | 0 | 0 | 0 | 0 | 0 | 0 | 0 | 0 | 0 | 0 | 0 | 0 | 0 | 0 | 0 | 0 | 0 | 0 | 0 | 0 | 0 | 0 | 0 | 0 | 0 | 0 | 0 | 0 | 0 | 0 | 0
| E8 | 0 | 0 | 0 | 0 | 0 | 0 | 0 | 0 | 0 | 0 | 0 | 0 | 0 | 0 | 0 | 0 | 0 | 0 | 0 | 0 | 0 | 0 | 0 | 0 | 0 | 0 | 0 | 0 | 0 | 0 | 0
| E9 | 0 | 0 | 0 | 0 | 0 | 0 | 0 | 0 | 0 | 0 | 0 | 0 | 0 | 0 | 0 | 0 | 0 | 0 | 0 | 0 | 0 | 0 | 0 | 0 | 0 | 0 | 0 | 0 | 0 | 0 | 0
| E10 | 0 | 0 | 0 | 0 | 0 | 0 | 0 | 0 | 0 | 0 | 0 | 0 | 0 | 0 | 0 | 0 | 0 | 0 | 0 | 0 | 0 | 0 | 0 | 0 | 0 | 0 | 0 | 0 | 0 | 0 | 0
| Vintage | 0 | 0 | 0 | 0 | 0 | 0 | 0 | 0 | 0 | 0 | 0 | 0 | 0 | 0 | 0 | 0 | 0 | 0 | 0 | 0 | 0 | 0 | 0 | 0 | 0 | 0 | 0 | 0 | 0 | 0 | 0
Tech Purchase Shares
| Year | Year 0 | Year 1 | Year 2 | Year 3 | Year 4 | Year 5 | Year 6 | Year 7 | Year 8 | Year 9 | Year 10 | Year 11 | Year 12 | Year 13 | Year 14 | Year 15 | Year 16 | Year 17 | Year 18 | Year 19 | Year 20 | Year 21 | Year 22 | Year 23 | Year 24 | Year 25 | Year 26 | Year 27 | Year 28 | Year 29 | Year 30
E1 | bar: Year 0 to Year 30
E2 | bar: Year 0 to Year 30
E3 | bar: Year 0 to Year 30
E4 | bar: Year 0 to Year 30
E5 | bar: Year 0 to Year 30
E6 | bar: Year 0 to Year 30
E7 | bar: Year 0 to Year 30
E8 | bar: Year 0 to Year 30
E9 | bar: Year 0 to Year 30
E10 | bar: Year 0 to Year 30
Units In from Switching
| E1 | 0 | 0 | 0 | 0 | 0 | 0 | 0 | 0 | 0 | 0 | 0 | 0 | 0 | 0 | 0 | 0 | 0 | 0 | 0 | 0 | 0 | 0 | 0 | 0 | 0 | 0 | 0 | 0 | 0 | 0 | 0
| E2 | 0 | 0 | 0 | 0 | 0 | 0 | 0 | 0 | 0 | 0 | 0 | 0 | 0 | 0 | 0 | 0 | 0 | 0 | 0 | 0 | 0 | 0 | 0 | 0 | 0 | 0 | 0 | 0 | 0 | 0 | 0
| E3 | 0 | 0 | 0 | 0 | 0 | 0 | 0 | 0 | 0 | 0 | 0 | 0 | 0 | 0 | 0 | 0 | 0 | 0 | 0 | 0 | 0 | 0 | 0 | 0 | 0 | 0 | 0 | 0 | 0 | 0 | 0
| E4 | 0 | 0 | 0 | 0 | 0 | 0 | 0 | 0 | 0 | 0 | 0 | 0 | 0 | 0 | 0 | 0 | 0 | 0 | 0 | 0 | 0 | 0 | 0 | 0 | 0 | 0 | 0 | 0 | 0 | 0 | 0
| E5 | 0 | 0 | 0 | 0 | 0 | 0 | 0 | 0 | 0 | 0 | 0 | 0 | 0 | 0 | 0 | 0 | 0 | 0 | 0 | 0 | 0 | 0 | 0 | 0 | 0 | 0 | 0 | 0 | 0 | 0 | 0
| E6 | 0 | 0 | 0 | 0 | 0 | 0 | 0 | 0 | 0 | 0 | 0 | 0 | 0 | 0 | 0 | 0 | 0 | 0 | 0 | 0 | 0 | 0 | 0 | 0 | 0 | 0 | 0 | 0 | 0 | 0 | 0
| E7 | 0 | 0 | 0 | 0 | 0 | 0 | 0 | 0 | 0 | 0 | 0 | 0 | 0 | 0 | 0 | 0 | 0 | 0 | 0 | 0 | 0 | 0 | 0 | 0 | 0 | 0 | 0 | 0 | 0 | 0 | 0
| E8 | 0 | 0 | 0 | 0 | 0 | 0 | 0 | 0 | 0 | 0 | 0 | 0 | 0 | 0 | 0 | 0 | 0 | 0 | 0 | 0 | 0 | 0 | 0 | 0 | 0 | 0 | 0 | 0 | 0 | 0 | 0
| E9 | 0 | 0 | 0 | 0 | 0 | 0 | 0 | 0 | 0 | 0 | 0 | 0 | 0 | 0 | 0 | 0 | 0 | 0 | 0 | 0 | 0 | 0 | 0 | 0 | 0 | 0 | 0 | 0 | 0 | 0 | 0
| E10 | 0 | 0 | 0 | 0 | 0 | 0 | 0 | 0 | 0 | 0 | 0 | 0 | 0 | 0 | 0 | 0 | 0 | 0 | 0 | 0 | 0 | 0 | 0 | 0 | 0 | 0 | 0 | 0 | 0 | 0 | 0
| Vintage | 0 | 0 | 0 | 0 | 0 | 0 | 0 | 0 | 0 | 0 | 0 | 0 | 0 | 0 | 0 | 0 | 0 | 0 | 0 | 0 | 0 | 0 | 0 | 0 | 0 | 0 | 0 | 0 | 0 | 0 | 0
Net Change
| Year | Year 0 | Year 1 | Year 2 | Year 3 | Year 4 | Year 5 | Year 6 | Year 7 | Year 8 | Year 9 | Year 10 | Year 11 | Year 12 | Year 13 | Year 14 | Year 15 | Year 16 | Year 17 | Year 18 | Year 19 | Year 20 | Year 21 | Year 22 | Year 23 | Year 24 | Year 25 | Year 26 | Year 27 | Year 28 | Year 29 | Year 30 | Key
| Units | 0 | 0 | 0 | 0 | 0 | 0 | 0 | 0 | 0 | 0 | 0 | 0 | 0 | 0 | 0 | 0 | 0 | 0 | 0 | 0 | 0 | 0 | 0 | 0 | 0 | 0 | 0 | 0 | 0 | 0 | 0 | 0_Units |  |  |  |  | 301957.8232
| Usage | 0 | 0 | 0 | 0 | 0 | 0 | 0 | 0 | 0 | 0 | 0 | 0 | 0 | 0 | 0 | 0 | 0 | 0 | 0 | 0 | 0 | 0 | 0 | 0 | 0 | 0 | 0 | 0 | 0 | 0 | 0 | 0_Usage |  |  |  |  | 1698.6543
| Peak Demand (S) | 0 | 0 | 0 | 0 | 0 | 0 | 0 | 0 | 0 | 0 | 0 | 0 | 0 | 0 | 0 | 0 | 0 | 0 | 0 | 0 | 0 | 0 | 0 | 0 | 0 | 0 | 0 | 0 | 0 | 0 | 0 | 0_Peak Demand (S) |  |  |  |  | 0
| Peak Demand (W) | 0 | 0 | 0 | 0 | 0 | 0 | 0 | 0 | 0 | 0 | 0 | 0 | 0 | 0 | 0 | 0 | 0 | 0 | 0 | 0 | 0 | 0 | 0 | 0 | 0 | 0 | 0 | 0 | 0 | 0 | 0 | 0_Peak Demand (W) |  |  |  |  | 884.6119
| Turnover | 0 | 0 | 0 | 0 | 0 | 0 | 0 | 0 | 0 | 0 | 0 | 0 | 0 | 0 | 0 | 0 | 0 | 0 | 0 | 0 | 0 | 0 | 0 | 0 | 0 | 0 | 0 | 0 | 0 | 0 | 0 | 0_Turnover |  |  |  |  | 6885.4476
| Avg. Replacement Usage | 0 | 0 | 0 | 0 | 0 | 0 | 0 | 0 | 0 | 0 | 0 | 0 | 0 | 0 | 0 | 0 | 0 | 0 | 0 | 0 | 0 | 0 | 0 | 0 | 0 | 0 | 0 | 0 | 0 | 0 | 0 | 0_Avg. Replacement Usage |  |  |  |  | 5638.8522
| Avg. Replacement Demand (S) | 0 | 0 | 0 | 0 | 0 | 0 | 0 | 0 | 0 | 0 | 0 | 0 | 0 | 0 | 0 | 0 | 0 | 0 | 0 | 0 | 0 | 0 | 0 | 0 | 0 | 0 | 0 | 0 | 0 | 0 | 0 | 0_Avg. Replacement Demand (S) |  |  |  |  | 0
| Avg. Replacement Demand (W) | 0 | 0 | 0 | 0 | 0 | 0 | 0 | 0 | 0 | 0 | 0 | 0 | 0 | 0 | 0 | 0 | 0 | 0 | 0 | 0 | 0 | 0 | 0 | 0 | 0 | 0 | 0 | 0 | 0 | 0 | 0 | 0_Avg. Replacement Demand (W) |  |  |  |  | 2.9366
Purchases
| Year | Year 0 | Year 1 | Year 2 | Year 3 | Year 4 | Year 5 | Year 6 | Year 7 | Year 8 | Year 9 | Year 10 | Year 11 | Year 12 | Year 13 | Year 14 | Year 15 | Year 16 | Year 17 | Year 18 | Year 19 | Year 20 | Year 21 | Year 22 | Year 23 | Year 24 | Year 25 | Year 26 | Year 27 | Year 28 | Year 29 | Year 30
| E1 | 0 | 0 | 0 | 0 | 0 | 0 | 0 | 0 | 0 | 0 | 0 | 0 | 0 | 0 | 0 | 0 | 0 | 0 | 0 | 0 | 0 | 0 | 0 | 0 | 0 | 0 | 0 | 0 | 0 | 0 | 0 | 0_E1_Purchases |  |  |  |  | 6885.4476
| E2 | 0 | 0 | 0 | 0 | 0 | 0 | 0 | 0 | 0 | 0 | 0 | 0 | 0 | 0 | 0 | 0 | 0 | 0 | 0 | 0 | 0 | 0 | 0 | 0 | 0 | 0 | 0 | 0 | 0 | 0 | 0 | 0_E2_Purchases |  |  |  |  | 0
| E3 | 0 | 0 | 0 | 0 | 0 | 0 | 0 | 0 | 0 | 0 | 0 | 0 | 0 | 0 | 0 | 0 | 0 | 0 | 0 | 0 | 0 | 0 | 0 | 0 | 0 | 0 | 0 | 0 | 0 | 0 | 0 | 0_E3_Purchases |  |  |  |  | 0
| E4 | 0 | 0 | 0 | 0 | 0 | 0 | 0 | 0 | 0 | 0 | 0 | 0 | 0 | 0 | 0 | 0 | 0 | 0 | 0 | 0 | 0 | 0 | 0 | 0 | 0 | 0 | 0 | 0 | 0 | 0 | 0 | 0_E4_Purchases |  |  |  |  | 0
| E5 | 0 | 0 | 0 | 0 | 0 | 0 | 0 | 0 | 0 | 0 | 0 | 0 | 0 | 0 | 0 | 0 | 0 | 0 | 0 | 0 | 0 | 0 | 0 | 0 | 0 | 0 | 0 | 0 | 0 | 0 | 0 | 0_E5_Purchases |  |  |  |  | 0
| E6 | 0 | 0 | 0 | 0 | 0 | 0 | 0 | 0 | 0 | 0 | 0 | 0 | 0 | 0 | 0 | 0 | 0 | 0 | 0 | 0 | 0 | 0 | 0 | 0 | 0 | 0 | 0 | 0 | 0 | 0 | 0 | 0_E6_Purchases |  |  |  |  | 0
| E7 | 0 | 0 | 0 | 0 | 0 | 0 | 0 | 0 | 0 | 0 | 0 | 0 | 0 | 0 | 0 | 0 | 0 | 0 | 0 | 0 | 0 | 0 | 0 | 0 | 0 | 0 | 0 | 0 | 0 | 0 | 0 | 0_E7_Purchases |  |  |  |  | 0
| E8 | 0 | 0 | 0 | 0 | 0 | 0 | 0 | 0 | 0 | 0 | 0 | 0 | 0 | 0 | 0 | 0 | 0 | 0 | 0 | 0 | 0 | 0 | 0 | 0 | 0 | 0 | 0 | 0 | 0 | 0 | 0 | 0_E8_Purchases |  |  |  |  | 0
| E9 | 0 | 0 | 0 | 0 | 0 | 0 | 0 | 0 | 0 | 0 | 0 | 0 | 0 | 0 | 0 | 0 | 0 | 0 | 0 | 0 | 0 | 0 | 0 | 0 | 0 | 0 | 0 | 0 | 0 | 0 | 0 | 0_E9_Purchases |  |  |  |  | 0
| E10 | 0 | 0 | 0 | 0 | 0 | 0 | 0 | 0 | 0 | 0 | 0 | 0 | 0 | 0 | 0 | 0 | 0 | 0 | 0 | 0 | 0 | 0 | 0 | 0 | 0 | 0 | 0 | 0 | 0 | 0 | 0 | 0_E10_Purchases |  |  |  |  | 0
Stock
| Year | Year 0 | Year 1 | Year 2 | Year 3 | Year 4 | Year 5 | Year 6 | Year 7 | Year 8 | Year 9 | Year 10 | Year 11 | Year 12 | Year 13 | Year 14 | Year 15 | Year 16 | Year 17 | Year 18 | Year 19 | Year 20 | Year 21 | Year 22 | Year 23 | Year 24 | Year 25 | Year 26 | Year 27 | Year 28 | Year 29 | Year 30
| E1 | 0 | 0 | 0 | 0 | 0 | 0 | 0 | 0 | 0 | 0 | 0 | 0 | 0 | 0 | 0 | 0 | 0 | 0 | 0 | 0 | 0 | 0 | 0 | 0 | 0 | 0 | 0 | 0 | 0 | 0 | 0 | 0_E1_Stock |  |  |  |  | 13576.6093
| E2 | 0 | 0 | 0 | 0 | 0 | 0 | 0 | 0 | 0 | 0 | 0 | 0 | 0 | 0 | 0 | 0 | 0 | 0 | 0 | 0 | 0 | 0 | 0 | 0 | 0 | 0 | 0 | 0 | 0 | 0 | 0 | 0_E2_Stock |  |  |  |  | 0
| E3 | 0 | 0 | 0 | 0 | 0 | 0 | 0 | 0 | 0 | 0 | 0 | 0 | 0 | 0 | 0 | 0 | 0 | 0 | 0 | 0 | 0 | 0 | 0 | 0 | 0 | 0 | 0 | 0 | 0 | 0 | 0 | 0_E3_Stock |  |  |  |  | 0
| E4 | 0 | 0 | 0 | 0 | 0 | 0 | 0 | 0 | 0 | 0 | 0 | 0 | 0 | 0 | 0 | 0 | 0 | 0 | 0 | 0 | 0 | 0 | 0 | 0 | 0 | 0 | 0 | 0 | 0 | 0 | 0 | 0_E4_Stock |  |  |  |  | 0
| E5 | 0 | 0 | 0 | 0 | 0 | 0 | 0 | 0 | 0 | 0 | 0 | 0 | 0 | 0 | 0 | 0 | 0 | 0 | 0 | 0 | 0 | 0 | 0 | 0 | 0 | 0 | 0 | 0 | 0 | 0 | 0 | 0_E5_Stock |  |  |  |  | 0
| E6 | 0 | 0 | 0 | 0 | 0 | 0 | 0 | 0 | 0 | 0 | 0 | 0 | 0 | 0 | 0 | 0 | 0 | 0 | 0 | 0 | 0 | 0 | 0 | 0 | 0 | 0 | 0 | 0 | 0 | 0 | 0 | 0_E6_Stock |  |  |  |  | 0
| E7 | 0 | 0 | 0 | 0 | 0 | 0 | 0 | 0 | 0 | 0 | 0 | 0 | 0 | 0 | 0 | 0 | 0 | 0 | 0 | 0 | 0 | 0 | 0 | 0 | 0 | 0 | 0 | 0 | 0 | 0 | 0 | 0_E7_Stock |  |  |  |  | 0
| E8 | 0 | 0 | 0 | 0 | 0 | 0 | 0 | 0 | 0 | 0 | 0 | 0 | 0 | 0 | 0 | 0 | 0 | 0 | 0 | 0 | 0 | 0 | 0 | 0 | 0 | 0 | 0 | 0 | 0 | 0 | 0 | 0_E8_Stock |  |  |  |  | 0
| E9 | 0 | 0 | 0 | 0 | 0 | 0 | 0 | 0 | 0 | 0 | 0 | 0 | 0 | 0 | 0 | 0 | 0 | 0 | 0 | 0 | 0 | 0 | 0 | 0 | 0 | 0 | 0 | 0 | 0 | 0 | 0 | 0_E9_Stock |  |  |  |  | 0
| E10 | 0 | 0 | 0 | 0 | 0 | 0 | 0 | 0 | 0 | 0 | 0 | 0 | 0 | 0 | 0 | 0 | 0 | 0 | 0 | 0 | 0 | 0 | 0 | 0 | 0 | 0 | 0 | 0 | 0 | 0 | 0 | 0_E10_Stock |  |  |  |  | 0
| Vintage | 0 | 0 | 0 | 0 | 0 | 0 | 0 | 0 | 0 | 0 | 0 | 0 | 0 | 0 | 0 | 0 | 0 | 0 | 0 | 0 | 0 | 0 | 0 | 0 | 0 | 0 | 0 | 0 | 0 | 0 | 0 | 0_Vintage_Stock |  |  |  |  | 288381.2139
S3C2 |  | Year 0: System 3 Technology 2
Technology Variables
| Tech Key | Year 0: 0
| Peak Factor (S) | Year 0: 0
| Peak Factor (W) | Year 0: 0
| Min Vintage Lifetime | Year 0: 0
| Max Vintage Lifetime | Year 0: 0
| Turnover Style | Year 0: 0
Technology Variables
| Equipment | Year 0: Label; Year 1: Min Lifetime; Year 2: Max Lifetime; Year 3: Degradation; Year 4: Usage; Year 5: Available
| E1 | Year 1: 0; Year 2: 0; Year 3: 0%; Year 4: 0; Year 5: FALSE
| E2 | Year 1: 0; Year 2: 0; Year 3: 0%; Year 4: 0; Year 5: FALSE
| E3 | Year 1: 0; Year 2: 0; Year 3: 0%; Year 4: 0; Year 5: FALSE
| E4 | Year 1: 0; Year 2: 0; Year 3: 0%; Year 4: 0; Year 5: FALSE
| E5 | Year 1: 0; Year 2: 0; Year 3: 0%; Year 4: 0; Year 5: FALSE
| E6 | Year 1: 0; Year 2: 0; Year 3: 0%; Year 4: 0; Year 5: FALSE
| E7 | Year 1: 0; Year 2: 0; Year 3: 0%; Year 4: 0; Year 5: FALSE
| E8 | Year 1: 0; Year 2: 0; Year 3: 0%; Year 4: 0; Year 5: FALSE
| E9 | Year 1: 0; Year 2: 0; Year 3: 0%; Year 4: 0; Year 5: FALSE
| E10 | Year 1: 0; Year 2: 0; Year 3: 0%; Year 4: 0; Year 5: FALSE
Original Forecast Results
| Year | Year 0 | Year 1 | Year 2 | Year 3 | Year 4 | Year 5 | Year 6 | Year 7 | Year 8 | Year 9 | Year 10 | Year 11 | Year 12 | Year 13 | Year 14 | Year 15 | Year 16 | Year 17 | Year 18 | Year 19 | Year 20 | Year 21 | Year 22 | Year 23 | Year 24 | Year 25 | Year 26 | Year 27 | Year 28 | Year 29 | Year 30 | Key
| Units | 0 | 0 | 0 | 0 | 0 | 0 | 0 | 0 | 0 | 0 | 0 | 0 | 0 | 0 | 0 | 0 | 0 | 0 | 0 | 0 | 0 | 0 | 0 | 0 | 0 | 0 | 0 | 0 | 0 | 0 | 0 | #REF! |  |  |  |  | 301957.8232
| Usage | 0 | 0 | 0 | 0 | 0 | 0 | 0 | 0 | 0 | 0 | 0 | 0 | 0 | 0 | 0 | 0 | 0 | 0 | 0 | 0 | 0 | 0 | 0 | 0 | 0 | 0 | 0 | 0 | 0 | 0 | 0 | #REF! |  |  |  |  | 1698.6543
| Peak Demand (S) | 0 | 0 | 0 | 0 | 0 | 0 | 0 | 0 | 0 | 0 | 0 | 0 | 0 | 0 | 0 | 0 | 0 | 0 | 0 | 0 | 0 | 0 | 0 | 0 | 0 | 0 | 0 | 0 | 0 | 0 | 0 | #REF! |  |  |  |  | 0
| Peak Demand (W) | 0 | 0 | 0 | 0 | 0 | 0 | 0 | 0 | 0 | 0 | 0 | 0 | 0 | 0 | 0 | 0 | 0 | 0 | 0 | 0 | 0 | 0 | 0 | 0 | 0 | 0 | 0 | 0 | 0 | 0 | 0 | #REF! |  |  |  |  | 884.6119
| Turnover | 0 | 0 | 0 | 0 | 0 | 0 | 0 | 0 | 0 | 0 | 0 | 0 | 0 | 0 | 0 | 0 | 0 | 0 | 0 | 0 | 0 | 0 | 0 | 0 | 0 | 0 | 0 | 0 | 0 | 0 | 0 | #REF! |  |  |  |  | 6885.4476
| Avg. Replacement Usage | 0 | 0 | 0 | 0 | 0 | 0 | 0 | 0 | 0 | 0 | 0 | 0 | 0 | 0 | 0 | 0 | 0 | 0 | 0 | 0 | 0 | 0 | 0 | 0 | 0 | 0 | 0 | 0 | 0 | 0 | 0 | #REF! |  |  |  |  | 5638.8522
| Avg. Replacement Demand (S) | 0 | 0 | 0 | 0 | 0 | 0 | 0 | 0 | 0 | 0 | 0 | 0 | 0 | 0 | 0 | 0 | 0 | 0 | 0 | 0 | 0 | 0 | 0 | 0 | 0 | 0 | 0 | 0 | 0 | 0 | 0 | #REF! |  |  |  |  | 0
| Avg. Replacement Demand (W) | 0 | 0 | 0 | 0 | 0 | 0 | 0 | 0 | 0 | 0 | 0 | 0 | 0 | 0 | 0 | 0 | 0 | 0 | 0 | 0 | 0 | 0 | 0 | 0 | 0 | 0 | 0 | 0 | 0 | 0 | 0 | #REF! |  |  |  |  | 2.9366
Tech Forecast Stock
| Year | Year 0 | Year 1 | Year 2 | Year 3 | Year 4 | Year 5 | Year 6 | Year 7 | Year 8 | Year 9 | Year 10 | Year 11 | Year 12 | Year 13 | Year 14 | Year 15 | Year 16 | Year 17 | Year 18 | Year 19 | Year 20 | Year 21 | Year 22 | Year 23 | Year 24 | Year 25 | Year 26 | Year 27 | Year 28 | Year 29 | Year 30
| E1 | 0 | 0 | 0 | 0 | 0 | 0 | 0 | 0 | 0 | 0 | 0 | 0 | 0 | 0 | 0 | 0 | 0 | 0 | 0 | 0 | 0 | 0 | 0 | 0 | 0 | 0 | 0 | 0 | 0 | 0 | 0
| E2 | 0 | 0 | 0 | 0 | 0 | 0 | 0 | 0 | 0 | 0 | 0 | 0 | 0 | 0 | 0 | 0 | 0 | 0 | 0 | 0 | 0 | 0 | 0 | 0 | 0 | 0 | 0 | 0 | 0 | 0 | 0
| E3 | 0 | 0 | 0 | 0 | 0 | 0 | 0 | 0 | 0 | 0 | 0 | 0 | 0 | 0 | 0 | 0 | 0 | 0 | 0 | 0 | 0 | 0 | 0 | 0 | 0 | 0 | 0 | 0 | 0 | 0 | 0
| E4 | 0 | 0 | 0 | 0 | 0 | 0 | 0 | 0 | 0 | 0 | 0 | 0 | 0 | 0 | 0 | 0 | 0 | 0 | 0 | 0 | 0 | 0 | 0 | 0 | 0 | 0 | 0 | 0 | 0 | 0 | 0
| E5 | 0 | 0 | 0 | 0 | 0 | 0 | 0 | 0 | 0 | 0 | 0 | 0 | 0 | 0 | 0 | 0 | 0 | 0 | 0 | 0 | 0 | 0 | 0 | 0 | 0 | 0 | 0 | 0 | 0 | 0 | 0
| E6 | 0 | 0 | 0 | 0 | 0 | 0 | 0 | 0 | 0 | 0 | 0 | 0 | 0 | 0 | 0 | 0 | 0 | 0 | 0 | 0 | 0 | 0 | 0 | 0 | 0 | 0 | 0 | 0 | 0 | 0 | 0
| E7 | 0 | 0 | 0 | 0 | 0 | 0 | 0 | 0 | 0 | 0 | 0 | 0 | 0 | 0 | 0 | 0 | 0 | 0 | 0 | 0 | 0 | 0 | 0 | 0 | 0 | 0 | 0 | 0 | 0 | 0 | 0
| E8 | 0 | 0 | 0 | 0 | 0 | 0 | 0 | 0 | 0 | 0 | 0 | 0 | 0 | 0 | 0 | 0 | 0 | 0 | 0 | 0 | 0 | 0 | 0 | 0 | 0 | 0 | 0 | 0 | 0 | 0 | 0
| E9 | 0 | 0 | 0 | 0 | 0 | 0 | 0 | 0 | 0 | 0 | 0 | 0 | 0 | 0 | 0 | 0 | 0 | 0 | 0 | 0 | 0 | 0 | 0 | 0 | 0 | 0 | 0 | 0 | 0 | 0 | 0
| E10 | 0 | 0 | 0 | 0 | 0 | 0 | 0 | 0 | 0 | 0 | 0 | 0 | 0 | 0 | 0 | 0 | 0 | 0 | 0 | 0 | 0 | 0 | 0 | 0 | 0 | 0 | 0 | 0 | 0 | 0 | 0
| Vintage | 0 | 0 | 0 | 0 | 0 | 0 | 0 | 0 | 0 | 0 | 0 | 0 | 0 | 0 | 0 | 0 | 0 | 0 | 0 | 0 | 0 | 0 | 0 | 0 | 0 | 0 | 0 | 0 | 0 | 0 | 0
Stock for Switching
| Year | Year 0 | Year 1 | Year 2 | Year 3 | Year 4 | Year 5 | Year 6 | Year 7 | Year 8 | Year 9 | Year 10 | Year 11 | Year 12 | Year 13 | Year 14 | Year 15 | Year 16 | Year 17 | Year 18 | Year 19 | Year 20 | Year 21 | Year 22 | Year 23 | Year 24 | Year 25 | Year 26 | Year 27 | Year 28 | Year 29 | Year 30
| E1 | 0 | 0 | 0 | 0 | 0 | 0 | 0 | 0 | 0 | 0 | 0 | 0 | 0 | 0 | 0 | 0 | 0 | 0 | 0 | 0 | 0 | 0 | 0 | 0 | 0 | 0 | 0 | 0 | 0 | 0 | 0 | 0_E1_SysStock
| E2 | 0 | 0 | 0 | 0 | 0 | 0 | 0 | 0 | 0 | 0 | 0 | 0 | 0 | 0 | 0 | 0 | 0 | 0 | 0 | 0 | 0 | 0 | 0 | 0 | 0 | 0 | 0 | 0 | 0 | 0 | 0 | 0_E2_SysStock
| E3 | 0 | 0 | 0 | 0 | 0 | 0 | 0 | 0 | 0 | 0 | 0 | 0 | 0 | 0 | 0 | 0 | 0 | 0 | 0 | 0 | 0 | 0 | 0 | 0 | 0 | 0 | 0 | 0 | 0 | 0 | 0 | 0_E3_SysStock
| E4 | 0 | 0 | 0 | 0 | 0 | 0 | 0 | 0 | 0 | 0 | 0 | 0 | 0 | 0 | 0 | 0 | 0 | 0 | 0 | 0 | 0 | 0 | 0 | 0 | 0 | 0 | 0 | 0 | 0 | 0 | 0 | 0_E4_SysStock
| E5 | 0 | 0 | 0 | 0 | 0 | 0 | 0 | 0 | 0 | 0 | 0 | 0 | 0 | 0 | 0 | 0 | 0 | 0 | 0 | 0 | 0 | 0 | 0 | 0 | 0 | 0 | 0 | 0 | 0 | 0 | 0 | 0_E5_SysStock
| E6 | 0 | 0 | 0 | 0 | 0 | 0 | 0 | 0 | 0 | 0 | 0 | 0 | 0 | 0 | 0 | 0 | 0 | 0 | 0 | 0 | 0 | 0 | 0 | 0 | 0 | 0 | 0 | 0 | 0 | 0 | 0 | 0_E6_SysStock
| E7 | 0 | 0 | 0 | 0 | 0 | 0 | 0 | 0 | 0 | 0 | 0 | 0 | 0 | 0 | 0 | 0 | 0 | 0 | 0 | 0 | 0 | 0 | 0 | 0 | 0 | 0 | 0 | 0 | 0 | 0 | 0 | 0_E7_SysStock
| E8 | 0 | 0 | 0 | 0 | 0 | 0 | 0 | 0 | 0 | 0 | 0 | 0 | 0 | 0 | 0 | 0 | 0 | 0 | 0 | 0 | 0 | 0 | 0 | 0 | 0 | 0 | 0 | 0 | 0 | 0 | 0 | 0_E8_SysStock
| E9 | 0 | 0 | 0 | 0 | 0 | 0 | 0 | 0 | 0 | 0 | 0 | 0 | 0 | 0 | 0 | 0 | 0 | 0 | 0 | 0 | 0 | 0 | 0 | 0 | 0 | 0 | 0 | 0 | 0 | 0 | 0 | 0_E9_SysStock
| E10 | 0 | 0 | 0 | 0 | 0 | 0 | 0 | 0 | 0 | 0 | 0 | 0 | 0 | 0 | 0 | 0 | 0 | 0 | 0 | 0 | 0 | 0 | 0 | 0 | 0 | 0 | 0 | 0 | 0 | 0 | 0 | 0_E10_SysStock
| Vintage | 0 | 0 | 0 | 0 | 0 | 0 | 0 | 0 | 0 | 0 | 0 | 0 | 0 | 0 | 0 | 0 | 0 | 0 | 0 | 0 | 0 | 0 | 0 | 0 | 0 | 0 | 0 | 0 | 0 | 0 | 0 | 0_Vintage_SysStock
Tech Forecast Purchases
| Year | Year 0 | Year 1 | Year 2 | Year 3 | Year 4 | Year 5 | Year 6 | Year 7 | Year 8 | Year 9 | Year 10 | Year 11 | Year 12 | Year 13 | Year 14 | Year 15 | Year 16 | Year 17 | Year 18 | Year 19 | Year 20 | Year 21 | Year 22 | Year 23 | Year 24 | Year 25 | Year 26 | Year 27 | Year 28 | Year 29 | Year 30
| E1 | 0 | 0 | 0 | 0 | 0 | 0 | 0 | 0 | 0 | 0 | 0 | 0 | 0 | 0 | 0 | 0 | 0 | 0 | 0 | 0 | 0 | 0 | 0 | 0 | 0 | 0 | 0 | 0 | 0 | 0 | 0
| E2 | 0 | 0 | 0 | 0 | 0 | 0 | 0 | 0 | 0 | 0 | 0 | 0 | 0 | 0 | 0 | 0 | 0 | 0 | 0 | 0 | 0 | 0 | 0 | 0 | 0 | 0 | 0 | 0 | 0 | 0 | 0
| E3 | 0 | 0 | 0 | 0 | 0 | 0 | 0 | 0 | 0 | 0 | 0 | 0 | 0 | 0 | 0 | 0 | 0 | 0 | 0 | 0 | 0 | 0 | 0 | 0 | 0 | 0 | 0 | 0 | 0 | 0 | 0
| E4 | 0 | 0 | 0 | 0 | 0 | 0 | 0 | 0 | 0 | 0 | 0 | 0 | 0 | 0 | 0 | 0 | 0 | 0 | 0 | 0 | 0 | 0 | 0 | 0 | 0 | 0 | 0 | 0 | 0 | 0 | 0
| E5 | 0 | 0 | 0 | 0 | 0 | 0 | 0 | 0 | 0 | 0 | 0 | 0 | 0 | 0 | 0 | 0 | 0 | 0 | 0 | 0 | 0 | 0 | 0 | 0 | 0 | 0 | 0 | 0 | 0 | 0 | 0
| E6 | 0 | 0 | 0 | 0 | 0 | 0 | 0 | 0 | 0 | 0 | 0 | 0 | 0 | 0 | 0 | 0 | 0 | 0 | 0 | 0 | 0 | 0 | 0 | 0 | 0 | 0 | 0 | 0 | 0 | 0 | 0
| E7 | 0 | 0 | 0 | 0 | 0 | 0 | 0 | 0 | 0 | 0 | 0 | 0 | 0 | 0 | 0 | 0 | 0 | 0 | 0 | 0 | 0 | 0 | 0 | 0 | 0 | 0 | 0 | 0 | 0 | 0 | 0
| E8 | 0 | 0 | 0 | 0 | 0 | 0 | 0 | 0 | 0 | 0 | 0 | 0 | 0 | 0 | 0 | 0 | 0 | 0 | 0 | 0 | 0 | 0 | 0 | 0 | 0 | 0 | 0 | 0 | 0 | 0 | 0
| E9 | 0 | 0 | 0 | 0 | 0 | 0 | 0 | 0 | 0 | 0 | 0 | 0 | 0 | 0 | 0 | 0 | 0 | 0 | 0 | 0 | 0 | 0 | 0 | 0 | 0 | 0 | 0 | 0 | 0 | 0 | 0
| E10 | 0 | 0 | 0 | 0 | 0 | 0 | 0 | 0 | 0 | 0 | 0 | 0 | 0 | 0 | 0 | 0 | 0 | 0 | 0 | 0 | 0 | 0 | 0 | 0 | 0 | 0 | 0 | 0 | 0 | 0 | 0
Potential to Switch
| Year | Year 0 | Year 1 | Year 2 | Year 3 | Year 4 | Year 5 | Year 6 | Year 7 | Year 8 | Year 9 | Year 10 | Year 11 | Year 12 | Year 13 | Year 14 | Year 15 | Year 16 | Year 17 | Year 18 | Year 19 | Year 20 | Year 21 | Year 22 | Year 23 | Year 24 | Year 25 | Year 26 | Year 27 | Year 28 | Year 29 | Year 30
| E1 | 0 | 0 | 0 | 0 | 0 | 0 | 0 | 0 | 0 | 0 | 0 | 0 | 0 | 0 | 0 | 0 | 0 | 0 | 0 | 0 | 0 | 0 | 0 | 0 | 0 | 0 | 0 | 0 | 0 | 0 | 0 | 0_E1_Switched Out
| E2 | 0 | 0 | 0 | 0 | 0 | 0 | 0 | 0 | 0 | 0 | 0 | 0 | 0 | 0 | 0 | 0 | 0 | 0 | 0 | 0 | 0 | 0 | 0 | 0 | 0 | 0 | 0 | 0 | 0 | 0 | 0 | 0_E2_Switched Out
| E3 | 0 | 0 | 0 | 0 | 0 | 0 | 0 | 0 | 0 | 0 | 0 | 0 | 0 | 0 | 0 | 0 | 0 | 0 | 0 | 0 | 0 | 0 | 0 | 0 | 0 | 0 | 0 | 0 | 0 | 0 | 0 | 0_E3_Switched Out
| E4 | 0 | 0 | 0 | 0 | 0 | 0 | 0 | 0 | 0 | 0 | 0 | 0 | 0 | 0 | 0 | 0 | 0 | 0 | 0 | 0 | 0 | 0 | 0 | 0 | 0 | 0 | 0 | 0 | 0 | 0 | 0 | 0_E4_Switched Out
| E5 | 0 | 0 | 0 | 0 | 0 | 0 | 0 | 0 | 0 | 0 | 0 | 0 | 0 | 0 | 0 | 0 | 0 | 0 | 0 | 0 | 0 | 0 | 0 | 0 | 0 | 0 | 0 | 0 | 0 | 0 | 0 | 0_E5_Switched Out
| E6 | 0 | 0 | 0 | 0 | 0 | 0 | 0 | 0 | 0 | 0 | 0 | 0 | 0 | 0 | 0 | 0 | 0 | 0 | 0 | 0 | 0 | 0 | 0 | 0 | 0 | 0 | 0 | 0 | 0 | 0 | 0 | 0_E6_Switched Out
| E7 | 0 | 0 | 0 | 0 | 0 | 0 | 0 | 0 | 0 | 0 | 0 | 0 | 0 | 0 | 0 | 0 | 0 | 0 | 0 | 0 | 0 | 0 | 0 | 0 | 0 | 0 | 0 | 0 | 0 | 0 | 0 | 0_E7_Switched Out
| E8 | 0 | 0 | 0 | 0 | 0 | 0 | 0 | 0 | 0 | 0 | 0 | 0 | 0 | 0 | 0 | 0 | 0 | 0 | 0 | 0 | 0 | 0 | 0 | 0 | 0 | 0 | 0 | 0 | 0 | 0 | 0 | 0_E8_Switched Out
| E9 | 0 | 0 | 0 | 0 | 0 | 0 | 0 | 0 | 0 | 0 | 0 | 0 | 0 | 0 | 0 | 0 | 0 | 0 | 0 | 0 | 0 | 0 | 0 | 0 | 0 | 0 | 0 | 0 | 0 | 0 | 0 | 0_E9_Switched Out
| E10 | 0 | 0 | 0 | 0 | 0 | 0 | 0 | 0 | 0 | 0 | 0 | 0 | 0 | 0 | 0 | 0 | 0 | 0 | 0 | 0 | 0 | 0 | 0 | 0 | 0 | 0 | 0 | 0 | 0 | 0 | 0 | 0_E10_Switched Out
Units Out
| E1 | 0 | 0 | 0 | 0 | 0 | 0 | 0 | 0 | 0 | 0 | 0 | 0 | 0 | 0 | 0 | 0 | 0 | 0 | 0 | 0 | 0 | 0 | 0 | 0 | 0 | 0 | 0 | 0 | 0 | 0 | 0
| E2 | 0 | 0 | 0 | 0 | 0 | 0 | 0 | 0 | 0 | 0 | 0 | 0 | 0 | 0 | 0 | 0 | 0 | 0 | 0 | 0 | 0 | 0 | 0 | 0 | 0 | 0 | 0 | 0 | 0 | 0 | 0
| E3 | 0 | 0 | 0 | 0 | 0 | 0 | 0 | 0 | 0 | 0 | 0 | 0 | 0 | 0 | 0 | 0 | 0 | 0 | 0 | 0 | 0 | 0 | 0 | 0 | 0 | 0 | 0 | 0 | 0 | 0 | 0
| E4 | 0 | 0 | 0 | 0 | 0 | 0 | 0 | 0 | 0 | 0 | 0 | 0 | 0 | 0 | 0 | 0 | 0 | 0 | 0 | 0 | 0 | 0 | 0 | 0 | 0 | 0 | 0 | 0 | 0 | 0 | 0
| E5 | 0 | 0 | 0 | 0 | 0 | 0 | 0 | 0 | 0 | 0 | 0 | 0 | 0 | 0 | 0 | 0 | 0 | 0 | 0 | 0 | 0 | 0 | 0 | 0 | 0 | 0 | 0 | 0 | 0 | 0 | 0
| E6 | 0 | 0 | 0 | 0 | 0 | 0 | 0 | 0 | 0 | 0 | 0 | 0 | 0 | 0 | 0 | 0 | 0 | 0 | 0 | 0 | 0 | 0 | 0 | 0 | 0 | 0 | 0 | 0 | 0 | 0 | 0
| E7 | 0 | 0 | 0 | 0 | 0 | 0 | 0 | 0 | 0 | 0 | 0 | 0 | 0 | 0 | 0 | 0 | 0 | 0 | 0 | 0 | 0 | 0 | 0 | 0 | 0 | 0 | 0 | 0 | 0 | 0 | 0
| E8 | 0 | 0 | 0 | 0 | 0 | 0 | 0 | 0 | 0 | 0 | 0 | 0 | 0 | 0 | 0 | 0 | 0 | 0 | 0 | 0 | 0 | 0 | 0 | 0 | 0 | 0 | 0 | 0 | 0 | 0 | 0
| E9 | 0 | 0 | 0 | 0 | 0 | 0 | 0 | 0 | 0 | 0 | 0 | 0 | 0 | 0 | 0 | 0 | 0 | 0 | 0 | 0 | 0 | 0 | 0 | 0 | 0 | 0 | 0 | 0 | 0 | 0 | 0
| E10 | 0 | 0 | 0 | 0 | 0 | 0 | 0 | 0 | 0 | 0 | 0 | 0 | 0 | 0 | 0 | 0 | 0 | 0 | 0 | 0 | 0 | 0 | 0 | 0 | 0 | 0 | 0 | 0 | 0 | 0 | 0
| Vintage | 0 | 0 | 0 | 0 | 0 | 0 | 0 | 0 | 0 | 0 | 0 | 0 | 0 | 0 | 0 | 0 | 0 | 0 | 0 | 0 | 0 | 0 | 0 | 0 | 0 | 0 | 0 | 0 | 0 | 0 | 0
Tech Purchase Shares
| Year | Year 0 | Year 1 | Year 2 | Year 3 | Year 4 | Year 5 | Year 6 | Year 7 | Year 8 | Year 9 | Year 10 | Year 11 | Year 12 | Year 13 | Year 14 | Year 15 | Year 16 | Year 17 | Year 18 | Year 19 | Year 20 | Year 21 | Year 22 | Year 23 | Year 24 | Year 25 | Year 26 | Year 27 | Year 28 | Year 29 | Year 30
E1 | bar: Year 0 to Year 30
E2 | bar: Year 0 to Year 30
E3 | bar: Year 0 to Year 30
E4 | bar: Year 0 to Year 30
E5 | bar: Year 0 to Year 30
E6 | bar: Year 0 to Year 30
E7 | bar: Year 0 to Year 30
E8 | bar: Year 0 to Year 30
E9 | bar: Year 0 to Year 30
E10 | bar: Year 0 to Year 30
Units In from Switching
| E1 | 0 | 0 | 0 | 0 | 0 | 0 | 0 | 0 | 0 | 0 | 0 | 0 | 0 | 0 | 0 | 0 | 0 | 0 | 0 | 0 | 0 | 0 | 0 | 0 | 0 | 0 | 0 | 0 | 0 | 0 | 0
| E2 | 0 | 0 | 0 | 0 | 0 | 0 | 0 | 0 | 0 | 0 | 0 | 0 | 0 | 0 | 0 | 0 | 0 | 0 | 0 | 0 | 0 | 0 | 0 | 0 | 0 | 0 | 0 | 0 | 0 | 0 | 0
| E3 | 0 | 0 | 0 | 0 | 0 | 0 | 0 | 0 | 0 | 0 | 0 | 0 | 0 | 0 | 0 | 0 | 0 | 0 | 0 | 0 | 0 | 0 | 0 | 0 | 0 | 0 | 0 | 0 | 0 | 0 | 0
| E4 | 0 | 0 | 0 | 0 | 0 | 0 | 0 | 0 | 0 | 0 | 0 | 0 | 0 | 0 | 0 | 0 | 0 | 0 | 0 | 0 | 0 | 0 | 0 | 0 | 0 | 0 | 0 | 0 | 0 | 0 | 0
| E5 | 0 | 0 | 0 | 0 | 0 | 0 | 0 | 0 | 0 | 0 | 0 | 0 | 0 | 0 | 0 | 0 | 0 | 0 | 0 | 0 | 0 | 0 | 0 | 0 | 0 | 0 | 0 | 0 | 0 | 0 | 0
| E6 | 0 | 0 | 0 | 0 | 0 | 0 | 0 | 0 | 0 | 0 | 0 | 0 | 0 | 0 | 0 | 0 | 0 | 0 | 0 | 0 | 0 | 0 | 0 | 0 | 0 | 0 | 0 | 0 | 0 | 0 | 0
| E7 | 0 | 0 | 0 | 0 | 0 | 0 | 0 | 0 | 0 | 0 | 0 | 0 | 0 | 0 | 0 | 0 | 0 | 0 | 0 | 0 | 0 | 0 | 0 | 0 | 0 | 0 | 0 | 0 | 0 | 0 | 0
| E8 | 0 | 0 | 0 | 0 | 0 | 0 | 0 | 0 | 0 | 0 | 0 | 0 | 0 | 0 | 0 | 0 | 0 | 0 | 0 | 0 | 0 | 0 | 0 | 0 | 0 | 0 | 0 | 0 | 0 | 0 | 0
| E9 | 0 | 0 | 0 | 0 | 0 | 0 | 0 | 0 | 0 | 0 | 0 | 0 | 0 | 0 | 0 | 0 | 0 | 0 | 0 | 0 | 0 | 0 | 0 | 0 | 0 | 0 | 0 | 0 | 0 | 0 | 0
| E10 | 0 | 0 | 0 | 0 | 0 | 0 | 0 | 0 | 0 | 0 | 0 | 0 | 0 | 0 | 0 | 0 | 0 | 0 | 0 | 0 | 0 | 0 | 0 | 0 | 0 | 0 | 0 | 0 | 0 | 0 | 0
| Vintage | 0 | 0 | 0 | 0 | 0 | 0 | 0 | 0 | 0 | 0 | 0 | 0 | 0 | 0 | 0 | 0 | 0 | 0 | 0 | 0 | 0 | 0 | 0 | 0 | 0 | 0 | 0 | 0 | 0 | 0 | 0
Net Change
| Year | Year 0 | Year 1 | Year 2 | Year 3 | Year 4 | Year 5 | Year 6 | Year 7 | Year 8 | Year 9 | Year 10 | Year 11 | Year 12 | Year 13 | Year 14 | Year 15 | Year 16 | Year 17 | Year 18 | Year 19 | Year 20 | Year 21 | Year 22 | Year 23 | Year 24 | Year 25 | Year 26 | Year 27 | Year 28 | Year 29 | Year 30 | Key
| Units | 0 | 0 | 0 | 0 | 0 | 0 | 0 | 0 | 0 | 0 | 0 | 0 | 0 | 0 | 0 | 0 | 0 | 0 | 0 | 0 | 0 | 0 | 0 | 0 | 0 | 0 | 0 | 0 | 0 | 0 | 0 | 0_Units |  |  |  |  | 301957.8232
| Usage | 0 | 0 | 0 | 0 | 0 | 0 | 0 | 0 | 0 | 0 | 0 | 0 | 0 | 0 | 0 | 0 | 0 | 0 | 0 | 0 | 0 | 0 | 0 | 0 | 0 | 0 | 0 | 0 | 0 | 0 | 0 | 0_Usage |  |  |  |  | 1698.6543
| Peak Demand (S) | 0 | 0 | 0 | 0 | 0 | 0 | 0 | 0 | 0 | 0 | 0 | 0 | 0 | 0 | 0 | 0 | 0 | 0 | 0 | 0 | 0 | 0 | 0 | 0 | 0 | 0 | 0 | 0 | 0 | 0 | 0 | 0_Peak Demand (S) |  |  |  |  | 0
| Peak Demand (W) | 0 | 0 | 0 | 0 | 0 | 0 | 0 | 0 | 0 | 0 | 0 | 0 | 0 | 0 | 0 | 0 | 0 | 0 | 0 | 0 | 0 | 0 | 0 | 0 | 0 | 0 | 0 | 0 | 0 | 0 | 0 | 0_Peak Demand (W) |  |  |  |  | 884.6119
| Turnover | 0 | 0 | 0 | 0 | 0 | 0 | 0 | 0 | 0 | 0 | 0 | 0 | 0 | 0 | 0 | 0 | 0 | 0 | 0 | 0 | 0 | 0 | 0 | 0 | 0 | 0 | 0 | 0 | 0 | 0 | 0 | 0_Turnover |  |  |  |  | 6885.4476
| Avg. Replacement Usage | 0 | 0 | 0 | 0 | 0 | 0 | 0 | 0 | 0 | 0 | 0 | 0 | 0 | 0 | 0 | 0 | 0 | 0 | 0 | 0 | 0 | 0 | 0 | 0 | 0 | 0 | 0 | 0 | 0 | 0 | 0 | 0_Avg. Replacement Usage |  |  |  |  | 5638.8522
| Avg. Replacement Demand (S) | 0 | 0 | 0 | 0 | 0 | 0 | 0 | 0 | 0 | 0 | 0 | 0 | 0 | 0 | 0 | 0 | 0 | 0 | 0 | 0 | 0 | 0 | 0 | 0 | 0 | 0 | 0 | 0 | 0 | 0 | 0 | 0_Avg. Replacement Demand (S) |  |  |  |  | 0
| Avg. Replacement Demand (W) | 0 | 0 | 0 | 0 | 0 | 0 | 0 | 0 | 0 | 0 | 0 | 0 | 0 | 0 | 0 | 0 | 0 | 0 | 0 | 0 | 0 | 0 | 0 | 0 | 0 | 0 | 0 | 0 | 0 | 0 | 0 | 0_Avg. Replacement Demand (W) |  |  |  |  | 2.9366
Purchases
| Year | Year 0 | Year 1 | Year 2 | Year 3 | Year 4 | Year 5 | Year 6 | Year 7 | Year 8 | Year 9 | Year 10 | Year 11 | Year 12 | Year 13 | Year 14 | Year 15 | Year 16 | Year 17 | Year 18 | Year 19 | Year 20 | Year 21 | Year 22 | Year 23 | Year 24 | Year 25 | Year 26 | Year 27 | Year 28 | Year 29 | Year 30
| E1 | 0 | 0 | 0 | 0 | 0 | 0 | 0 | 0 | 0 | 0 | 0 | 0 | 0 | 0 | 0 | 0 | 0 | 0 | 0 | 0 | 0 | 0 | 0 | 0 | 0 | 0 | 0 | 0 | 0 | 0 | 0 | 0_E1_Purchases |  |  |  |  | 6885.4476
| E2 | 0 | 0 | 0 | 0 | 0 | 0 | 0 | 0 | 0 | 0 | 0 | 0 | 0 | 0 | 0 | 0 | 0 | 0 | 0 | 0 | 0 | 0 | 0 | 0 | 0 | 0 | 0 | 0 | 0 | 0 | 0 | 0_E2_Purchases |  |  |  |  | 0
| E3 | 0 | 0 | 0 | 0 | 0 | 0 | 0 | 0 | 0 | 0 | 0 | 0 | 0 | 0 | 0 | 0 | 0 | 0 | 0 | 0 | 0 | 0 | 0 | 0 | 0 | 0 | 0 | 0 | 0 | 0 | 0 | 0_E3_Purchases |  |  |  |  | 0
| E4 | 0 | 0 | 0 | 0 | 0 | 0 | 0 | 0 | 0 | 0 | 0 | 0 | 0 | 0 | 0 | 0 | 0 | 0 | 0 | 0 | 0 | 0 | 0 | 0 | 0 | 0 | 0 | 0 | 0 | 0 | 0 | 0_E4_Purchases |  |  |  |  | 0
| E5 | 0 | 0 | 0 | 0 | 0 | 0 | 0 | 0 | 0 | 0 | 0 | 0 | 0 | 0 | 0 | 0 | 0 | 0 | 0 | 0 | 0 | 0 | 0 | 0 | 0 | 0 | 0 | 0 | 0 | 0 | 0 | 0_E5_Purchases |  |  |  |  | 0
| E6 | 0 | 0 | 0 | 0 | 0 | 0 | 0 | 0 | 0 | 0 | 0 | 0 | 0 | 0 | 0 | 0 | 0 | 0 | 0 | 0 | 0 | 0 | 0 | 0 | 0 | 0 | 0 | 0 | 0 | 0 | 0 | 0_E6_Purchases |  |  |  |  | 0
| E7 | 0 | 0 | 0 | 0 | 0 | 0 | 0 | 0 | 0 | 0 | 0 | 0 | 0 | 0 | 0 | 0 | 0 | 0 | 0 | 0 | 0 | 0 | 0 | 0 | 0 | 0 | 0 | 0 | 0 | 0 | 0 | 0_E7_Purchases |  |  |  |  | 0
| E8 | 0 | 0 | 0 | 0 | 0 | 0 | 0 | 0 | 0 | 0 | 0 | 0 | 0 | 0 | 0 | 0 | 0 | 0 | 0 | 0 | 0 | 0 | 0 | 0 | 0 | 0 | 0 | 0 | 0 | 0 | 0 | 0_E8_Purchases |  |  |  |  | 0
| E9 | 0 | 0 | 0 | 0 | 0 | 0 | 0 | 0 | 0 | 0 | 0 | 0 | 0 | 0 | 0 | 0 | 0 | 0 | 0 | 0 | 0 | 0 | 0 | 0 | 0 | 0 | 0 | 0 | 0 | 0 | 0 | 0_E9_Purchases |  |  |  |  | 0
| E10 | 0 | 0 | 0 | 0 | 0 | 0 | 0 | 0 | 0 | 0 | 0 | 0 | 0 | 0 | 0 | 0 | 0 | 0 | 0 | 0 | 0 | 0 | 0 | 0 | 0 | 0 | 0 | 0 | 0 | 0 | 0 | 0_E10_Purchases |  |  |  |  | 0
Stock
| Year | Year 0 | Year 1 | Year 2 | Year 3 | Year 4 | Year 5 | Year 6 | Year 7 | Year 8 | Year 9 | Year 10 | Year 11 | Year 12 | Year 13 | Year 14 | Year 15 | Year 16 | Year 17 | Year 18 | Year 19 | Year 20 | Year 21 | Year 22 | Year 23 | Year 24 | Year 25 | Year 26 | Year 27 | Year 28 | Year 29 | Year 30
| E1 | 0 | 0 | 0 | 0 | 0 | 0 | 0 | 0 | 0 | 0 | 0 | 0 | 0 | 0 | 0 | 0 | 0 | 0 | 0 | 0 | 0 | 0 | 0 | 0 | 0 | 0 | 0 | 0 | 0 | 0 | 0 | 0_E1_Stock |  |  |  |  | 13576.6093
| E2 | 0 | 0 | 0 | 0 | 0 | 0 | 0 | 0 | 0 | 0 | 0 | 0 | 0 | 0 | 0 | 0 | 0 | 0 | 0 | 0 | 0 | 0 | 0 | 0 | 0 | 0 | 0 | 0 | 0 | 0 | 0 | 0_E2_Stock |  |  |  |  | 0
| E3 | 0 | 0 | 0 | 0 | 0 | 0 | 0 | 0 | 0 | 0 | 0 | 0 | 0 | 0 | 0 | 0 | 0 | 0 | 0 | 0 | 0 | 0 | 0 | 0 | 0 | 0 | 0 | 0 | 0 | 0 | 0 | 0_E3_Stock |  |  |  |  | 0
| E4 | 0 | 0 | 0 | 0 | 0 | 0 | 0 | 0 | 0 | 0 | 0 | 0 | 0 | 0 | 0 | 0 | 0 | 0 | 0 | 0 | 0 | 0 | 0 | 0 | 0 | 0 | 0 | 0 | 0 | 0 | 0 | 0_E4_Stock |  |  |  |  | 0
| E5 | 0 | 0 | 0 | 0 | 0 | 0 | 0 | 0 | 0 | 0 | 0 | 0 | 0 | 0 | 0 | 0 | 0 | 0 | 0 | 0 | 0 | 0 | 0 | 0 | 0 | 0 | 0 | 0 | 0 | 0 | 0 | 0_E5_Stock |  |  |  |  | 0
| E6 | 0 | 0 | 0 | 0 | 0 | 0 | 0 | 0 | 0 | 0 | 0 | 0 | 0 | 0 | 0 | 0 | 0 | 0 | 0 | 0 | 0 | 0 | 0 | 0 | 0 | 0 | 0 | 0 | 0 | 0 | 0 | 0_E6_Stock |  |  |  |  | 0
| E7 | 0 | 0 | 0 | 0 | 0 | 0 | 0 | 0 | 0 | 0 | 0 | 0 | 0 | 0 | 0 | 0 | 0 | 0 | 0 | 0 | 0 | 0 | 0 | 0 | 0 | 0 | 0 | 0 | 0 | 0 | 0 | 0_E7_Stock |  |  |  |  | 0
| E8 | 0 | 0 | 0 | 0 | 0 | 0 | 0 | 0 | 0 | 0 | 0 | 0 | 0 | 0 | 0 | 0 | 0 | 0 | 0 | 0 | 0 | 0 | 0 | 0 | 0 | 0 | 0 | 0 | 0 | 0 | 0 | 0_E8_Stock |  |  |  |  | 0
| E9 | 0 | 0 | 0 | 0 | 0 | 0 | 0 | 0 | 0 | 0 | 0 | 0 | 0 | 0 | 0 | 0 | 0 | 0 | 0 | 0 | 0 | 0 | 0 | 0 | 0 | 0 | 0 | 0 | 0 | 0 | 0 | 0_E9_Stock |  |  |  |  | 0
| E10 | 0 | 0 | 0 | 0 | 0 | 0 | 0 | 0 | 0 | 0 | 0 | 0 | 0 | 0 | 0 | 0 | 0 | 0 | 0 | 0 | 0 | 0 | 0 | 0 | 0 | 0 | 0 | 0 | 0 | 0 | 0 | 0_E10_Stock |  |  |  |  | 0
| Vintage | 0 | 0 | 0 | 0 | 0 | 0 | 0 | 0 | 0 | 0 | 0 | 0 | 0 | 0 | 0 | 0 | 0 | 0 | 0 | 0 | 0 | 0 | 0 | 0 | 0 | 0 | 0 | 0 | 0 | 0 | 0 | 0_Vintage_Stock |  |  |  |  | 288381.2139
S3C3 |  | Year 0: System 3 Technology 3
Technology Variables
| Tech Key | Year 0: 0
| Peak Factor (S) | Year 0: 0
| Peak Factor (W) | Year 0: 0
| Min Vintage Lifetime | Year 0: 0
| Max Vintage Lifetime | Year 0: 0
| Turnover Style | Year 0: 0
Technology Variables
| Equipment | Year 0: Label; Year 1: Min Lifetime; Year 2: Max Lifetime; Year 3: Degradation; Year 4: Usage; Year 5: Available
| E1 | Year 1: 0; Year 2: 0; Year 3: 0%; Year 4: 0; Year 5: FALSE
| E2 | Year 1: 0; Year 2: 0; Year 3: 0%; Year 4: 0; Year 5: FALSE
| E3 | Year 1: 0; Year 2: 0; Year 3: 0%; Year 4: 0; Year 5: FALSE
| E4 | Year 1: 0; Year 2: 0; Year 3: 0%; Year 4: 0; Year 5: FALSE
| E5 | Year 1: 0; Year 2: 0; Year 3: 0%; Year 4: 0; Year 5: FALSE
| E6 | Year 1: 0; Year 2: 0; Year 3: 0%; Year 4: 0; Year 5: FALSE
| E7 | Year 1: 0; Year 2: 0; Year 3: 0%; Year 4: 0; Year 5: FALSE
| E8 | Year 1: 0; Year 2: 0; Year 3: 0%; Year 4: 0; Year 5: FALSE
| E9 | Year 1: 0; Year 2: 0; Year 3: 0%; Year 4: 0; Year 5: FALSE
| E10 | Year 1: 0; Year 2: 0; Year 3: 0%; Year 4: 0; Year 5: FALSE
Original Forecast Results
| Year | Year 0 | Year 1 | Year 2 | Year 3 | Year 4 | Year 5 | Year 6 | Year 7 | Year 8 | Year 9 | Year 10 | Year 11 | Year 12 | Year 13 | Year 14 | Year 15 | Year 16 | Year 17 | Year 18 | Year 19 | Year 20 | Year 21 | Year 22 | Year 23 | Year 24 | Year 25 | Year 26 | Year 27 | Year 28 | Year 29 | Year 30 | Key
| Units | 0 | 0 | 0 | 0 | 0 | 0 | 0 | 0 | 0 | 0 | 0 | 0 | 0 | 0 | 0 | 0 | 0 | 0 | 0 | 0 | 0 | 0 | 0 | 0 | 0 | 0 | 0 | 0 | 0 | 0 | 0 | #REF! |  |  |  |  | 301957.8232
| Usage | 0 | 0 | 0 | 0 | 0 | 0 | 0 | 0 | 0 | 0 | 0 | 0 | 0 | 0 | 0 | 0 | 0 | 0 | 0 | 0 | 0 | 0 | 0 | 0 | 0 | 0 | 0 | 0 | 0 | 0 | 0 | #REF! |  |  |  |  | 1698.6543
| Peak Demand (S) | 0 | 0 | 0 | 0 | 0 | 0 | 0 | 0 | 0 | 0 | 0 | 0 | 0 | 0 | 0 | 0 | 0 | 0 | 0 | 0 | 0 | 0 | 0 | 0 | 0 | 0 | 0 | 0 | 0 | 0 | 0 | #REF! |  |  |  |  | 0
| Peak Demand (W) | 0 | 0 | 0 | 0 | 0 | 0 | 0 | 0 | 0 | 0 | 0 | 0 | 0 | 0 | 0 | 0 | 0 | 0 | 0 | 0 | 0 | 0 | 0 | 0 | 0 | 0 | 0 | 0 | 0 | 0 | 0 | #REF! |  |  |  |  | 884.6119
| Turnover | 0 | 0 | 0 | 0 | 0 | 0 | 0 | 0 | 0 | 0 | 0 | 0 | 0 | 0 | 0 | 0 | 0 | 0 | 0 | 0 | 0 | 0 | 0 | 0 | 0 | 0 | 0 | 0 | 0 | 0 | 0 | #REF! |  |  |  |  | 6885.4476
| Avg. Replacement Usage | 0 | 0 | 0 | 0 | 0 | 0 | 0 | 0 | 0 | 0 | 0 | 0 | 0 | 0 | 0 | 0 | 0 | 0 | 0 | 0 | 0 | 0 | 0 | 0 | 0 | 0 | 0 | 0 | 0 | 0 | 0 | #REF! |  |  |  |  | 5638.8522
| Avg. Replacement Demand (S) | 0 | 0 | 0 | 0 | 0 | 0 | 0 | 0 | 0 | 0 | 0 | 0 | 0 | 0 | 0 | 0 | 0 | 0 | 0 | 0 | 0 | 0 | 0 | 0 | 0 | 0 | 0 | 0 | 0 | 0 | 0 | #REF! |  |  |  |  | 0
| Avg. Replacement Demand (W) | 0 | 0 | 0 | 0 | 0 | 0 | 0 | 0 | 0 | 0 | 0 | 0 | 0 | 0 | 0 | 0 | 0 | 0 | 0 | 0 | 0 | 0 | 0 | 0 | 0 | 0 | 0 | 0 | 0 | 0 | 0 | #REF! |  |  |  |  | 2.9366
Tech Forecast Stock
| Year | Year 0 | Year 1 | Year 2 | Year 3 | Year 4 | Year 5 | Year 6 | Year 7 | Year 8 | Year 9 | Year 10 | Year 11 | Year 12 | Year 13 | Year 14 | Year 15 | Year 16 | Year 17 | Year 18 | Year 19 | Year 20 | Year 21 | Year 22 | Year 23 | Year 24 | Year 25 | Year 26 | Year 27 | Year 28 | Year 29 | Year 30
| E1 | 0 | 0 | 0 | 0 | 0 | 0 | 0 | 0 | 0 | 0 | 0 | 0 | 0 | 0 | 0 | 0 | 0 | 0 | 0 | 0 | 0 | 0 | 0 | 0 | 0 | 0 | 0 | 0 | 0 | 0 | 0
| E2 | 0 | 0 | 0 | 0 | 0 | 0 | 0 | 0 | 0 | 0 | 0 | 0 | 0 | 0 | 0 | 0 | 0 | 0 | 0 | 0 | 0 | 0 | 0 | 0 | 0 | 0 | 0 | 0 | 0 | 0 | 0
| E3 | 0 | 0 | 0 | 0 | 0 | 0 | 0 | 0 | 0 | 0 | 0 | 0 | 0 | 0 | 0 | 0 | 0 | 0 | 0 | 0 | 0 | 0 | 0 | 0 | 0 | 0 | 0 | 0 | 0 | 0 | 0
| E4 | 0 | 0 | 0 | 0 | 0 | 0 | 0 | 0 | 0 | 0 | 0 | 0 | 0 | 0 | 0 | 0 | 0 | 0 | 0 | 0 | 0 | 0 | 0 | 0 | 0 | 0 | 0 | 0 | 0 | 0 | 0
| E5 | 0 | 0 | 0 | 0 | 0 | 0 | 0 | 0 | 0 | 0 | 0 | 0 | 0 | 0 | 0 | 0 | 0 | 0 | 0 | 0 | 0 | 0 | 0 | 0 | 0 | 0 | 0 | 0 | 0 | 0 | 0
| E6 | 0 | 0 | 0 | 0 | 0 | 0 | 0 | 0 | 0 | 0 | 0 | 0 | 0 | 0 | 0 | 0 | 0 | 0 | 0 | 0 | 0 | 0 | 0 | 0 | 0 | 0 | 0 | 0 | 0 | 0 | 0
| E7 | 0 | 0 | 0 | 0 | 0 | 0 | 0 | 0 | 0 | 0 | 0 | 0 | 0 | 0 | 0 | 0 | 0 | 0 | 0 | 0 | 0 | 0 | 0 | 0 | 0 | 0 | 0 | 0 | 0 | 0 | 0
| E8 | 0 | 0 | 0 | 0 | 0 | 0 | 0 | 0 | 0 | 0 | 0 | 0 | 0 | 0 | 0 | 0 | 0 | 0 | 0 | 0 | 0 | 0 | 0 | 0 | 0 | 0 | 0 | 0 | 0 | 0 | 0
| E9 | 0 | 0 | 0 | 0 | 0 | 0 | 0 | 0 | 0 | 0 | 0 | 0 | 0 | 0 | 0 | 0 | 0 | 0 | 0 | 0 | 0 | 0 | 0 | 0 | 0 | 0 | 0 | 0 | 0 | 0 | 0
| E10 | 0 | 0 | 0 | 0 | 0 | 0 | 0 | 0 | 0 | 0 | 0 | 0 | 0 | 0 | 0 | 0 | 0 | 0 | 0 | 0 | 0 | 0 | 0 | 0 | 0 | 0 | 0 | 0 | 0 | 0 | 0
| Vintage | 0 | 0 | 0 | 0 | 0 | 0 | 0 | 0 | 0 | 0 | 0 | 0 | 0 | 0 | 0 | 0 | 0 | 0 | 0 | 0 | 0 | 0 | 0 | 0 | 0 | 0 | 0 | 0 | 0 | 0 | 0
Stock for Switching
| Year | Year 0 | Year 1 | Year 2 | Year 3 | Year 4 | Year 5 | Year 6 | Year 7 | Year 8 | Year 9 | Year 10 | Year 11 | Year 12 | Year 13 | Year 14 | Year 15 | Year 16 | Year 17 | Year 18 | Year 19 | Year 20 | Year 21 | Year 22 | Year 23 | Year 24 | Year 25 | Year 26 | Year 27 | Year 28 | Year 29 | Year 30
| E1 | 0 | 0 | 0 | 0 | 0 | 0 | 0 | 0 | 0 | 0 | 0 | 0 | 0 | 0 | 0 | 0 | 0 | 0 | 0 | 0 | 0 | 0 | 0 | 0 | 0 | 0 | 0 | 0 | 0 | 0 | 0 | 0_E1_SysStock
| E2 | 0 | 0 | 0 | 0 | 0 | 0 | 0 | 0 | 0 | 0 | 0 | 0 | 0 | 0 | 0 | 0 | 0 | 0 | 0 | 0 | 0 | 0 | 0 | 0 | 0 | 0 | 0 | 0 | 0 | 0 | 0 | 0_E2_SysStock
| E3 | 0 | 0 | 0 | 0 | 0 | 0 | 0 | 0 | 0 | 0 | 0 | 0 | 0 | 0 | 0 | 0 | 0 | 0 | 0 | 0 | 0 | 0 | 0 | 0 | 0 | 0 | 0 | 0 | 0 | 0 | 0 | 0_E3_SysStock
| E4 | 0 | 0 | 0 | 0 | 0 | 0 | 0 | 0 | 0 | 0 | 0 | 0 | 0 | 0 | 0 | 0 | 0 | 0 | 0 | 0 | 0 | 0 | 0 | 0 | 0 | 0 | 0 | 0 | 0 | 0 | 0 | 0_E4_SysStock
| E5 | 0 | 0 | 0 | 0 | 0 | 0 | 0 | 0 | 0 | 0 | 0 | 0 | 0 | 0 | 0 | 0 | 0 | 0 | 0 | 0 | 0 | 0 | 0 | 0 | 0 | 0 | 0 | 0 | 0 | 0 | 0 | 0_E5_SysStock
| E6 | 0 | 0 | 0 | 0 | 0 | 0 | 0 | 0 | 0 | 0 | 0 | 0 | 0 | 0 | 0 | 0 | 0 | 0 | 0 | 0 | 0 | 0 | 0 | 0 | 0 | 0 | 0 | 0 | 0 | 0 | 0 | 0_E6_SysStock
| E7 | 0 | 0 | 0 | 0 | 0 | 0 | 0 | 0 | 0 | 0 | 0 | 0 | 0 | 0 | 0 | 0 | 0 | 0 | 0 | 0 | 0 | 0 | 0 | 0 | 0 | 0 | 0 | 0 | 0 | 0 | 0 | 0_E7_SysStock
| E8 | 0 | 0 | 0 | 0 | 0 | 0 | 0 | 0 | 0 | 0 | 0 | 0 | 0 | 0 | 0 | 0 | 0 | 0 | 0 | 0 | 0 | 0 | 0 | 0 | 0 | 0 | 0 | 0 | 0 | 0 | 0 | 0_E8_SysStock
| E9 | 0 | 0 | 0 | 0 | 0 | 0 | 0 | 0 | 0 | 0 | 0 | 0 | 0 | 0 | 0 | 0 | 0 | 0 | 0 | 0 | 0 | 0 | 0 | 0 | 0 | 0 | 0 | 0 | 0 | 0 | 0 | 0_E9_SysStock
| E10 | 0 | 0 | 0 | 0 | 0 | 0 | 0 | 0 | 0 | 0 | 0 | 0 | 0 | 0 | 0 | 0 | 0 | 0 | 0 | 0 | 0 | 0 | 0 | 0 | 0 | 0 | 0 | 0 | 0 | 0 | 0 | 0_E10_SysStock
| Vintage | 0 | 0 | 0 | 0 | 0 | 0 | 0 | 0 | 0 | 0 | 0 | 0 | 0 | 0 | 0 | 0 | 0 | 0 | 0 | 0 | 0 | 0 | 0 | 0 | 0 | 0 | 0 | 0 | 0 | 0 | 0 | 0_Vintage_SysStock
Tech Forecast Purchases
| Year | Year 0 | Year 1 | Year 2 | Year 3 | Year 4 | Year 5 | Year 6 | Year 7 | Year 8 | Year 9 | Year 10 | Year 11 | Year 12 | Year 13 | Year 14 | Year 15 | Year 16 | Year 17 | Year 18 | Year 19 | Year 20 | Year 21 | Year 22 | Year 23 | Year 24 | Year 25 | Year 26 | Year 27 | Year 28 | Year 29 | Year 30
| E1 | 0 | 0 | 0 | 0 | 0 | 0 | 0 | 0 | 0 | 0 | 0 | 0 | 0 | 0 | 0 | 0 | 0 | 0 | 0 | 0 | 0 | 0 | 0 | 0 | 0 | 0 | 0 | 0 | 0 | 0 | 0
| E2 | 0 | 0 | 0 | 0 | 0 | 0 | 0 | 0 | 0 | 0 | 0 | 0 | 0 | 0 | 0 | 0 | 0 | 0 | 0 | 0 | 0 | 0 | 0 | 0 | 0 | 0 | 0 | 0 | 0 | 0 | 0
| E3 | 0 | 0 | 0 | 0 | 0 | 0 | 0 | 0 | 0 | 0 | 0 | 0 | 0 | 0 | 0 | 0 | 0 | 0 | 0 | 0 | 0 | 0 | 0 | 0 | 0 | 0 | 0 | 0 | 0 | 0 | 0
| E4 | 0 | 0 | 0 | 0 | 0 | 0 | 0 | 0 | 0 | 0 | 0 | 0 | 0 | 0 | 0 | 0 | 0 | 0 | 0 | 0 | 0 | 0 | 0 | 0 | 0 | 0 | 0 | 0 | 0 | 0 | 0
| E5 | 0 | 0 | 0 | 0 | 0 | 0 | 0 | 0 | 0 | 0 | 0 | 0 | 0 | 0 | 0 | 0 | 0 | 0 | 0 | 0 | 0 | 0 | 0 | 0 | 0 | 0 | 0 | 0 | 0 | 0 | 0
| E6 | 0 | 0 | 0 | 0 | 0 | 0 | 0 | 0 | 0 | 0 | 0 | 0 | 0 | 0 | 0 | 0 | 0 | 0 | 0 | 0 | 0 | 0 | 0 | 0 | 0 | 0 | 0 | 0 | 0 | 0 | 0
| E7 | 0 | 0 | 0 | 0 | 0 | 0 | 0 | 0 | 0 | 0 | 0 | 0 | 0 | 0 | 0 | 0 | 0 | 0 | 0 | 0 | 0 | 0 | 0 | 0 | 0 | 0 | 0 | 0 | 0 | 0 | 0
| E8 | 0 | 0 | 0 | 0 | 0 | 0 | 0 | 0 | 0 | 0 | 0 | 0 | 0 | 0 | 0 | 0 | 0 | 0 | 0 | 0 | 0 | 0 | 0 | 0 | 0 | 0 | 0 | 0 | 0 | 0 | 0
| E9 | 0 | 0 | 0 | 0 | 0 | 0 | 0 | 0 | 0 | 0 | 0 | 0 | 0 | 0 | 0 | 0 | 0 | 0 | 0 | 0 | 0 | 0 | 0 | 0 | 0 | 0 | 0 | 0 | 0 | 0 | 0
| E10 | 0 | 0 | 0 | 0 | 0 | 0 | 0 | 0 | 0 | 0 | 0 | 0 | 0 | 0 | 0 | 0 | 0 | 0 | 0 | 0 | 0 | 0 | 0 | 0 | 0 | 0 | 0 | 0 | 0 | 0 | 0
Potential to Switch
| Year | Year 0 | Year 1 | Year 2 | Year 3 | Year 4 | Year 5 | Year 6 | Year 7 | Year 8 | Year 9 | Year 10 | Year 11 | Year 12 | Year 13 | Year 14 | Year 15 | Year 16 | Year 17 | Year 18 | Year 19 | Year 20 | Year 21 | Year 22 | Year 23 | Year 24 | Year 25 | Year 26 | Year 27 | Year 28 | Year 29 | Year 30
| E1 | 0 | 0 | 0 | 0 | 0 | 0 | 0 | 0 | 0 | 0 | 0 | 0 | 0 | 0 | 0 | 0 | 0 | 0 | 0 | 0 | 0 | 0 | 0 | 0 | 0 | 0 | 0 | 0 | 0 | 0 | 0 | 0_E1_Switched Out
| E2 | 0 | 0 | 0 | 0 | 0 | 0 | 0 | 0 | 0 | 0 | 0 | 0 | 0 | 0 | 0 | 0 | 0 | 0 | 0 | 0 | 0 | 0 | 0 | 0 | 0 | 0 | 0 | 0 | 0 | 0 | 0 | 0_E2_Switched Out
| E3 | 0 | 0 | 0 | 0 | 0 | 0 | 0 | 0 | 0 | 0 | 0 | 0 | 0 | 0 | 0 | 0 | 0 | 0 | 0 | 0 | 0 | 0 | 0 | 0 | 0 | 0 | 0 | 0 | 0 | 0 | 0 | 0_E3_Switched Out
| E4 | 0 | 0 | 0 | 0 | 0 | 0 | 0 | 0 | 0 | 0 | 0 | 0 | 0 | 0 | 0 | 0 | 0 | 0 | 0 | 0 | 0 | 0 | 0 | 0 | 0 | 0 | 0 | 0 | 0 | 0 | 0 | 0_E4_Switched Out
| E5 | 0 | 0 | 0 | 0 | 0 | 0 | 0 | 0 | 0 | 0 | 0 | 0 | 0 | 0 | 0 | 0 | 0 | 0 | 0 | 0 | 0 | 0 | 0 | 0 | 0 | 0 | 0 | 0 | 0 | 0 | 0 | 0_E5_Switched Out
| E6 | 0 | 0 | 0 | 0 | 0 | 0 | 0 | 0 | 0 | 0 | 0 | 0 | 0 | 0 | 0 | 0 | 0 | 0 | 0 | 0 | 0 | 0 | 0 | 0 | 0 | 0 | 0 | 0 | 0 | 0 | 0 | 0_E6_Switched Out
| E7 | 0 | 0 | 0 | 0 | 0 | 0 | 0 | 0 | 0 | 0 | 0 | 0 | 0 | 0 | 0 | 0 | 0 | 0 | 0 | 0 | 0 | 0 | 0 | 0 | 0 | 0 | 0 | 0 | 0 | 0 | 0 | 0_E7_Switched Out
| E8 | 0 | 0 | 0 | 0 | 0 | 0 | 0 | 0 | 0 | 0 | 0 | 0 | 0 | 0 | 0 | 0 | 0 | 0 | 0 | 0 | 0 | 0 | 0 | 0 | 0 | 0 | 0 | 0 | 0 | 0 | 0 | 0_E8_Switched Out
| E9 | 0 | 0 | 0 | 0 | 0 | 0 | 0 | 0 | 0 | 0 | 0 | 0 | 0 | 0 | 0 | 0 | 0 | 0 | 0 | 0 | 0 | 0 | 0 | 0 | 0 | 0 | 0 | 0 | 0 | 0 | 0 | 0_E9_Switched Out
| E10 | 0 | 0 | 0 | 0 | 0 | 0 | 0 | 0 | 0 | 0 | 0 | 0 | 0 | 0 | 0 | 0 | 0 | 0 | 0 | 0 | 0 | 0 | 0 | 0 | 0 | 0 | 0 | 0 | 0 | 0 | 0 | 0_E10_Switched Out
Units Out
| E1 | 0 | 0 | 0 | 0 | 0 | 0 | 0 | 0 | 0 | 0 | 0 | 0 | 0 | 0 | 0 | 0 | 0 | 0 | 0 | 0 | 0 | 0 | 0 | 0 | 0 | 0 | 0 | 0 | 0 | 0 | 0
| E2 | 0 | 0 | 0 | 0 | 0 | 0 | 0 | 0 | 0 | 0 | 0 | 0 | 0 | 0 | 0 | 0 | 0 | 0 | 0 | 0 | 0 | 0 | 0 | 0 | 0 | 0 | 0 | 0 | 0 | 0 | 0
| E3 | 0 | 0 | 0 | 0 | 0 | 0 | 0 | 0 | 0 | 0 | 0 | 0 | 0 | 0 | 0 | 0 | 0 | 0 | 0 | 0 | 0 | 0 | 0 | 0 | 0 | 0 | 0 | 0 | 0 | 0 | 0
| E4 | 0 | 0 | 0 | 0 | 0 | 0 | 0 | 0 | 0 | 0 | 0 | 0 | 0 | 0 | 0 | 0 | 0 | 0 | 0 | 0 | 0 | 0 | 0 | 0 | 0 | 0 | 0 | 0 | 0 | 0 | 0
| E5 | 0 | 0 | 0 | 0 | 0 | 0 | 0 | 0 | 0 | 0 | 0 | 0 | 0 | 0 | 0 | 0 | 0 | 0 | 0 | 0 | 0 | 0 | 0 | 0 | 0 | 0 | 0 | 0 | 0 | 0 | 0
| E6 | 0 | 0 | 0 | 0 | 0 | 0 | 0 | 0 | 0 | 0 | 0 | 0 | 0 | 0 | 0 | 0 | 0 | 0 | 0 | 0 | 0 | 0 | 0 | 0 | 0 | 0 | 0 | 0 | 0 | 0 | 0
| E7 | 0 | 0 | 0 | 0 | 0 | 0 | 0 | 0 | 0 | 0 | 0 | 0 | 0 | 0 | 0 | 0 | 0 | 0 | 0 | 0 | 0 | 0 | 0 | 0 | 0 | 0 | 0 | 0 | 0 | 0 | 0
| E8 | 0 | 0 | 0 | 0 | 0 | 0 | 0 | 0 | 0 | 0 | 0 | 0 | 0 | 0 | 0 | 0 | 0 | 0 | 0 | 0 | 0 | 0 | 0 | 0 | 0 | 0 | 0 | 0 | 0 | 0 | 0
| E9 | 0 | 0 | 0 | 0 | 0 | 0 | 0 | 0 | 0 | 0 | 0 | 0 | 0 | 0 | 0 | 0 | 0 | 0 | 0 | 0 | 0 | 0 | 0 | 0 | 0 | 0 | 0 | 0 | 0 | 0 | 0
| E10 | 0 | 0 | 0 | 0 | 0 | 0 | 0 | 0 | 0 | 0 | 0 | 0 | 0 | 0 | 0 | 0 | 0 | 0 | 0 | 0 | 0 | 0 | 0 | 0 | 0 | 0 | 0 | 0 | 0 | 0 | 0
| Vintage | 0 | 0 | 0 | 0 | 0 | 0 | 0 | 0 | 0 | 0 | 0 | 0 | 0 | 0 | 0 | 0 | 0 | 0 | 0 | 0 | 0 | 0 | 0 | 0 | 0 | 0 | 0 | 0 | 0 | 0 | 0
Tech Purchase Shares
| Year | Year 0 | Year 1 | Year 2 | Year 3 | Year 4 | Year 5 | Year 6 | Year 7 | Year 8 | Year 9 | Year 10 | Year 11 | Year 12 | Year 13 | Year 14 | Year 15 | Year 16 | Year 17 | Year 18 | Year 19 | Year 20 | Year 21 | Year 22 | Year 23 | Year 24 | Year 25 | Year 26 | Year 27 | Year 28 | Year 29 | Year 30
E1 | bar: Year 0 to Year 30
E2 | bar: Year 0 to Year 30
E3 | bar: Year 0 to Year 30
E4 | bar: Year 0 to Year 30
E5 | bar: Year 0 to Year 30
E6 | bar: Year 0 to Year 30
E7 | bar: Year 0 to Year 30
E8 | bar: Year 0 to Year 30
E9 | bar: Year 0 to Year 30
E10 | bar: Year 0 to Year 30
Units In from Switching
| E1 | 0 | 0 | 0 | 0 | 0 | 0 | 0 | 0 | 0 | 0 | 0 | 0 | 0 | 0 | 0 | 0 | 0 | 0 | 0 | 0 | 0 | 0 | 0 | 0 | 0 | 0 | 0 | 0 | 0 | 0 | 0
| E2 | 0 | 0 | 0 | 0 | 0 | 0 | 0 | 0 | 0 | 0 | 0 | 0 | 0 | 0 | 0 | 0 | 0 | 0 | 0 | 0 | 0 | 0 | 0 | 0 | 0 | 0 | 0 | 0 | 0 | 0 | 0
| E3 | 0 | 0 | 0 | 0 | 0 | 0 | 0 | 0 | 0 | 0 | 0 | 0 | 0 | 0 | 0 | 0 | 0 | 0 | 0 | 0 | 0 | 0 | 0 | 0 | 0 | 0 | 0 | 0 | 0 | 0 | 0
| E4 | 0 | 0 | 0 | 0 | 0 | 0 | 0 | 0 | 0 | 0 | 0 | 0 | 0 | 0 | 0 | 0 | 0 | 0 | 0 | 0 | 0 | 0 | 0 | 0 | 0 | 0 | 0 | 0 | 0 | 0 | 0
| E5 | 0 | 0 | 0 | 0 | 0 | 0 | 0 | 0 | 0 | 0 | 0 | 0 | 0 | 0 | 0 | 0 | 0 | 0 | 0 | 0 | 0 | 0 | 0 | 0 | 0 | 0 | 0 | 0 | 0 | 0 | 0
| E6 | 0 | 0 | 0 | 0 | 0 | 0 | 0 | 0 | 0 | 0 | 0 | 0 | 0 | 0 | 0 | 0 | 0 | 0 | 0 | 0 | 0 | 0 | 0 | 0 | 0 | 0 | 0 | 0 | 0 | 0 | 0
| E7 | 0 | 0 | 0 | 0 | 0 | 0 | 0 | 0 | 0 | 0 | 0 | 0 | 0 | 0 | 0 | 0 | 0 | 0 | 0 | 0 | 0 | 0 | 0 | 0 | 0 | 0 | 0 | 0 | 0 | 0 | 0
| E8 | 0 | 0 | 0 | 0 | 0 | 0 | 0 | 0 | 0 | 0 | 0 | 0 | 0 | 0 | 0 | 0 | 0 | 0 | 0 | 0 | 0 | 0 | 0 | 0 | 0 | 0 | 0 | 0 | 0 | 0 | 0
| E9 | 0 | 0 | 0 | 0 | 0 | 0 | 0 | 0 | 0 | 0 | 0 | 0 | 0 | 0 | 0 | 0 | 0 | 0 | 0 | 0 | 0 | 0 | 0 | 0 | 0 | 0 | 0 | 0 | 0 | 0 | 0
| E10 | 0 | 0 | 0 | 0 | 0 | 0 | 0 | 0 | 0 | 0 | 0 | 0 | 0 | 0 | 0 | 0 | 0 | 0 | 0 | 0 | 0 | 0 | 0 | 0 | 0 | 0 | 0 | 0 | 0 | 0 | 0
| Vintage | 0 | 0 | 0 | 0 | 0 | 0 | 0 | 0 | 0 | 0 | 0 | 0 | 0 | 0 | 0 | 0 | 0 | 0 | 0 | 0 | 0 | 0 | 0 | 0 | 0 | 0 | 0 | 0 | 0 | 0 | 0
Net Change
| Year | Year 0 | Year 1 | Year 2 | Year 3 | Year 4 | Year 5 | Year 6 | Year 7 | Year 8 | Year 9 | Year 10 | Year 11 | Year 12 | Year 13 | Year 14 | Year 15 | Year 16 | Year 17 | Year 18 | Year 19 | Year 20 | Year 21 | Year 22 | Year 23 | Year 24 | Year 25 | Year 26 | Year 27 | Year 28 | Year 29 | Year 30 | Key
| Units | 0 | 0 | 0 | 0 | 0 | 0 | 0 | 0 | 0 | 0 | 0 | 0 | 0 | 0 | 0 | 0 | 0 | 0 | 0 | 0 | 0 | 0 | 0 | 0 | 0 | 0 | 0 | 0 | 0 | 0 | 0 | 0_Units |  |  |  |  | 301957.8232
| Usage | 0 | 0 | 0 | 0 | 0 | 0 | 0 | 0 | 0 | 0 | 0 | 0 | 0 | 0 | 0 | 0 | 0 | 0 | 0 | 0 | 0 | 0 | 0 | 0 | 0 | 0 | 0 | 0 | 0 | 0 | 0 | 0_Usage |  |  |  |  | 1698.6543
| Peak Demand (S) | 0 | 0 | 0 | 0 | 0 | 0 | 0 | 0 | 0 | 0 | 0 | 0 | 0 | 0 | 0 | 0 | 0 | 0 | 0 | 0 | 0 | 0 | 0 | 0 | 0 | 0 | 0 | 0 | 0 | 0 | 0 | 0_Peak Demand (S) |  |  |  |  | 0
| Peak Demand (W) | 0 | 0 | 0 | 0 | 0 | 0 | 0 | 0 | 0 | 0 | 0 | 0 | 0 | 0 | 0 | 0 | 0 | 0 | 0 | 0 | 0 | 0 | 0 | 0 | 0 | 0 | 0 | 0 | 0 | 0 | 0 | 0_Peak Demand (W) |  |  |  |  | 884.6119
| Turnover | 0 | 0 | 0 | 0 | 0 | 0 | 0 | 0 | 0 | 0 | 0 | 0 | 0 | 0 | 0 | 0 | 0 | 0 | 0 | 0 | 0 | 0 | 0 | 0 | 0 | 0 | 0 | 0 | 0 | 0 | 0 | 0_Turnover |  |  |  |  | 6885.4476
| Avg. Replacement Usage | 0 | 0 | 0 | 0 | 0 | 0 | 0 | 0 | 0 | 0 | 0 | 0 | 0 | 0 | 0 | 0 | 0 | 0 | 0 | 0 | 0 | 0 | 0 | 0 | 0 | 0 | 0 | 0 | 0 | 0 | 0 | 0_Avg. Replacement Usage |  |  |  |  | 5638.8522
| Avg. Replacement Demand (S) | 0 | 0 | 0 | 0 | 0 | 0 | 0 | 0 | 0 | 0 | 0 | 0 | 0 | 0 | 0 | 0 | 0 | 0 | 0 | 0 | 0 | 0 | 0 | 0 | 0 | 0 | 0 | 0 | 0 | 0 | 0 | 0_Avg. Replacement Demand (S) |  |  |  |  | 0
| Avg. Replacement Demand (W) | 0 | 0 | 0 | 0 | 0 | 0 | 0 | 0 | 0 | 0 | 0 | 0 | 0 | 0 | 0 | 0 | 0 | 0 | 0 | 0 | 0 | 0 | 0 | 0 | 0 | 0 | 0 | 0 | 0 | 0 | 0 | 0_Avg. Replacement Demand (W) |  |  |  |  | 2.9366
Purchases
| Year | Year 0 | Year 1 | Year 2 | Year 3 | Year 4 | Year 5 | Year 6 | Year 7 | Year 8 | Year 9 | Year 10 | Year 11 | Year 12 | Year 13 | Year 14 | Year 15 | Year 16 | Year 17 | Year 18 | Year 19 | Year 20 | Year 21 | Year 22 | Year 23 | Year 24 | Year 25 | Year 26 | Year 27 | Year 28 | Year 29 | Year 30
| E1 | 0 | 0 | 0 | 0 | 0 | 0 | 0 | 0 | 0 | 0 | 0 | 0 | 0 | 0 | 0 | 0 | 0 | 0 | 0 | 0 | 0 | 0 | 0 | 0 | 0 | 0 | 0 | 0 | 0 | 0 | 0 | 0_E1_Purchases |  |  |  |  | 6885.4476
| E2 | 0 | 0 | 0 | 0 | 0 | 0 | 0 | 0 | 0 | 0 | 0 | 0 | 0 | 0 | 0 | 0 | 0 | 0 | 0 | 0 | 0 | 0 | 0 | 0 | 0 | 0 | 0 | 0 | 0 | 0 | 0 | 0_E2_Purchases |  |  |  |  | 0
| E3 | 0 | 0 | 0 | 0 | 0 | 0 | 0 | 0 | 0 | 0 | 0 | 0 | 0 | 0 | 0 | 0 | 0 | 0 | 0 | 0 | 0 | 0 | 0 | 0 | 0 | 0 | 0 | 0 | 0 | 0 | 0 | 0_E3_Purchases |  |  |  |  | 0
| E4 | 0 | 0 | 0 | 0 | 0 | 0 | 0 | 0 | 0 | 0 | 0 | 0 | 0 | 0 | 0 | 0 | 0 | 0 | 0 | 0 | 0 | 0 | 0 | 0 | 0 | 0 | 0 | 0 | 0 | 0 | 0 | 0_E4_Purchases |  |  |  |  | 0
| E5 | 0 | 0 | 0 | 0 | 0 | 0 | 0 | 0 | 0 | 0 | 0 | 0 | 0 | 0 | 0 | 0 | 0 | 0 | 0 | 0 | 0 | 0 | 0 | 0 | 0 | 0 | 0 | 0 | 0 | 0 | 0 | 0_E5_Purchases |  |  |  |  | 0
| E6 | 0 | 0 | 0 | 0 | 0 | 0 | 0 | 0 | 0 | 0 | 0 | 0 | 0 | 0 | 0 | 0 | 0 | 0 | 0 | 0 | 0 | 0 | 0 | 0 | 0 | 0 | 0 | 0 | 0 | 0 | 0 | 0_E6_Purchases |  |  |  |  | 0
| E7 | 0 | 0 | 0 | 0 | 0 | 0 | 0 | 0 | 0 | 0 | 0 | 0 | 0 | 0 | 0 | 0 | 0 | 0 | 0 | 0 | 0 | 0 | 0 | 0 | 0 | 0 | 0 | 0 | 0 | 0 | 0 | 0_E7_Purchases |  |  |  |  | 0
| E8 | 0 | 0 | 0 | 0 | 0 | 0 | 0 | 0 | 0 | 0 | 0 | 0 | 0 | 0 | 0 | 0 | 0 | 0 | 0 | 0 | 0 | 0 | 0 | 0 | 0 | 0 | 0 | 0 | 0 | 0 | 0 | 0_E8_Purchases |  |  |  |  | 0
| E9 | 0 | 0 | 0 | 0 | 0 | 0 | 0 | 0 | 0 | 0 | 0 | 0 | 0 | 0 | 0 | 0 | 0 | 0 | 0 | 0 | 0 | 0 | 0 | 0 | 0 | 0 | 0 | 0 | 0 | 0 | 0 | 0_E9_Purchases |  |  |  |  | 0
| E10 | 0 | 0 | 0 | 0 | 0 | 0 | 0 | 0 | 0 | 0 | 0 | 0 | 0 | 0 | 0 | 0 | 0 | 0 | 0 | 0 | 0 | 0 | 0 | 0 | 0 | 0 | 0 | 0 | 0 | 0 | 0 | 0_E10_Purchases |  |  |  |  | 0
Stock
| Year | Year 0 | Year 1 | Year 2 | Year 3 | Year 4 | Year 5 | Year 6 | Year 7 | Year 8 | Year 9 | Year 10 | Year 11 | Year 12 | Year 13 | Year 14 | Year 15 | Year 16 | Year 17 | Year 18 | Year 19 | Year 20 | Year 21 | Year 22 | Year 23 | Year 24 | Year 25 | Year 26 | Year 27 | Year 28 | Year 29 | Year 30
| E1 | 0 | 0 | 0 | 0 | 0 | 0 | 0 | 0 | 0 | 0 | 0 | 0 | 0 | 0 | 0 | 0 | 0 | 0 | 0 | 0 | 0 | 0 | 0 | 0 | 0 | 0 | 0 | 0 | 0 | 0 | 0 | 0_E1_Stock |  |  |  |  | 13576.6093
| E2 | 0 | 0 | 0 | 0 | 0 | 0 | 0 | 0 | 0 | 0 | 0 | 0 | 0 | 0 | 0 | 0 | 0 | 0 | 0 | 0 | 0 | 0 | 0 | 0 | 0 | 0 | 0 | 0 | 0 | 0 | 0 | 0_E2_Stock |  |  |  |  | 0
| E3 | 0 | 0 | 0 | 0 | 0 | 0 | 0 | 0 | 0 | 0 | 0 | 0 | 0 | 0 | 0 | 0 | 0 | 0 | 0 | 0 | 0 | 0 | 0 | 0 | 0 | 0 | 0 | 0 | 0 | 0 | 0 | 0_E3_Stock |  |  |  |  | 0
| E4 | 0 | 0 | 0 | 0 | 0 | 0 | 0 | 0 | 0 | 0 | 0 | 0 | 0 | 0 | 0 | 0 | 0 | 0 | 0 | 0 | 0 | 0 | 0 | 0 | 0 | 0 | 0 | 0 | 0 | 0 | 0 | 0_E4_Stock |  |  |  |  | 0
| E5 | 0 | 0 | 0 | 0 | 0 | 0 | 0 | 0 | 0 | 0 | 0 | 0 | 0 | 0 | 0 | 0 | 0 | 0 | 0 | 0 | 0 | 0 | 0 | 0 | 0 | 0 | 0 | 0 | 0 | 0 | 0 | 0_E5_Stock |  |  |  |  | 0
| E6 | 0 | 0 | 0 | 0 | 0 | 0 | 0 | 0 | 0 | 0 | 0 | 0 | 0 | 0 | 0 | 0 | 0 | 0 | 0 | 0 | 0 | 0 | 0 | 0 | 0 | 0 | 0 | 0 | 0 | 0 | 0 | 0_E6_Stock |  |  |  |  | 0
| E7 | 0 | 0 | 0 | 0 | 0 | 0 | 0 | 0 | 0 | 0 | 0 | 0 | 0 | 0 | 0 | 0 | 0 | 0 | 0 | 0 | 0 | 0 | 0 | 0 | 0 | 0 | 0 | 0 | 0 | 0 | 0 | 0_E7_Stock |  |  |  |  | 0
| E8 | 0 | 0 | 0 | 0 | 0 | 0 | 0 | 0 | 0 | 0 | 0 | 0 | 0 | 0 | 0 | 0 | 0 | 0 | 0 | 0 | 0 | 0 | 0 | 0 | 0 | 0 | 0 | 0 | 0 | 0 | 0 | 0_E8_Stock |  |  |  |  | 0
| E9 | 0 | 0 | 0 | 0 | 0 | 0 | 0 | 0 | 0 | 0 | 0 | 0 | 0 | 0 | 0 | 0 | 0 | 0 | 0 | 0 | 0 | 0 | 0 | 0 | 0 | 0 | 0 | 0 | 0 | 0 | 0 | 0_E9_Stock |  |  |  |  | 0
| E10 | 0 | 0 | 0 | 0 | 0 | 0 | 0 | 0 | 0 | 0 | 0 | 0 | 0 | 0 | 0 | 0 | 0 | 0 | 0 | 0 | 0 | 0 | 0 | 0 | 0 | 0 | 0 | 0 | 0 | 0 | 0 | 0_E10_Stock |  |  |  |  | 0
| Vintage | 0 | 0 | 0 | 0 | 0 | 0 | 0 | 0 | 0 | 0 | 0 | 0 | 0 | 0 | 0 | 0 | 0 | 0 | 0 | 0 | 0 | 0 | 0 | 0 | 0 | 0 | 0 | 0 | 0 | 0 | 0 | 0_Vintage_Stock |  |  |  |  | 288381.2139
S3C4 |  | Year 0: System 3 Technology 4
Technology Variables
| Tech Key | Year 0: 0
| Peak Factor (S) | Year 0: 0
| Peak Factor (W) | Year 0: 0
| Min Vintage Lifetime | Year 0: 0
| Max Vintage Lifetime | Year 0: 0
| Turnover Style | Year 0: 0
Technology Variables
| Equipment | Year 0: Label; Year 1: Min Lifetime; Year 2: Max Lifetime; Year 3: Degradation; Year 4: Usage; Year 5: Available
| E1 | Year 1: 0; Year 2: 0; Year 3: 0%; Year 4: 0; Year 5: FALSE
| E2 | Year 1: 0; Year 2: 0; Year 3: 0%; Year 4: 0; Year 5: FALSE
| E3 | Year 1: 0; Year 2: 0; Year 3: 0%; Year 4: 0; Year 5: FALSE
| E4 | Year 1: 0; Year 2: 0; Year 3: 0%; Year 4: 0; Year 5: FALSE
| E5 | Year 1: 0; Year 2: 0; Year 3: 0%; Year 4: 0; Year 5: FALSE
| E6 | Year 1: 0; Year 2: 0; Year 3: 0%; Year 4: 0; Year 5: FALSE
| E7 | Year 1: 0; Year 2: 0; Year 3: 0%; Year 4: 0; Year 5: FALSE
| E8 | Year 1: 0; Year 2: 0; Year 3: 0%; Year 4: 0; Year 5: FALSE
| E9 | Year 1: 0; Year 2: 0; Year 3: 0%; Year 4: 0; Year 5: FALSE
| E10 | Year 1: 0; Year 2: 0; Year 3: 0%; Year 4: 0; Year 5: FALSE
Original Forecast Results
| Year | Year 0 | Year 1 | Year 2 | Year 3 | Year 4 | Year 5 | Year 6 | Year 7 | Year 8 | Year 9 | Year 10 | Year 11 | Year 12 | Year 13 | Year 14 | Year 15 | Year 16 | Year 17 | Year 18 | Year 19 | Year 20 | Year 21 | Year 22 | Year 23 | Year 24 | Year 25 | Year 26 | Year 27 | Year 28 | Year 29 | Year 30 | Key
| Units | 0 | 0 | 0 | 0 | 0 | 0 | 0 | 0 | 0 | 0 | 0 | 0 | 0 | 0 | 0 | 0 | 0 | 0 | 0 | 0 | 0 | 0 | 0 | 0 | 0 | 0 | 0 | 0 | 0 | 0 | 0 | #REF! |  |  |  |  | 301957.8232
| Usage | 0 | 0 | 0 | 0 | 0 | 0 | 0 | 0 | 0 | 0 | 0 | 0 | 0 | 0 | 0 | 0 | 0 | 0 | 0 | 0 | 0 | 0 | 0 | 0 | 0 | 0 | 0 | 0 | 0 | 0 | 0 | #REF! |  |  |  |  | 1698.6543
| Peak Demand (S) | 0 | 0 | 0 | 0 | 0 | 0 | 0 | 0 | 0 | 0 | 0 | 0 | 0 | 0 | 0 | 0 | 0 | 0 | 0 | 0 | 0 | 0 | 0 | 0 | 0 | 0 | 0 | 0 | 0 | 0 | 0 | #REF! |  |  |  |  | 0
| Peak Demand (W) | 0 | 0 | 0 | 0 | 0 | 0 | 0 | 0 | 0 | 0 | 0 | 0 | 0 | 0 | 0 | 0 | 0 | 0 | 0 | 0 | 0 | 0 | 0 | 0 | 0 | 0 | 0 | 0 | 0 | 0 | 0 | #REF! |  |  |  |  | 884.6119
| Turnover | 0 | 0 | 0 | 0 | 0 | 0 | 0 | 0 | 0 | 0 | 0 | 0 | 0 | 0 | 0 | 0 | 0 | 0 | 0 | 0 | 0 | 0 | 0 | 0 | 0 | 0 | 0 | 0 | 0 | 0 | 0 | #REF! |  |  |  |  | 6885.4476
| Avg. Replacement Usage | 0 | 0 | 0 | 0 | 0 | 0 | 0 | 0 | 0 | 0 | 0 | 0 | 0 | 0 | 0 | 0 | 0 | 0 | 0 | 0 | 0 | 0 | 0 | 0 | 0 | 0 | 0 | 0 | 0 | 0 | 0 | #REF! |  |  |  |  | 5638.8522
| Avg. Replacement Demand (S) | 0 | 0 | 0 | 0 | 0 | 0 | 0 | 0 | 0 | 0 | 0 | 0 | 0 | 0 | 0 | 0 | 0 | 0 | 0 | 0 | 0 | 0 | 0 | 0 | 0 | 0 | 0 | 0 | 0 | 0 | 0 | #REF! |  |  |  |  | 0
| Avg. Replacement Demand (W) | 0 | 0 | 0 | 0 | 0 | 0 | 0 | 0 | 0 | 0 | 0 | 0 | 0 | 0 | 0 | 0 | 0 | 0 | 0 | 0 | 0 | 0 | 0 | 0 | 0 | 0 | 0 | 0 | 0 | 0 | 0 | #REF! |  |  |  |  | 2.9366
Tech Forecast Stock
| Year | Year 0 | Year 1 | Year 2 | Year 3 | Year 4 | Year 5 | Year 6 | Year 7 | Year 8 | Year 9 | Year 10 | Year 11 | Year 12 | Year 13 | Year 14 | Year 15 | Year 16 | Year 17 | Year 18 | Year 19 | Year 20 | Year 21 | Year 22 | Year 23 | Year 24 | Year 25 | Year 26 | Year 27 | Year 28 | Year 29 | Year 30
| E1 | 0 | 0 | 0 | 0 | 0 | 0 | 0 | 0 | 0 | 0 | 0 | 0 | 0 | 0 | 0 | 0 | 0 | 0 | 0 | 0 | 0 | 0 | 0 | 0 | 0 | 0 | 0 | 0 | 0 | 0 | 0
| E2 | 0 | 0 | 0 | 0 | 0 | 0 | 0 | 0 | 0 | 0 | 0 | 0 | 0 | 0 | 0 | 0 | 0 | 0 | 0 | 0 | 0 | 0 | 0 | 0 | 0 | 0 | 0 | 0 | 0 | 0 | 0
| E3 | 0 | 0 | 0 | 0 | 0 | 0 | 0 | 0 | 0 | 0 | 0 | 0 | 0 | 0 | 0 | 0 | 0 | 0 | 0 | 0 | 0 | 0 | 0 | 0 | 0 | 0 | 0 | 0 | 0 | 0 | 0
| E4 | 0 | 0 | 0 | 0 | 0 | 0 | 0 | 0 | 0 | 0 | 0 | 0 | 0 | 0 | 0 | 0 | 0 | 0 | 0 | 0 | 0 | 0 | 0 | 0 | 0 | 0 | 0 | 0 | 0 | 0 | 0
| E5 | 0 | 0 | 0 | 0 | 0 | 0 | 0 | 0 | 0 | 0 | 0 | 0 | 0 | 0 | 0 | 0 | 0 | 0 | 0 | 0 | 0 | 0 | 0 | 0 | 0 | 0 | 0 | 0 | 0 | 0 | 0
| E6 | 0 | 0 | 0 | 0 | 0 | 0 | 0 | 0 | 0 | 0 | 0 | 0 | 0 | 0 | 0 | 0 | 0 | 0 | 0 | 0 | 0 | 0 | 0 | 0 | 0 | 0 | 0 | 0 | 0 | 0 | 0
| E7 | 0 | 0 | 0 | 0 | 0 | 0 | 0 | 0 | 0 | 0 | 0 | 0 | 0 | 0 | 0 | 0 | 0 | 0 | 0 | 0 | 0 | 0 | 0 | 0 | 0 | 0 | 0 | 0 | 0 | 0 | 0
| E8 | 0 | 0 | 0 | 0 | 0 | 0 | 0 | 0 | 0 | 0 | 0 | 0 | 0 | 0 | 0 | 0 | 0 | 0 | 0 | 0 | 0 | 0 | 0 | 0 | 0 | 0 | 0 | 0 | 0 | 0 | 0
| E9 | 0 | 0 | 0 | 0 | 0 | 0 | 0 | 0 | 0 | 0 | 0 | 0 | 0 | 0 | 0 | 0 | 0 | 0 | 0 | 0 | 0 | 0 | 0 | 0 | 0 | 0 | 0 | 0 | 0 | 0 | 0
| E10 | 0 | 0 | 0 | 0 | 0 | 0 | 0 | 0 | 0 | 0 | 0 | 0 | 0 | 0 | 0 | 0 | 0 | 0 | 0 | 0 | 0 | 0 | 0 | 0 | 0 | 0 | 0 | 0 | 0 | 0 | 0
| Vintage | 0 | 0 | 0 | 0 | 0 | 0 | 0 | 0 | 0 | 0 | 0 | 0 | 0 | 0 | 0 | 0 | 0 | 0 | 0 | 0 | 0 | 0 | 0 | 0 | 0 | 0 | 0 | 0 | 0 | 0 | 0
Stock for Switching
| Year | Year 0 | Year 1 | Year 2 | Year 3 | Year 4 | Year 5 | Year 6 | Year 7 | Year 8 | Year 9 | Year 10 | Year 11 | Year 12 | Year 13 | Year 14 | Year 15 | Year 16 | Year 17 | Year 18 | Year 19 | Year 20 | Year 21 | Year 22 | Year 23 | Year 24 | Year 25 | Year 26 | Year 27 | Year 28 | Year 29 | Year 30
| E1 | 0 | 0 | 0 | 0 | 0 | 0 | 0 | 0 | 0 | 0 | 0 | 0 | 0 | 0 | 0 | 0 | 0 | 0 | 0 | 0 | 0 | 0 | 0 | 0 | 0 | 0 | 0 | 0 | 0 | 0 | 0 | 0_E1_SysStock
| E2 | 0 | 0 | 0 | 0 | 0 | 0 | 0 | 0 | 0 | 0 | 0 | 0 | 0 | 0 | 0 | 0 | 0 | 0 | 0 | 0 | 0 | 0 | 0 | 0 | 0 | 0 | 0 | 0 | 0 | 0 | 0 | 0_E2_SysStock
| E3 | 0 | 0 | 0 | 0 | 0 | 0 | 0 | 0 | 0 | 0 | 0 | 0 | 0 | 0 | 0 | 0 | 0 | 0 | 0 | 0 | 0 | 0 | 0 | 0 | 0 | 0 | 0 | 0 | 0 | 0 | 0 | 0_E3_SysStock
| E4 | 0 | 0 | 0 | 0 | 0 | 0 | 0 | 0 | 0 | 0 | 0 | 0 | 0 | 0 | 0 | 0 | 0 | 0 | 0 | 0 | 0 | 0 | 0 | 0 | 0 | 0 | 0 | 0 | 0 | 0 | 0 | 0_E4_SysStock
| E5 | 0 | 0 | 0 | 0 | 0 | 0 | 0 | 0 | 0 | 0 | 0 | 0 | 0 | 0 | 0 | 0 | 0 | 0 | 0 | 0 | 0 | 0 | 0 | 0 | 0 | 0 | 0 | 0 | 0 | 0 | 0 | 0_E5_SysStock
| E6 | 0 | 0 | 0 | 0 | 0 | 0 | 0 | 0 | 0 | 0 | 0 | 0 | 0 | 0 | 0 | 0 | 0 | 0 | 0 | 0 | 0 | 0 | 0 | 0 | 0 | 0 | 0 | 0 | 0 | 0 | 0 | 0_E6_SysStock
| E7 | 0 | 0 | 0 | 0 | 0 | 0 | 0 | 0 | 0 | 0 | 0 | 0 | 0 | 0 | 0 | 0 | 0 | 0 | 0 | 0 | 0 | 0 | 0 | 0 | 0 | 0 | 0 | 0 | 0 | 0 | 0 | 0_E7_SysStock
| E8 | 0 | 0 | 0 | 0 | 0 | 0 | 0 | 0 | 0 | 0 | 0 | 0 | 0 | 0 | 0 | 0 | 0 | 0 | 0 | 0 | 0 | 0 | 0 | 0 | 0 | 0 | 0 | 0 | 0 | 0 | 0 | 0_E8_SysStock
| E9 | 0 | 0 | 0 | 0 | 0 | 0 | 0 | 0 | 0 | 0 | 0 | 0 | 0 | 0 | 0 | 0 | 0 | 0 | 0 | 0 | 0 | 0 | 0 | 0 | 0 | 0 | 0 | 0 | 0 | 0 | 0 | 0_E9_SysStock
| E10 | 0 | 0 | 0 | 0 | 0 | 0 | 0 | 0 | 0 | 0 | 0 | 0 | 0 | 0 | 0 | 0 | 0 | 0 | 0 | 0 | 0 | 0 | 0 | 0 | 0 | 0 | 0 | 0 | 0 | 0 | 0 | 0_E10_SysStock
| Vintage | 0 | 0 | 0 | 0 | 0 | 0 | 0 | 0 | 0 | 0 | 0 | 0 | 0 | 0 | 0 | 0 | 0 | 0 | 0 | 0 | 0 | 0 | 0 | 0 | 0 | 0 | 0 | 0 | 0 | 0 | 0 | 0_Vintage_SysStock
Tech Forecast Purchases
| Year | Year 0 | Year 1 | Year 2 | Year 3 | Year 4 | Year 5 | Year 6 | Year 7 | Year 8 | Year 9 | Year 10 | Year 11 | Year 12 | Year 13 | Year 14 | Year 15 | Year 16 | Year 17 | Year 18 | Year 19 | Year 20 | Year 21 | Year 22 | Year 23 | Year 24 | Year 25 | Year 26 | Year 27 | Year 28 | Year 29 | Year 30
| E1 | 0 | 0 | 0 | 0 | 0 | 0 | 0 | 0 | 0 | 0 | 0 | 0 | 0 | 0 | 0 | 0 | 0 | 0 | 0 | 0 | 0 | 0 | 0 | 0 | 0 | 0 | 0 | 0 | 0 | 0 | 0
| E2 | 0 | 0 | 0 | 0 | 0 | 0 | 0 | 0 | 0 | 0 | 0 | 0 | 0 | 0 | 0 | 0 | 0 | 0 | 0 | 0 | 0 | 0 | 0 | 0 | 0 | 0 | 0 | 0 | 0 | 0 | 0
| E3 | 0 | 0 | 0 | 0 | 0 | 0 | 0 | 0 | 0 | 0 | 0 | 0 | 0 | 0 | 0 | 0 | 0 | 0 | 0 | 0 | 0 | 0 | 0 | 0 | 0 | 0 | 0 | 0 | 0 | 0 | 0
| E4 | 0 | 0 | 0 | 0 | 0 | 0 | 0 | 0 | 0 | 0 | 0 | 0 | 0 | 0 | 0 | 0 | 0 | 0 | 0 | 0 | 0 | 0 | 0 | 0 | 0 | 0 | 0 | 0 | 0 | 0 | 0
| E5 | 0 | 0 | 0 | 0 | 0 | 0 | 0 | 0 | 0 | 0 | 0 | 0 | 0 | 0 | 0 | 0 | 0 | 0 | 0 | 0 | 0 | 0 | 0 | 0 | 0 | 0 | 0 | 0 | 0 | 0 | 0
| E6 | 0 | 0 | 0 | 0 | 0 | 0 | 0 | 0 | 0 | 0 | 0 | 0 | 0 | 0 | 0 | 0 | 0 | 0 | 0 | 0 | 0 | 0 | 0 | 0 | 0 | 0 | 0 | 0 | 0 | 0 | 0
| E7 | 0 | 0 | 0 | 0 | 0 | 0 | 0 | 0 | 0 | 0 | 0 | 0 | 0 | 0 | 0 | 0 | 0 | 0 | 0 | 0 | 0 | 0 | 0 | 0 | 0 | 0 | 0 | 0 | 0 | 0 | 0
| E8 | 0 | 0 | 0 | 0 | 0 | 0 | 0 | 0 | 0 | 0 | 0 | 0 | 0 | 0 | 0 | 0 | 0 | 0 | 0 | 0 | 0 | 0 | 0 | 0 | 0 | 0 | 0 | 0 | 0 | 0 | 0
| E9 | 0 | 0 | 0 | 0 | 0 | 0 | 0 | 0 | 0 | 0 | 0 | 0 | 0 | 0 | 0 | 0 | 0 | 0 | 0 | 0 | 0 | 0 | 0 | 0 | 0 | 0 | 0 | 0 | 0 | 0 | 0
| E10 | 0 | 0 | 0 | 0 | 0 | 0 | 0 | 0 | 0 | 0 | 0 | 0 | 0 | 0 | 0 | 0 | 0 | 0 | 0 | 0 | 0 | 0 | 0 | 0 | 0 | 0 | 0 | 0 | 0 | 0 | 0
Potential to Switch
| Year | Year 0 | Year 1 | Year 2 | Year 3 | Year 4 | Year 5 | Year 6 | Year 7 | Year 8 | Year 9 | Year 10 | Year 11 | Year 12 | Year 13 | Year 14 | Year 15 | Year 16 | Year 17 | Year 18 | Year 19 | Year 20 | Year 21 | Year 22 | Year 23 | Year 24 | Year 25 | Year 26 | Year 27 | Year 28 | Year 29 | Year 30
| E1 | 0 | 0 | 0 | 0 | 0 | 0 | 0 | 0 | 0 | 0 | 0 | 0 | 0 | 0 | 0 | 0 | 0 | 0 | 0 | 0 | 0 | 0 | 0 | 0 | 0 | 0 | 0 | 0 | 0 | 0 | 0 | 0_E1_Switched Out
| E2 | 0 | 0 | 0 | 0 | 0 | 0 | 0 | 0 | 0 | 0 | 0 | 0 | 0 | 0 | 0 | 0 | 0 | 0 | 0 | 0 | 0 | 0 | 0 | 0 | 0 | 0 | 0 | 0 | 0 | 0 | 0 | 0_E2_Switched Out
| E3 | 0 | 0 | 0 | 0 | 0 | 0 | 0 | 0 | 0 | 0 | 0 | 0 | 0 | 0 | 0 | 0 | 0 | 0 | 0 | 0 | 0 | 0 | 0 | 0 | 0 | 0 | 0 | 0 | 0 | 0 | 0 | 0_E3_Switched Out
| E4 | 0 | 0 | 0 | 0 | 0 | 0 | 0 | 0 | 0 | 0 | 0 | 0 | 0 | 0 | 0 | 0 | 0 | 0 | 0 | 0 | 0 | 0 | 0 | 0 | 0 | 0 | 0 | 0 | 0 | 0 | 0 | 0_E4_Switched Out
| E5 | 0 | 0 | 0 | 0 | 0 | 0 | 0 | 0 | 0 | 0 | 0 | 0 | 0 | 0 | 0 | 0 | 0 | 0 | 0 | 0 | 0 | 0 | 0 | 0 | 0 | 0 | 0 | 0 | 0 | 0 | 0 | 0_E5_Switched Out
| E6 | 0 | 0 | 0 | 0 | 0 | 0 | 0 | 0 | 0 | 0 | 0 | 0 | 0 | 0 | 0 | 0 | 0 | 0 | 0 | 0 | 0 | 0 | 0 | 0 | 0 | 0 | 0 | 0 | 0 | 0 | 0 | 0_E6_Switched Out
| E7 | 0 | 0 | 0 | 0 | 0 | 0 | 0 | 0 | 0 | 0 | 0 | 0 | 0 | 0 | 0 | 0 | 0 | 0 | 0 | 0 | 0 | 0 | 0 | 0 | 0 | 0 | 0 | 0 | 0 | 0 | 0 | 0_E7_Switched Out
| E8 | 0 | 0 | 0 | 0 | 0 | 0 | 0 | 0 | 0 | 0 | 0 | 0 | 0 | 0 | 0 | 0 | 0 | 0 | 0 | 0 | 0 | 0 | 0 | 0 | 0 | 0 | 0 | 0 | 0 | 0 | 0 | 0_E8_Switched Out
| E9 | 0 | 0 | 0 | 0 | 0 | 0 | 0 | 0 | 0 | 0 | 0 | 0 | 0 | 0 | 0 | 0 | 0 | 0 | 0 | 0 | 0 | 0 | 0 | 0 | 0 | 0 | 0 | 0 | 0 | 0 | 0 | 0_E9_Switched Out
| E10 | 0 | 0 | 0 | 0 | 0 | 0 | 0 | 0 | 0 | 0 | 0 | 0 | 0 | 0 | 0 | 0 | 0 | 0 | 0 | 0 | 0 | 0 | 0 | 0 | 0 | 0 | 0 | 0 | 0 | 0 | 0 | 0_E10_Switched Out
Units Out
| E1 | 0 | 0 | 0 | 0 | 0 | 0 | 0 | 0 | 0 | 0 | 0 | 0 | 0 | 0 | 0 | 0 | 0 | 0 | 0 | 0 | 0 | 0 | 0 | 0 | 0 | 0 | 0 | 0 | 0 | 0 | 0
| E2 | 0 | 0 | 0 | 0 | 0 | 0 | 0 | 0 | 0 | 0 | 0 | 0 | 0 | 0 | 0 | 0 | 0 | 0 | 0 | 0 | 0 | 0 | 0 | 0 | 0 | 0 | 0 | 0 | 0 | 0 | 0
| E3 | 0 | 0 | 0 | 0 | 0 | 0 | 0 | 0 | 0 | 0 | 0 | 0 | 0 | 0 | 0 | 0 | 0 | 0 | 0 | 0 | 0 | 0 | 0 | 0 | 0 | 0 | 0 | 0 | 0 | 0 | 0
| E4 | 0 | 0 | 0 | 0 | 0 | 0 | 0 | 0 | 0 | 0 | 0 | 0 | 0 | 0 | 0 | 0 | 0 | 0 | 0 | 0 | 0 | 0 | 0 | 0 | 0 | 0 | 0 | 0 | 0 | 0 | 0
| E5 | 0 | 0 | 0 | 0 | 0 | 0 | 0 | 0 | 0 | 0 | 0 | 0 | 0 | 0 | 0 | 0 | 0 | 0 | 0 | 0 | 0 | 0 | 0 | 0 | 0 | 0 | 0 | 0 | 0 | 0 | 0
| E6 | 0 | 0 | 0 | 0 | 0 | 0 | 0 | 0 | 0 | 0 | 0 | 0 | 0 | 0 | 0 | 0 | 0 | 0 | 0 | 0 | 0 | 0 | 0 | 0 | 0 | 0 | 0 | 0 | 0 | 0 | 0
| E7 | 0 | 0 | 0 | 0 | 0 | 0 | 0 | 0 | 0 | 0 | 0 | 0 | 0 | 0 | 0 | 0 | 0 | 0 | 0 | 0 | 0 | 0 | 0 | 0 | 0 | 0 | 0 | 0 | 0 | 0 | 0
| E8 | 0 | 0 | 0 | 0 | 0 | 0 | 0 | 0 | 0 | 0 | 0 | 0 | 0 | 0 | 0 | 0 | 0 | 0 | 0 | 0 | 0 | 0 | 0 | 0 | 0 | 0 | 0 | 0 | 0 | 0 | 0
| E9 | 0 | 0 | 0 | 0 | 0 | 0 | 0 | 0 | 0 | 0 | 0 | 0 | 0 | 0 | 0 | 0 | 0 | 0 | 0 | 0 | 0 | 0 | 0 | 0 | 0 | 0 | 0 | 0 | 0 | 0 | 0
| E10 | 0 | 0 | 0 | 0 | 0 | 0 | 0 | 0 | 0 | 0 | 0 | 0 | 0 | 0 | 0 | 0 | 0 | 0 | 0 | 0 | 0 | 0 | 0 | 0 | 0 | 0 | 0 | 0 | 0 | 0 | 0
| Vintage | 0 | 0 | 0 | 0 | 0 | 0 | 0 | 0 | 0 | 0 | 0 | 0 | 0 | 0 | 0 | 0 | 0 | 0 | 0 | 0 | 0 | 0 | 0 | 0 | 0 | 0 | 0 | 0 | 0 | 0 | 0
Tech Purchase Shares
| Year | Year 0 | Year 1 | Year 2 | Year 3 | Year 4 | Year 5 | Year 6 | Year 7 | Year 8 | Year 9 | Year 10 | Year 11 | Year 12 | Year 13 | Year 14 | Year 15 | Year 16 | Year 17 | Year 18 | Year 19 | Year 20 | Year 21 | Year 22 | Year 23 | Year 24 | Year 25 | Year 26 | Year 27 | Year 28 | Year 29 | Year 30
E1 | bar: Year 0 to Year 30
E2 | bar: Year 0 to Year 30
E3 | bar: Year 0 to Year 30
E4 | bar: Year 0 to Year 30
E5 | bar: Year 0 to Year 30
E6 | bar: Year 0 to Year 30
E7 | bar: Year 0 to Year 30
E8 | bar: Year 0 to Year 30
E9 | bar: Year 0 to Year 30
E10 | bar: Year 0 to Year 30
Units In from Switching
| E1 | 0 | 0 | 0 | 0 | 0 | 0 | 0 | 0 | 0 | 0 | 0 | 0 | 0 | 0 | 0 | 0 | 0 | 0 | 0 | 0 | 0 | 0 | 0 | 0 | 0 | 0 | 0 | 0 | 0 | 0 | 0
| E2 | 0 | 0 | 0 | 0 | 0 | 0 | 0 | 0 | 0 | 0 | 0 | 0 | 0 | 0 | 0 | 0 | 0 | 0 | 0 | 0 | 0 | 0 | 0 | 0 | 0 | 0 | 0 | 0 | 0 | 0 | 0
| E3 | 0 | 0 | 0 | 0 | 0 | 0 | 0 | 0 | 0 | 0 | 0 | 0 | 0 | 0 | 0 | 0 | 0 | 0 | 0 | 0 | 0 | 0 | 0 | 0 | 0 | 0 | 0 | 0 | 0 | 0 | 0
| E4 | 0 | 0 | 0 | 0 | 0 | 0 | 0 | 0 | 0 | 0 | 0 | 0 | 0 | 0 | 0 | 0 | 0 | 0 | 0 | 0 | 0 | 0 | 0 | 0 | 0 | 0 | 0 | 0 | 0 | 0 | 0
| E5 | 0 | 0 | 0 | 0 | 0 | 0 | 0 | 0 | 0 | 0 | 0 | 0 | 0 | 0 | 0 | 0 | 0 | 0 | 0 | 0 | 0 | 0 | 0 | 0 | 0 | 0 | 0 | 0 | 0 | 0 | 0
| E6 | 0 | 0 | 0 | 0 | 0 | 0 | 0 | 0 | 0 | 0 | 0 | 0 | 0 | 0 | 0 | 0 | 0 | 0 | 0 | 0 | 0 | 0 | 0 | 0 | 0 | 0 | 0 | 0 | 0 | 0 | 0
| E7 | 0 | 0 | 0 | 0 | 0 | 0 | 0 | 0 | 0 | 0 | 0 | 0 | 0 | 0 | 0 | 0 | 0 | 0 | 0 | 0 | 0 | 0 | 0 | 0 | 0 | 0 | 0 | 0 | 0 | 0 | 0
| E8 | 0 | 0 | 0 | 0 | 0 | 0 | 0 | 0 | 0 | 0 | 0 | 0 | 0 | 0 | 0 | 0 | 0 | 0 | 0 | 0 | 0 | 0 | 0 | 0 | 0 | 0 | 0 | 0 | 0 | 0 | 0
| E9 | 0 | 0 | 0 | 0 | 0 | 0 | 0 | 0 | 0 | 0 | 0 | 0 | 0 | 0 | 0 | 0 | 0 | 0 | 0 | 0 | 0 | 0 | 0 | 0 | 0 | 0 | 0 | 0 | 0 | 0 | 0
| E10 | 0 | 0 | 0 | 0 | 0 | 0 | 0 | 0 | 0 | 0 | 0 | 0 | 0 | 0 | 0 | 0 | 0 | 0 | 0 | 0 | 0 | 0 | 0 | 0 | 0 | 0 | 0 | 0 | 0 | 0 | 0
| Vintage | 0 | 0 | 0 | 0 | 0 | 0 | 0 | 0 | 0 | 0 | 0 | 0 | 0 | 0 | 0 | 0 | 0 | 0 | 0 | 0 | 0 | 0 | 0 | 0 | 0 | 0 | 0 | 0 | 0 | 0 | 0
Net Change
| Year | Year 0 | Year 1 | Year 2 | Year 3 | Year 4 | Year 5 | Year 6 | Year 7 | Year 8 | Year 9 | Year 10 | Year 11 | Year 12 | Year 13 | Year 14 | Year 15 | Year 16 | Year 17 | Year 18 | Year 19 | Year 20 | Year 21 | Year 22 | Year 23 | Year 24 | Year 25 | Year 26 | Year 27 | Year 28 | Year 29 | Year 30 | Key
| Units | 0 | 0 | 0 | 0 | 0 | 0 | 0 | 0 | 0 | 0 | 0 | 0 | 0 | 0 | 0 | 0 | 0 | 0 | 0 | 0 | 0 | 0 | 0 | 0 | 0 | 0 | 0 | 0 | 0 | 0 | 0 | 0_Units |  |  |  |  | 301957.8232
| Usage | 0 | 0 | 0 | 0 | 0 | 0 | 0 | 0 | 0 | 0 | 0 | 0 | 0 | 0 | 0 | 0 | 0 | 0 | 0 | 0 | 0 | 0 | 0 | 0 | 0 | 0 | 0 | 0 | 0 | 0 | 0 | 0_Usage |  |  |  |  | 1698.6543
| Peak Demand (S) | 0 | 0 | 0 | 0 | 0 | 0 | 0 | 0 | 0 | 0 | 0 | 0 | 0 | 0 | 0 | 0 | 0 | 0 | 0 | 0 | 0 | 0 | 0 | 0 | 0 | 0 | 0 | 0 | 0 | 0 | 0 | 0_Peak Demand (S) |  |  |  |  | 0
| Peak Demand (W) | 0 | 0 | 0 | 0 | 0 | 0 | 0 | 0 | 0 | 0 | 0 | 0 | 0 | 0 | 0 | 0 | 0 | 0 | 0 | 0 | 0 | 0 | 0 | 0 | 0 | 0 | 0 | 0 | 0 | 0 | 0 | 0_Peak Demand (W) |  |  |  |  | 884.6119
| Turnover | 0 | 0 | 0 | 0 | 0 | 0 | 0 | 0 | 0 | 0 | 0 | 0 | 0 | 0 | 0 | 0 | 0 | 0 | 0 | 0 | 0 | 0 | 0 | 0 | 0 | 0 | 0 | 0 | 0 | 0 | 0 | 0_Turnover |  |  |  |  | 6885.4476
| Avg. Replacement Usage | 0 | 0 | 0 | 0 | 0 | 0 | 0 | 0 | 0 | 0 | 0 | 0 | 0 | 0 | 0 | 0 | 0 | 0 | 0 | 0 | 0 | 0 | 0 | 0 | 0 | 0 | 0 | 0 | 0 | 0 | 0 | 0_Avg. Replacement Usage |  |  |  |  | 5638.8522
| Avg. Replacement Demand (S) | 0 | 0 | 0 | 0 | 0 | 0 | 0 | 0 | 0 | 0 | 0 | 0 | 0 | 0 | 0 | 0 | 0 | 0 | 0 | 0 | 0 | 0 | 0 | 0 | 0 | 0 | 0 | 0 | 0 | 0 | 0 | 0_Avg. Replacement Demand (S) |  |  |  |  | 0
| Avg. Replacement Demand (W) | 0 | 0 | 0 | 0 | 0 | 0 | 0 | 0 | 0 | 0 | 0 | 0 | 0 | 0 | 0 | 0 | 0 | 0 | 0 | 0 | 0 | 0 | 0 | 0 | 0 | 0 | 0 | 0 | 0 | 0 | 0 | 0_Avg. Replacement Demand (W) |  |  |  |  | 2.9366
Purchases
| Year | Year 0 | Year 1 | Year 2 | Year 3 | Year 4 | Year 5 | Year 6 | Year 7 | Year 8 | Year 9 | Year 10 | Year 11 | Year 12 | Year 13 | Year 14 | Year 15 | Year 16 | Year 17 | Year 18 | Year 19 | Year 20 | Year 21 | Year 22 | Year 23 | Year 24 | Year 25 | Year 26 | Year 27 | Year 28 | Year 29 | Year 30
| E1 | 0 | 0 | 0 | 0 | 0 | 0 | 0 | 0 | 0 | 0 | 0 | 0 | 0 | 0 | 0 | 0 | 0 | 0 | 0 | 0 | 0 | 0 | 0 | 0 | 0 | 0 | 0 | 0 | 0 | 0 | 0 | 0_E1_Purchases |  |  |  |  | 6885.4476
| E2 | 0 | 0 | 0 | 0 | 0 | 0 | 0 | 0 | 0 | 0 | 0 | 0 | 0 | 0 | 0 | 0 | 0 | 0 | 0 | 0 | 0 | 0 | 0 | 0 | 0 | 0 | 0 | 0 | 0 | 0 | 0 | 0_E2_Purchases |  |  |  |  | 0
| E3 | 0 | 0 | 0 | 0 | 0 | 0 | 0 | 0 | 0 | 0 | 0 | 0 | 0 | 0 | 0 | 0 | 0 | 0 | 0 | 0 | 0 | 0 | 0 | 0 | 0 | 0 | 0 | 0 | 0 | 0 | 0 | 0_E3_Purchases |  |  |  |  | 0
| E4 | 0 | 0 | 0 | 0 | 0 | 0 | 0 | 0 | 0 | 0 | 0 | 0 | 0 | 0 | 0 | 0 | 0 | 0 | 0 | 0 | 0 | 0 | 0 | 0 | 0 | 0 | 0 | 0 | 0 | 0 | 0 | 0_E4_Purchases |  |  |  |  | 0
| E5 | 0 | 0 | 0 | 0 | 0 | 0 | 0 | 0 | 0 | 0 | 0 | 0 | 0 | 0 | 0 | 0 | 0 | 0 | 0 | 0 | 0 | 0 | 0 | 0 | 0 | 0 | 0 | 0 | 0 | 0 | 0 | 0_E5_Purchases |  |  |  |  | 0
| E6 | 0 | 0 | 0 | 0 | 0 | 0 | 0 | 0 | 0 | 0 | 0 | 0 | 0 | 0 | 0 | 0 | 0 | 0 | 0 | 0 | 0 | 0 | 0 | 0 | 0 | 0 | 0 | 0 | 0 | 0 | 0 | 0_E6_Purchases |  |  |  |  | 0
| E7 | 0 | 0 | 0 | 0 | 0 | 0 | 0 | 0 | 0 | 0 | 0 | 0 | 0 | 0 | 0 | 0 | 0 | 0 | 0 | 0 | 0 | 0 | 0 | 0 | 0 | 0 | 0 | 0 | 0 | 0 | 0 | 0_E7_Purchases |  |  |  |  | 0
| E8 | 0 | 0 | 0 | 0 | 0 | 0 | 0 | 0 | 0 | 0 | 0 | 0 | 0 | 0 | 0 | 0 | 0 | 0 | 0 | 0 | 0 | 0 | 0 | 0 | 0 | 0 | 0 | 0 | 0 | 0 | 0 | 0_E8_Purchases |  |  |  |  | 0
| E9 | 0 | 0 | 0 | 0 | 0 | 0 | 0 | 0 | 0 | 0 | 0 | 0 | 0 | 0 | 0 | 0 | 0 | 0 | 0 | 0 | 0 | 0 | 0 | 0 | 0 | 0 | 0 | 0 | 0 | 0 | 0 | 0_E9_Purchases |  |  |  |  | 0
| E10 | 0 | 0 | 0 | 0 | 0 | 0 | 0 | 0 | 0 | 0 | 0 | 0 | 0 | 0 | 0 | 0 | 0 | 0 | 0 | 0 | 0 | 0 | 0 | 0 | 0 | 0 | 0 | 0 | 0 | 0 | 0 | 0_E10_Purchases |  |  |  |  | 0
Stock
| Year | Year 0 | Year 1 | Year 2 | Year 3 | Year 4 | Year 5 | Year 6 | Year 7 | Year 8 | Year 9 | Year 10 | Year 11 | Year 12 | Year 13 | Year 14 | Year 15 | Year 16 | Year 17 | Year 18 | Year 19 | Year 20 | Year 21 | Year 22 | Year 23 | Year 24 | Year 25 | Year 26 | Year 27 | Year 28 | Year 29 | Year 30
| E1 | 0 | 0 | 0 | 0 | 0 | 0 | 0 | 0 | 0 | 0 | 0 | 0 | 0 | 0 | 0 | 0 | 0 | 0 | 0 | 0 | 0 | 0 | 0 | 0 | 0 | 0 | 0 | 0 | 0 | 0 | 0 | 0_E1_Stock |  |  |  |  | 13576.6093
| E2 | 0 | 0 | 0 | 0 | 0 | 0 | 0 | 0 | 0 | 0 | 0 | 0 | 0 | 0 | 0 | 0 | 0 | 0 | 0 | 0 | 0 | 0 | 0 | 0 | 0 | 0 | 0 | 0 | 0 | 0 | 0 | 0_E2_Stock |  |  |  |  | 0
| E3 | 0 | 0 | 0 | 0 | 0 | 0 | 0 | 0 | 0 | 0 | 0 | 0 | 0 | 0 | 0 | 0 | 0 | 0 | 0 | 0 | 0 | 0 | 0 | 0 | 0 | 0 | 0 | 0 | 0 | 0 | 0 | 0_E3_Stock |  |  |  |  | 0
| E4 | 0 | 0 | 0 | 0 | 0 | 0 | 0 | 0 | 0 | 0 | 0 | 0 | 0 | 0 | 0 | 0 | 0 | 0 | 0 | 0 | 0 | 0 | 0 | 0 | 0 | 0 | 0 | 0 | 0 | 0 | 0 | 0_E4_Stock |  |  |  |  | 0
| E5 | 0 | 0 | 0 | 0 | 0 | 0 | 0 | 0 | 0 | 0 | 0 | 0 | 0 | 0 | 0 | 0 | 0 | 0 | 0 | 0 | 0 | 0 | 0 | 0 | 0 | 0 | 0 | 0 | 0 | 0 | 0 | 0_E5_Stock |  |  |  |  | 0
| E6 | 0 | 0 | 0 | 0 | 0 | 0 | 0 | 0 | 0 | 0 | 0 | 0 | 0 | 0 | 0 | 0 | 0 | 0 | 0 | 0 | 0 | 0 | 0 | 0 | 0 | 0 | 0 | 0 | 0 | 0 | 0 | 0_E6_Stock |  |  |  |  | 0
| E7 | 0 | 0 | 0 | 0 | 0 | 0 | 0 | 0 | 0 | 0 | 0 | 0 | 0 | 0 | 0 | 0 | 0 | 0 | 0 | 0 | 0 | 0 | 0 | 0 | 0 | 0 | 0 | 0 | 0 | 0 | 0 | 0_E7_Stock |  |  |  |  | 0
| E8 | 0 | 0 | 0 | 0 | 0 | 0 | 0 | 0 | 0 | 0 | 0 | 0 | 0 | 0 | 0 | 0 | 0 | 0 | 0 | 0 | 0 | 0 | 0 | 0 | 0 | 0 | 0 | 0 | 0 | 0 | 0 | 0_E8_Stock |  |  |  |  | 0
| E9 | 0 | 0 | 0 | 0 | 0 | 0 | 0 | 0 | 0 | 0 | 0 | 0 | 0 | 0 | 0 | 0 | 0 | 0 | 0 | 0 | 0 | 0 | 0 | 0 | 0 | 0 | 0 | 0 | 0 | 0 | 0 | 0_E9_Stock |  |  |  |  | 0
| E10 | 0 | 0 | 0 | 0 | 0 | 0 | 0 | 0 | 0 | 0 | 0 | 0 | 0 | 0 | 0 | 0 | 0 | 0 | 0 | 0 | 0 | 0 | 0 | 0 | 0 | 0 | 0 | 0 | 0 | 0 | 0 | 0_E10_Stock |  |  |  |  | 0
| Vintage | 0 | 0 | 0 | 0 | 0 | 0 | 0 | 0 | 0 | 0 | 0 | 0 | 0 | 0 | 0 | 0 | 0 | 0 | 0 | 0 | 0 | 0 | 0 | 0 | 0 | 0 | 0 | 0 | 0 | 0 | 0 | 0_Vintage_Stock |  |  |  |  | 288381.2139
S3C5 |  | Year 0: System 3 Technology 5
Technology Variables
| Tech Key | Year 0: 0
| Peak Factor (S) | Year 0: 0
| Peak Factor (W) | Year 0: 0
| Min Vintage Lifetime | Year 0: 0
| Max Vintage Lifetime | Year 0: 0
| Turnover Style | Year 0: 0
Technology Variables
| Equipment | Year 0: Label; Year 1: Min Lifetime; Year 2: Max Lifetime; Year 3: Degradation; Year 4: Usage; Year 5: Available
| E1 | Year 1: 0; Year 2: 0; Year 3: 0%; Year 4: 0; Year 5: FALSE
| E2 | Year 1: 0; Year 2: 0; Year 3: 0%; Year 4: 0; Year 5: FALSE
| E3 | Year 1: 0; Year 2: 0; Year 3: 0%; Year 4: 0; Year 5: FALSE
| E4 | Year 1: 0; Year 2: 0; Year 3: 0%; Year 4: 0; Year 5: FALSE
| E5 | Year 1: 0; Year 2: 0; Year 3: 0%; Year 4: 0; Year 5: FALSE
| E6 | Year 1: 0; Year 2: 0; Year 3: 0%; Year 4: 0; Year 5: FALSE
| E7 | Year 1: 0; Year 2: 0; Year 3: 0%; Year 4: 0; Year 5: FALSE
| E8 | Year 1: 0; Year 2: 0; Year 3: 0%; Year 4: 0; Year 5: FALSE
| E9 | Year 1: 0; Year 2: 0; Year 3: 0%; Year 4: 0; Year 5: FALSE
| E10 | Year 1: 0; Year 2: 0; Year 3: 0%; Year 4: 0; Year 5: FALSE
Original Forecast Results
| Year | Year 0 | Year 1 | Year 2 | Year 3 | Year 4 | Year 5 | Year 6 | Year 7 | Year 8 | Year 9 | Year 10 | Year 11 | Year 12 | Year 13 | Year 14 | Year 15 | Year 16 | Year 17 | Year 18 | Year 19 | Year 20 | Year 21 | Year 22 | Year 23 | Year 24 | Year 25 | Year 26 | Year 27 | Year 28 | Year 29 | Year 30 | Key
| Units | 0 | 0 | 0 | 0 | 0 | 0 | 0 | 0 | 0 | 0 | 0 | 0 | 0 | 0 | 0 | 0 | 0 | 0 | 0 | 0 | 0 | 0 | 0 | 0 | 0 | 0 | 0 | 0 | 0 | 0 | 0 | #REF! |  |  |  |  | 301957.8232
| Usage | 0 | 0 | 0 | 0 | 0 | 0 | 0 | 0 | 0 | 0 | 0 | 0 | 0 | 0 | 0 | 0 | 0 | 0 | 0 | 0 | 0 | 0 | 0 | 0 | 0 | 0 | 0 | 0 | 0 | 0 | 0 | #REF! |  |  |  |  | 1698.6543
| Peak Demand (S) | 0 | 0 | 0 | 0 | 0 | 0 | 0 | 0 | 0 | 0 | 0 | 0 | 0 | 0 | 0 | 0 | 0 | 0 | 0 | 0 | 0 | 0 | 0 | 0 | 0 | 0 | 0 | 0 | 0 | 0 | 0 | #REF! |  |  |  |  | 0
| Peak Demand (W) | 0 | 0 | 0 | 0 | 0 | 0 | 0 | 0 | 0 | 0 | 0 | 0 | 0 | 0 | 0 | 0 | 0 | 0 | 0 | 0 | 0 | 0 | 0 | 0 | 0 | 0 | 0 | 0 | 0 | 0 | 0 | #REF! |  |  |  |  | 884.6119
| Turnover | 0 | 0 | 0 | 0 | 0 | 0 | 0 | 0 | 0 | 0 | 0 | 0 | 0 | 0 | 0 | 0 | 0 | 0 | 0 | 0 | 0 | 0 | 0 | 0 | 0 | 0 | 0 | 0 | 0 | 0 | 0 | #REF! |  |  |  |  | 6885.4476
| Avg. Replacement Usage | 0 | 0 | 0 | 0 | 0 | 0 | 0 | 0 | 0 | 0 | 0 | 0 | 0 | 0 | 0 | 0 | 0 | 0 | 0 | 0 | 0 | 0 | 0 | 0 | 0 | 0 | 0 | 0 | 0 | 0 | 0 | #REF! |  |  |  |  | 5638.8522
| Avg. Replacement Demand (S) | 0 | 0 | 0 | 0 | 0 | 0 | 0 | 0 | 0 | 0 | 0 | 0 | 0 | 0 | 0 | 0 | 0 | 0 | 0 | 0 | 0 | 0 | 0 | 0 | 0 | 0 | 0 | 0 | 0 | 0 | 0 | #REF! |  |  |  |  | 0
| Avg. Replacement Demand (W) | 0 | 0 | 0 | 0 | 0 | 0 | 0 | 0 | 0 | 0 | 0 | 0 | 0 | 0 | 0 | 0 | 0 | 0 | 0 | 0 | 0 | 0 | 0 | 0 | 0 | 0 | 0 | 0 | 0 | 0 | 0 | #REF! |  |  |  |  | 2.9366
Tech Forecast Stock
| Year | Year 0 | Year 1 | Year 2 | Year 3 | Year 4 | Year 5 | Year 6 | Year 7 | Year 8 | Year 9 | Year 10 | Year 11 | Year 12 | Year 13 | Year 14 | Year 15 | Year 16 | Year 17 | Year 18 | Year 19 | Year 20 | Year 21 | Year 22 | Year 23 | Year 24 | Year 25 | Year 26 | Year 27 | Year 28 | Year 29 | Year 30
| E1 | 0 | 0 | 0 | 0 | 0 | 0 | 0 | 0 | 0 | 0 | 0 | 0 | 0 | 0 | 0 | 0 | 0 | 0 | 0 | 0 | 0 | 0 | 0 | 0 | 0 | 0 | 0 | 0 | 0 | 0 | 0
| E2 | 0 | 0 | 0 | 0 | 0 | 0 | 0 | 0 | 0 | 0 | 0 | 0 | 0 | 0 | 0 | 0 | 0 | 0 | 0 | 0 | 0 | 0 | 0 | 0 | 0 | 0 | 0 | 0 | 0 | 0 | 0
| E3 | 0 | 0 | 0 | 0 | 0 | 0 | 0 | 0 | 0 | 0 | 0 | 0 | 0 | 0 | 0 | 0 | 0 | 0 | 0 | 0 | 0 | 0 | 0 | 0 | 0 | 0 | 0 | 0 | 0 | 0 | 0
| E4 | 0 | 0 | 0 | 0 | 0 | 0 | 0 | 0 | 0 | 0 | 0 | 0 | 0 | 0 | 0 | 0 | 0 | 0 | 0 | 0 | 0 | 0 | 0 | 0 | 0 | 0 | 0 | 0 | 0 | 0 | 0
| E5 | 0 | 0 | 0 | 0 | 0 | 0 | 0 | 0 | 0 | 0 | 0 | 0 | 0 | 0 | 0 | 0 | 0 | 0 | 0 | 0 | 0 | 0 | 0 | 0 | 0 | 0 | 0 | 0 | 0 | 0 | 0
| E6 | 0 | 0 | 0 | 0 | 0 | 0 | 0 | 0 | 0 | 0 | 0 | 0 | 0 | 0 | 0 | 0 | 0 | 0 | 0 | 0 | 0 | 0 | 0 | 0 | 0 | 0 | 0 | 0 | 0 | 0 | 0
| E7 | 0 | 0 | 0 | 0 | 0 | 0 | 0 | 0 | 0 | 0 | 0 | 0 | 0 | 0 | 0 | 0 | 0 | 0 | 0 | 0 | 0 | 0 | 0 | 0 | 0 | 0 | 0 | 0 | 0 | 0 | 0
| E8 | 0 | 0 | 0 | 0 | 0 | 0 | 0 | 0 | 0 | 0 | 0 | 0 | 0 | 0 | 0 | 0 | 0 | 0 | 0 | 0 | 0 | 0 | 0 | 0 | 0 | 0 | 0 | 0 | 0 | 0 | 0
| E9 | 0 | 0 | 0 | 0 | 0 | 0 | 0 | 0 | 0 | 0 | 0 | 0 | 0 | 0 | 0 | 0 | 0 | 0 | 0 | 0 | 0 | 0 | 0 | 0 | 0 | 0 | 0 | 0 | 0 | 0 | 0
| E10 | 0 | 0 | 0 | 0 | 0 | 0 | 0 | 0 | 0 | 0 | 0 | 0 | 0 | 0 | 0 | 0 | 0 | 0 | 0 | 0 | 0 | 0 | 0 | 0 | 0 | 0 | 0 | 0 | 0 | 0 | 0
| Vintage | 0 | 0 | 0 | 0 | 0 | 0 | 0 | 0 | 0 | 0 | 0 | 0 | 0 | 0 | 0 | 0 | 0 | 0 | 0 | 0 | 0 | 0 | 0 | 0 | 0 | 0 | 0 | 0 | 0 | 0 | 0
Stock for Switching
| Year | Year 0 | Year 1 | Year 2 | Year 3 | Year 4 | Year 5 | Year 6 | Year 7 | Year 8 | Year 9 | Year 10 | Year 11 | Year 12 | Year 13 | Year 14 | Year 15 | Year 16 | Year 17 | Year 18 | Year 19 | Year 20 | Year 21 | Year 22 | Year 23 | Year 24 | Year 25 | Year 26 | Year 27 | Year 28 | Year 29 | Year 30
| E1 | 0 | 0 | 0 | 0 | 0 | 0 | 0 | 0 | 0 | 0 | 0 | 0 | 0 | 0 | 0 | 0 | 0 | 0 | 0 | 0 | 0 | 0 | 0 | 0 | 0 | 0 | 0 | 0 | 0 | 0 | 0 | 0_E1_SysStock
| E2 | 0 | 0 | 0 | 0 | 0 | 0 | 0 | 0 | 0 | 0 | 0 | 0 | 0 | 0 | 0 | 0 | 0 | 0 | 0 | 0 | 0 | 0 | 0 | 0 | 0 | 0 | 0 | 0 | 0 | 0 | 0 | 0_E2_SysStock
| E3 | 0 | 0 | 0 | 0 | 0 | 0 | 0 | 0 | 0 | 0 | 0 | 0 | 0 | 0 | 0 | 0 | 0 | 0 | 0 | 0 | 0 | 0 | 0 | 0 | 0 | 0 | 0 | 0 | 0 | 0 | 0 | 0_E3_SysStock
| E4 | 0 | 0 | 0 | 0 | 0 | 0 | 0 | 0 | 0 | 0 | 0 | 0 | 0 | 0 | 0 | 0 | 0 | 0 | 0 | 0 | 0 | 0 | 0 | 0 | 0 | 0 | 0 | 0 | 0 | 0 | 0 | 0_E4_SysStock
| E5 | 0 | 0 | 0 | 0 | 0 | 0 | 0 | 0 | 0 | 0 | 0 | 0 | 0 | 0 | 0 | 0 | 0 | 0 | 0 | 0 | 0 | 0 | 0 | 0 | 0 | 0 | 0 | 0 | 0 | 0 | 0 | 0_E5_SysStock
| E6 | 0 | 0 | 0 | 0 | 0 | 0 | 0 | 0 | 0 | 0 | 0 | 0 | 0 | 0 | 0 | 0 | 0 | 0 | 0 | 0 | 0 | 0 | 0 | 0 | 0 | 0 | 0 | 0 | 0 | 0 | 0 | 0_E6_SysStock
| E7 | 0 | 0 | 0 | 0 | 0 | 0 | 0 | 0 | 0 | 0 | 0 | 0 | 0 | 0 | 0 | 0 | 0 | 0 | 0 | 0 | 0 | 0 | 0 | 0 | 0 | 0 | 0 | 0 | 0 | 0 | 0 | 0_E7_SysStock
| E8 | 0 | 0 | 0 | 0 | 0 | 0 | 0 | 0 | 0 | 0 | 0 | 0 | 0 | 0 | 0 | 0 | 0 | 0 | 0 | 0 | 0 | 0 | 0 | 0 | 0 | 0 | 0 | 0 | 0 | 0 | 0 | 0_E8_SysStock
| E9 | 0 | 0 | 0 | 0 | 0 | 0 | 0 | 0 | 0 | 0 | 0 | 0 | 0 | 0 | 0 | 0 | 0 | 0 | 0 | 0 | 0 | 0 | 0 | 0 | 0 | 0 | 0 | 0 | 0 | 0 | 0 | 0_E9_SysStock
| E10 | 0 | 0 | 0 | 0 | 0 | 0 | 0 | 0 | 0 | 0 | 0 | 0 | 0 | 0 | 0 | 0 | 0 | 0 | 0 | 0 | 0 | 0 | 0 | 0 | 0 | 0 | 0 | 0 | 0 | 0 | 0 | 0_E10_SysStock
| Vintage | 0 | 0 | 0 | 0 | 0 | 0 | 0 | 0 | 0 | 0 | 0 | 0 | 0 | 0 | 0 | 0 | 0 | 0 | 0 | 0 | 0 | 0 | 0 | 0 | 0 | 0 | 0 | 0 | 0 | 0 | 0 | 0_Vintage_SysStock
Tech Forecast Purchases
| Year | Year 0 | Year 1 | Year 2 | Year 3 | Year 4 | Year 5 | Year 6 | Year 7 | Year 8 | Year 9 | Year 10 | Year 11 | Year 12 | Year 13 | Year 14 | Year 15 | Year 16 | Year 17 | Year 18 | Year 19 | Year 20 | Year 21 | Year 22 | Year 23 | Year 24 | Year 25 | Year 26 | Year 27 | Year 28 | Year 29 | Year 30
| E1 | 0 | 0 | 0 | 0 | 0 | 0 | 0 | 0 | 0 | 0 | 0 | 0 | 0 | 0 | 0 | 0 | 0 | 0 | 0 | 0 | 0 | 0 | 0 | 0 | 0 | 0 | 0 | 0 | 0 | 0 | 0
| E2 | 0 | 0 | 0 | 0 | 0 | 0 | 0 | 0 | 0 | 0 | 0 | 0 | 0 | 0 | 0 | 0 | 0 | 0 | 0 | 0 | 0 | 0 | 0 | 0 | 0 | 0 | 0 | 0 | 0 | 0 | 0
| E3 | 0 | 0 | 0 | 0 | 0 | 0 | 0 | 0 | 0 | 0 | 0 | 0 | 0 | 0 | 0 | 0 | 0 | 0 | 0 | 0 | 0 | 0 | 0 | 0 | 0 | 0 | 0 | 0 | 0 | 0 | 0
| E4 | 0 | 0 | 0 | 0 | 0 | 0 | 0 | 0 | 0 | 0 | 0 | 0 | 0 | 0 | 0 | 0 | 0 | 0 | 0 | 0 | 0 | 0 | 0 | 0 | 0 | 0 | 0 | 0 | 0 | 0 | 0
| E5 | 0 | 0 | 0 | 0 | 0 | 0 | 0 | 0 | 0 | 0 | 0 | 0 | 0 | 0 | 0 | 0 | 0 | 0 | 0 | 0 | 0 | 0 | 0 | 0 | 0 | 0 | 0 | 0 | 0 | 0 | 0
| E6 | 0 | 0 | 0 | 0 | 0 | 0 | 0 | 0 | 0 | 0 | 0 | 0 | 0 | 0 | 0 | 0 | 0 | 0 | 0 | 0 | 0 | 0 | 0 | 0 | 0 | 0 | 0 | 0 | 0 | 0 | 0
| E7 | 0 | 0 | 0 | 0 | 0 | 0 | 0 | 0 | 0 | 0 | 0 | 0 | 0 | 0 | 0 | 0 | 0 | 0 | 0 | 0 | 0 | 0 | 0 | 0 | 0 | 0 | 0 | 0 | 0 | 0 | 0
| E8 | 0 | 0 | 0 | 0 | 0 | 0 | 0 | 0 | 0 | 0 | 0 | 0 | 0 | 0 | 0 | 0 | 0 | 0 | 0 | 0 | 0 | 0 | 0 | 0 | 0 | 0 | 0 | 0 | 0 | 0 | 0
| E9 | 0 | 0 | 0 | 0 | 0 | 0 | 0 | 0 | 0 | 0 | 0 | 0 | 0 | 0 | 0 | 0 | 0 | 0 | 0 | 0 | 0 | 0 | 0 | 0 | 0 | 0 | 0 | 0 | 0 | 0 | 0
| E10 | 0 | 0 | 0 | 0 | 0 | 0 | 0 | 0 | 0 | 0 | 0 | 0 | 0 | 0 | 0 | 0 | 0 | 0 | 0 | 0 | 0 | 0 | 0 | 0 | 0 | 0 | 0 | 0 | 0 | 0 | 0
Potential to Switch
| Year | Year 0 | Year 1 | Year 2 | Year 3 | Year 4 | Year 5 | Year 6 | Year 7 | Year 8 | Year 9 | Year 10 | Year 11 | Year 12 | Year 13 | Year 14 | Year 15 | Year 16 | Year 17 | Year 18 | Year 19 | Year 20 | Year 21 | Year 22 | Year 23 | Year 24 | Year 25 | Year 26 | Year 27 | Year 28 | Year 29 | Year 30
| E1 | 0 | 0 | 0 | 0 | 0 | 0 | 0 | 0 | 0 | 0 | 0 | 0 | 0 | 0 | 0 | 0 | 0 | 0 | 0 | 0 | 0 | 0 | 0 | 0 | 0 | 0 | 0 | 0 | 0 | 0 | 0 | 0_E1_Switched Out
| E2 | 0 | 0 | 0 | 0 | 0 | 0 | 0 | 0 | 0 | 0 | 0 | 0 | 0 | 0 | 0 | 0 | 0 | 0 | 0 | 0 | 0 | 0 | 0 | 0 | 0 | 0 | 0 | 0 | 0 | 0 | 0 | 0_E2_Switched Out
| E3 | 0 | 0 | 0 | 0 | 0 | 0 | 0 | 0 | 0 | 0 | 0 | 0 | 0 | 0 | 0 | 0 | 0 | 0 | 0 | 0 | 0 | 0 | 0 | 0 | 0 | 0 | 0 | 0 | 0 | 0 | 0 | 0_E3_Switched Out
| E4 | 0 | 0 | 0 | 0 | 0 | 0 | 0 | 0 | 0 | 0 | 0 | 0 | 0 | 0 | 0 | 0 | 0 | 0 | 0 | 0 | 0 | 0 | 0 | 0 | 0 | 0 | 0 | 0 | 0 | 0 | 0 | 0_E4_Switched Out
| E5 | 0 | 0 | 0 | 0 | 0 | 0 | 0 | 0 | 0 | 0 | 0 | 0 | 0 | 0 | 0 | 0 | 0 | 0 | 0 | 0 | 0 | 0 | 0 | 0 | 0 | 0 | 0 | 0 | 0 | 0 | 0 | 0_E5_Switched Out
| E6 | 0 | 0 | 0 | 0 | 0 | 0 | 0 | 0 | 0 | 0 | 0 | 0 | 0 | 0 | 0 | 0 | 0 | 0 | 0 | 0 | 0 | 0 | 0 | 0 | 0 | 0 | 0 | 0 | 0 | 0 | 0 | 0_E6_Switched Out
| E7 | 0 | 0 | 0 | 0 | 0 | 0 | 0 | 0 | 0 | 0 | 0 | 0 | 0 | 0 | 0 | 0 | 0 | 0 | 0 | 0 | 0 | 0 | 0 | 0 | 0 | 0 | 0 | 0 | 0 | 0 | 0 | 0_E7_Switched Out
| E8 | 0 | 0 | 0 | 0 | 0 | 0 | 0 | 0 | 0 | 0 | 0 | 0 | 0 | 0 | 0 | 0 | 0 | 0 | 0 | 0 | 0 | 0 | 0 | 0 | 0 | 0 | 0 | 0 | 0 | 0 | 0 | 0_E8_Switched Out
| E9 | 0 | 0 | 0 | 0 | 0 | 0 | 0 | 0 | 0 | 0 | 0 | 0 | 0 | 0 | 0 | 0 | 0 | 0 | 0 | 0 | 0 | 0 | 0 | 0 | 0 | 0 | 0 | 0 | 0 | 0 | 0 | 0_E9_Switched Out
| E10 | 0 | 0 | 0 | 0 | 0 | 0 | 0 | 0 | 0 | 0 | 0 | 0 | 0 | 0 | 0 | 0 | 0 | 0 | 0 | 0 | 0 | 0 | 0 | 0 | 0 | 0 | 0 | 0 | 0 | 0 | 0 | 0_E10_Switched Out
Units Out
| E1 | 0 | 0 | 0 | 0 | 0 | 0 | 0 | 0 | 0 | 0 | 0 | 0 | 0 | 0 | 0 | 0 | 0 | 0 | 0 | 0 | 0 | 0 | 0 | 0 | 0 | 0 | 0 | 0 | 0 | 0 | 0
| E2 | 0 | 0 | 0 | 0 | 0 | 0 | 0 | 0 | 0 | 0 | 0 | 0 | 0 | 0 | 0 | 0 | 0 | 0 | 0 | 0 | 0 | 0 | 0 | 0 | 0 | 0 | 0 | 0 | 0 | 0 | 0
| E3 | 0 | 0 | 0 | 0 | 0 | 0 | 0 | 0 | 0 | 0 | 0 | 0 | 0 | 0 | 0 | 0 | 0 | 0 | 0 | 0 | 0 | 0 | 0 | 0 | 0 | 0 | 0 | 0 | 0 | 0 | 0
| E4 | 0 | 0 | 0 | 0 | 0 | 0 | 0 | 0 | 0 | 0 | 0 | 0 | 0 | 0 | 0 | 0 | 0 | 0 | 0 | 0 | 0 | 0 | 0 | 0 | 0 | 0 | 0 | 0 | 0 | 0 | 0
| E5 | 0 | 0 | 0 | 0 | 0 | 0 | 0 | 0 | 0 | 0 | 0 | 0 | 0 | 0 | 0 | 0 | 0 | 0 | 0 | 0 | 0 | 0 | 0 | 0 | 0 | 0 | 0 | 0 | 0 | 0 | 0
| E6 | 0 | 0 | 0 | 0 | 0 | 0 | 0 | 0 | 0 | 0 | 0 | 0 | 0 | 0 | 0 | 0 | 0 | 0 | 0 | 0 | 0 | 0 | 0 | 0 | 0 | 0 | 0 | 0 | 0 | 0 | 0
| E7 | 0 | 0 | 0 | 0 | 0 | 0 | 0 | 0 | 0 | 0 | 0 | 0 | 0 | 0 | 0 | 0 | 0 | 0 | 0 | 0 | 0 | 0 | 0 | 0 | 0 | 0 | 0 | 0 | 0 | 0 | 0
| E8 | 0 | 0 | 0 | 0 | 0 | 0 | 0 | 0 | 0 | 0 | 0 | 0 | 0 | 0 | 0 | 0 | 0 | 0 | 0 | 0 | 0 | 0 | 0 | 0 | 0 | 0 | 0 | 0 | 0 | 0 | 0
| E9 | 0 | 0 | 0 | 0 | 0 | 0 | 0 | 0 | 0 | 0 | 0 | 0 | 0 | 0 | 0 | 0 | 0 | 0 | 0 | 0 | 0 | 0 | 0 | 0 | 0 | 0 | 0 | 0 | 0 | 0 | 0
| E10 | 0 | 0 | 0 | 0 | 0 | 0 | 0 | 0 | 0 | 0 | 0 | 0 | 0 | 0 | 0 | 0 | 0 | 0 | 0 | 0 | 0 | 0 | 0 | 0 | 0 | 0 | 0 | 0 | 0 | 0 | 0
| Vintage | 0 | 0 | 0 | 0 | 0 | 0 | 0 | 0 | 0 | 0 | 0 | 0 | 0 | 0 | 0 | 0 | 0 | 0 | 0 | 0 | 0 | 0 | 0 | 0 | 0 | 0 | 0 | 0 | 0 | 0 | 0
Tech Purchase Shares
| Year | Year 0 | Year 1 | Year 2 | Year 3 | Year 4 | Year 5 | Year 6 | Year 7 | Year 8 | Year 9 | Year 10 | Year 11 | Year 12 | Year 13 | Year 14 | Year 15 | Year 16 | Year 17 | Year 18 | Year 19 | Year 20 | Year 21 | Year 22 | Year 23 | Year 24 | Year 25 | Year 26 | Year 27 | Year 28 | Year 29 | Year 30
E1 | bar: Year 0 to Year 30
E2 | bar: Year 0 to Year 30
E3 | bar: Year 0 to Year 30
E4 | bar: Year 0 to Year 30
E5 | bar: Year 0 to Year 30
E6 | bar: Year 0 to Year 30
E7 | bar: Year 0 to Year 30
E8 | bar: Year 0 to Year 30
E9 | bar: Year 0 to Year 30
E10 | bar: Year 0 to Year 30
Units In from Switching
| E1 | 0 | 0 | 0 | 0 | 0 | 0 | 0 | 0 | 0 | 0 | 0 | 0 | 0 | 0 | 0 | 0 | 0 | 0 | 0 | 0 | 0 | 0 | 0 | 0 | 0 | 0 | 0 | 0 | 0 | 0 | 0
| E2 | 0 | 0 | 0 | 0 | 0 | 0 | 0 | 0 | 0 | 0 | 0 | 0 | 0 | 0 | 0 | 0 | 0 | 0 | 0 | 0 | 0 | 0 | 0 | 0 | 0 | 0 | 0 | 0 | 0 | 0 | 0
| E3 | 0 | 0 | 0 | 0 | 0 | 0 | 0 | 0 | 0 | 0 | 0 | 0 | 0 | 0 | 0 | 0 | 0 | 0 | 0 | 0 | 0 | 0 | 0 | 0 | 0 | 0 | 0 | 0 | 0 | 0 | 0
| E4 | 0 | 0 | 0 | 0 | 0 | 0 | 0 | 0 | 0 | 0 | 0 | 0 | 0 | 0 | 0 | 0 | 0 | 0 | 0 | 0 | 0 | 0 | 0 | 0 | 0 | 0 | 0 | 0 | 0 | 0 | 0
| E5 | 0 | 0 | 0 | 0 | 0 | 0 | 0 | 0 | 0 | 0 | 0 | 0 | 0 | 0 | 0 | 0 | 0 | 0 | 0 | 0 | 0 | 0 | 0 | 0 | 0 | 0 | 0 | 0 | 0 | 0 | 0
| E6 | 0 | 0 | 0 | 0 | 0 | 0 | 0 | 0 | 0 | 0 | 0 | 0 | 0 | 0 | 0 | 0 | 0 | 0 | 0 | 0 | 0 | 0 | 0 | 0 | 0 | 0 | 0 | 0 | 0 | 0 | 0
| E7 | 0 | 0 | 0 | 0 | 0 | 0 | 0 | 0 | 0 | 0 | 0 | 0 | 0 | 0 | 0 | 0 | 0 | 0 | 0 | 0 | 0 | 0 | 0 | 0 | 0 | 0 | 0 | 0 | 0 | 0 | 0
| E8 | 0 | 0 | 0 | 0 | 0 | 0 | 0 | 0 | 0 | 0 | 0 | 0 | 0 | 0 | 0 | 0 | 0 | 0 | 0 | 0 | 0 | 0 | 0 | 0 | 0 | 0 | 0 | 0 | 0 | 0 | 0
| E9 | 0 | 0 | 0 | 0 | 0 | 0 | 0 | 0 | 0 | 0 | 0 | 0 | 0 | 0 | 0 | 0 | 0 | 0 | 0 | 0 | 0 | 0 | 0 | 0 | 0 | 0 | 0 | 0 | 0 | 0 | 0
| E10 | 0 | 0 | 0 | 0 | 0 | 0 | 0 | 0 | 0 | 0 | 0 | 0 | 0 | 0 | 0 | 0 | 0 | 0 | 0 | 0 | 0 | 0 | 0 | 0 | 0 | 0 | 0 | 0 | 0 | 0 | 0
| Vintage | 0 | 0 | 0 | 0 | 0 | 0 | 0 | 0 | 0 | 0 | 0 | 0 | 0 | 0 | 0 | 0 | 0 | 0 | 0 | 0 | 0 | 0 | 0 | 0 | 0 | 0 | 0 | 0 | 0 | 0 | 0
Net Change
| Year | Year 0 | Year 1 | Year 2 | Year 3 | Year 4 | Year 5 | Year 6 | Year 7 | Year 8 | Year 9 | Year 10 | Year 11 | Year 12 | Year 13 | Year 14 | Year 15 | Year 16 | Year 17 | Year 18 | Year 19 | Year 20 | Year 21 | Year 22 | Year 23 | Year 24 | Year 25 | Year 26 | Year 27 | Year 28 | Year 29 | Year 30 | Key
| Units | 0 | 0 | 0 | 0 | 0 | 0 | 0 | 0 | 0 | 0 | 0 | 0 | 0 | 0 | 0 | 0 | 0 | 0 | 0 | 0 | 0 | 0 | 0 | 0 | 0 | 0 | 0 | 0 | 0 | 0 | 0 | 0_Units |  |  |  |  | 301957.8232
| Usage | 0 | 0 | 0 | 0 | 0 | 0 | 0 | 0 | 0 | 0 | 0 | 0 | 0 | 0 | 0 | 0 | 0 | 0 | 0 | 0 | 0 | 0 | 0 | 0 | 0 | 0 | 0 | 0 | 0 | 0 | 0 | 0_Usage |  |  |  |  | 1698.6543
| Peak Demand (S) | 0 | 0 | 0 | 0 | 0 | 0 | 0 | 0 | 0 | 0 | 0 | 0 | 0 | 0 | 0 | 0 | 0 | 0 | 0 | 0 | 0 | 0 | 0 | 0 | 0 | 0 | 0 | 0 | 0 | 0 | 0 | 0_Peak Demand (S) |  |  |  |  | 0
| Peak Demand (W) | 0 | 0 | 0 | 0 | 0 | 0 | 0 | 0 | 0 | 0 | 0 | 0 | 0 | 0 | 0 | 0 | 0 | 0 | 0 | 0 | 0 | 0 | 0 | 0 | 0 | 0 | 0 | 0 | 0 | 0 | 0 | 0_Peak Demand (W) |  |  |  |  | 884.6119
| Turnover | 0 | 0 | 0 | 0 | 0 | 0 | 0 | 0 | 0 | 0 | 0 | 0 | 0 | 0 | 0 | 0 | 0 | 0 | 0 | 0 | 0 | 0 | 0 | 0 | 0 | 0 | 0 | 0 | 0 | 0 | 0 | 0_Turnover |  |  |  |  | 6885.4476
| Avg. Replacement Usage | 0 | 0 | 0 | 0 | 0 | 0 | 0 | 0 | 0 | 0 | 0 | 0 | 0 | 0 | 0 | 0 | 0 | 0 | 0 | 0 | 0 | 0 | 0 | 0 | 0 | 0 | 0 | 0 | 0 | 0 | 0 | 0_Avg. Replacement Usage |  |  |  |  | 5638.8522
| Avg. Replacement Demand (S) | 0 | 0 | 0 | 0 | 0 | 0 | 0 | 0 | 0 | 0 | 0 | 0 | 0 | 0 | 0 | 0 | 0 | 0 | 0 | 0 | 0 | 0 | 0 | 0 | 0 | 0 | 0 | 0 | 0 | 0 | 0 | 0_Avg. Replacement Demand (S) |  |  |  |  | 0
| Avg. Replacement Demand (W) | 0 | 0 | 0 | 0 | 0 | 0 | 0 | 0 | 0 | 0 | 0 | 0 | 0 | 0 | 0 | 0 | 0 | 0 | 0 | 0 | 0 | 0 | 0 | 0 | 0 | 0 | 0 | 0 | 0 | 0 | 0 | 0_Avg. Replacement Demand (W) |  |  |  |  | 2.9366
Purchases
| Year | Year 0 | Year 1 | Year 2 | Year 3 | Year 4 | Year 5 | Year 6 | Year 7 | Year 8 | Year 9 | Year 10 | Year 11 | Year 12 | Year 13 | Year 14 | Year 15 | Year 16 | Year 17 | Year 18 | Year 19 | Year 20 | Year 21 | Year 22 | Year 23 | Year 24 | Year 25 | Year 26 | Year 27 | Year 28 | Year 29 | Year 30
| E1 | 0 | 0 | 0 | 0 | 0 | 0 | 0 | 0 | 0 | 0 | 0 | 0 | 0 | 0 | 0 | 0 | 0 | 0 | 0 | 0 | 0 | 0 | 0 | 0 | 0 | 0 | 0 | 0 | 0 | 0 | 0 | 0_E1_Purchases |  |  |  |  | 6885.4476
| E2 | 0 | 0 | 0 | 0 | 0 | 0 | 0 | 0 | 0 | 0 | 0 | 0 | 0 | 0 | 0 | 0 | 0 | 0 | 0 | 0 | 0 | 0 | 0 | 0 | 0 | 0 | 0 | 0 | 0 | 0 | 0 | 0_E2_Purchases |  |  |  |  | 0
| E3 | 0 | 0 | 0 | 0 | 0 | 0 | 0 | 0 | 0 | 0 | 0 | 0 | 0 | 0 | 0 | 0 | 0 | 0 | 0 | 0 | 0 | 0 | 0 | 0 | 0 | 0 | 0 | 0 | 0 | 0 | 0 | 0_E3_Purchases |  |  |  |  | 0
| E4 | 0 | 0 | 0 | 0 | 0 | 0 | 0 | 0 | 0 | 0 | 0 | 0 | 0 | 0 | 0 | 0 | 0 | 0 | 0 | 0 | 0 | 0 | 0 | 0 | 0 | 0 | 0 | 0 | 0 | 0 | 0 | 0_E4_Purchases |  |  |  |  | 0
| E5 | 0 | 0 | 0 | 0 | 0 | 0 | 0 | 0 | 0 | 0 | 0 | 0 | 0 | 0 | 0 | 0 | 0 | 0 | 0 | 0 | 0 | 0 | 0 | 0 | 0 | 0 | 0 | 0 | 0 | 0 | 0 | 0_E5_Purchases |  |  |  |  | 0
| E6 | 0 | 0 | 0 | 0 | 0 | 0 | 0 | 0 | 0 | 0 | 0 | 0 | 0 | 0 | 0 | 0 | 0 | 0 | 0 | 0 | 0 | 0 | 0 | 0 | 0 | 0 | 0 | 0 | 0 | 0 | 0 | 0_E6_Purchases |  |  |  |  | 0
| E7 | 0 | 0 | 0 | 0 | 0 | 0 | 0 | 0 | 0 | 0 | 0 | 0 | 0 | 0 | 0 | 0 | 0 | 0 | 0 | 0 | 0 | 0 | 0 | 0 | 0 | 0 | 0 | 0 | 0 | 0 | 0 | 0_E7_Purchases |  |  |  |  | 0
| E8 | 0 | 0 | 0 | 0 | 0 | 0 | 0 | 0 | 0 | 0 | 0 | 0 | 0 | 0 | 0 | 0 | 0 | 0 | 0 | 0 | 0 | 0 | 0 | 0 | 0 | 0 | 0 | 0 | 0 | 0 | 0 | 0_E8_Purchases |  |  |  |  | 0
| E9 | 0 | 0 | 0 | 0 | 0 | 0 | 0 | 0 | 0 | 0 | 0 | 0 | 0 | 0 | 0 | 0 | 0 | 0 | 0 | 0 | 0 | 0 | 0 | 0 | 0 | 0 | 0 | 0 | 0 | 0 | 0 | 0_E9_Purchases |  |  |  |  | 0
| E10 | 0 | 0 | 0 | 0 | 0 | 0 | 0 | 0 | 0 | 0 | 0 | 0 | 0 | 0 | 0 | 0 | 0 | 0 | 0 | 0 | 0 | 0 | 0 | 0 | 0 | 0 | 0 | 0 | 0 | 0 | 0 | 0_E10_Purchases |  |  |  |  | 0
Stock
| Year | Year 0 | Year 1 | Year 2 | Year 3 | Year 4 | Year 5 | Year 6 | Year 7 | Year 8 | Year 9 | Year 10 | Year 11 | Year 12 | Year 13 | Year 14 | Year 15 | Year 16 | Year 17 | Year 18 | Year 19 | Year 20 | Year 21 | Year 22 | Year 23 | Year 24 | Year 25 | Year 26 | Year 27 | Year 28 | Year 29 | Year 30
| E1 | 0 | 0 | 0 | 0 | 0 | 0 | 0 | 0 | 0 | 0 | 0 | 0 | 0 | 0 | 0 | 0 | 0 | 0 | 0 | 0 | 0 | 0 | 0 | 0 | 0 | 0 | 0 | 0 | 0 | 0 | 0 | 0_E1_Stock |  |  |  |  | 13576.6093
| E2 | 0 | 0 | 0 | 0 | 0 | 0 | 0 | 0 | 0 | 0 | 0 | 0 | 0 | 0 | 0 | 0 | 0 | 0 | 0 | 0 | 0 | 0 | 0 | 0 | 0 | 0 | 0 | 0 | 0 | 0 | 0 | 0_E2_Stock |  |  |  |  | 0
| E3 | 0 | 0 | 0 | 0 | 0 | 0 | 0 | 0 | 0 | 0 | 0 | 0 | 0 | 0 | 0 | 0 | 0 | 0 | 0 | 0 | 0 | 0 | 0 | 0 | 0 | 0 | 0 | 0 | 0 | 0 | 0 | 0_E3_Stock |  |  |  |  | 0
| E4 | 0 | 0 | 0 | 0 | 0 | 0 | 0 | 0 | 0 | 0 | 0 | 0 | 0 | 0 | 0 | 0 | 0 | 0 | 0 | 0 | 0 | 0 | 0 | 0 | 0 | 0 | 0 | 0 | 0 | 0 | 0 | 0_E4_Stock |  |  |  |  | 0
| E5 | 0 | 0 | 0 | 0 | 0 | 0 | 0 | 0 | 0 | 0 | 0 | 0 | 0 | 0 | 0 | 0 | 0 | 0 | 0 | 0 | 0 | 0 | 0 | 0 | 0 | 0 | 0 | 0 | 0 | 0 | 0 | 0_E5_Stock |  |  |  |  | 0
| E6 | 0 | 0 | 0 | 0 | 0 | 0 | 0 | 0 | 0 | 0 | 0 | 0 | 0 | 0 | 0 | 0 | 0 | 0 | 0 | 0 | 0 | 0 | 0 | 0 | 0 | 0 | 0 | 0 | 0 | 0 | 0 | 0_E6_Stock |  |  |  |  | 0
| E7 | 0 | 0 | 0 | 0 | 0 | 0 | 0 | 0 | 0 | 0 | 0 | 0 | 0 | 0 | 0 | 0 | 0 | 0 | 0 | 0 | 0 | 0 | 0 | 0 | 0 | 0 | 0 | 0 | 0 | 0 | 0 | 0_E7_Stock |  |  |  |  | 0
| E8 | 0 | 0 | 0 | 0 | 0 | 0 | 0 | 0 | 0 | 0 | 0 | 0 | 0 | 0 | 0 | 0 | 0 | 0 | 0 | 0 | 0 | 0 | 0 | 0 | 0 | 0 | 0 | 0 | 0 | 0 | 0 | 0_E8_Stock |  |  |  |  | 0
| E9 | 0 | 0 | 0 | 0 | 0 | 0 | 0 | 0 | 0 | 0 | 0 | 0 | 0 | 0 | 0 | 0 | 0 | 0 | 0 | 0 | 0 | 0 | 0 | 0 | 0 | 0 | 0 | 0 | 0 | 0 | 0 | 0_E9_Stock |  |  |  |  | 0
| E10 | 0 | 0 | 0 | 0 | 0 | 0 | 0 | 0 | 0 | 0 | 0 | 0 | 0 | 0 | 0 | 0 | 0 | 0 | 0 | 0 | 0 | 0 | 0 | 0 | 0 | 0 | 0 | 0 | 0 | 0 | 0 | 0_E10_Stock |  |  |  |  | 0
| Vintage | 0 | 0 | 0 | 0 | 0 | 0 | 0 | 0 | 0 | 0 | 0 | 0 | 0 | 0 | 0 | 0 | 0 | 0 | 0 | 0 | 0 | 0 | 0 | 0 | 0 | 0 | 0 | 0 | 0 | 0 | 0 | 0_Vintage_Stock |  |  |  |  | 288381.2139
S4C1 |  | Year 0: System 4 Technology 1
Technology Variables
| Tech Key | Year 0: 0
| Peak Factor (S) | Year 0: 0
| Peak Factor (W) | Year 0: 0
| Min Vintage Lifetime | Year 0: 0
| Max Vintage Lifetime | Year 0: 0
| Turnover Style | Year 0: 0
Technology Variables
| Equipment | Year 0: Label; Year 1: Min Lifetime; Year 2: Max Lifetime; Year 3: Degradation; Year 4: Usage; Year 5: Available
| E1 | Year 1: 0; Year 2: 0; Year 3: 0%; Year 4: 0; Year 5: FALSE
| E2 | Year 1: 0; Year 2: 0; Year 3: 0%; Year 4: 0; Year 5: FALSE
| E3 | Year 1: 0; Year 2: 0; Year 3: 0%; Year 4: 0; Year 5: FALSE
| E4 | Year 1: 0; Year 2: 0; Year 3: 0%; Year 4: 0; Year 5: FALSE
| E5 | Year 1: 0; Year 2: 0; Year 3: 0%; Year 4: 0; Year 5: FALSE
| E6 | Year 1: 0; Year 2: 0; Year 3: 0%; Year 4: 0; Year 5: FALSE
| E7 | Year 1: 0; Year 2: 0; Year 3: 0%; Year 4: 0; Year 5: FALSE
| E8 | Year 1: 0; Year 2: 0; Year 3: 0%; Year 4: 0; Year 5: FALSE
| E9 | Year 1: 0; Year 2: 0; Year 3: 0%; Year 4: 0; Year 5: FALSE
| E10 | Year 1: 0; Year 2: 0; Year 3: 0%; Year 4: 0; Year 5: FALSE
Original Forecast Results
| Year | Year 0 | Year 1 | Year 2 | Year 3 | Year 4 | Year 5 | Year 6 | Year 7 | Year 8 | Year 9 | Year 10 | Year 11 | Year 12 | Year 13 | Year 14 | Year 15 | Year 16 | Year 17 | Year 18 | Year 19 | Year 20 | Year 21 | Year 22 | Year 23 | Year 24 | Year 25 | Year 26 | Year 27 | Year 28 | Year 29 | Year 30 | Key
| Units | 0 | 0 | 0 | 0 | 0 | 0 | 0 | 0 | 0 | 0 | 0 | 0 | 0 | 0 | 0 | 0 | 0 | 0 | 0 | 0 | 0 | 0 | 0 | 0 | 0 | 0 | 0 | 0 | 0 | 0 | 0 | #REF! |  |  |  |  | 301957.8232
| Usage | 0 | 0 | 0 | 0 | 0 | 0 | 0 | 0 | 0 | 0 | 0 | 0 | 0 | 0 | 0 | 0 | 0 | 0 | 0 | 0 | 0 | 0 | 0 | 0 | 0 | 0 | 0 | 0 | 0 | 0 | 0 | #REF! |  |  |  |  | 1698.6543
| Peak Demand (S) | 0 | 0 | 0 | 0 | 0 | 0 | 0 | 0 | 0 | 0 | 0 | 0 | 0 | 0 | 0 | 0 | 0 | 0 | 0 | 0 | 0 | 0 | 0 | 0 | 0 | 0 | 0 | 0 | 0 | 0 | 0 | #REF! |  |  |  |  | 0
| Peak Demand (W) | 0 | 0 | 0 | 0 | 0 | 0 | 0 | 0 | 0 | 0 | 0 | 0 | 0 | 0 | 0 | 0 | 0 | 0 | 0 | 0 | 0 | 0 | 0 | 0 | 0 | 0 | 0 | 0 | 0 | 0 | 0 | #REF! |  |  |  |  | 884.6119
| Turnover | 0 | 0 | 0 | 0 | 0 | 0 | 0 | 0 | 0 | 0 | 0 | 0 | 0 | 0 | 0 | 0 | 0 | 0 | 0 | 0 | 0 | 0 | 0 | 0 | 0 | 0 | 0 | 0 | 0 | 0 | 0 | #REF! |  |  |  |  | 6885.4476
| Avg. Replacement Usage | 0 | 0 | 0 | 0 | 0 | 0 | 0 | 0 | 0 | 0 | 0 | 0 | 0 | 0 | 0 | 0 | 0 | 0 | 0 | 0 | 0 | 0 | 0 | 0 | 0 | 0 | 0 | 0 | 0 | 0 | 0 | #REF! |  |  |  |  | 5638.8522
| Avg. Replacement Demand (S) | 0 | 0 | 0 | 0 | 0 | 0 | 0 | 0 | 0 | 0 | 0 | 0 | 0 | 0 | 0 | 0 | 0 | 0 | 0 | 0 | 0 | 0 | 0 | 0 | 0 | 0 | 0 | 0 | 0 | 0 | 0 | #REF! |  |  |  |  | 0
| Avg. Replacement Demand (W) | 0 | 0 | 0 | 0 | 0 | 0 | 0 | 0 | 0 | 0 | 0 | 0 | 0 | 0 | 0 | 0 | 0 | 0 | 0 | 0 | 0 | 0 | 0 | 0 | 0 | 0 | 0 | 0 | 0 | 0 | 0 | #REF! |  |  |  |  | 2.9366
Tech Forecast Stock
| Year | Year 0 | Year 1 | Year 2 | Year 3 | Year 4 | Year 5 | Year 6 | Year 7 | Year 8 | Year 9 | Year 10 | Year 11 | Year 12 | Year 13 | Year 14 | Year 15 | Year 16 | Year 17 | Year 18 | Year 19 | Year 20 | Year 21 | Year 22 | Year 23 | Year 24 | Year 25 | Year 26 | Year 27 | Year 28 | Year 29 | Year 30
| E1 | 0 | 0 | 0 | 0 | 0 | 0 | 0 | 0 | 0 | 0 | 0 | 0 | 0 | 0 | 0 | 0 | 0 | 0 | 0 | 0 | 0 | 0 | 0 | 0 | 0 | 0 | 0 | 0 | 0 | 0 | 0
| E2 | 0 | 0 | 0 | 0 | 0 | 0 | 0 | 0 | 0 | 0 | 0 | 0 | 0 | 0 | 0 | 0 | 0 | 0 | 0 | 0 | 0 | 0 | 0 | 0 | 0 | 0 | 0 | 0 | 0 | 0 | 0
| E3 | 0 | 0 | 0 | 0 | 0 | 0 | 0 | 0 | 0 | 0 | 0 | 0 | 0 | 0 | 0 | 0 | 0 | 0 | 0 | 0 | 0 | 0 | 0 | 0 | 0 | 0 | 0 | 0 | 0 | 0 | 0
| E4 | 0 | 0 | 0 | 0 | 0 | 0 | 0 | 0 | 0 | 0 | 0 | 0 | 0 | 0 | 0 | 0 | 0 | 0 | 0 | 0 | 0 | 0 | 0 | 0 | 0 | 0 | 0 | 0 | 0 | 0 | 0
| E5 | 0 | 0 | 0 | 0 | 0 | 0 | 0 | 0 | 0 | 0 | 0 | 0 | 0 | 0 | 0 | 0 | 0 | 0 | 0 | 0 | 0 | 0 | 0 | 0 | 0 | 0 | 0 | 0 | 0 | 0 | 0
| E6 | 0 | 0 | 0 | 0 | 0 | 0 | 0 | 0 | 0 | 0 | 0 | 0 | 0 | 0 | 0 | 0 | 0 | 0 | 0 | 0 | 0 | 0 | 0 | 0 | 0 | 0 | 0 | 0 | 0 | 0 | 0
| E7 | 0 | 0 | 0 | 0 | 0 | 0 | 0 | 0 | 0 | 0 | 0 | 0 | 0 | 0 | 0 | 0 | 0 | 0 | 0 | 0 | 0 | 0 | 0 | 0 | 0 | 0 | 0 | 0 | 0 | 0 | 0
| E8 | 0 | 0 | 0 | 0 | 0 | 0 | 0 | 0 | 0 | 0 | 0 | 0 | 0 | 0 | 0 | 0 | 0 | 0 | 0 | 0 | 0 | 0 | 0 | 0 | 0 | 0 | 0 | 0 | 0 | 0 | 0
| E9 | 0 | 0 | 0 | 0 | 0 | 0 | 0 | 0 | 0 | 0 | 0 | 0 | 0 | 0 | 0 | 0 | 0 | 0 | 0 | 0 | 0 | 0 | 0 | 0 | 0 | 0 | 0 | 0 | 0 | 0 | 0
| E10 | 0 | 0 | 0 | 0 | 0 | 0 | 0 | 0 | 0 | 0 | 0 | 0 | 0 | 0 | 0 | 0 | 0 | 0 | 0 | 0 | 0 | 0 | 0 | 0 | 0 | 0 | 0 | 0 | 0 | 0 | 0
| Vintage | 0 | 0 | 0 | 0 | 0 | 0 | 0 | 0 | 0 | 0 | 0 | 0 | 0 | 0 | 0 | 0 | 0 | 0 | 0 | 0 | 0 | 0 | 0 | 0 | 0 | 0 | 0 | 0 | 0 | 0 | 0
Stock for Switching
| Year | Year 0 | Year 1 | Year 2 | Year 3 | Year 4 | Year 5 | Year 6 | Year 7 | Year 8 | Year 9 | Year 10 | Year 11 | Year 12 | Year 13 | Year 14 | Year 15 | Year 16 | Year 17 | Year 18 | Year 19 | Year 20 | Year 21 | Year 22 | Year 23 | Year 24 | Year 25 | Year 26 | Year 27 | Year 28 | Year 29 | Year 30
| E1 | 0 | 0 | 0 | 0 | 0 | 0 | 0 | 0 | 0 | 0 | 0 | 0 | 0 | 0 | 0 | 0 | 0 | 0 | 0 | 0 | 0 | 0 | 0 | 0 | 0 | 0 | 0 | 0 | 0 | 0 | 0 | 0_E1_SysStock
| E2 | 0 | 0 | 0 | 0 | 0 | 0 | 0 | 0 | 0 | 0 | 0 | 0 | 0 | 0 | 0 | 0 | 0 | 0 | 0 | 0 | 0 | 0 | 0 | 0 | 0 | 0 | 0 | 0 | 0 | 0 | 0 | 0_E2_SysStock
| E3 | 0 | 0 | 0 | 0 | 0 | 0 | 0 | 0 | 0 | 0 | 0 | 0 | 0 | 0 | 0 | 0 | 0 | 0 | 0 | 0 | 0 | 0 | 0 | 0 | 0 | 0 | 0 | 0 | 0 | 0 | 0 | 0_E3_SysStock
| E4 | 0 | 0 | 0 | 0 | 0 | 0 | 0 | 0 | 0 | 0 | 0 | 0 | 0 | 0 | 0 | 0 | 0 | 0 | 0 | 0 | 0 | 0 | 0 | 0 | 0 | 0 | 0 | 0 | 0 | 0 | 0 | 0_E4_SysStock
| E5 | 0 | 0 | 0 | 0 | 0 | 0 | 0 | 0 | 0 | 0 | 0 | 0 | 0 | 0 | 0 | 0 | 0 | 0 | 0 | 0 | 0 | 0 | 0 | 0 | 0 | 0 | 0 | 0 | 0 | 0 | 0 | 0_E5_SysStock
| E6 | 0 | 0 | 0 | 0 | 0 | 0 | 0 | 0 | 0 | 0 | 0 | 0 | 0 | 0 | 0 | 0 | 0 | 0 | 0 | 0 | 0 | 0 | 0 | 0 | 0 | 0 | 0 | 0 | 0 | 0 | 0 | 0_E6_SysStock
| E7 | 0 | 0 | 0 | 0 | 0 | 0 | 0 | 0 | 0 | 0 | 0 | 0 | 0 | 0 | 0 | 0 | 0 | 0 | 0 | 0 | 0 | 0 | 0 | 0 | 0 | 0 | 0 | 0 | 0 | 0 | 0 | 0_E7_SysStock
| E8 | 0 | 0 | 0 | 0 | 0 | 0 | 0 | 0 | 0 | 0 | 0 | 0 | 0 | 0 | 0 | 0 | 0 | 0 | 0 | 0 | 0 | 0 | 0 | 0 | 0 | 0 | 0 | 0 | 0 | 0 | 0 | 0_E8_SysStock
| E9 | 0 | 0 | 0 | 0 | 0 | 0 | 0 | 0 | 0 | 0 | 0 | 0 | 0 | 0 | 0 | 0 | 0 | 0 | 0 | 0 | 0 | 0 | 0 | 0 | 0 | 0 | 0 | 0 | 0 | 0 | 0 | 0_E9_SysStock
| E10 | 0 | 0 | 0 | 0 | 0 | 0 | 0 | 0 | 0 | 0 | 0 | 0 | 0 | 0 | 0 | 0 | 0 | 0 | 0 | 0 | 0 | 0 | 0 | 0 | 0 | 0 | 0 | 0 | 0 | 0 | 0 | 0_E10_SysStock
| Vintage | 0 | 0 | 0 | 0 | 0 | 0 | 0 | 0 | 0 | 0 | 0 | 0 | 0 | 0 | 0 | 0 | 0 | 0 | 0 | 0 | 0 | 0 | 0 | 0 | 0 | 0 | 0 | 0 | 0 | 0 | 0 | 0_Vintage_SysStock
Tech Forecast Purchases
| Year | Year 0 | Year 1 | Year 2 | Year 3 | Year 4 | Year 5 | Year 6 | Year 7 | Year 8 | Year 9 | Year 10 | Year 11 | Year 12 | Year 13 | Year 14 | Year 15 | Year 16 | Year 17 | Year 18 | Year 19 | Year 20 | Year 21 | Year 22 | Year 23 | Year 24 | Year 25 | Year 26 | Year 27 | Year 28 | Year 29 | Year 30
| E1 | 0 | 0 | 0 | 0 | 0 | 0 | 0 | 0 | 0 | 0 | 0 | 0 | 0 | 0 | 0 | 0 | 0 | 0 | 0 | 0 | 0 | 0 | 0 | 0 | 0 | 0 | 0 | 0 | 0 | 0 | 0
| E2 | 0 | 0 | 0 | 0 | 0 | 0 | 0 | 0 | 0 | 0 | 0 | 0 | 0 | 0 | 0 | 0 | 0 | 0 | 0 | 0 | 0 | 0 | 0 | 0 | 0 | 0 | 0 | 0 | 0 | 0 | 0
| E3 | 0 | 0 | 0 | 0 | 0 | 0 | 0 | 0 | 0 | 0 | 0 | 0 | 0 | 0 | 0 | 0 | 0 | 0 | 0 | 0 | 0 | 0 | 0 | 0 | 0 | 0 | 0 | 0 | 0 | 0 | 0
| E4 | 0 | 0 | 0 | 0 | 0 | 0 | 0 | 0 | 0 | 0 | 0 | 0 | 0 | 0 | 0 | 0 | 0 | 0 | 0 | 0 | 0 | 0 | 0 | 0 | 0 | 0 | 0 | 0 | 0 | 0 | 0
| E5 | 0 | 0 | 0 | 0 | 0 | 0 | 0 | 0 | 0 | 0 | 0 | 0 | 0 | 0 | 0 | 0 | 0 | 0 | 0 | 0 | 0 | 0 | 0 | 0 | 0 | 0 | 0 | 0 | 0 | 0 | 0
| E6 | 0 | 0 | 0 | 0 | 0 | 0 | 0 | 0 | 0 | 0 | 0 | 0 | 0 | 0 | 0 | 0 | 0 | 0 | 0 | 0 | 0 | 0 | 0 | 0 | 0 | 0 | 0 | 0 | 0 | 0 | 0
| E7 | 0 | 0 | 0 | 0 | 0 | 0 | 0 | 0 | 0 | 0 | 0 | 0 | 0 | 0 | 0 | 0 | 0 | 0 | 0 | 0 | 0 | 0 | 0 | 0 | 0 | 0 | 0 | 0 | 0 | 0 | 0
| E8 | 0 | 0 | 0 | 0 | 0 | 0 | 0 | 0 | 0 | 0 | 0 | 0 | 0 | 0 | 0 | 0 | 0 | 0 | 0 | 0 | 0 | 0 | 0 | 0 | 0 | 0 | 0 | 0 | 0 | 0 | 0
| E9 | 0 | 0 | 0 | 0 | 0 | 0 | 0 | 0 | 0 | 0 | 0 | 0 | 0 | 0 | 0 | 0 | 0 | 0 | 0 | 0 | 0 | 0 | 0 | 0 | 0 | 0 | 0 | 0 | 0 | 0 | 0
| E10 | 0 | 0 | 0 | 0 | 0 | 0 | 0 | 0 | 0 | 0 | 0 | 0 | 0 | 0 | 0 | 0 | 0 | 0 | 0 | 0 | 0 | 0 | 0 | 0 | 0 | 0 | 0 | 0 | 0 | 0 | 0
Potential to Switch
| Year | Year 0 | Year 1 | Year 2 | Year 3 | Year 4 | Year 5 | Year 6 | Year 7 | Year 8 | Year 9 | Year 10 | Year 11 | Year 12 | Year 13 | Year 14 | Year 15 | Year 16 | Year 17 | Year 18 | Year 19 | Year 20 | Year 21 | Year 22 | Year 23 | Year 24 | Year 25 | Year 26 | Year 27 | Year 28 | Year 29 | Year 30
| E1 | 0 | 0 | 0 | 0 | 0 | 0 | 0 | 0 | 0 | 0 | 0 | 0 | 0 | 0 | 0 | 0 | 0 | 0 | 0 | 0 | 0 | 0 | 0 | 0 | 0 | 0 | 0 | 0 | 0 | 0 | 0 | 0_E1_Switched Out
| E2 | 0 | 0 | 0 | 0 | 0 | 0 | 0 | 0 | 0 | 0 | 0 | 0 | 0 | 0 | 0 | 0 | 0 | 0 | 0 | 0 | 0 | 0 | 0 | 0 | 0 | 0 | 0 | 0 | 0 | 0 | 0 | 0_E2_Switched Out
| E3 | 0 | 0 | 0 | 0 | 0 | 0 | 0 | 0 | 0 | 0 | 0 | 0 | 0 | 0 | 0 | 0 | 0 | 0 | 0 | 0 | 0 | 0 | 0 | 0 | 0 | 0 | 0 | 0 | 0 | 0 | 0 | 0_E3_Switched Out
| E4 | 0 | 0 | 0 | 0 | 0 | 0 | 0 | 0 | 0 | 0 | 0 | 0 | 0 | 0 | 0 | 0 | 0 | 0 | 0 | 0 | 0 | 0 | 0 | 0 | 0 | 0 | 0 | 0 | 0 | 0 | 0 | 0_E4_Switched Out
| E5 | 0 | 0 | 0 | 0 | 0 | 0 | 0 | 0 | 0 | 0 | 0 | 0 | 0 | 0 | 0 | 0 | 0 | 0 | 0 | 0 | 0 | 0 | 0 | 0 | 0 | 0 | 0 | 0 | 0 | 0 | 0 | 0_E5_Switched Out
| E6 | 0 | 0 | 0 | 0 | 0 | 0 | 0 | 0 | 0 | 0 | 0 | 0 | 0 | 0 | 0 | 0 | 0 | 0 | 0 | 0 | 0 | 0 | 0 | 0 | 0 | 0 | 0 | 0 | 0 | 0 | 0 | 0_E6_Switched Out
| E7 | 0 | 0 | 0 | 0 | 0 | 0 | 0 | 0 | 0 | 0 | 0 | 0 | 0 | 0 | 0 | 0 | 0 | 0 | 0 | 0 | 0 | 0 | 0 | 0 | 0 | 0 | 0 | 0 | 0 | 0 | 0 | 0_E7_Switched Out
| E8 | 0 | 0 | 0 | 0 | 0 | 0 | 0 | 0 | 0 | 0 | 0 | 0 | 0 | 0 | 0 | 0 | 0 | 0 | 0 | 0 | 0 | 0 | 0 | 0 | 0 | 0 | 0 | 0 | 0 | 0 | 0 | 0_E8_Switched Out
| E9 | 0 | 0 | 0 | 0 | 0 | 0 | 0 | 0 | 0 | 0 | 0 | 0 | 0 | 0 | 0 | 0 | 0 | 0 | 0 | 0 | 0 | 0 | 0 | 0 | 0 | 0 | 0 | 0 | 0 | 0 | 0 | 0_E9_Switched Out
| E10 | 0 | 0 | 0 | 0 | 0 | 0 | 0 | 0 | 0 | 0 | 0 | 0 | 0 | 0 | 0 | 0 | 0 | 0 | 0 | 0 | 0 | 0 | 0 | 0 | 0 | 0 | 0 | 0 | 0 | 0 | 0 | 0_E10_Switched Out
Units Out
| E1 | 0 | 0 | 0 | 0 | 0 | 0 | 0 | 0 | 0 | 0 | 0 | 0 | 0 | 0 | 0 | 0 | 0 | 0 | 0 | 0 | 0 | 0 | 0 | 0 | 0 | 0 | 0 | 0 | 0 | 0 | 0
| E2 | 0 | 0 | 0 | 0 | 0 | 0 | 0 | 0 | 0 | 0 | 0 | 0 | 0 | 0 | 0 | 0 | 0 | 0 | 0 | 0 | 0 | 0 | 0 | 0 | 0 | 0 | 0 | 0 | 0 | 0 | 0
| E3 | 0 | 0 | 0 | 0 | 0 | 0 | 0 | 0 | 0 | 0 | 0 | 0 | 0 | 0 | 0 | 0 | 0 | 0 | 0 | 0 | 0 | 0 | 0 | 0 | 0 | 0 | 0 | 0 | 0 | 0 | 0
| E4 | 0 | 0 | 0 | 0 | 0 | 0 | 0 | 0 | 0 | 0 | 0 | 0 | 0 | 0 | 0 | 0 | 0 | 0 | 0 | 0 | 0 | 0 | 0 | 0 | 0 | 0 | 0 | 0 | 0 | 0 | 0
| E5 | 0 | 0 | 0 | 0 | 0 | 0 | 0 | 0 | 0 | 0 | 0 | 0 | 0 | 0 | 0 | 0 | 0 | 0 | 0 | 0 | 0 | 0 | 0 | 0 | 0 | 0 | 0 | 0 | 0 | 0 | 0
| E6 | 0 | 0 | 0 | 0 | 0 | 0 | 0 | 0 | 0 | 0 | 0 | 0 | 0 | 0 | 0 | 0 | 0 | 0 | 0 | 0 | 0 | 0 | 0 | 0 | 0 | 0 | 0 | 0 | 0 | 0 | 0
| E7 | 0 | 0 | 0 | 0 | 0 | 0 | 0 | 0 | 0 | 0 | 0 | 0 | 0 | 0 | 0 | 0 | 0 | 0 | 0 | 0 | 0 | 0 | 0 | 0 | 0 | 0 | 0 | 0 | 0 | 0 | 0
| E8 | 0 | 0 | 0 | 0 | 0 | 0 | 0 | 0 | 0 | 0 | 0 | 0 | 0 | 0 | 0 | 0 | 0 | 0 | 0 | 0 | 0 | 0 | 0 | 0 | 0 | 0 | 0 | 0 | 0 | 0 | 0
| E9 | 0 | 0 | 0 | 0 | 0 | 0 | 0 | 0 | 0 | 0 | 0 | 0 | 0 | 0 | 0 | 0 | 0 | 0 | 0 | 0 | 0 | 0 | 0 | 0 | 0 | 0 | 0 | 0 | 0 | 0 | 0
| E10 | 0 | 0 | 0 | 0 | 0 | 0 | 0 | 0 | 0 | 0 | 0 | 0 | 0 | 0 | 0 | 0 | 0 | 0 | 0 | 0 | 0 | 0 | 0 | 0 | 0 | 0 | 0 | 0 | 0 | 0 | 0
| Vintage | 0 | 0 | 0 | 0 | 0 | 0 | 0 | 0 | 0 | 0 | 0 | 0 | 0 | 0 | 0 | 0 | 0 | 0 | 0 | 0 | 0 | 0 | 0 | 0 | 0 | 0 | 0 | 0 | 0 | 0 | 0
Tech Purchase Shares
| Year | Year 0 | Year 1 | Year 2 | Year 3 | Year 4 | Year 5 | Year 6 | Year 7 | Year 8 | Year 9 | Year 10 | Year 11 | Year 12 | Year 13 | Year 14 | Year 15 | Year 16 | Year 17 | Year 18 | Year 19 | Year 20 | Year 21 | Year 22 | Year 23 | Year 24 | Year 25 | Year 26 | Year 27 | Year 28 | Year 29 | Year 30
E1 | bar: Year 0 to Year 30
E2 | bar: Year 0 to Year 30
E3 | bar: Year 0 to Year 30
E4 | bar: Year 0 to Year 30
E5 | bar: Year 0 to Year 30
E6 | bar: Year 0 to Year 30
E7 | bar: Year 0 to Year 30
E8 | bar: Year 0 to Year 30
E9 | bar: Year 0 to Year 30
E10 | bar: Year 0 to Year 30
Units In from Switching
| E1 | 0 | 0 | 0 | 0 | 0 | 0 | 0 | 0 | 0 | 0 | 0 | 0 | 0 | 0 | 0 | 0 | 0 | 0 | 0 | 0 | 0 | 0 | 0 | 0 | 0 | 0 | 0 | 0 | 0 | 0 | 0
| E2 | 0 | 0 | 0 | 0 | 0 | 0 | 0 | 0 | 0 | 0 | 0 | 0 | 0 | 0 | 0 | 0 | 0 | 0 | 0 | 0 | 0 | 0 | 0 | 0 | 0 | 0 | 0 | 0 | 0 | 0 | 0
| E3 | 0 | 0 | 0 | 0 | 0 | 0 | 0 | 0 | 0 | 0 | 0 | 0 | 0 | 0 | 0 | 0 | 0 | 0 | 0 | 0 | 0 | 0 | 0 | 0 | 0 | 0 | 0 | 0 | 0 | 0 | 0
| E4 | 0 | 0 | 0 | 0 | 0 | 0 | 0 | 0 | 0 | 0 | 0 | 0 | 0 | 0 | 0 | 0 | 0 | 0 | 0 | 0 | 0 | 0 | 0 | 0 | 0 | 0 | 0 | 0 | 0 | 0 | 0
| E5 | 0 | 0 | 0 | 0 | 0 | 0 | 0 | 0 | 0 | 0 | 0 | 0 | 0 | 0 | 0 | 0 | 0 | 0 | 0 | 0 | 0 | 0 | 0 | 0 | 0 | 0 | 0 | 0 | 0 | 0 | 0
| E6 | 0 | 0 | 0 | 0 | 0 | 0 | 0 | 0 | 0 | 0 | 0 | 0 | 0 | 0 | 0 | 0 | 0 | 0 | 0 | 0 | 0 | 0 | 0 | 0 | 0 | 0 | 0 | 0 | 0 | 0 | 0
| E7 | 0 | 0 | 0 | 0 | 0 | 0 | 0 | 0 | 0 | 0 | 0 | 0 | 0 | 0 | 0 | 0 | 0 | 0 | 0 | 0 | 0 | 0 | 0 | 0 | 0 | 0 | 0 | 0 | 0 | 0 | 0
| E8 | 0 | 0 | 0 | 0 | 0 | 0 | 0 | 0 | 0 | 0 | 0 | 0 | 0 | 0 | 0 | 0 | 0 | 0 | 0 | 0 | 0 | 0 | 0 | 0 | 0 | 0 | 0 | 0 | 0 | 0 | 0
| E9 | 0 | 0 | 0 | 0 | 0 | 0 | 0 | 0 | 0 | 0 | 0 | 0 | 0 | 0 | 0 | 0 | 0 | 0 | 0 | 0 | 0 | 0 | 0 | 0 | 0 | 0 | 0 | 0 | 0 | 0 | 0
| E10 | 0 | 0 | 0 | 0 | 0 | 0 | 0 | 0 | 0 | 0 | 0 | 0 | 0 | 0 | 0 | 0 | 0 | 0 | 0 | 0 | 0 | 0 | 0 | 0 | 0 | 0 | 0 | 0 | 0 | 0 | 0
| Vintage | 0 | 0 | 0 | 0 | 0 | 0 | 0 | 0 | 0 | 0 | 0 | 0 | 0 | 0 | 0 | 0 | 0 | 0 | 0 | 0 | 0 | 0 | 0 | 0 | 0 | 0 | 0 | 0 | 0 | 0 | 0
Net Change
| Year | Year 0 | Year 1 | Year 2 | Year 3 | Year 4 | Year 5 | Year 6 | Year 7 | Year 8 | Year 9 | Year 10 | Year 11 | Year 12 | Year 13 | Year 14 | Year 15 | Year 16 | Year 17 | Year 18 | Year 19 | Year 20 | Year 21 | Year 22 | Year 23 | Year 24 | Year 25 | Year 26 | Year 27 | Year 28 | Year 29 | Year 30 | Key
| Units | 0 | 0 | 0 | 0 | 0 | 0 | 0 | 0 | 0 | 0 | 0 | 0 | 0 | 0 | 0 | 0 | 0 | 0 | 0 | 0 | 0 | 0 | 0 | 0 | 0 | 0 | 0 | 0 | 0 | 0 | 0 | 0_Units |  |  |  |  | 301957.8232
| Usage | 0 | 0 | 0 | 0 | 0 | 0 | 0 | 0 | 0 | 0 | 0 | 0 | 0 | 0 | 0 | 0 | 0 | 0 | 0 | 0 | 0 | 0 | 0 | 0 | 0 | 0 | 0 | 0 | 0 | 0 | 0 | 0_Usage |  |  |  |  | 1698.6543
| Peak Demand (S) | 0 | 0 | 0 | 0 | 0 | 0 | 0 | 0 | 0 | 0 | 0 | 0 | 0 | 0 | 0 | 0 | 0 | 0 | 0 | 0 | 0 | 0 | 0 | 0 | 0 | 0 | 0 | 0 | 0 | 0 | 0 | 0_Peak Demand (S) |  |  |  |  | 0
| Peak Demand (W) | 0 | 0 | 0 | 0 | 0 | 0 | 0 | 0 | 0 | 0 | 0 | 0 | 0 | 0 | 0 | 0 | 0 | 0 | 0 | 0 | 0 | 0 | 0 | 0 | 0 | 0 | 0 | 0 | 0 | 0 | 0 | 0_Peak Demand (W) |  |  |  |  | 884.6119
| Turnover | 0 | 0 | 0 | 0 | 0 | 0 | 0 | 0 | 0 | 0 | 0 | 0 | 0 | 0 | 0 | 0 | 0 | 0 | 0 | 0 | 0 | 0 | 0 | 0 | 0 | 0 | 0 | 0 | 0 | 0 | 0 | 0_Turnover |  |  |  |  | 6885.4476
| Avg. Replacement Usage | 0 | 0 | 0 | 0 | 0 | 0 | 0 | 0 | 0 | 0 | 0 | 0 | 0 | 0 | 0 | 0 | 0 | 0 | 0 | 0 | 0 | 0 | 0 | 0 | 0 | 0 | 0 | 0 | 0 | 0 | 0 | 0_Avg. Replacement Usage |  |  |  |  | 5638.8522
| Avg. Replacement Demand (S) | 0 | 0 | 0 | 0 | 0 | 0 | 0 | 0 | 0 | 0 | 0 | 0 | 0 | 0 | 0 | 0 | 0 | 0 | 0 | 0 | 0 | 0 | 0 | 0 | 0 | 0 | 0 | 0 | 0 | 0 | 0 | 0_Avg. Replacement Demand (S) |  |  |  |  | 0
| Avg. Replacement Demand (W) | 0 | 0 | 0 | 0 | 0 | 0 | 0 | 0 | 0 | 0 | 0 | 0 | 0 | 0 | 0 | 0 | 0 | 0 | 0 | 0 | 0 | 0 | 0 | 0 | 0 | 0 | 0 | 0 | 0 | 0 | 0 | 0_Avg. Replacement Demand (W) |  |  |  |  | 2.9366
Purchases
| Year | Year 0 | Year 1 | Year 2 | Year 3 | Year 4 | Year 5 | Year 6 | Year 7 | Year 8 | Year 9 | Year 10 | Year 11 | Year 12 | Year 13 | Year 14 | Year 15 | Year 16 | Year 17 | Year 18 | Year 19 | Year 20 | Year 21 | Year 22 | Year 23 | Year 24 | Year 25 | Year 26 | Year 27 | Year 28 | Year 29 | Year 30
| E1 | 0 | 0 | 0 | 0 | 0 | 0 | 0 | 0 | 0 | 0 | 0 | 0 | 0 | 0 | 0 | 0 | 0 | 0 | 0 | 0 | 0 | 0 | 0 | 0 | 0 | 0 | 0 | 0 | 0 | 0 | 0 | 0_E1_Purchases |  |  |  |  | 6885.4476
| E2 | 0 | 0 | 0 | 0 | 0 | 0 | 0 | 0 | 0 | 0 | 0 | 0 | 0 | 0 | 0 | 0 | 0 | 0 | 0 | 0 | 0 | 0 | 0 | 0 | 0 | 0 | 0 | 0 | 0 | 0 | 0 | 0_E2_Purchases |  |  |  |  | 0
| E3 | 0 | 0 | 0 | 0 | 0 | 0 | 0 | 0 | 0 | 0 | 0 | 0 | 0 | 0 | 0 | 0 | 0 | 0 | 0 | 0 | 0 | 0 | 0 | 0 | 0 | 0 | 0 | 0 | 0 | 0 | 0 | 0_E3_Purchases |  |  |  |  | 0
| E4 | 0 | 0 | 0 | 0 | 0 | 0 | 0 | 0 | 0 | 0 | 0 | 0 | 0 | 0 | 0 | 0 | 0 | 0 | 0 | 0 | 0 | 0 | 0 | 0 | 0 | 0 | 0 | 0 | 0 | 0 | 0 | 0_E4_Purchases |  |  |  |  | 0
| E5 | 0 | 0 | 0 | 0 | 0 | 0 | 0 | 0 | 0 | 0 | 0 | 0 | 0 | 0 | 0 | 0 | 0 | 0 | 0 | 0 | 0 | 0 | 0 | 0 | 0 | 0 | 0 | 0 | 0 | 0 | 0 | 0_E5_Purchases |  |  |  |  | 0
| E6 | 0 | 0 | 0 | 0 | 0 | 0 | 0 | 0 | 0 | 0 | 0 | 0 | 0 | 0 | 0 | 0 | 0 | 0 | 0 | 0 | 0 | 0 | 0 | 0 | 0 | 0 | 0 | 0 | 0 | 0 | 0 | 0_E6_Purchases |  |  |  |  | 0
| E7 | 0 | 0 | 0 | 0 | 0 | 0 | 0 | 0 | 0 | 0 | 0 | 0 | 0 | 0 | 0 | 0 | 0 | 0 | 0 | 0 | 0 | 0 | 0 | 0 | 0 | 0 | 0 | 0 | 0 | 0 | 0 | 0_E7_Purchases |  |  |  |  | 0
| E8 | 0 | 0 | 0 | 0 | 0 | 0 | 0 | 0 | 0 | 0 | 0 | 0 | 0 | 0 | 0 | 0 | 0 | 0 | 0 | 0 | 0 | 0 | 0 | 0 | 0 | 0 | 0 | 0 | 0 | 0 | 0 | 0_E8_Purchases |  |  |  |  | 0
| E9 | 0 | 0 | 0 | 0 | 0 | 0 | 0 | 0 | 0 | 0 | 0 | 0 | 0 | 0 | 0 | 0 | 0 | 0 | 0 | 0 | 0 | 0 | 0 | 0 | 0 | 0 | 0 | 0 | 0 | 0 | 0 | 0_E9_Purchases |  |  |  |  | 0
| E10 | 0 | 0 | 0 | 0 | 0 | 0 | 0 | 0 | 0 | 0 | 0 | 0 | 0 | 0 | 0 | 0 | 0 | 0 | 0 | 0 | 0 | 0 | 0 | 0 | 0 | 0 | 0 | 0 | 0 | 0 | 0 | 0_E10_Purchases |  |  |  |  | 0
Stock
| Year | Year 0 | Year 1 | Year 2 | Year 3 | Year 4 | Year 5 | Year 6 | Year 7 | Year 8 | Year 9 | Year 10 | Year 11 | Year 12 | Year 13 | Year 14 | Year 15 | Year 16 | Year 17 | Year 18 | Year 19 | Year 20 | Year 21 | Year 22 | Year 23 | Year 24 | Year 25 | Year 26 | Year 27 | Year 28 | Year 29 | Year 30
| E1 | 0 | 0 | 0 | 0 | 0 | 0 | 0 | 0 | 0 | 0 | 0 | 0 | 0 | 0 | 0 | 0 | 0 | 0 | 0 | 0 | 0 | 0 | 0 | 0 | 0 | 0 | 0 | 0 | 0 | 0 | 0 | 0_E1_Stock |  |  |  |  | 13576.6093
| E2 | 0 | 0 | 0 | 0 | 0 | 0 | 0 | 0 | 0 | 0 | 0 | 0 | 0 | 0 | 0 | 0 | 0 | 0 | 0 | 0 | 0 | 0 | 0 | 0 | 0 | 0 | 0 | 0 | 0 | 0 | 0 | 0_E2_Stock |  |  |  |  | 0
| E3 | 0 | 0 | 0 | 0 | 0 | 0 | 0 | 0 | 0 | 0 | 0 | 0 | 0 | 0 | 0 | 0 | 0 | 0 | 0 | 0 | 0 | 0 | 0 | 0 | 0 | 0 | 0 | 0 | 0 | 0 | 0 | 0_E3_Stock |  |  |  |  | 0
| E4 | 0 | 0 | 0 | 0 | 0 | 0 | 0 | 0 | 0 | 0 | 0 | 0 | 0 | 0 | 0 | 0 | 0 | 0 | 0 | 0 | 0 | 0 | 0 | 0 | 0 | 0 | 0 | 0 | 0 | 0 | 0 | 0_E4_Stock |  |  |  |  | 0
| E5 | 0 | 0 | 0 | 0 | 0 | 0 | 0 | 0 | 0 | 0 | 0 | 0 | 0 | 0 | 0 | 0 | 0 | 0 | 0 | 0 | 0 | 0 | 0 | 0 | 0 | 0 | 0 | 0 | 0 | 0 | 0 | 0_E5_Stock |  |  |  |  | 0
| E6 | 0 | 0 | 0 | 0 | 0 | 0 | 0 | 0 | 0 | 0 | 0 | 0 | 0 | 0 | 0 | 0 | 0 | 0 | 0 | 0 | 0 | 0 | 0 | 0 | 0 | 0 | 0 | 0 | 0 | 0 | 0 | 0_E6_Stock |  |  |  |  | 0
| E7 | 0 | 0 | 0 | 0 | 0 | 0 | 0 | 0 | 0 | 0 | 0 | 0 | 0 | 0 | 0 | 0 | 0 | 0 | 0 | 0 | 0 | 0 | 0 | 0 | 0 | 0 | 0 | 0 | 0 | 0 | 0 | 0_E7_Stock |  |  |  |  | 0
| E8 | 0 | 0 | 0 | 0 | 0 | 0 | 0 | 0 | 0 | 0 | 0 | 0 | 0 | 0 | 0 | 0 | 0 | 0 | 0 | 0 | 0 | 0 | 0 | 0 | 0 | 0 | 0 | 0 | 0 | 0 | 0 | 0_E8_Stock |  |  |  |  | 0
| E9 | 0 | 0 | 0 | 0 | 0 | 0 | 0 | 0 | 0 | 0 | 0 | 0 | 0 | 0 | 0 | 0 | 0 | 0 | 0 | 0 | 0 | 0 | 0 | 0 | 0 | 0 | 0 | 0 | 0 | 0 | 0 | 0_E9_Stock |  |  |  |  | 0
| E10 | 0 | 0 | 0 | 0 | 0 | 0 | 0 | 0 | 0 | 0 | 0 | 0 | 0 | 0 | 0 | 0 | 0 | 0 | 0 | 0 | 0 | 0 | 0 | 0 | 0 | 0 | 0 | 0 | 0 | 0 | 0 | 0_E10_Stock |  |  |  |  | 0
| Vintage | 0 | 0 | 0 | 0 | 0 | 0 | 0 | 0 | 0 | 0 | 0 | 0 | 0 | 0 | 0 | 0 | 0 | 0 | 0 | 0 | 0 | 0 | 0 | 0 | 0 | 0 | 0 | 0 | 0 | 0 | 0 | 0_Vintage_Stock |  |  |  |  | 288381.2139
S4C2 |  | Year 0: System 4 Technology 2
Technology Variables
| Tech Key | Year 0: 0
| Peak Factor (S) | Year 0: 0
| Peak Factor (W) | Year 0: 0
| Min Vintage Lifetime | Year 0: 0
| Max Vintage Lifetime | Year 0: 0
| Turnover Style | Year 0: 0
Technology Variables
| Equipment | Year 0: Label; Year 1: Min Lifetime; Year 2: Max Lifetime; Year 3: Degradation; Year 4: Usage; Year 5: Available
| E1 | Year 1: 0; Year 2: 0; Year 3: 0%; Year 4: 0; Year 5: FALSE
| E2 | Year 1: 0; Year 2: 0; Year 3: 0%; Year 4: 0; Year 5: FALSE
| E3 | Year 1: 0; Year 2: 0; Year 3: 0%; Year 4: 0; Year 5: FALSE
| E4 | Year 1: 0; Year 2: 0; Year 3: 0%; Year 4: 0; Year 5: FALSE
| E5 | Year 1: 0; Year 2: 0; Year 3: 0%; Year 4: 0; Year 5: FALSE
| E6 | Year 1: 0; Year 2: 0; Year 3: 0%; Year 4: 0; Year 5: FALSE
| E7 | Year 1: 0; Year 2: 0; Year 3: 0%; Year 4: 0; Year 5: FALSE
| E8 | Year 1: 0; Year 2: 0; Year 3: 0%; Year 4: 0; Year 5: FALSE
| E9 | Year 1: 0; Year 2: 0; Year 3: 0%; Year 4: 0; Year 5: FALSE
| E10 | Year 1: 0; Year 2: 0; Year 3: 0%; Year 4: 0; Year 5: FALSE
Original Forecast Results
| Year | Year 0 | Year 1 | Year 2 | Year 3 | Year 4 | Year 5 | Year 6 | Year 7 | Year 8 | Year 9 | Year 10 | Year 11 | Year 12 | Year 13 | Year 14 | Year 15 | Year 16 | Year 17 | Year 18 | Year 19 | Year 20 | Year 21 | Year 22 | Year 23 | Year 24 | Year 25 | Year 26 | Year 27 | Year 28 | Year 29 | Year 30 | Key
| Units | 0 | 0 | 0 | 0 | 0 | 0 | 0 | 0 | 0 | 0 | 0 | 0 | 0 | 0 | 0 | 0 | 0 | 0 | 0 | 0 | 0 | 0 | 0 | 0 | 0 | 0 | 0 | 0 | 0 | 0 | 0 | #REF! |  |  |  |  | 301957.8232
| Usage | 0 | 0 | 0 | 0 | 0 | 0 | 0 | 0 | 0 | 0 | 0 | 0 | 0 | 0 | 0 | 0 | 0 | 0 | 0 | 0 | 0 | 0 | 0 | 0 | 0 | 0 | 0 | 0 | 0 | 0 | 0 | #REF! |  |  |  |  | 1698.6543
| Peak Demand (S) | 0 | 0 | 0 | 0 | 0 | 0 | 0 | 0 | 0 | 0 | 0 | 0 | 0 | 0 | 0 | 0 | 0 | 0 | 0 | 0 | 0 | 0 | 0 | 0 | 0 | 0 | 0 | 0 | 0 | 0 | 0 | #REF! |  |  |  |  | 0
| Peak Demand (W) | 0 | 0 | 0 | 0 | 0 | 0 | 0 | 0 | 0 | 0 | 0 | 0 | 0 | 0 | 0 | 0 | 0 | 0 | 0 | 0 | 0 | 0 | 0 | 0 | 0 | 0 | 0 | 0 | 0 | 0 | 0 | #REF! |  |  |  |  | 884.6119
| Turnover | 0 | 0 | 0 | 0 | 0 | 0 | 0 | 0 | 0 | 0 | 0 | 0 | 0 | 0 | 0 | 0 | 0 | 0 | 0 | 0 | 0 | 0 | 0 | 0 | 0 | 0 | 0 | 0 | 0 | 0 | 0 | #REF! |  |  |  |  | 6885.4476
| Avg. Replacement Usage | 0 | 0 | 0 | 0 | 0 | 0 | 0 | 0 | 0 | 0 | 0 | 0 | 0 | 0 | 0 | 0 | 0 | 0 | 0 | 0 | 0 | 0 | 0 | 0 | 0 | 0 | 0 | 0 | 0 | 0 | 0 | #REF! |  |  |  |  | 5638.8522
| Avg. Replacement Demand (S) | 0 | 0 | 0 | 0 | 0 | 0 | 0 | 0 | 0 | 0 | 0 | 0 | 0 | 0 | 0 | 0 | 0 | 0 | 0 | 0 | 0 | 0 | 0 | 0 | 0 | 0 | 0 | 0 | 0 | 0 | 0 | #REF! |  |  |  |  | 0
| Avg. Replacement Demand (W) | 0 | 0 | 0 | 0 | 0 | 0 | 0 | 0 | 0 | 0 | 0 | 0 | 0 | 0 | 0 | 0 | 0 | 0 | 0 | 0 | 0 | 0 | 0 | 0 | 0 | 0 | 0 | 0 | 0 | 0 | 0 | #REF! |  |  |  |  | 2.9366
Tech Forecast Stock
| Year | Year 0 | Year 1 | Year 2 | Year 3 | Year 4 | Year 5 | Year 6 | Year 7 | Year 8 | Year 9 | Year 10 | Year 11 | Year 12 | Year 13 | Year 14 | Year 15 | Year 16 | Year 17 | Year 18 | Year 19 | Year 20 | Year 21 | Year 22 | Year 23 | Year 24 | Year 25 | Year 26 | Year 27 | Year 28 | Year 29 | Year 30
| E1 | 0 | 0 | 0 | 0 | 0 | 0 | 0 | 0 | 0 | 0 | 0 | 0 | 0 | 0 | 0 | 0 | 0 | 0 | 0 | 0 | 0 | 0 | 0 | 0 | 0 | 0 | 0 | 0 | 0 | 0 | 0
| E2 | 0 | 0 | 0 | 0 | 0 | 0 | 0 | 0 | 0 | 0 | 0 | 0 | 0 | 0 | 0 | 0 | 0 | 0 | 0 | 0 | 0 | 0 | 0 | 0 | 0 | 0 | 0 | 0 | 0 | 0 | 0
| E3 | 0 | 0 | 0 | 0 | 0 | 0 | 0 | 0 | 0 | 0 | 0 | 0 | 0 | 0 | 0 | 0 | 0 | 0 | 0 | 0 | 0 | 0 | 0 | 0 | 0 | 0 | 0 | 0 | 0 | 0 | 0
| E4 | 0 | 0 | 0 | 0 | 0 | 0 | 0 | 0 | 0 | 0 | 0 | 0 | 0 | 0 | 0 | 0 | 0 | 0 | 0 | 0 | 0 | 0 | 0 | 0 | 0 | 0 | 0 | 0 | 0 | 0 | 0
| E5 | 0 | 0 | 0 | 0 | 0 | 0 | 0 | 0 | 0 | 0 | 0 | 0 | 0 | 0 | 0 | 0 | 0 | 0 | 0 | 0 | 0 | 0 | 0 | 0 | 0 | 0 | 0 | 0 | 0 | 0 | 0
| E6 | 0 | 0 | 0 | 0 | 0 | 0 | 0 | 0 | 0 | 0 | 0 | 0 | 0 | 0 | 0 | 0 | 0 | 0 | 0 | 0 | 0 | 0 | 0 | 0 | 0 | 0 | 0 | 0 | 0 | 0 | 0
| E7 | 0 | 0 | 0 | 0 | 0 | 0 | 0 | 0 | 0 | 0 | 0 | 0 | 0 | 0 | 0 | 0 | 0 | 0 | 0 | 0 | 0 | 0 | 0 | 0 | 0 | 0 | 0 | 0 | 0 | 0 | 0
| E8 | 0 | 0 | 0 | 0 | 0 | 0 | 0 | 0 | 0 | 0 | 0 | 0 | 0 | 0 | 0 | 0 | 0 | 0 | 0 | 0 | 0 | 0 | 0 | 0 | 0 | 0 | 0 | 0 | 0 | 0 | 0
| E9 | 0 | 0 | 0 | 0 | 0 | 0 | 0 | 0 | 0 | 0 | 0 | 0 | 0 | 0 | 0 | 0 | 0 | 0 | 0 | 0 | 0 | 0 | 0 | 0 | 0 | 0 | 0 | 0 | 0 | 0 | 0
| E10 | 0 | 0 | 0 | 0 | 0 | 0 | 0 | 0 | 0 | 0 | 0 | 0 | 0 | 0 | 0 | 0 | 0 | 0 | 0 | 0 | 0 | 0 | 0 | 0 | 0 | 0 | 0 | 0 | 0 | 0 | 0
| Vintage | 0 | 0 | 0 | 0 | 0 | 0 | 0 | 0 | 0 | 0 | 0 | 0 | 0 | 0 | 0 | 0 | 0 | 0 | 0 | 0 | 0 | 0 | 0 | 0 | 0 | 0 | 0 | 0 | 0 | 0 | 0
Stock for Switching
| Year | Year 0 | Year 1 | Year 2 | Year 3 | Year 4 | Year 5 | Year 6 | Year 7 | Year 8 | Year 9 | Year 10 | Year 11 | Year 12 | Year 13 | Year 14 | Year 15 | Year 16 | Year 17 | Year 18 | Year 19 | Year 20 | Year 21 | Year 22 | Year 23 | Year 24 | Year 25 | Year 26 | Year 27 | Year 28 | Year 29 | Year 30
| E1 | 0 | 0 | 0 | 0 | 0 | 0 | 0 | 0 | 0 | 0 | 0 | 0 | 0 | 0 | 0 | 0 | 0 | 0 | 0 | 0 | 0 | 0 | 0 | 0 | 0 | 0 | 0 | 0 | 0 | 0 | 0 | 0_E1_SysStock
| E2 | 0 | 0 | 0 | 0 | 0 | 0 | 0 | 0 | 0 | 0 | 0 | 0 | 0 | 0 | 0 | 0 | 0 | 0 | 0 | 0 | 0 | 0 | 0 | 0 | 0 | 0 | 0 | 0 | 0 | 0 | 0 | 0_E2_SysStock
| E3 | 0 | 0 | 0 | 0 | 0 | 0 | 0 | 0 | 0 | 0 | 0 | 0 | 0 | 0 | 0 | 0 | 0 | 0 | 0 | 0 | 0 | 0 | 0 | 0 | 0 | 0 | 0 | 0 | 0 | 0 | 0 | 0_E3_SysStock
| E4 | 0 | 0 | 0 | 0 | 0 | 0 | 0 | 0 | 0 | 0 | 0 | 0 | 0 | 0 | 0 | 0 | 0 | 0 | 0 | 0 | 0 | 0 | 0 | 0 | 0 | 0 | 0 | 0 | 0 | 0 | 0 | 0_E4_SysStock
| E5 | 0 | 0 | 0 | 0 | 0 | 0 | 0 | 0 | 0 | 0 | 0 | 0 | 0 | 0 | 0 | 0 | 0 | 0 | 0 | 0 | 0 | 0 | 0 | 0 | 0 | 0 | 0 | 0 | 0 | 0 | 0 | 0_E5_SysStock
| E6 | 0 | 0 | 0 | 0 | 0 | 0 | 0 | 0 | 0 | 0 | 0 | 0 | 0 | 0 | 0 | 0 | 0 | 0 | 0 | 0 | 0 | 0 | 0 | 0 | 0 | 0 | 0 | 0 | 0 | 0 | 0 | 0_E6_SysStock
| E7 | 0 | 0 | 0 | 0 | 0 | 0 | 0 | 0 | 0 | 0 | 0 | 0 | 0 | 0 | 0 | 0 | 0 | 0 | 0 | 0 | 0 | 0 | 0 | 0 | 0 | 0 | 0 | 0 | 0 | 0 | 0 | 0_E7_SysStock
| E8 | 0 | 0 | 0 | 0 | 0 | 0 | 0 | 0 | 0 | 0 | 0 | 0 | 0 | 0 | 0 | 0 | 0 | 0 | 0 | 0 | 0 | 0 | 0 | 0 | 0 | 0 | 0 | 0 | 0 | 0 | 0 | 0_E8_SysStock
| E9 | 0 | 0 | 0 | 0 | 0 | 0 | 0 | 0 | 0 | 0 | 0 | 0 | 0 | 0 | 0 | 0 | 0 | 0 | 0 | 0 | 0 | 0 | 0 | 0 | 0 | 0 | 0 | 0 | 0 | 0 | 0 | 0_E9_SysStock
| E10 | 0 | 0 | 0 | 0 | 0 | 0 | 0 | 0 | 0 | 0 | 0 | 0 | 0 | 0 | 0 | 0 | 0 | 0 | 0 | 0 | 0 | 0 | 0 | 0 | 0 | 0 | 0 | 0 | 0 | 0 | 0 | 0_E10_SysStock
| Vintage | 0 | 0 | 0 | 0 | 0 | 0 | 0 | 0 | 0 | 0 | 0 | 0 | 0 | 0 | 0 | 0 | 0 | 0 | 0 | 0 | 0 | 0 | 0 | 0 | 0 | 0 | 0 | 0 | 0 | 0 | 0 | 0_Vintage_SysStock
Tech Forecast Purchases
| Year | Year 0 | Year 1 | Year 2 | Year 3 | Year 4 | Year 5 | Year 6 | Year 7 | Year 8 | Year 9 | Year 10 | Year 11 | Year 12 | Year 13 | Year 14 | Year 15 | Year 16 | Year 17 | Year 18 | Year 19 | Year 20 | Year 21 | Year 22 | Year 23 | Year 24 | Year 25 | Year 26 | Year 27 | Year 28 | Year 29 | Year 30
| E1 | 0 | 0 | 0 | 0 | 0 | 0 | 0 | 0 | 0 | 0 | 0 | 0 | 0 | 0 | 0 | 0 | 0 | 0 | 0 | 0 | 0 | 0 | 0 | 0 | 0 | 0 | 0 | 0 | 0 | 0 | 0
| E2 | 0 | 0 | 0 | 0 | 0 | 0 | 0 | 0 | 0 | 0 | 0 | 0 | 0 | 0 | 0 | 0 | 0 | 0 | 0 | 0 | 0 | 0 | 0 | 0 | 0 | 0 | 0 | 0 | 0 | 0 | 0
| E3 | 0 | 0 | 0 | 0 | 0 | 0 | 0 | 0 | 0 | 0 | 0 | 0 | 0 | 0 | 0 | 0 | 0 | 0 | 0 | 0 | 0 | 0 | 0 | 0 | 0 | 0 | 0 | 0 | 0 | 0 | 0
| E4 | 0 | 0 | 0 | 0 | 0 | 0 | 0 | 0 | 0 | 0 | 0 | 0 | 0 | 0 | 0 | 0 | 0 | 0 | 0 | 0 | 0 | 0 | 0 | 0 | 0 | 0 | 0 | 0 | 0 | 0 | 0
| E5 | 0 | 0 | 0 | 0 | 0 | 0 | 0 | 0 | 0 | 0 | 0 | 0 | 0 | 0 | 0 | 0 | 0 | 0 | 0 | 0 | 0 | 0 | 0 | 0 | 0 | 0 | 0 | 0 | 0 | 0 | 0
| E6 | 0 | 0 | 0 | 0 | 0 | 0 | 0 | 0 | 0 | 0 | 0 | 0 | 0 | 0 | 0 | 0 | 0 | 0 | 0 | 0 | 0 | 0 | 0 | 0 | 0 | 0 | 0 | 0 | 0 | 0 | 0
| E7 | 0 | 0 | 0 | 0 | 0 | 0 | 0 | 0 | 0 | 0 | 0 | 0 | 0 | 0 | 0 | 0 | 0 | 0 | 0 | 0 | 0 | 0 | 0 | 0 | 0 | 0 | 0 | 0 | 0 | 0 | 0
| E8 | 0 | 0 | 0 | 0 | 0 | 0 | 0 | 0 | 0 | 0 | 0 | 0 | 0 | 0 | 0 | 0 | 0 | 0 | 0 | 0 | 0 | 0 | 0 | 0 | 0 | 0 | 0 | 0 | 0 | 0 | 0
| E9 | 0 | 0 | 0 | 0 | 0 | 0 | 0 | 0 | 0 | 0 | 0 | 0 | 0 | 0 | 0 | 0 | 0 | 0 | 0 | 0 | 0 | 0 | 0 | 0 | 0 | 0 | 0 | 0 | 0 | 0 | 0
| E10 | 0 | 0 | 0 | 0 | 0 | 0 | 0 | 0 | 0 | 0 | 0 | 0 | 0 | 0 | 0 | 0 | 0 | 0 | 0 | 0 | 0 | 0 | 0 | 0 | 0 | 0 | 0 | 0 | 0 | 0 | 0
Potential to Switch
| Year | Year 0 | Year 1 | Year 2 | Year 3 | Year 4 | Year 5 | Year 6 | Year 7 | Year 8 | Year 9 | Year 10 | Year 11 | Year 12 | Year 13 | Year 14 | Year 15 | Year 16 | Year 17 | Year 18 | Year 19 | Year 20 | Year 21 | Year 22 | Year 23 | Year 24 | Year 25 | Year 26 | Year 27 | Year 28 | Year 29 | Year 30
| E1 | 0 | 0 | 0 | 0 | 0 | 0 | 0 | 0 | 0 | 0 | 0 | 0 | 0 | 0 | 0 | 0 | 0 | 0 | 0 | 0 | 0 | 0 | 0 | 0 | 0 | 0 | 0 | 0 | 0 | 0 | 0 | 0_E1_Switched Out
| E2 | 0 | 0 | 0 | 0 | 0 | 0 | 0 | 0 | 0 | 0 | 0 | 0 | 0 | 0 | 0 | 0 | 0 | 0 | 0 | 0 | 0 | 0 | 0 | 0 | 0 | 0 | 0 | 0 | 0 | 0 | 0 | 0_E2_Switched Out
| E3 | 0 | 0 | 0 | 0 | 0 | 0 | 0 | 0 | 0 | 0 | 0 | 0 | 0 | 0 | 0 | 0 | 0 | 0 | 0 | 0 | 0 | 0 | 0 | 0 | 0 | 0 | 0 | 0 | 0 | 0 | 0 | 0_E3_Switched Out
| E4 | 0 | 0 | 0 | 0 | 0 | 0 | 0 | 0 | 0 | 0 | 0 | 0 | 0 | 0 | 0 | 0 | 0 | 0 | 0 | 0 | 0 | 0 | 0 | 0 | 0 | 0 | 0 | 0 | 0 | 0 | 0 | 0_E4_Switched Out
| E5 | 0 | 0 | 0 | 0 | 0 | 0 | 0 | 0 | 0 | 0 | 0 | 0 | 0 | 0 | 0 | 0 | 0 | 0 | 0 | 0 | 0 | 0 | 0 | 0 | 0 | 0 | 0 | 0 | 0 | 0 | 0 | 0_E5_Switched Out
| E6 | 0 | 0 | 0 | 0 | 0 | 0 | 0 | 0 | 0 | 0 | 0 | 0 | 0 | 0 | 0 | 0 | 0 | 0 | 0 | 0 | 0 | 0 | 0 | 0 | 0 | 0 | 0 | 0 | 0 | 0 | 0 | 0_E6_Switched Out
| E7 | 0 | 0 | 0 | 0 | 0 | 0 | 0 | 0 | 0 | 0 | 0 | 0 | 0 | 0 | 0 | 0 | 0 | 0 | 0 | 0 | 0 | 0 | 0 | 0 | 0 | 0 | 0 | 0 | 0 | 0 | 0 | 0_E7_Switched Out
| E8 | 0 | 0 | 0 | 0 | 0 | 0 | 0 | 0 | 0 | 0 | 0 | 0 | 0 | 0 | 0 | 0 | 0 | 0 | 0 | 0 | 0 | 0 | 0 | 0 | 0 | 0 | 0 | 0 | 0 | 0 | 0 | 0_E8_Switched Out
| E9 | 0 | 0 | 0 | 0 | 0 | 0 | 0 | 0 | 0 | 0 | 0 | 0 | 0 | 0 | 0 | 0 | 0 | 0 | 0 | 0 | 0 | 0 | 0 | 0 | 0 | 0 | 0 | 0 | 0 | 0 | 0 | 0_E9_Switched Out
| E10 | 0 | 0 | 0 | 0 | 0 | 0 | 0 | 0 | 0 | 0 | 0 | 0 | 0 | 0 | 0 | 0 | 0 | 0 | 0 | 0 | 0 | 0 | 0 | 0 | 0 | 0 | 0 | 0 | 0 | 0 | 0 | 0_E10_Switched Out
Units Out
| E1 | 0 | 0 | 0 | 0 | 0 | 0 | 0 | 0 | 0 | 0 | 0 | 0 | 0 | 0 | 0 | 0 | 0 | 0 | 0 | 0 | 0 | 0 | 0 | 0 | 0 | 0 | 0 | 0 | 0 | 0 | 0
| E2 | 0 | 0 | 0 | 0 | 0 | 0 | 0 | 0 | 0 | 0 | 0 | 0 | 0 | 0 | 0 | 0 | 0 | 0 | 0 | 0 | 0 | 0 | 0 | 0 | 0 | 0 | 0 | 0 | 0 | 0 | 0
| E3 | 0 | 0 | 0 | 0 | 0 | 0 | 0 | 0 | 0 | 0 | 0 | 0 | 0 | 0 | 0 | 0 | 0 | 0 | 0 | 0 | 0 | 0 | 0 | 0 | 0 | 0 | 0 | 0 | 0 | 0 | 0
| E4 | 0 | 0 | 0 | 0 | 0 | 0 | 0 | 0 | 0 | 0 | 0 | 0 | 0 | 0 | 0 | 0 | 0 | 0 | 0 | 0 | 0 | 0 | 0 | 0 | 0 | 0 | 0 | 0 | 0 | 0 | 0
| E5 | 0 | 0 | 0 | 0 | 0 | 0 | 0 | 0 | 0 | 0 | 0 | 0 | 0 | 0 | 0 | 0 | 0 | 0 | 0 | 0 | 0 | 0 | 0 | 0 | 0 | 0 | 0 | 0 | 0 | 0 | 0
| E6 | 0 | 0 | 0 | 0 | 0 | 0 | 0 | 0 | 0 | 0 | 0 | 0 | 0 | 0 | 0 | 0 | 0 | 0 | 0 | 0 | 0 | 0 | 0 | 0 | 0 | 0 | 0 | 0 | 0 | 0 | 0
| E7 | 0 | 0 | 0 | 0 | 0 | 0 | 0 | 0 | 0 | 0 | 0 | 0 | 0 | 0 | 0 | 0 | 0 | 0 | 0 | 0 | 0 | 0 | 0 | 0 | 0 | 0 | 0 | 0 | 0 | 0 | 0
| E8 | 0 | 0 | 0 | 0 | 0 | 0 | 0 | 0 | 0 | 0 | 0 | 0 | 0 | 0 | 0 | 0 | 0 | 0 | 0 | 0 | 0 | 0 | 0 | 0 | 0 | 0 | 0 | 0 | 0 | 0 | 0
| E9 | 0 | 0 | 0 | 0 | 0 | 0 | 0 | 0 | 0 | 0 | 0 | 0 | 0 | 0 | 0 | 0 | 0 | 0 | 0 | 0 | 0 | 0 | 0 | 0 | 0 | 0 | 0 | 0 | 0 | 0 | 0
| E10 | 0 | 0 | 0 | 0 | 0 | 0 | 0 | 0 | 0 | 0 | 0 | 0 | 0 | 0 | 0 | 0 | 0 | 0 | 0 | 0 | 0 | 0 | 0 | 0 | 0 | 0 | 0 | 0 | 0 | 0 | 0
| Vintage | 0 | 0 | 0 | 0 | 0 | 0 | 0 | 0 | 0 | 0 | 0 | 0 | 0 | 0 | 0 | 0 | 0 | 0 | 0 | 0 | 0 | 0 | 0 | 0 | 0 | 0 | 0 | 0 | 0 | 0 | 0
Tech Purchase Shares
| Year | Year 0 | Year 1 | Year 2 | Year 3 | Year 4 | Year 5 | Year 6 | Year 7 | Year 8 | Year 9 | Year 10 | Year 11 | Year 12 | Year 13 | Year 14 | Year 15 | Year 16 | Year 17 | Year 18 | Year 19 | Year 20 | Year 21 | Year 22 | Year 23 | Year 24 | Year 25 | Year 26 | Year 27 | Year 28 | Year 29 | Year 30
E1 | bar: Year 0 to Year 30
E2 | bar: Year 0 to Year 30
E3 | bar: Year 0 to Year 30
E4 | bar: Year 0 to Year 30
E5 | bar: Year 0 to Year 30
E6 | bar: Year 0 to Year 30
E7 | bar: Year 0 to Year 30
E8 | bar: Year 0 to Year 30
E9 | bar: Year 0 to Year 30
E10 | bar: Year 0 to Year 30
Units In from Switching
| E1 | 0 | 0 | 0 | 0 | 0 | 0 | 0 | 0 | 0 | 0 | 0 | 0 | 0 | 0 | 0 | 0 | 0 | 0 | 0 | 0 | 0 | 0 | 0 | 0 | 0 | 0 | 0 | 0 | 0 | 0 | 0
| E2 | 0 | 0 | 0 | 0 | 0 | 0 | 0 | 0 | 0 | 0 | 0 | 0 | 0 | 0 | 0 | 0 | 0 | 0 | 0 | 0 | 0 | 0 | 0 | 0 | 0 | 0 | 0 | 0 | 0 | 0 | 0
| E3 | 0 | 0 | 0 | 0 | 0 | 0 | 0 | 0 | 0 | 0 | 0 | 0 | 0 | 0 | 0 | 0 | 0 | 0 | 0 | 0 | 0 | 0 | 0 | 0 | 0 | 0 | 0 | 0 | 0 | 0 | 0
| E4 | 0 | 0 | 0 | 0 | 0 | 0 | 0 | 0 | 0 | 0 | 0 | 0 | 0 | 0 | 0 | 0 | 0 | 0 | 0 | 0 | 0 | 0 | 0 | 0 | 0 | 0 | 0 | 0 | 0 | 0 | 0
| E5 | 0 | 0 | 0 | 0 | 0 | 0 | 0 | 0 | 0 | 0 | 0 | 0 | 0 | 0 | 0 | 0 | 0 | 0 | 0 | 0 | 0 | 0 | 0 | 0 | 0 | 0 | 0 | 0 | 0 | 0 | 0
| E6 | 0 | 0 | 0 | 0 | 0 | 0 | 0 | 0 | 0 | 0 | 0 | 0 | 0 | 0 | 0 | 0 | 0 | 0 | 0 | 0 | 0 | 0 | 0 | 0 | 0 | 0 | 0 | 0 | 0 | 0 | 0
| E7 | 0 | 0 | 0 | 0 | 0 | 0 | 0 | 0 | 0 | 0 | 0 | 0 | 0 | 0 | 0 | 0 | 0 | 0 | 0 | 0 | 0 | 0 | 0 | 0 | 0 | 0 | 0 | 0 | 0 | 0 | 0
| E8 | 0 | 0 | 0 | 0 | 0 | 0 | 0 | 0 | 0 | 0 | 0 | 0 | 0 | 0 | 0 | 0 | 0 | 0 | 0 | 0 | 0 | 0 | 0 | 0 | 0 | 0 | 0 | 0 | 0 | 0 | 0
| E9 | 0 | 0 | 0 | 0 | 0 | 0 | 0 | 0 | 0 | 0 | 0 | 0 | 0 | 0 | 0 | 0 | 0 | 0 | 0 | 0 | 0 | 0 | 0 | 0 | 0 | 0 | 0 | 0 | 0 | 0 | 0
| E10 | 0 | 0 | 0 | 0 | 0 | 0 | 0 | 0 | 0 | 0 | 0 | 0 | 0 | 0 | 0 | 0 | 0 | 0 | 0 | 0 | 0 | 0 | 0 | 0 | 0 | 0 | 0 | 0 | 0 | 0 | 0
| Vintage | 0 | 0 | 0 | 0 | 0 | 0 | 0 | 0 | 0 | 0 | 0 | 0 | 0 | 0 | 0 | 0 | 0 | 0 | 0 | 0 | 0 | 0 | 0 | 0 | 0 | 0 | 0 | 0 | 0 | 0 | 0
Net Change
| Year | Year 0 | Year 1 | Year 2 | Year 3 | Year 4 | Year 5 | Year 6 | Year 7 | Year 8 | Year 9 | Year 10 | Year 11 | Year 12 | Year 13 | Year 14 | Year 15 | Year 16 | Year 17 | Year 18 | Year 19 | Year 20 | Year 21 | Year 22 | Year 23 | Year 24 | Year 25 | Year 26 | Year 27 | Year 28 | Year 29 | Year 30 | Key
| Units | 0 | 0 | 0 | 0 | 0 | 0 | 0 | 0 | 0 | 0 | 0 | 0 | 0 | 0 | 0 | 0 | 0 | 0 | 0 | 0 | 0 | 0 | 0 | 0 | 0 | 0 | 0 | 0 | 0 | 0 | 0 | 0_Units |  |  |  |  | 301957.8232
| Usage | 0 | 0 | 0 | 0 | 0 | 0 | 0 | 0 | 0 | 0 | 0 | 0 | 0 | 0 | 0 | 0 | 0 | 0 | 0 | 0 | 0 | 0 | 0 | 0 | 0 | 0 | 0 | 0 | 0 | 0 | 0 | 0_Usage |  |  |  |  | 1698.6543
| Peak Demand (S) | 0 | 0 | 0 | 0 | 0 | 0 | 0 | 0 | 0 | 0 | 0 | 0 | 0 | 0 | 0 | 0 | 0 | 0 | 0 | 0 | 0 | 0 | 0 | 0 | 0 | 0 | 0 | 0 | 0 | 0 | 0 | 0_Peak Demand (S) |  |  |  |  | 0
| Peak Demand (W) | 0 | 0 | 0 | 0 | 0 | 0 | 0 | 0 | 0 | 0 | 0 | 0 | 0 | 0 | 0 | 0 | 0 | 0 | 0 | 0 | 0 | 0 | 0 | 0 | 0 | 0 | 0 | 0 | 0 | 0 | 0 | 0_Peak Demand (W) |  |  |  |  | 884.6119
| Turnover | 0 | 0 | 0 | 0 | 0 | 0 | 0 | 0 | 0 | 0 | 0 | 0 | 0 | 0 | 0 | 0 | 0 | 0 | 0 | 0 | 0 | 0 | 0 | 0 | 0 | 0 | 0 | 0 | 0 | 0 | 0 | 0_Turnover |  |  |  |  | 6885.4476
| Avg. Replacement Usage | 0 | 0 | 0 | 0 | 0 | 0 | 0 | 0 | 0 | 0 | 0 | 0 | 0 | 0 | 0 | 0 | 0 | 0 | 0 | 0 | 0 | 0 | 0 | 0 | 0 | 0 | 0 | 0 | 0 | 0 | 0 | 0_Avg. Replacement Usage |  |  |  |  | 5638.8522
| Avg. Replacement Demand (S) | 0 | 0 | 0 | 0 | 0 | 0 | 0 | 0 | 0 | 0 | 0 | 0 | 0 | 0 | 0 | 0 | 0 | 0 | 0 | 0 | 0 | 0 | 0 | 0 | 0 | 0 | 0 | 0 | 0 | 0 | 0 | 0_Avg. Replacement Demand (S) |  |  |  |  | 0
| Avg. Replacement Demand (W) | 0 | 0 | 0 | 0 | 0 | 0 | 0 | 0 | 0 | 0 | 0 | 0 | 0 | 0 | 0 | 0 | 0 | 0 | 0 | 0 | 0 | 0 | 0 | 0 | 0 | 0 | 0 | 0 | 0 | 0 | 0 | 0_Avg. Replacement Demand (W) |  |  |  |  | 2.9366
Purchases
| Year | Year 0 | Year 1 | Year 2 | Year 3 | Year 4 | Year 5 | Year 6 | Year 7 | Year 8 | Year 9 | Year 10 | Year 11 | Year 12 | Year 13 | Year 14 | Year 15 | Year 16 | Year 17 | Year 18 | Year 19 | Year 20 | Year 21 | Year 22 | Year 23 | Year 24 | Year 25 | Year 26 | Year 27 | Year 28 | Year 29 | Year 30
| E1 | 0 | 0 | 0 | 0 | 0 | 0 | 0 | 0 | 0 | 0 | 0 | 0 | 0 | 0 | 0 | 0 | 0 | 0 | 0 | 0 | 0 | 0 | 0 | 0 | 0 | 0 | 0 | 0 | 0 | 0 | 0 | 0_E1_Purchases |  |  |  |  | 6885.4476
| E2 | 0 | 0 | 0 | 0 | 0 | 0 | 0 | 0 | 0 | 0 | 0 | 0 | 0 | 0 | 0 | 0 | 0 | 0 | 0 | 0 | 0 | 0 | 0 | 0 | 0 | 0 | 0 | 0 | 0 | 0 | 0 | 0_E2_Purchases |  |  |  |  | 0
| E3 | 0 | 0 | 0 | 0 | 0 | 0 | 0 | 0 | 0 | 0 | 0 | 0 | 0 | 0 | 0 | 0 | 0 | 0 | 0 | 0 | 0 | 0 | 0 | 0 | 0 | 0 | 0 | 0 | 0 | 0 | 0 | 0_E3_Purchases |  |  |  |  | 0
| E4 | 0 | 0 | 0 | 0 | 0 | 0 | 0 | 0 | 0 | 0 | 0 | 0 | 0 | 0 | 0 | 0 | 0 | 0 | 0 | 0 | 0 | 0 | 0 | 0 | 0 | 0 | 0 | 0 | 0 | 0 | 0 | 0_E4_Purchases |  |  |  |  | 0
| E5 | 0 | 0 | 0 | 0 | 0 | 0 | 0 | 0 | 0 | 0 | 0 | 0 | 0 | 0 | 0 | 0 | 0 | 0 | 0 | 0 | 0 | 0 | 0 | 0 | 0 | 0 | 0 | 0 | 0 | 0 | 0 | 0_E5_Purchases |  |  |  |  | 0
| E6 | 0 | 0 | 0 | 0 | 0 | 0 | 0 | 0 | 0 | 0 | 0 | 0 | 0 | 0 | 0 | 0 | 0 | 0 | 0 | 0 | 0 | 0 | 0 | 0 | 0 | 0 | 0 | 0 | 0 | 0 | 0 | 0_E6_Purchases |  |  |  |  | 0
| E7 | 0 | 0 | 0 | 0 | 0 | 0 | 0 | 0 | 0 | 0 | 0 | 0 | 0 | 0 | 0 | 0 | 0 | 0 | 0 | 0 | 0 | 0 | 0 | 0 | 0 | 0 | 0 | 0 | 0 | 0 | 0 | 0_E7_Purchases |  |  |  |  | 0
| E8 | 0 | 0 | 0 | 0 | 0 | 0 | 0 | 0 | 0 | 0 | 0 | 0 | 0 | 0 | 0 | 0 | 0 | 0 | 0 | 0 | 0 | 0 | 0 | 0 | 0 | 0 | 0 | 0 | 0 | 0 | 0 | 0_E8_Purchases |  |  |  |  | 0
| E9 | 0 | 0 | 0 | 0 | 0 | 0 | 0 | 0 | 0 | 0 | 0 | 0 | 0 | 0 | 0 | 0 | 0 | 0 | 0 | 0 | 0 | 0 | 0 | 0 | 0 | 0 | 0 | 0 | 0 | 0 | 0 | 0_E9_Purchases |  |  |  |  | 0
| E10 | 0 | 0 | 0 | 0 | 0 | 0 | 0 | 0 | 0 | 0 | 0 | 0 | 0 | 0 | 0 | 0 | 0 | 0 | 0 | 0 | 0 | 0 | 0 | 0 | 0 | 0 | 0 | 0 | 0 | 0 | 0 | 0_E10_Purchases |  |  |  |  | 0
Stock
| Year | Year 0 | Year 1 | Year 2 | Year 3 | Year 4 | Year 5 | Year 6 | Year 7 | Year 8 | Year 9 | Year 10 | Year 11 | Year 12 | Year 13 | Year 14 | Year 15 | Year 16 | Year 17 | Year 18 | Year 19 | Year 20 | Year 21 | Year 22 | Year 23 | Year 24 | Year 25 | Year 26 | Year 27 | Year 28 | Year 29 | Year 30
| E1 | 0 | 0 | 0 | 0 | 0 | 0 | 0 | 0 | 0 | 0 | 0 | 0 | 0 | 0 | 0 | 0 | 0 | 0 | 0 | 0 | 0 | 0 | 0 | 0 | 0 | 0 | 0 | 0 | 0 | 0 | 0 | 0_E1_Stock |  |  |  |  | 13576.6093
| E2 | 0 | 0 | 0 | 0 | 0 | 0 | 0 | 0 | 0 | 0 | 0 | 0 | 0 | 0 | 0 | 0 | 0 | 0 | 0 | 0 | 0 | 0 | 0 | 0 | 0 | 0 | 0 | 0 | 0 | 0 | 0 | 0_E2_Stock |  |  |  |  | 0
| E3 | 0 | 0 | 0 | 0 | 0 | 0 | 0 | 0 | 0 | 0 | 0 | 0 | 0 | 0 | 0 | 0 | 0 | 0 | 0 | 0 | 0 | 0 | 0 | 0 | 0 | 0 | 0 | 0 | 0 | 0 | 0 | 0_E3_Stock |  |  |  |  | 0
| E4 | 0 | 0 | 0 | 0 | 0 | 0 | 0 | 0 | 0 | 0 | 0 | 0 | 0 | 0 | 0 | 0 | 0 | 0 | 0 | 0 | 0 | 0 | 0 | 0 | 0 | 0 | 0 | 0 | 0 | 0 | 0 | 0_E4_Stock |  |  |  |  | 0
| E5 | 0 | 0 | 0 | 0 | 0 | 0 | 0 | 0 | 0 | 0 | 0 | 0 | 0 | 0 | 0 | 0 | 0 | 0 | 0 | 0 | 0 | 0 | 0 | 0 | 0 | 0 | 0 | 0 | 0 | 0 | 0 | 0_E5_Stock |  |  |  |  | 0
| E6 | 0 | 0 | 0 | 0 | 0 | 0 | 0 | 0 | 0 | 0 | 0 | 0 | 0 | 0 | 0 | 0 | 0 | 0 | 0 | 0 | 0 | 0 | 0 | 0 | 0 | 0 | 0 | 0 | 0 | 0 | 0 | 0_E6_Stock |  |  |  |  | 0
| E7 | 0 | 0 | 0 | 0 | 0 | 0 | 0 | 0 | 0 | 0 | 0 | 0 | 0 | 0 | 0 | 0 | 0 | 0 | 0 | 0 | 0 | 0 | 0 | 0 | 0 | 0 | 0 | 0 | 0 | 0 | 0 | 0_E7_Stock |  |  |  |  | 0
| E8 | 0 | 0 | 0 | 0 | 0 | 0 | 0 | 0 | 0 | 0 | 0 | 0 | 0 | 0 | 0 | 0 | 0 | 0 | 0 | 0 | 0 | 0 | 0 | 0 | 0 | 0 | 0 | 0 | 0 | 0 | 0 | 0_E8_Stock |  |  |  |  | 0
| E9 | 0 | 0 | 0 | 0 | 0 | 0 | 0 | 0 | 0 | 0 | 0 | 0 | 0 | 0 | 0 | 0 | 0 | 0 | 0 | 0 | 0 | 0 | 0 | 0 | 0 | 0 | 0 | 0 | 0 | 0 | 0 | 0_E9_Stock |  |  |  |  | 0
| E10 | 0 | 0 | 0 | 0 | 0 | 0 | 0 | 0 | 0 | 0 | 0 | 0 | 0 | 0 | 0 | 0 | 0 | 0 | 0 | 0 | 0 | 0 | 0 | 0 | 0 | 0 | 0 | 0 | 0 | 0 | 0 | 0_E10_Stock |  |  |  |  | 0
| Vintage | 0 | 0 | 0 | 0 | 0 | 0 | 0 | 0 | 0 | 0 | 0 | 0 | 0 | 0 | 0 | 0 | 0 | 0 | 0 | 0 | 0 | 0 | 0 | 0 | 0 | 0 | 0 | 0 | 0 | 0 | 0 | 0_Vintage_Stock |  |  |  |  | 288381.2139
S4C3 |  | Year 0: System 4 Technology 3
Technology Variables
| Tech Key | Year 0: 0
| Peak Factor (S) | Year 0: 0
| Peak Factor (W) | Year 0: 0
| Min Vintage Lifetime | Year 0: 0
| Max Vintage Lifetime | Year 0: 0
| Turnover Style | Year 0: 0
Technology Variables
| Equipment | Year 0: Label; Year 1: Min Lifetime; Year 2: Max Lifetime; Year 3: Degradation; Year 4: Usage; Year 5: Available
| E1 | Year 1: 0; Year 2: 0; Year 3: 0%; Year 4: 0; Year 5: FALSE
| E2 | Year 1: 0; Year 2: 0; Year 3: 0%; Year 4: 0; Year 5: FALSE
| E3 | Year 1: 0; Year 2: 0; Year 3: 0%; Year 4: 0; Year 5: FALSE
| E4 | Year 1: 0; Year 2: 0; Year 3: 0%; Year 4: 0; Year 5: FALSE
| E5 | Year 1: 0; Year 2: 0; Year 3: 0%; Year 4: 0; Year 5: FALSE
| E6 | Year 1: 0; Year 2: 0; Year 3: 0%; Year 4: 0; Year 5: FALSE
| E7 | Year 1: 0; Year 2: 0; Year 3: 0%; Year 4: 0; Year 5: FALSE
| E8 | Year 1: 0; Year 2: 0; Year 3: 0%; Year 4: 0; Year 5: FALSE
| E9 | Year 1: 0; Year 2: 0; Year 3: 0%; Year 4: 0; Year 5: FALSE
| E10 | Year 1: 0; Year 2: 0; Year 3: 0%; Year 4: 0; Year 5: FALSE
Original Forecast Results
| Year | Year 0 | Year 1 | Year 2 | Year 3 | Year 4 | Year 5 | Year 6 | Year 7 | Year 8 | Year 9 | Year 10 | Year 11 | Year 12 | Year 13 | Year 14 | Year 15 | Year 16 | Year 17 | Year 18 | Year 19 | Year 20 | Year 21 | Year 22 | Year 23 | Year 24 | Year 25 | Year 26 | Year 27 | Year 28 | Year 29 | Year 30 | Key
| Units | 0 | 0 | 0 | 0 | 0 | 0 | 0 | 0 | 0 | 0 | 0 | 0 | 0 | 0 | 0 | 0 | 0 | 0 | 0 | 0 | 0 | 0 | 0 | 0 | 0 | 0 | 0 | 0 | 0 | 0 | 0 | #REF! |  |  |  |  | 301957.8232
| Usage | 0 | 0 | 0 | 0 | 0 | 0 | 0 | 0 | 0 | 0 | 0 | 0 | 0 | 0 | 0 | 0 | 0 | 0 | 0 | 0 | 0 | 0 | 0 | 0 | 0 | 0 | 0 | 0 | 0 | 0 | 0 | #REF! |  |  |  |  | 1698.6543
| Peak Demand (S) | 0 | 0 | 0 | 0 | 0 | 0 | 0 | 0 | 0 | 0 | 0 | 0 | 0 | 0 | 0 | 0 | 0 | 0 | 0 | 0 | 0 | 0 | 0 | 0 | 0 | 0 | 0 | 0 | 0 | 0 | 0 | #REF! |  |  |  |  | 0
| Peak Demand (W) | 0 | 0 | 0 | 0 | 0 | 0 | 0 | 0 | 0 | 0 | 0 | 0 | 0 | 0 | 0 | 0 | 0 | 0 | 0 | 0 | 0 | 0 | 0 | 0 | 0 | 0 | 0 | 0 | 0 | 0 | 0 | #REF! |  |  |  |  | 884.6119
| Turnover | 0 | 0 | 0 | 0 | 0 | 0 | 0 | 0 | 0 | 0 | 0 | 0 | 0 | 0 | 0 | 0 | 0 | 0 | 0 | 0 | 0 | 0 | 0 | 0 | 0 | 0 | 0 | 0 | 0 | 0 | 0 | #REF! |  |  |  |  | 6885.4476
| Avg. Replacement Usage | 0 | 0 | 0 | 0 | 0 | 0 | 0 | 0 | 0 | 0 | 0 | 0 | 0 | 0 | 0 | 0 | 0 | 0 | 0 | 0 | 0 | 0 | 0 | 0 | 0 | 0 | 0 | 0 | 0 | 0 | 0 | #REF! |  |  |  |  | 5638.8522
| Avg. Replacement Demand (S) | 0 | 0 | 0 | 0 | 0 | 0 | 0 | 0 | 0 | 0 | 0 | 0 | 0 | 0 | 0 | 0 | 0 | 0 | 0 | 0 | 0 | 0 | 0 | 0 | 0 | 0 | 0 | 0 | 0 | 0 | 0 | #REF! |  |  |  |  | 0
| Avg. Replacement Demand (W) | 0 | 0 | 0 | 0 | 0 | 0 | 0 | 0 | 0 | 0 | 0 | 0 | 0 | 0 | 0 | 0 | 0 | 0 | 0 | 0 | 0 | 0 | 0 | 0 | 0 | 0 | 0 | 0 | 0 | 0 | 0 | #REF! |  |  |  |  | 2.9366
Tech Forecast Stock
| Year | Year 0 | Year 1 | Year 2 | Year 3 | Year 4 | Year 5 | Year 6 | Year 7 | Year 8 | Year 9 | Year 10 | Year 11 | Year 12 | Year 13 | Year 14 | Year 15 | Year 16 | Year 17 | Year 18 | Year 19 | Year 20 | Year 21 | Year 22 | Year 23 | Year 24 | Year 25 | Year 26 | Year 27 | Year 28 | Year 29 | Year 30
| E1 | 0 | 0 | 0 | 0 | 0 | 0 | 0 | 0 | 0 | 0 | 0 | 0 | 0 | 0 | 0 | 0 | 0 | 0 | 0 | 0 | 0 | 0 | 0 | 0 | 0 | 0 | 0 | 0 | 0 | 0 | 0
| E2 | 0 | 0 | 0 | 0 | 0 | 0 | 0 | 0 | 0 | 0 | 0 | 0 | 0 | 0 | 0 | 0 | 0 | 0 | 0 | 0 | 0 | 0 | 0 | 0 | 0 | 0 | 0 | 0 | 0 | 0 | 0
| E3 | 0 | 0 | 0 | 0 | 0 | 0 | 0 | 0 | 0 | 0 | 0 | 0 | 0 | 0 | 0 | 0 | 0 | 0 | 0 | 0 | 0 | 0 | 0 | 0 | 0 | 0 | 0 | 0 | 0 | 0 | 0
| E4 | 0 | 0 | 0 | 0 | 0 | 0 | 0 | 0 | 0 | 0 | 0 | 0 | 0 | 0 | 0 | 0 | 0 | 0 | 0 | 0 | 0 | 0 | 0 | 0 | 0 | 0 | 0 | 0 | 0 | 0 | 0
| E5 | 0 | 0 | 0 | 0 | 0 | 0 | 0 | 0 | 0 | 0 | 0 | 0 | 0 | 0 | 0 | 0 | 0 | 0 | 0 | 0 | 0 | 0 | 0 | 0 | 0 | 0 | 0 | 0 | 0 | 0 | 0
| E6 | 0 | 0 | 0 | 0 | 0 | 0 | 0 | 0 | 0 | 0 | 0 | 0 | 0 | 0 | 0 | 0 | 0 | 0 | 0 | 0 | 0 | 0 | 0 | 0 | 0 | 0 | 0 | 0 | 0 | 0 | 0
| E7 | 0 | 0 | 0 | 0 | 0 | 0 | 0 | 0 | 0 | 0 | 0 | 0 | 0 | 0 | 0 | 0 | 0 | 0 | 0 | 0 | 0 | 0 | 0 | 0 | 0 | 0 | 0 | 0 | 0 | 0 | 0
| E8 | 0 | 0 | 0 | 0 | 0 | 0 | 0 | 0 | 0 | 0 | 0 | 0 | 0 | 0 | 0 | 0 | 0 | 0 | 0 | 0 | 0 | 0 | 0 | 0 | 0 | 0 | 0 | 0 | 0 | 0 | 0
| E9 | 0 | 0 | 0 | 0 | 0 | 0 | 0 | 0 | 0 | 0 | 0 | 0 | 0 | 0 | 0 | 0 | 0 | 0 | 0 | 0 | 0 | 0 | 0 | 0 | 0 | 0 | 0 | 0 | 0 | 0 | 0
| E10 | 0 | 0 | 0 | 0 | 0 | 0 | 0 | 0 | 0 | 0 | 0 | 0 | 0 | 0 | 0 | 0 | 0 | 0 | 0 | 0 | 0 | 0 | 0 | 0 | 0 | 0 | 0 | 0 | 0 | 0 | 0
| Vintage | 0 | 0 | 0 | 0 | 0 | 0 | 0 | 0 | 0 | 0 | 0 | 0 | 0 | 0 | 0 | 0 | 0 | 0 | 0 | 0 | 0 | 0 | 0 | 0 | 0 | 0 | 0 | 0 | 0 | 0 | 0
Stock for Switching
| Year | Year 0 | Year 1 | Year 2 | Year 3 | Year 4 | Year 5 | Year 6 | Year 7 | Year 8 | Year 9 | Year 10 | Year 11 | Year 12 | Year 13 | Year 14 | Year 15 | Year 16 | Year 17 | Year 18 | Year 19 | Year 20 | Year 21 | Year 22 | Year 23 | Year 24 | Year 25 | Year 26 | Year 27 | Year 28 | Year 29 | Year 30
| E1 | 0 | 0 | 0 | 0 | 0 | 0 | 0 | 0 | 0 | 0 | 0 | 0 | 0 | 0 | 0 | 0 | 0 | 0 | 0 | 0 | 0 | 0 | 0 | 0 | 0 | 0 | 0 | 0 | 0 | 0 | 0 | 0_E1_SysStock
| E2 | 0 | 0 | 0 | 0 | 0 | 0 | 0 | 0 | 0 | 0 | 0 | 0 | 0 | 0 | 0 | 0 | 0 | 0 | 0 | 0 | 0 | 0 | 0 | 0 | 0 | 0 | 0 | 0 | 0 | 0 | 0 | 0_E2_SysStock
| E3 | 0 | 0 | 0 | 0 | 0 | 0 | 0 | 0 | 0 | 0 | 0 | 0 | 0 | 0 | 0 | 0 | 0 | 0 | 0 | 0 | 0 | 0 | 0 | 0 | 0 | 0 | 0 | 0 | 0 | 0 | 0 | 0_E3_SysStock
| E4 | 0 | 0 | 0 | 0 | 0 | 0 | 0 | 0 | 0 | 0 | 0 | 0 | 0 | 0 | 0 | 0 | 0 | 0 | 0 | 0 | 0 | 0 | 0 | 0 | 0 | 0 | 0 | 0 | 0 | 0 | 0 | 0_E4_SysStock
| E5 | 0 | 0 | 0 | 0 | 0 | 0 | 0 | 0 | 0 | 0 | 0 | 0 | 0 | 0 | 0 | 0 | 0 | 0 | 0 | 0 | 0 | 0 | 0 | 0 | 0 | 0 | 0 | 0 | 0 | 0 | 0 | 0_E5_SysStock
| E6 | 0 | 0 | 0 | 0 | 0 | 0 | 0 | 0 | 0 | 0 | 0 | 0 | 0 | 0 | 0 | 0 | 0 | 0 | 0 | 0 | 0 | 0 | 0 | 0 | 0 | 0 | 0 | 0 | 0 | 0 | 0 | 0_E6_SysStock
| E7 | 0 | 0 | 0 | 0 | 0 | 0 | 0 | 0 | 0 | 0 | 0 | 0 | 0 | 0 | 0 | 0 | 0 | 0 | 0 | 0 | 0 | 0 | 0 | 0 | 0 | 0 | 0 | 0 | 0 | 0 | 0 | 0_E7_SysStock
| E8 | 0 | 0 | 0 | 0 | 0 | 0 | 0 | 0 | 0 | 0 | 0 | 0 | 0 | 0 | 0 | 0 | 0 | 0 | 0 | 0 | 0 | 0 | 0 | 0 | 0 | 0 | 0 | 0 | 0 | 0 | 0 | 0_E8_SysStock
| E9 | 0 | 0 | 0 | 0 | 0 | 0 | 0 | 0 | 0 | 0 | 0 | 0 | 0 | 0 | 0 | 0 | 0 | 0 | 0 | 0 | 0 | 0 | 0 | 0 | 0 | 0 | 0 | 0 | 0 | 0 | 0 | 0_E9_SysStock
| E10 | 0 | 0 | 0 | 0 | 0 | 0 | 0 | 0 | 0 | 0 | 0 | 0 | 0 | 0 | 0 | 0 | 0 | 0 | 0 | 0 | 0 | 0 | 0 | 0 | 0 | 0 | 0 | 0 | 0 | 0 | 0 | 0_E10_SysStock
| Vintage | 0 | 0 | 0 | 0 | 0 | 0 | 0 | 0 | 0 | 0 | 0 | 0 | 0 | 0 | 0 | 0 | 0 | 0 | 0 | 0 | 0 | 0 | 0 | 0 | 0 | 0 | 0 | 0 | 0 | 0 | 0 | 0_Vintage_SysStock
Tech Forecast Purchases
| Year | Year 0 | Year 1 | Year 2 | Year 3 | Year 4 | Year 5 | Year 6 | Year 7 | Year 8 | Year 9 | Year 10 | Year 11 | Year 12 | Year 13 | Year 14 | Year 15 | Year 16 | Year 17 | Year 18 | Year 19 | Year 20 | Year 21 | Year 22 | Year 23 | Year 24 | Year 25 | Year 26 | Year 27 | Year 28 | Year 29 | Year 30
| E1 | 0 | 0 | 0 | 0 | 0 | 0 | 0 | 0 | 0 | 0 | 0 | 0 | 0 | 0 | 0 | 0 | 0 | 0 | 0 | 0 | 0 | 0 | 0 | 0 | 0 | 0 | 0 | 0 | 0 | 0 | 0
| E2 | 0 | 0 | 0 | 0 | 0 | 0 | 0 | 0 | 0 | 0 | 0 | 0 | 0 | 0 | 0 | 0 | 0 | 0 | 0 | 0 | 0 | 0 | 0 | 0 | 0 | 0 | 0 | 0 | 0 | 0 | 0
| E3 | 0 | 0 | 0 | 0 | 0 | 0 | 0 | 0 | 0 | 0 | 0 | 0 | 0 | 0 | 0 | 0 | 0 | 0 | 0 | 0 | 0 | 0 | 0 | 0 | 0 | 0 | 0 | 0 | 0 | 0 | 0
| E4 | 0 | 0 | 0 | 0 | 0 | 0 | 0 | 0 | 0 | 0 | 0 | 0 | 0 | 0 | 0 | 0 | 0 | 0 | 0 | 0 | 0 | 0 | 0 | 0 | 0 | 0 | 0 | 0 | 0 | 0 | 0
| E5 | 0 | 0 | 0 | 0 | 0 | 0 | 0 | 0 | 0 | 0 | 0 | 0 | 0 | 0 | 0 | 0 | 0 | 0 | 0 | 0 | 0 | 0 | 0 | 0 | 0 | 0 | 0 | 0 | 0 | 0 | 0
| E6 | 0 | 0 | 0 | 0 | 0 | 0 | 0 | 0 | 0 | 0 | 0 | 0 | 0 | 0 | 0 | 0 | 0 | 0 | 0 | 0 | 0 | 0 | 0 | 0 | 0 | 0 | 0 | 0 | 0 | 0 | 0
| E7 | 0 | 0 | 0 | 0 | 0 | 0 | 0 | 0 | 0 | 0 | 0 | 0 | 0 | 0 | 0 | 0 | 0 | 0 | 0 | 0 | 0 | 0 | 0 | 0 | 0 | 0 | 0 | 0 | 0 | 0 | 0
| E8 | 0 | 0 | 0 | 0 | 0 | 0 | 0 | 0 | 0 | 0 | 0 | 0 | 0 | 0 | 0 | 0 | 0 | 0 | 0 | 0 | 0 | 0 | 0 | 0 | 0 | 0 | 0 | 0 | 0 | 0 | 0
| E9 | 0 | 0 | 0 | 0 | 0 | 0 | 0 | 0 | 0 | 0 | 0 | 0 | 0 | 0 | 0 | 0 | 0 | 0 | 0 | 0 | 0 | 0 | 0 | 0 | 0 | 0 | 0 | 0 | 0 | 0 | 0
| E10 | 0 | 0 | 0 | 0 | 0 | 0 | 0 | 0 | 0 | 0 | 0 | 0 | 0 | 0 | 0 | 0 | 0 | 0 | 0 | 0 | 0 | 0 | 0 | 0 | 0 | 0 | 0 | 0 | 0 | 0 | 0
Potential to Switch
| Year | Year 0 | Year 1 | Year 2 | Year 3 | Year 4 | Year 5 | Year 6 | Year 7 | Year 8 | Year 9 | Year 10 | Year 11 | Year 12 | Year 13 | Year 14 | Year 15 | Year 16 | Year 17 | Year 18 | Year 19 | Year 20 | Year 21 | Year 22 | Year 23 | Year 24 | Year 25 | Year 26 | Year 27 | Year 28 | Year 29 | Year 30
| E1 | 0 | 0 | 0 | 0 | 0 | 0 | 0 | 0 | 0 | 0 | 0 | 0 | 0 | 0 | 0 | 0 | 0 | 0 | 0 | 0 | 0 | 0 | 0 | 0 | 0 | 0 | 0 | 0 | 0 | 0 | 0 | 0_E1_Switched Out
| E2 | 0 | 0 | 0 | 0 | 0 | 0 | 0 | 0 | 0 | 0 | 0 | 0 | 0 | 0 | 0 | 0 | 0 | 0 | 0 | 0 | 0 | 0 | 0 | 0 | 0 | 0 | 0 | 0 | 0 | 0 | 0 | 0_E2_Switched Out
| E3 | 0 | 0 | 0 | 0 | 0 | 0 | 0 | 0 | 0 | 0 | 0 | 0 | 0 | 0 | 0 | 0 | 0 | 0 | 0 | 0 | 0 | 0 | 0 | 0 | 0 | 0 | 0 | 0 | 0 | 0 | 0 | 0_E3_Switched Out
| E4 | 0 | 0 | 0 | 0 | 0 | 0 | 0 | 0 | 0 | 0 | 0 | 0 | 0 | 0 | 0 | 0 | 0 | 0 | 0 | 0 | 0 | 0 | 0 | 0 | 0 | 0 | 0 | 0 | 0 | 0 | 0 | 0_E4_Switched Out
| E5 | 0 | 0 | 0 | 0 | 0 | 0 | 0 | 0 | 0 | 0 | 0 | 0 | 0 | 0 | 0 | 0 | 0 | 0 | 0 | 0 | 0 | 0 | 0 | 0 | 0 | 0 | 0 | 0 | 0 | 0 | 0 | 0_E5_Switched Out
| E6 | 0 | 0 | 0 | 0 | 0 | 0 | 0 | 0 | 0 | 0 | 0 | 0 | 0 | 0 | 0 | 0 | 0 | 0 | 0 | 0 | 0 | 0 | 0 | 0 | 0 | 0 | 0 | 0 | 0 | 0 | 0 | 0_E6_Switched Out
| E7 | 0 | 0 | 0 | 0 | 0 | 0 | 0 | 0 | 0 | 0 | 0 | 0 | 0 | 0 | 0 | 0 | 0 | 0 | 0 | 0 | 0 | 0 | 0 | 0 | 0 | 0 | 0 | 0 | 0 | 0 | 0 | 0_E7_Switched Out
| E8 | 0 | 0 | 0 | 0 | 0 | 0 | 0 | 0 | 0 | 0 | 0 | 0 | 0 | 0 | 0 | 0 | 0 | 0 | 0 | 0 | 0 | 0 | 0 | 0 | 0 | 0 | 0 | 0 | 0 | 0 | 0 | 0_E8_Switched Out
| E9 | 0 | 0 | 0 | 0 | 0 | 0 | 0 | 0 | 0 | 0 | 0 | 0 | 0 | 0 | 0 | 0 | 0 | 0 | 0 | 0 | 0 | 0 | 0 | 0 | 0 | 0 | 0 | 0 | 0 | 0 | 0 | 0_E9_Switched Out
| E10 | 0 | 0 | 0 | 0 | 0 | 0 | 0 | 0 | 0 | 0 | 0 | 0 | 0 | 0 | 0 | 0 | 0 | 0 | 0 | 0 | 0 | 0 | 0 | 0 | 0 | 0 | 0 | 0 | 0 | 0 | 0 | 0_E10_Switched Out
Units Out
| E1 | 0 | 0 | 0 | 0 | 0 | 0 | 0 | 0 | 0 | 0 | 0 | 0 | 0 | 0 | 0 | 0 | 0 | 0 | 0 | 0 | 0 | 0 | 0 | 0 | 0 | 0 | 0 | 0 | 0 | 0 | 0
| E2 | 0 | 0 | 0 | 0 | 0 | 0 | 0 | 0 | 0 | 0 | 0 | 0 | 0 | 0 | 0 | 0 | 0 | 0 | 0 | 0 | 0 | 0 | 0 | 0 | 0 | 0 | 0 | 0 | 0 | 0 | 0
| E3 | 0 | 0 | 0 | 0 | 0 | 0 | 0 | 0 | 0 | 0 | 0 | 0 | 0 | 0 | 0 | 0 | 0 | 0 | 0 | 0 | 0 | 0 | 0 | 0 | 0 | 0 | 0 | 0 | 0 | 0 | 0
| E4 | 0 | 0 | 0 | 0 | 0 | 0 | 0 | 0 | 0 | 0 | 0 | 0 | 0 | 0 | 0 | 0 | 0 | 0 | 0 | 0 | 0 | 0 | 0 | 0 | 0 | 0 | 0 | 0 | 0 | 0 | 0
| E5 | 0 | 0 | 0 | 0 | 0 | 0 | 0 | 0 | 0 | 0 | 0 | 0 | 0 | 0 | 0 | 0 | 0 | 0 | 0 | 0 | 0 | 0 | 0 | 0 | 0 | 0 | 0 | 0 | 0 | 0 | 0
| E6 | 0 | 0 | 0 | 0 | 0 | 0 | 0 | 0 | 0 | 0 | 0 | 0 | 0 | 0 | 0 | 0 | 0 | 0 | 0 | 0 | 0 | 0 | 0 | 0 | 0 | 0 | 0 | 0 | 0 | 0 | 0
| E7 | 0 | 0 | 0 | 0 | 0 | 0 | 0 | 0 | 0 | 0 | 0 | 0 | 0 | 0 | 0 | 0 | 0 | 0 | 0 | 0 | 0 | 0 | 0 | 0 | 0 | 0 | 0 | 0 | 0 | 0 | 0
| E8 | 0 | 0 | 0 | 0 | 0 | 0 | 0 | 0 | 0 | 0 | 0 | 0 | 0 | 0 | 0 | 0 | 0 | 0 | 0 | 0 | 0 | 0 | 0 | 0 | 0 | 0 | 0 | 0 | 0 | 0 | 0
| E9 | 0 | 0 | 0 | 0 | 0 | 0 | 0 | 0 | 0 | 0 | 0 | 0 | 0 | 0 | 0 | 0 | 0 | 0 | 0 | 0 | 0 | 0 | 0 | 0 | 0 | 0 | 0 | 0 | 0 | 0 | 0
| E10 | 0 | 0 | 0 | 0 | 0 | 0 | 0 | 0 | 0 | 0 | 0 | 0 | 0 | 0 | 0 | 0 | 0 | 0 | 0 | 0 | 0 | 0 | 0 | 0 | 0 | 0 | 0 | 0 | 0 | 0 | 0
| Vintage | 0 | 0 | 0 | 0 | 0 | 0 | 0 | 0 | 0 | 0 | 0 | 0 | 0 | 0 | 0 | 0 | 0 | 0 | 0 | 0 | 0 | 0 | 0 | 0 | 0 | 0 | 0 | 0 | 0 | 0 | 0
Tech Purchase Shares
| Year | Year 0 | Year 1 | Year 2 | Year 3 | Year 4 | Year 5 | Year 6 | Year 7 | Year 8 | Year 9 | Year 10 | Year 11 | Year 12 | Year 13 | Year 14 | Year 15 | Year 16 | Year 17 | Year 18 | Year 19 | Year 20 | Year 21 | Year 22 | Year 23 | Year 24 | Year 25 | Year 26 | Year 27 | Year 28 | Year 29 | Year 30
E1 | bar: Year 0 to Year 30
E2 | bar: Year 0 to Year 30
E3 | bar: Year 0 to Year 30
E4 | bar: Year 0 to Year 30
E5 | bar: Year 0 to Year 30
E6 | bar: Year 0 to Year 30
E7 | bar: Year 0 to Year 30
E8 | bar: Year 0 to Year 30
E9 | bar: Year 0 to Year 30
E10 | bar: Year 0 to Year 30
Units In from Switching
| E1 | 0 | 0 | 0 | 0 | 0 | 0 | 0 | 0 | 0 | 0 | 0 | 0 | 0 | 0 | 0 | 0 | 0 | 0 | 0 | 0 | 0 | 0 | 0 | 0 | 0 | 0 | 0 | 0 | 0 | 0 | 0
| E2 | 0 | 0 | 0 | 0 | 0 | 0 | 0 | 0 | 0 | 0 | 0 | 0 | 0 | 0 | 0 | 0 | 0 | 0 | 0 | 0 | 0 | 0 | 0 | 0 | 0 | 0 | 0 | 0 | 0 | 0 | 0
| E3 | 0 | 0 | 0 | 0 | 0 | 0 | 0 | 0 | 0 | 0 | 0 | 0 | 0 | 0 | 0 | 0 | 0 | 0 | 0 | 0 | 0 | 0 | 0 | 0 | 0 | 0 | 0 | 0 | 0 | 0 | 0
| E4 | 0 | 0 | 0 | 0 | 0 | 0 | 0 | 0 | 0 | 0 | 0 | 0 | 0 | 0 | 0 | 0 | 0 | 0 | 0 | 0 | 0 | 0 | 0 | 0 | 0 | 0 | 0 | 0 | 0 | 0 | 0
| E5 | 0 | 0 | 0 | 0 | 0 | 0 | 0 | 0 | 0 | 0 | 0 | 0 | 0 | 0 | 0 | 0 | 0 | 0 | 0 | 0 | 0 | 0 | 0 | 0 | 0 | 0 | 0 | 0 | 0 | 0 | 0
| E6 | 0 | 0 | 0 | 0 | 0 | 0 | 0 | 0 | 0 | 0 | 0 | 0 | 0 | 0 | 0 | 0 | 0 | 0 | 0 | 0 | 0 | 0 | 0 | 0 | 0 | 0 | 0 | 0 | 0 | 0 | 0
| E7 | 0 | 0 | 0 | 0 | 0 | 0 | 0 | 0 | 0 | 0 | 0 | 0 | 0 | 0 | 0 | 0 | 0 | 0 | 0 | 0 | 0 | 0 | 0 | 0 | 0 | 0 | 0 | 0 | 0 | 0 | 0
| E8 | 0 | 0 | 0 | 0 | 0 | 0 | 0 | 0 | 0 | 0 | 0 | 0 | 0 | 0 | 0 | 0 | 0 | 0 | 0 | 0 | 0 | 0 | 0 | 0 | 0 | 0 | 0 | 0 | 0 | 0 | 0
| E9 | 0 | 0 | 0 | 0 | 0 | 0 | 0 | 0 | 0 | 0 | 0 | 0 | 0 | 0 | 0 | 0 | 0 | 0 | 0 | 0 | 0 | 0 | 0 | 0 | 0 | 0 | 0 | 0 | 0 | 0 | 0
| E10 | 0 | 0 | 0 | 0 | 0 | 0 | 0 | 0 | 0 | 0 | 0 | 0 | 0 | 0 | 0 | 0 | 0 | 0 | 0 | 0 | 0 | 0 | 0 | 0 | 0 | 0 | 0 | 0 | 0 | 0 | 0
| Vintage | 0 | 0 | 0 | 0 | 0 | 0 | 0 | 0 | 0 | 0 | 0 | 0 | 0 | 0 | 0 | 0 | 0 | 0 | 0 | 0 | 0 | 0 | 0 | 0 | 0 | 0 | 0 | 0 | 0 | 0 | 0
Net Change
| Year | Year 0 | Year 1 | Year 2 | Year 3 | Year 4 | Year 5 | Year 6 | Year 7 | Year 8 | Year 9 | Year 10 | Year 11 | Year 12 | Year 13 | Year 14 | Year 15 | Year 16 | Year 17 | Year 18 | Year 19 | Year 20 | Year 21 | Year 22 | Year 23 | Year 24 | Year 25 | Year 26 | Year 27 | Year 28 | Year 29 | Year 30 | Key
| Units | 0 | 0 | 0 | 0 | 0 | 0 | 0 | 0 | 0 | 0 | 0 | 0 | 0 | 0 | 0 | 0 | 0 | 0 | 0 | 0 | 0 | 0 | 0 | 0 | 0 | 0 | 0 | 0 | 0 | 0 | 0 | 0_Units |  |  |  |  | 301957.8232
| Usage | 0 | 0 | 0 | 0 | 0 | 0 | 0 | 0 | 0 | 0 | 0 | 0 | 0 | 0 | 0 | 0 | 0 | 0 | 0 | 0 | 0 | 0 | 0 | 0 | 0 | 0 | 0 | 0 | 0 | 0 | 0 | 0_Usage |  |  |  |  | 1698.6543
| Peak Demand (S) | 0 | 0 | 0 | 0 | 0 | 0 | 0 | 0 | 0 | 0 | 0 | 0 | 0 | 0 | 0 | 0 | 0 | 0 | 0 | 0 | 0 | 0 | 0 | 0 | 0 | 0 | 0 | 0 | 0 | 0 | 0 | 0_Peak Demand (S) |  |  |  |  | 0
| Peak Demand (W) | 0 | 0 | 0 | 0 | 0 | 0 | 0 | 0 | 0 | 0 | 0 | 0 | 0 | 0 | 0 | 0 | 0 | 0 | 0 | 0 | 0 | 0 | 0 | 0 | 0 | 0 | 0 | 0 | 0 | 0 | 0 | 0_Peak Demand (W) |  |  |  |  | 884.6119
| Turnover | 0 | 0 | 0 | 0 | 0 | 0 | 0 | 0 | 0 | 0 | 0 | 0 | 0 | 0 | 0 | 0 | 0 | 0 | 0 | 0 | 0 | 0 | 0 | 0 | 0 | 0 | 0 | 0 | 0 | 0 | 0 | 0_Turnover |  |  |  |  | 6885.4476
| Avg. Replacement Usage | 0 | 0 | 0 | 0 | 0 | 0 | 0 | 0 | 0 | 0 | 0 | 0 | 0 | 0 | 0 | 0 | 0 | 0 | 0 | 0 | 0 | 0 | 0 | 0 | 0 | 0 | 0 | 0 | 0 | 0 | 0 | 0_Avg. Replacement Usage |  |  |  |  | 5638.8522
| Avg. Replacement Demand (S) | 0 | 0 | 0 | 0 | 0 | 0 | 0 | 0 | 0 | 0 | 0 | 0 | 0 | 0 | 0 | 0 | 0 | 0 | 0 | 0 | 0 | 0 | 0 | 0 | 0 | 0 | 0 | 0 | 0 | 0 | 0 | 0_Avg. Replacement Demand (S) |  |  |  |  | 0
| Avg. Replacement Demand (W) | 0 | 0 | 0 | 0 | 0 | 0 | 0 | 0 | 0 | 0 | 0 | 0 | 0 | 0 | 0 | 0 | 0 | 0 | 0 | 0 | 0 | 0 | 0 | 0 | 0 | 0 | 0 | 0 | 0 | 0 | 0 | 0_Avg. Replacement Demand (W) |  |  |  |  | 2.9366
Purchases
| Year | Year 0 | Year 1 | Year 2 | Year 3 | Year 4 | Year 5 | Year 6 | Year 7 | Year 8 | Year 9 | Year 10 | Year 11 | Year 12 | Year 13 | Year 14 | Year 15 | Year 16 | Year 17 | Year 18 | Year 19 | Year 20 | Year 21 | Year 22 | Year 23 | Year 24 | Year 25 | Year 26 | Year 27 | Year 28 | Year 29 | Year 30
| E1 | 0 | 0 | 0 | 0 | 0 | 0 | 0 | 0 | 0 | 0 | 0 | 0 | 0 | 0 | 0 | 0 | 0 | 0 | 0 | 0 | 0 | 0 | 0 | 0 | 0 | 0 | 0 | 0 | 0 | 0 | 0 | 0_E1_Purchases |  |  |  |  | 6885.4476
| E2 | 0 | 0 | 0 | 0 | 0 | 0 | 0 | 0 | 0 | 0 | 0 | 0 | 0 | 0 | 0 | 0 | 0 | 0 | 0 | 0 | 0 | 0 | 0 | 0 | 0 | 0 | 0 | 0 | 0 | 0 | 0 | 0_E2_Purchases |  |  |  |  | 0
| E3 | 0 | 0 | 0 | 0 | 0 | 0 | 0 | 0 | 0 | 0 | 0 | 0 | 0 | 0 | 0 | 0 | 0 | 0 | 0 | 0 | 0 | 0 | 0 | 0 | 0 | 0 | 0 | 0 | 0 | 0 | 0 | 0_E3_Purchases |  |  |  |  | 0
| E4 | 0 | 0 | 0 | 0 | 0 | 0 | 0 | 0 | 0 | 0 | 0 | 0 | 0 | 0 | 0 | 0 | 0 | 0 | 0 | 0 | 0 | 0 | 0 | 0 | 0 | 0 | 0 | 0 | 0 | 0 | 0 | 0_E4_Purchases |  |  |  |  | 0
| E5 | 0 | 0 | 0 | 0 | 0 | 0 | 0 | 0 | 0 | 0 | 0 | 0 | 0 | 0 | 0 | 0 | 0 | 0 | 0 | 0 | 0 | 0 | 0 | 0 | 0 | 0 | 0 | 0 | 0 | 0 | 0 | 0_E5_Purchases |  |  |  |  | 0
| E6 | 0 | 0 | 0 | 0 | 0 | 0 | 0 | 0 | 0 | 0 | 0 | 0 | 0 | 0 | 0 | 0 | 0 | 0 | 0 | 0 | 0 | 0 | 0 | 0 | 0 | 0 | 0 | 0 | 0 | 0 | 0 | 0_E6_Purchases |  |  |  |  | 0
| E7 | 0 | 0 | 0 | 0 | 0 | 0 | 0 | 0 | 0 | 0 | 0 | 0 | 0 | 0 | 0 | 0 | 0 | 0 | 0 | 0 | 0 | 0 | 0 | 0 | 0 | 0 | 0 | 0 | 0 | 0 | 0 | 0_E7_Purchases |  |  |  |  | 0
| E8 | 0 | 0 | 0 | 0 | 0 | 0 | 0 | 0 | 0 | 0 | 0 | 0 | 0 | 0 | 0 | 0 | 0 | 0 | 0 | 0 | 0 | 0 | 0 | 0 | 0 | 0 | 0 | 0 | 0 | 0 | 0 | 0_E8_Purchases |  |  |  |  | 0
| E9 | 0 | 0 | 0 | 0 | 0 | 0 | 0 | 0 | 0 | 0 | 0 | 0 | 0 | 0 | 0 | 0 | 0 | 0 | 0 | 0 | 0 | 0 | 0 | 0 | 0 | 0 | 0 | 0 | 0 | 0 | 0 | 0_E9_Purchases |  |  |  |  | 0
| E10 | 0 | 0 | 0 | 0 | 0 | 0 | 0 | 0 | 0 | 0 | 0 | 0 | 0 | 0 | 0 | 0 | 0 | 0 | 0 | 0 | 0 | 0 | 0 | 0 | 0 | 0 | 0 | 0 | 0 | 0 | 0 | 0_E10_Purchases |  |  |  |  | 0
Stock
| Year | Year 0 | Year 1 | Year 2 | Year 3 | Year 4 | Year 5 | Year 6 | Year 7 | Year 8 | Year 9 | Year 10 | Year 11 | Year 12 | Year 13 | Year 14 | Year 15 | Year 16 | Year 17 | Year 18 | Year 19 | Year 20 | Year 21 | Year 22 | Year 23 | Year 24 | Year 25 | Year 26 | Year 27 | Year 28 | Year 29 | Year 30
| E1 | 0 | 0 | 0 | 0 | 0 | 0 | 0 | 0 | 0 | 0 | 0 | 0 | 0 | 0 | 0 | 0 | 0 | 0 | 0 | 0 | 0 | 0 | 0 | 0 | 0 | 0 | 0 | 0 | 0 | 0 | 0 | 0_E1_Stock |  |  |  |  | 13576.6093
| E2 | 0 | 0 | 0 | 0 | 0 | 0 | 0 | 0 | 0 | 0 | 0 | 0 | 0 | 0 | 0 | 0 | 0 | 0 | 0 | 0 | 0 | 0 | 0 | 0 | 0 | 0 | 0 | 0 | 0 | 0 | 0 | 0_E2_Stock |  |  |  |  | 0
| E3 | 0 | 0 | 0 | 0 | 0 | 0 | 0 | 0 | 0 | 0 | 0 | 0 | 0 | 0 | 0 | 0 | 0 | 0 | 0 | 0 | 0 | 0 | 0 | 0 | 0 | 0 | 0 | 0 | 0 | 0 | 0 | 0_E3_Stock |  |  |  |  | 0
| E4 | 0 | 0 | 0 | 0 | 0 | 0 | 0 | 0 | 0 | 0 | 0 | 0 | 0 | 0 | 0 | 0 | 0 | 0 | 0 | 0 | 0 | 0 | 0 | 0 | 0 | 0 | 0 | 0 | 0 | 0 | 0 | 0_E4_Stock |  |  |  |  | 0
| E5 | 0 | 0 | 0 | 0 | 0 | 0 | 0 | 0 | 0 | 0 | 0 | 0 | 0 | 0 | 0 | 0 | 0 | 0 | 0 | 0 | 0 | 0 | 0 | 0 | 0 | 0 | 0 | 0 | 0 | 0 | 0 | 0_E5_Stock |  |  |  |  | 0
| E6 | 0 | 0 | 0 | 0 | 0 | 0 | 0 | 0 | 0 | 0 | 0 | 0 | 0 | 0 | 0 | 0 | 0 | 0 | 0 | 0 | 0 | 0 | 0 | 0 | 0 | 0 | 0 | 0 | 0 | 0 | 0 | 0_E6_Stock |  |  |  |  | 0
| E7 | 0 | 0 | 0 | 0 | 0 | 0 | 0 | 0 | 0 | 0 | 0 | 0 | 0 | 0 | 0 | 0 | 0 | 0 | 0 | 0 | 0 | 0 | 0 | 0 | 0 | 0 | 0 | 0 | 0 | 0 | 0 | 0_E7_Stock |  |  |  |  | 0
| E8 | 0 | 0 | 0 | 0 | 0 | 0 | 0 | 0 | 0 | 0 | 0 | 0 | 0 | 0 | 0 | 0 | 0 | 0 | 0 | 0 | 0 | 0 | 0 | 0 | 0 | 0 | 0 | 0 | 0 | 0 | 0 | 0_E8_Stock |  |  |  |  | 0
| E9 | 0 | 0 | 0 | 0 | 0 | 0 | 0 | 0 | 0 | 0 | 0 | 0 | 0 | 0 | 0 | 0 | 0 | 0 | 0 | 0 | 0 | 0 | 0 | 0 | 0 | 0 | 0 | 0 | 0 | 0 | 0 | 0_E9_Stock |  |  |  |  | 0
| E10 | 0 | 0 | 0 | 0 | 0 | 0 | 0 | 0 | 0 | 0 | 0 | 0 | 0 | 0 | 0 | 0 | 0 | 0 | 0 | 0 | 0 | 0 | 0 | 0 | 0 | 0 | 0 | 0 | 0 | 0 | 0 | 0_E10_Stock |  |  |  |  | 0
| Vintage | 0 | 0 | 0 | 0 | 0 | 0 | 0 | 0 | 0 | 0 | 0 | 0 | 0 | 0 | 0 | 0 | 0 | 0 | 0 | 0 | 0 | 0 | 0 | 0 | 0 | 0 | 0 | 0 | 0 | 0 | 0 | 0_Vintage_Stock |  |  |  |  | 288381.2139
S4C4 |  | Year 0: System 4 Technology 4
Technology Variables
| Tech Key | Year 0: 0
| Peak Factor (S) | Year 0: 0
| Peak Factor (W) | Year 0: 0
| Min Vintage Lifetime | Year 0: 0
| Max Vintage Lifetime | Year 0: 0
| Turnover Style | Year 0: 0
Technology Variables
| Equipment | Year 0: Label; Year 1: Min Lifetime; Year 2: Max Lifetime; Year 3: Degradation; Year 4: Usage; Year 5: Available
| E1 | Year 1: 0; Year 2: 0; Year 3: 0%; Year 4: 0; Year 5: FALSE
| E2 | Year 1: 0; Year 2: 0; Year 3: 0%; Year 4: 0; Year 5: FALSE
| E3 | Year 1: 0; Year 2: 0; Year 3: 0%; Year 4: 0; Year 5: FALSE
| E4 | Year 1: 0; Year 2: 0; Year 3: 0%; Year 4: 0; Year 5: FALSE
| E5 | Year 1: 0; Year 2: 0; Year 3: 0%; Year 4: 0; Year 5: FALSE
| E6 | Year 1: 0; Year 2: 0; Year 3: 0%; Year 4: 0; Year 5: FALSE
| E7 | Year 1: 0; Year 2: 0; Year 3: 0%; Year 4: 0; Year 5: FALSE
| E8 | Year 1: 0; Year 2: 0; Year 3: 0%; Year 4: 0; Year 5: FALSE
| E9 | Year 1: 0; Year 2: 0; Year 3: 0%; Year 4: 0; Year 5: FALSE
| E10 | Year 1: 0; Year 2: 0; Year 3: 0%; Year 4: 0; Year 5: FALSE
Original Forecast Results
| Year | Year 0 | Year 1 | Year 2 | Year 3 | Year 4 | Year 5 | Year 6 | Year 7 | Year 8 | Year 9 | Year 10 | Year 11 | Year 12 | Year 13 | Year 14 | Year 15 | Year 16 | Year 17 | Year 18 | Year 19 | Year 20 | Year 21 | Year 22 | Year 23 | Year 24 | Year 25 | Year 26 | Year 27 | Year 28 | Year 29 | Year 30 | Key
| Units | 0 | 0 | 0 | 0 | 0 | 0 | 0 | 0 | 0 | 0 | 0 | 0 | 0 | 0 | 0 | 0 | 0 | 0 | 0 | 0 | 0 | 0 | 0 | 0 | 0 | 0 | 0 | 0 | 0 | 0 | 0 | #REF! |  |  |  |  | 301957.8232
| Usage | 0 | 0 | 0 | 0 | 0 | 0 | 0 | 0 | 0 | 0 | 0 | 0 | 0 | 0 | 0 | 0 | 0 | 0 | 0 | 0 | 0 | 0 | 0 | 0 | 0 | 0 | 0 | 0 | 0 | 0 | 0 | #REF! |  |  |  |  | 1698.6543
| Peak Demand (S) | 0 | 0 | 0 | 0 | 0 | 0 | 0 | 0 | 0 | 0 | 0 | 0 | 0 | 0 | 0 | 0 | 0 | 0 | 0 | 0 | 0 | 0 | 0 | 0 | 0 | 0 | 0 | 0 | 0 | 0 | 0 | #REF! |  |  |  |  | 0
| Peak Demand (W) | 0 | 0 | 0 | 0 | 0 | 0 | 0 | 0 | 0 | 0 | 0 | 0 | 0 | 0 | 0 | 0 | 0 | 0 | 0 | 0 | 0 | 0 | 0 | 0 | 0 | 0 | 0 | 0 | 0 | 0 | 0 | #REF! |  |  |  |  | 884.6119
| Turnover | 0 | 0 | 0 | 0 | 0 | 0 | 0 | 0 | 0 | 0 | 0 | 0 | 0 | 0 | 0 | 0 | 0 | 0 | 0 | 0 | 0 | 0 | 0 | 0 | 0 | 0 | 0 | 0 | 0 | 0 | 0 | #REF! |  |  |  |  | 6885.4476
| Avg. Replacement Usage | 0 | 0 | 0 | 0 | 0 | 0 | 0 | 0 | 0 | 0 | 0 | 0 | 0 | 0 | 0 | 0 | 0 | 0 | 0 | 0 | 0 | 0 | 0 | 0 | 0 | 0 | 0 | 0 | 0 | 0 | 0 | #REF! |  |  |  |  | 5638.8522
| Avg. Replacement Demand (S) | 0 | 0 | 0 | 0 | 0 | 0 | 0 | 0 | 0 | 0 | 0 | 0 | 0 | 0 | 0 | 0 | 0 | 0 | 0 | 0 | 0 | 0 | 0 | 0 | 0 | 0 | 0 | 0 | 0 | 0 | 0 | #REF! |  |  |  |  | 0
| Avg. Replacement Demand (W) | 0 | 0 | 0 | 0 | 0 | 0 | 0 | 0 | 0 | 0 | 0 | 0 | 0 | 0 | 0 | 0 | 0 | 0 | 0 | 0 | 0 | 0 | 0 | 0 | 0 | 0 | 0 | 0 | 0 | 0 | 0 | #REF! |  |  |  |  | 2.9366
Tech Forecast Stock
| Year | Year 0 | Year 1 | Year 2 | Year 3 | Year 4 | Year 5 | Year 6 | Year 7 | Year 8 | Year 9 | Year 10 | Year 11 | Year 12 | Year 13 | Year 14 | Year 15 | Year 16 | Year 17 | Year 18 | Year 19 | Year 20 | Year 21 | Year 22 | Year 23 | Year 24 | Year 25 | Year 26 | Year 27 | Year 28 | Year 29 | Year 30
| E1 | 0 | 0 | 0 | 0 | 0 | 0 | 0 | 0 | 0 | 0 | 0 | 0 | 0 | 0 | 0 | 0 | 0 | 0 | 0 | 0 | 0 | 0 | 0 | 0 | 0 | 0 | 0 | 0 | 0 | 0 | 0
| E2 | 0 | 0 | 0 | 0 | 0 | 0 | 0 | 0 | 0 | 0 | 0 | 0 | 0 | 0 | 0 | 0 | 0 | 0 | 0 | 0 | 0 | 0 | 0 | 0 | 0 | 0 | 0 | 0 | 0 | 0 | 0
| E3 | 0 | 0 | 0 | 0 | 0 | 0 | 0 | 0 | 0 | 0 | 0 | 0 | 0 | 0 | 0 | 0 | 0 | 0 | 0 | 0 | 0 | 0 | 0 | 0 | 0 | 0 | 0 | 0 | 0 | 0 | 0
| E4 | 0 | 0 | 0 | 0 | 0 | 0 | 0 | 0 | 0 | 0 | 0 | 0 | 0 | 0 | 0 | 0 | 0 | 0 | 0 | 0 | 0 | 0 | 0 | 0 | 0 | 0 | 0 | 0 | 0 | 0 | 0
| E5 | 0 | 0 | 0 | 0 | 0 | 0 | 0 | 0 | 0 | 0 | 0 | 0 | 0 | 0 | 0 | 0 | 0 | 0 | 0 | 0 | 0 | 0 | 0 | 0 | 0 | 0 | 0 | 0 | 0 | 0 | 0
| E6 | 0 | 0 | 0 | 0 | 0 | 0 | 0 | 0 | 0 | 0 | 0 | 0 | 0 | 0 | 0 | 0 | 0 | 0 | 0 | 0 | 0 | 0 | 0 | 0 | 0 | 0 | 0 | 0 | 0 | 0 | 0
| E7 | 0 | 0 | 0 | 0 | 0 | 0 | 0 | 0 | 0 | 0 | 0 | 0 | 0 | 0 | 0 | 0 | 0 | 0 | 0 | 0 | 0 | 0 | 0 | 0 | 0 | 0 | 0 | 0 | 0 | 0 | 0
| E8 | 0 | 0 | 0 | 0 | 0 | 0 | 0 | 0 | 0 | 0 | 0 | 0 | 0 | 0 | 0 | 0 | 0 | 0 | 0 | 0 | 0 | 0 | 0 | 0 | 0 | 0 | 0 | 0 | 0 | 0 | 0
| E9 | 0 | 0 | 0 | 0 | 0 | 0 | 0 | 0 | 0 | 0 | 0 | 0 | 0 | 0 | 0 | 0 | 0 | 0 | 0 | 0 | 0 | 0 | 0 | 0 | 0 | 0 | 0 | 0 | 0 | 0 | 0
| E10 | 0 | 0 | 0 | 0 | 0 | 0 | 0 | 0 | 0 | 0 | 0 | 0 | 0 | 0 | 0 | 0 | 0 | 0 | 0 | 0 | 0 | 0 | 0 | 0 | 0 | 0 | 0 | 0 | 0 | 0 | 0
| Vintage | 0 | 0 | 0 | 0 | 0 | 0 | 0 | 0 | 0 | 0 | 0 | 0 | 0 | 0 | 0 | 0 | 0 | 0 | 0 | 0 | 0 | 0 | 0 | 0 | 0 | 0 | 0 | 0 | 0 | 0 | 0
Stock for Switching
| Year | Year 0 | Year 1 | Year 2 | Year 3 | Year 4 | Year 5 | Year 6 | Year 7 | Year 8 | Year 9 | Year 10 | Year 11 | Year 12 | Year 13 | Year 14 | Year 15 | Year 16 | Year 17 | Year 18 | Year 19 | Year 20 | Year 21 | Year 22 | Year 23 | Year 24 | Year 25 | Year 26 | Year 27 | Year 28 | Year 29 | Year 30
| E1 | 0 | 0 | 0 | 0 | 0 | 0 | 0 | 0 | 0 | 0 | 0 | 0 | 0 | 0 | 0 | 0 | 0 | 0 | 0 | 0 | 0 | 0 | 0 | 0 | 0 | 0 | 0 | 0 | 0 | 0 | 0 | 0_E1_SysStock
| E2 | 0 | 0 | 0 | 0 | 0 | 0 | 0 | 0 | 0 | 0 | 0 | 0 | 0 | 0 | 0 | 0 | 0 | 0 | 0 | 0 | 0 | 0 | 0 | 0 | 0 | 0 | 0 | 0 | 0 | 0 | 0 | 0_E2_SysStock
| E3 | 0 | 0 | 0 | 0 | 0 | 0 | 0 | 0 | 0 | 0 | 0 | 0 | 0 | 0 | 0 | 0 | 0 | 0 | 0 | 0 | 0 | 0 | 0 | 0 | 0 | 0 | 0 | 0 | 0 | 0 | 0 | 0_E3_SysStock
| E4 | 0 | 0 | 0 | 0 | 0 | 0 | 0 | 0 | 0 | 0 | 0 | 0 | 0 | 0 | 0 | 0 | 0 | 0 | 0 | 0 | 0 | 0 | 0 | 0 | 0 | 0 | 0 | 0 | 0 | 0 | 0 | 0_E4_SysStock
| E5 | 0 | 0 | 0 | 0 | 0 | 0 | 0 | 0 | 0 | 0 | 0 | 0 | 0 | 0 | 0 | 0 | 0 | 0 | 0 | 0 | 0 | 0 | 0 | 0 | 0 | 0 | 0 | 0 | 0 | 0 | 0 | 0_E5_SysStock
| E6 | 0 | 0 | 0 | 0 | 0 | 0 | 0 | 0 | 0 | 0 | 0 | 0 | 0 | 0 | 0 | 0 | 0 | 0 | 0 | 0 | 0 | 0 | 0 | 0 | 0 | 0 | 0 | 0 | 0 | 0 | 0 | 0_E6_SysStock
| E7 | 0 | 0 | 0 | 0 | 0 | 0 | 0 | 0 | 0 | 0 | 0 | 0 | 0 | 0 | 0 | 0 | 0 | 0 | 0 | 0 | 0 | 0 | 0 | 0 | 0 | 0 | 0 | 0 | 0 | 0 | 0 | 0_E7_SysStock
| E8 | 0 | 0 | 0 | 0 | 0 | 0 | 0 | 0 | 0 | 0 | 0 | 0 | 0 | 0 | 0 | 0 | 0 | 0 | 0 | 0 | 0 | 0 | 0 | 0 | 0 | 0 | 0 | 0 | 0 | 0 | 0 | 0_E8_SysStock
| E9 | 0 | 0 | 0 | 0 | 0 | 0 | 0 | 0 | 0 | 0 | 0 | 0 | 0 | 0 | 0 | 0 | 0 | 0 | 0 | 0 | 0 | 0 | 0 | 0 | 0 | 0 | 0 | 0 | 0 | 0 | 0 | 0_E9_SysStock
| E10 | 0 | 0 | 0 | 0 | 0 | 0 | 0 | 0 | 0 | 0 | 0 | 0 | 0 | 0 | 0 | 0 | 0 | 0 | 0 | 0 | 0 | 0 | 0 | 0 | 0 | 0 | 0 | 0 | 0 | 0 | 0 | 0_E10_SysStock
| Vintage | 0 | 0 | 0 | 0 | 0 | 0 | 0 | 0 | 0 | 0 | 0 | 0 | 0 | 0 | 0 | 0 | 0 | 0 | 0 | 0 | 0 | 0 | 0 | 0 | 0 | 0 | 0 | 0 | 0 | 0 | 0 | 0_Vintage_SysStock
Tech Forecast Purchases
| Year | Year 0 | Year 1 | Year 2 | Year 3 | Year 4 | Year 5 | Year 6 | Year 7 | Year 8 | Year 9 | Year 10 | Year 11 | Year 12 | Year 13 | Year 14 | Year 15 | Year 16 | Year 17 | Year 18 | Year 19 | Year 20 | Year 21 | Year 22 | Year 23 | Year 24 | Year 25 | Year 26 | Year 27 | Year 28 | Year 29 | Year 30
| E1 | 0 | 0 | 0 | 0 | 0 | 0 | 0 | 0 | 0 | 0 | 0 | 0 | 0 | 0 | 0 | 0 | 0 | 0 | 0 | 0 | 0 | 0 | 0 | 0 | 0 | 0 | 0 | 0 | 0 | 0 | 0
| E2 | 0 | 0 | 0 | 0 | 0 | 0 | 0 | 0 | 0 | 0 | 0 | 0 | 0 | 0 | 0 | 0 | 0 | 0 | 0 | 0 | 0 | 0 | 0 | 0 | 0 | 0 | 0 | 0 | 0 | 0 | 0
| E3 | 0 | 0 | 0 | 0 | 0 | 0 | 0 | 0 | 0 | 0 | 0 | 0 | 0 | 0 | 0 | 0 | 0 | 0 | 0 | 0 | 0 | 0 | 0 | 0 | 0 | 0 | 0 | 0 | 0 | 0 | 0
| E4 | 0 | 0 | 0 | 0 | 0 | 0 | 0 | 0 | 0 | 0 | 0 | 0 | 0 | 0 | 0 | 0 | 0 | 0 | 0 | 0 | 0 | 0 | 0 | 0 | 0 | 0 | 0 | 0 | 0 | 0 | 0
| E5 | 0 | 0 | 0 | 0 | 0 | 0 | 0 | 0 | 0 | 0 | 0 | 0 | 0 | 0 | 0 | 0 | 0 | 0 | 0 | 0 | 0 | 0 | 0 | 0 | 0 | 0 | 0 | 0 | 0 | 0 | 0
| E6 | 0 | 0 | 0 | 0 | 0 | 0 | 0 | 0 | 0 | 0 | 0 | 0 | 0 | 0 | 0 | 0 | 0 | 0 | 0 | 0 | 0 | 0 | 0 | 0 | 0 | 0 | 0 | 0 | 0 | 0 | 0
| E7 | 0 | 0 | 0 | 0 | 0 | 0 | 0 | 0 | 0 | 0 | 0 | 0 | 0 | 0 | 0 | 0 | 0 | 0 | 0 | 0 | 0 | 0 | 0 | 0 | 0 | 0 | 0 | 0 | 0 | 0 | 0
| E8 | 0 | 0 | 0 | 0 | 0 | 0 | 0 | 0 | 0 | 0 | 0 | 0 | 0 | 0 | 0 | 0 | 0 | 0 | 0 | 0 | 0 | 0 | 0 | 0 | 0 | 0 | 0 | 0 | 0 | 0 | 0
| E9 | 0 | 0 | 0 | 0 | 0 | 0 | 0 | 0 | 0 | 0 | 0 | 0 | 0 | 0 | 0 | 0 | 0 | 0 | 0 | 0 | 0 | 0 | 0 | 0 | 0 | 0 | 0 | 0 | 0 | 0 | 0
| E10 | 0 | 0 | 0 | 0 | 0 | 0 | 0 | 0 | 0 | 0 | 0 | 0 | 0 | 0 | 0 | 0 | 0 | 0 | 0 | 0 | 0 | 0 | 0 | 0 | 0 | 0 | 0 | 0 | 0 | 0 | 0
Potential to Switch
| Year | Year 0 | Year 1 | Year 2 | Year 3 | Year 4 | Year 5 | Year 6 | Year 7 | Year 8 | Year 9 | Year 10 | Year 11 | Year 12 | Year 13 | Year 14 | Year 15 | Year 16 | Year 17 | Year 18 | Year 19 | Year 20 | Year 21 | Year 22 | Year 23 | Year 24 | Year 25 | Year 26 | Year 27 | Year 28 | Year 29 | Year 30
| E1 | 0 | 0 | 0 | 0 | 0 | 0 | 0 | 0 | 0 | 0 | 0 | 0 | 0 | 0 | 0 | 0 | 0 | 0 | 0 | 0 | 0 | 0 | 0 | 0 | 0 | 0 | 0 | 0 | 0 | 0 | 0 | 0_E1_Switched Out
| E2 | 0 | 0 | 0 | 0 | 0 | 0 | 0 | 0 | 0 | 0 | 0 | 0 | 0 | 0 | 0 | 0 | 0 | 0 | 0 | 0 | 0 | 0 | 0 | 0 | 0 | 0 | 0 | 0 | 0 | 0 | 0 | 0_E2_Switched Out
| E3 | 0 | 0 | 0 | 0 | 0 | 0 | 0 | 0 | 0 | 0 | 0 | 0 | 0 | 0 | 0 | 0 | 0 | 0 | 0 | 0 | 0 | 0 | 0 | 0 | 0 | 0 | 0 | 0 | 0 | 0 | 0 | 0_E3_Switched Out
| E4 | 0 | 0 | 0 | 0 | 0 | 0 | 0 | 0 | 0 | 0 | 0 | 0 | 0 | 0 | 0 | 0 | 0 | 0 | 0 | 0 | 0 | 0 | 0 | 0 | 0 | 0 | 0 | 0 | 0 | 0 | 0 | 0_E4_Switched Out
| E5 | 0 | 0 | 0 | 0 | 0 | 0 | 0 | 0 | 0 | 0 | 0 | 0 | 0 | 0 | 0 | 0 | 0 | 0 | 0 | 0 | 0 | 0 | 0 | 0 | 0 | 0 | 0 | 0 | 0 | 0 | 0 | 0_E5_Switched Out
| E6 | 0 | 0 | 0 | 0 | 0 | 0 | 0 | 0 | 0 | 0 | 0 | 0 | 0 | 0 | 0 | 0 | 0 | 0 | 0 | 0 | 0 | 0 | 0 | 0 | 0 | 0 | 0 | 0 | 0 | 0 | 0 | 0_E6_Switched Out
| E7 | 0 | 0 | 0 | 0 | 0 | 0 | 0 | 0 | 0 | 0 | 0 | 0 | 0 | 0 | 0 | 0 | 0 | 0 | 0 | 0 | 0 | 0 | 0 | 0 | 0 | 0 | 0 | 0 | 0 | 0 | 0 | 0_E7_Switched Out
| E8 | 0 | 0 | 0 | 0 | 0 | 0 | 0 | 0 | 0 | 0 | 0 | 0 | 0 | 0 | 0 | 0 | 0 | 0 | 0 | 0 | 0 | 0 | 0 | 0 | 0 | 0 | 0 | 0 | 0 | 0 | 0 | 0_E8_Switched Out
| E9 | 0 | 0 | 0 | 0 | 0 | 0 | 0 | 0 | 0 | 0 | 0 | 0 | 0 | 0 | 0 | 0 | 0 | 0 | 0 | 0 | 0 | 0 | 0 | 0 | 0 | 0 | 0 | 0 | 0 | 0 | 0 | 0_E9_Switched Out
| E10 | 0 | 0 | 0 | 0 | 0 | 0 | 0 | 0 | 0 | 0 | 0 | 0 | 0 | 0 | 0 | 0 | 0 | 0 | 0 | 0 | 0 | 0 | 0 | 0 | 0 | 0 | 0 | 0 | 0 | 0 | 0 | 0_E10_Switched Out
Units Out
| E1 | 0 | 0 | 0 | 0 | 0 | 0 | 0 | 0 | 0 | 0 | 0 | 0 | 0 | 0 | 0 | 0 | 0 | 0 | 0 | 0 | 0 | 0 | 0 | 0 | 0 | 0 | 0 | 0 | 0 | 0 | 0
| E2 | 0 | 0 | 0 | 0 | 0 | 0 | 0 | 0 | 0 | 0 | 0 | 0 | 0 | 0 | 0 | 0 | 0 | 0 | 0 | 0 | 0 | 0 | 0 | 0 | 0 | 0 | 0 | 0 | 0 | 0 | 0
| E3 | 0 | 0 | 0 | 0 | 0 | 0 | 0 | 0 | 0 | 0 | 0 | 0 | 0 | 0 | 0 | 0 | 0 | 0 | 0 | 0 | 0 | 0 | 0 | 0 | 0 | 0 | 0 | 0 | 0 | 0 | 0
| E4 | 0 | 0 | 0 | 0 | 0 | 0 | 0 | 0 | 0 | 0 | 0 | 0 | 0 | 0 | 0 | 0 | 0 | 0 | 0 | 0 | 0 | 0 | 0 | 0 | 0 | 0 | 0 | 0 | 0 | 0 | 0
| E5 | 0 | 0 | 0 | 0 | 0 | 0 | 0 | 0 | 0 | 0 | 0 | 0 | 0 | 0 | 0 | 0 | 0 | 0 | 0 | 0 | 0 | 0 | 0 | 0 | 0 | 0 | 0 | 0 | 0 | 0 | 0
| E6 | 0 | 0 | 0 | 0 | 0 | 0 | 0 | 0 | 0 | 0 | 0 | 0 | 0 | 0 | 0 | 0 | 0 | 0 | 0 | 0 | 0 | 0 | 0 | 0 | 0 | 0 | 0 | 0 | 0 | 0 | 0
| E7 | 0 | 0 | 0 | 0 | 0 | 0 | 0 | 0 | 0 | 0 | 0 | 0 | 0 | 0 | 0 | 0 | 0 | 0 | 0 | 0 | 0 | 0 | 0 | 0 | 0 | 0 | 0 | 0 | 0 | 0 | 0
| E8 | 0 | 0 | 0 | 0 | 0 | 0 | 0 | 0 | 0 | 0 | 0 | 0 | 0 | 0 | 0 | 0 | 0 | 0 | 0 | 0 | 0 | 0 | 0 | 0 | 0 | 0 | 0 | 0 | 0 | 0 | 0
| E9 | 0 | 0 | 0 | 0 | 0 | 0 | 0 | 0 | 0 | 0 | 0 | 0 | 0 | 0 | 0 | 0 | 0 | 0 | 0 | 0 | 0 | 0 | 0 | 0 | 0 | 0 | 0 | 0 | 0 | 0 | 0
| E10 | 0 | 0 | 0 | 0 | 0 | 0 | 0 | 0 | 0 | 0 | 0 | 0 | 0 | 0 | 0 | 0 | 0 | 0 | 0 | 0 | 0 | 0 | 0 | 0 | 0 | 0 | 0 | 0 | 0 | 0 | 0
| Vintage | 0 | 0 | 0 | 0 | 0 | 0 | 0 | 0 | 0 | 0 | 0 | 0 | 0 | 0 | 0 | 0 | 0 | 0 | 0 | 0 | 0 | 0 | 0 | 0 | 0 | 0 | 0 | 0 | 0 | 0 | 0
Tech Purchase Shares
| Year | Year 0 | Year 1 | Year 2 | Year 3 | Year 4 | Year 5 | Year 6 | Year 7 | Year 8 | Year 9 | Year 10 | Year 11 | Year 12 | Year 13 | Year 14 | Year 15 | Year 16 | Year 17 | Year 18 | Year 19 | Year 20 | Year 21 | Year 22 | Year 23 | Year 24 | Year 25 | Year 26 | Year 27 | Year 28 | Year 29 | Year 30
E1 | bar: Year 0 to Year 30
E2 | bar: Year 0 to Year 30
E3 | bar: Year 0 to Year 30
E4 | bar: Year 0 to Year 30
E5 | bar: Year 0 to Year 30
E6 | bar: Year 0 to Year 30
E7 | bar: Year 0 to Year 30
E8 | bar: Year 0 to Year 30
E9 | bar: Year 0 to Year 30
E10 | bar: Year 0 to Year 30
Units In from Switching
| E1 | 0 | 0 | 0 | 0 | 0 | 0 | 0 | 0 | 0 | 0 | 0 | 0 | 0 | 0 | 0 | 0 | 0 | 0 | 0 | 0 | 0 | 0 | 0 | 0 | 0 | 0 | 0 | 0 | 0 | 0 | 0
| E2 | 0 | 0 | 0 | 0 | 0 | 0 | 0 | 0 | 0 | 0 | 0 | 0 | 0 | 0 | 0 | 0 | 0 | 0 | 0 | 0 | 0 | 0 | 0 | 0 | 0 | 0 | 0 | 0 | 0 | 0 | 0
| E3 | 0 | 0 | 0 | 0 | 0 | 0 | 0 | 0 | 0 | 0 | 0 | 0 | 0 | 0 | 0 | 0 | 0 | 0 | 0 | 0 | 0 | 0 | 0 | 0 | 0 | 0 | 0 | 0 | 0 | 0 | 0
| E4 | 0 | 0 | 0 | 0 | 0 | 0 | 0 | 0 | 0 | 0 | 0 | 0 | 0 | 0 | 0 | 0 | 0 | 0 | 0 | 0 | 0 | 0 | 0 | 0 | 0 | 0 | 0 | 0 | 0 | 0 | 0
| E5 | 0 | 0 | 0 | 0 | 0 | 0 | 0 | 0 | 0 | 0 | 0 | 0 | 0 | 0 | 0 | 0 | 0 | 0 | 0 | 0 | 0 | 0 | 0 | 0 | 0 | 0 | 0 | 0 | 0 | 0 | 0
| E6 | 0 | 0 | 0 | 0 | 0 | 0 | 0 | 0 | 0 | 0 | 0 | 0 | 0 | 0 | 0 | 0 | 0 | 0 | 0 | 0 | 0 | 0 | 0 | 0 | 0 | 0 | 0 | 0 | 0 | 0 | 0
| E7 | 0 | 0 | 0 | 0 | 0 | 0 | 0 | 0 | 0 | 0 | 0 | 0 | 0 | 0 | 0 | 0 | 0 | 0 | 0 | 0 | 0 | 0 | 0 | 0 | 0 | 0 | 0 | 0 | 0 | 0 | 0
| E8 | 0 | 0 | 0 | 0 | 0 | 0 | 0 | 0 | 0 | 0 | 0 | 0 | 0 | 0 | 0 | 0 | 0 | 0 | 0 | 0 | 0 | 0 | 0 | 0 | 0 | 0 | 0 | 0 | 0 | 0 | 0
| E9 | 0 | 0 | 0 | 0 | 0 | 0 | 0 | 0 | 0 | 0 | 0 | 0 | 0 | 0 | 0 | 0 | 0 | 0 | 0 | 0 | 0 | 0 | 0 | 0 | 0 | 0 | 0 | 0 | 0 | 0 | 0
| E10 | 0 | 0 | 0 | 0 | 0 | 0 | 0 | 0 | 0 | 0 | 0 | 0 | 0 | 0 | 0 | 0 | 0 | 0 | 0 | 0 | 0 | 0 | 0 | 0 | 0 | 0 | 0 | 0 | 0 | 0 | 0
| Vintage | 0 | 0 | 0 | 0 | 0 | 0 | 0 | 0 | 0 | 0 | 0 | 0 | 0 | 0 | 0 | 0 | 0 | 0 | 0 | 0 | 0 | 0 | 0 | 0 | 0 | 0 | 0 | 0 | 0 | 0 | 0
Net Change
| Year | Year 0 | Year 1 | Year 2 | Year 3 | Year 4 | Year 5 | Year 6 | Year 7 | Year 8 | Year 9 | Year 10 | Year 11 | Year 12 | Year 13 | Year 14 | Year 15 | Year 16 | Year 17 | Year 18 | Year 19 | Year 20 | Year 21 | Year 22 | Year 23 | Year 24 | Year 25 | Year 26 | Year 27 | Year 28 | Year 29 | Year 30 | Key
| Units | 0 | 0 | 0 | 0 | 0 | 0 | 0 | 0 | 0 | 0 | 0 | 0 | 0 | 0 | 0 | 0 | 0 | 0 | 0 | 0 | 0 | 0 | 0 | 0 | 0 | 0 | 0 | 0 | 0 | 0 | 0 | 0_Units |  |  |  |  | 301957.8232
| Usage | 0 | 0 | 0 | 0 | 0 | 0 | 0 | 0 | 0 | 0 | 0 | 0 | 0 | 0 | 0 | 0 | 0 | 0 | 0 | 0 | 0 | 0 | 0 | 0 | 0 | 0 | 0 | 0 | 0 | 0 | 0 | 0_Usage |  |  |  |  | 1698.6543
| Peak Demand (S) | 0 | 0 | 0 | 0 | 0 | 0 | 0 | 0 | 0 | 0 | 0 | 0 | 0 | 0 | 0 | 0 | 0 | 0 | 0 | 0 | 0 | 0 | 0 | 0 | 0 | 0 | 0 | 0 | 0 | 0 | 0 | 0_Peak Demand (S) |  |  |  |  | 0
| Peak Demand (W) | 0 | 0 | 0 | 0 | 0 | 0 | 0 | 0 | 0 | 0 | 0 | 0 | 0 | 0 | 0 | 0 | 0 | 0 | 0 | 0 | 0 | 0 | 0 | 0 | 0 | 0 | 0 | 0 | 0 | 0 | 0 | 0_Peak Demand (W) |  |  |  |  | 884.6119
| Turnover | 0 | 0 | 0 | 0 | 0 | 0 | 0 | 0 | 0 | 0 | 0 | 0 | 0 | 0 | 0 | 0 | 0 | 0 | 0 | 0 | 0 | 0 | 0 | 0 | 0 | 0 | 0 | 0 | 0 | 0 | 0 | 0_Turnover |  |  |  |  | 6885.4476
| Avg. Replacement Usage | 0 | 0 | 0 | 0 | 0 | 0 | 0 | 0 | 0 | 0 | 0 | 0 | 0 | 0 | 0 | 0 | 0 | 0 | 0 | 0 | 0 | 0 | 0 | 0 | 0 | 0 | 0 | 0 | 0 | 0 | 0 | 0_Avg. Replacement Usage |  |  |  |  | 5638.8522
| Avg. Replacement Demand (S) | 0 | 0 | 0 | 0 | 0 | 0 | 0 | 0 | 0 | 0 | 0 | 0 | 0 | 0 | 0 | 0 | 0 | 0 | 0 | 0 | 0 | 0 | 0 | 0 | 0 | 0 | 0 | 0 | 0 | 0 | 0 | 0_Avg. Replacement Demand (S) |  |  |  |  | 0
| Avg. Replacement Demand (W) | 0 | 0 | 0 | 0 | 0 | 0 | 0 | 0 | 0 | 0 | 0 | 0 | 0 | 0 | 0 | 0 | 0 | 0 | 0 | 0 | 0 | 0 | 0 | 0 | 0 | 0 | 0 | 0 | 0 | 0 | 0 | 0_Avg. Replacement Demand (W) |  |  |  |  | 2.9366
Purchases
| Year | Year 0 | Year 1 | Year 2 | Year 3 | Year 4 | Year 5 | Year 6 | Year 7 | Year 8 | Year 9 | Year 10 | Year 11 | Year 12 | Year 13 | Year 14 | Year 15 | Year 16 | Year 17 | Year 18 | Year 19 | Year 20 | Year 21 | Year 22 | Year 23 | Year 24 | Year 25 | Year 26 | Year 27 | Year 28 | Year 29 | Year 30
| E1 | 0 | 0 | 0 | 0 | 0 | 0 | 0 | 0 | 0 | 0 | 0 | 0 | 0 | 0 | 0 | 0 | 0 | 0 | 0 | 0 | 0 | 0 | 0 | 0 | 0 | 0 | 0 | 0 | 0 | 0 | 0 | 0_E1_Purchases |  |  |  |  | 6885.4476
| E2 | 0 | 0 | 0 | 0 | 0 | 0 | 0 | 0 | 0 | 0 | 0 | 0 | 0 | 0 | 0 | 0 | 0 | 0 | 0 | 0 | 0 | 0 | 0 | 0 | 0 | 0 | 0 | 0 | 0 | 0 | 0 | 0_E2_Purchases |  |  |  |  | 0
| E3 | 0 | 0 | 0 | 0 | 0 | 0 | 0 | 0 | 0 | 0 | 0 | 0 | 0 | 0 | 0 | 0 | 0 | 0 | 0 | 0 | 0 | 0 | 0 | 0 | 0 | 0 | 0 | 0 | 0 | 0 | 0 | 0_E3_Purchases |  |  |  |  | 0
| E4 | 0 | 0 | 0 | 0 | 0 | 0 | 0 | 0 | 0 | 0 | 0 | 0 | 0 | 0 | 0 | 0 | 0 | 0 | 0 | 0 | 0 | 0 | 0 | 0 | 0 | 0 | 0 | 0 | 0 | 0 | 0 | 0_E4_Purchases |  |  |  |  | 0
| E5 | 0 | 0 | 0 | 0 | 0 | 0 | 0 | 0 | 0 | 0 | 0 | 0 | 0 | 0 | 0 | 0 | 0 | 0 | 0 | 0 | 0 | 0 | 0 | 0 | 0 | 0 | 0 | 0 | 0 | 0 | 0 | 0_E5_Purchases |  |  |  |  | 0
| E6 | 0 | 0 | 0 | 0 | 0 | 0 | 0 | 0 | 0 | 0 | 0 | 0 | 0 | 0 | 0 | 0 | 0 | 0 | 0 | 0 | 0 | 0 | 0 | 0 | 0 | 0 | 0 | 0 | 0 | 0 | 0 | 0_E6_Purchases |  |  |  |  | 0
| E7 | 0 | 0 | 0 | 0 | 0 | 0 | 0 | 0 | 0 | 0 | 0 | 0 | 0 | 0 | 0 | 0 | 0 | 0 | 0 | 0 | 0 | 0 | 0 | 0 | 0 | 0 | 0 | 0 | 0 | 0 | 0 | 0_E7_Purchases |  |  |  |  | 0
| E8 | 0 | 0 | 0 | 0 | 0 | 0 | 0 | 0 | 0 | 0 | 0 | 0 | 0 | 0 | 0 | 0 | 0 | 0 | 0 | 0 | 0 | 0 | 0 | 0 | 0 | 0 | 0 | 0 | 0 | 0 | 0 | 0_E8_Purchases |  |  |  |  | 0
| E9 | 0 | 0 | 0 | 0 | 0 | 0 | 0 | 0 | 0 | 0 | 0 | 0 | 0 | 0 | 0 | 0 | 0 | 0 | 0 | 0 | 0 | 0 | 0 | 0 | 0 | 0 | 0 | 0 | 0 | 0 | 0 | 0_E9_Purchases |  |  |  |  | 0
| E10 | 0 | 0 | 0 | 0 | 0 | 0 | 0 | 0 | 0 | 0 | 0 | 0 | 0 | 0 | 0 | 0 | 0 | 0 | 0 | 0 | 0 | 0 | 0 | 0 | 0 | 0 | 0 | 0 | 0 | 0 | 0 | 0_E10_Purchases |  |  |  |  | 0
Stock
| Year | Year 0 | Year 1 | Year 2 | Year 3 | Year 4 | Year 5 | Year 6 | Year 7 | Year 8 | Year 9 | Year 10 | Year 11 | Year 12 | Year 13 | Year 14 | Year 15 | Year 16 | Year 17 | Year 18 | Year 19 | Year 20 | Year 21 | Year 22 | Year 23 | Year 24 | Year 25 | Year 26 | Year 27 | Year 28 | Year 29 | Year 30
| E1 | 0 | 0 | 0 | 0 | 0 | 0 | 0 | 0 | 0 | 0 | 0 | 0 | 0 | 0 | 0 | 0 | 0 | 0 | 0 | 0 | 0 | 0 | 0 | 0 | 0 | 0 | 0 | 0 | 0 | 0 | 0 | 0_E1_Stock |  |  |  |  | 13576.6093
| E2 | 0 | 0 | 0 | 0 | 0 | 0 | 0 | 0 | 0 | 0 | 0 | 0 | 0 | 0 | 0 | 0 | 0 | 0 | 0 | 0 | 0 | 0 | 0 | 0 | 0 | 0 | 0 | 0 | 0 | 0 | 0 | 0_E2_Stock |  |  |  |  | 0
| E3 | 0 | 0 | 0 | 0 | 0 | 0 | 0 | 0 | 0 | 0 | 0 | 0 | 0 | 0 | 0 | 0 | 0 | 0 | 0 | 0 | 0 | 0 | 0 | 0 | 0 | 0 | 0 | 0 | 0 | 0 | 0 | 0_E3_Stock |  |  |  |  | 0
| E4 | 0 | 0 | 0 | 0 | 0 | 0 | 0 | 0 | 0 | 0 | 0 | 0 | 0 | 0 | 0 | 0 | 0 | 0 | 0 | 0 | 0 | 0 | 0 | 0 | 0 | 0 | 0 | 0 | 0 | 0 | 0 | 0_E4_Stock |  |  |  |  | 0
| E5 | 0 | 0 | 0 | 0 | 0 | 0 | 0 | 0 | 0 | 0 | 0 | 0 | 0 | 0 | 0 | 0 | 0 | 0 | 0 | 0 | 0 | 0 | 0 | 0 | 0 | 0 | 0 | 0 | 0 | 0 | 0 | 0_E5_Stock |  |  |  |  | 0
| E6 | 0 | 0 | 0 | 0 | 0 | 0 | 0 | 0 | 0 | 0 | 0 | 0 | 0 | 0 | 0 | 0 | 0 | 0 | 0 | 0 | 0 | 0 | 0 | 0 | 0 | 0 | 0 | 0 | 0 | 0 | 0 | 0_E6_Stock |  |  |  |  | 0
| E7 | 0 | 0 | 0 | 0 | 0 | 0 | 0 | 0 | 0 | 0 | 0 | 0 | 0 | 0 | 0 | 0 | 0 | 0 | 0 | 0 | 0 | 0 | 0 | 0 | 0 | 0 | 0 | 0 | 0 | 0 | 0 | 0_E7_Stock |  |  |  |  | 0
| E8 | 0 | 0 | 0 | 0 | 0 | 0 | 0 | 0 | 0 | 0 | 0 | 0 | 0 | 0 | 0 | 0 | 0 | 0 | 0 | 0 | 0 | 0 | 0 | 0 | 0 | 0 | 0 | 0 | 0 | 0 | 0 | 0_E8_Stock |  |  |  |  | 0
| E9 | 0 | 0 | 0 | 0 | 0 | 0 | 0 | 0 | 0 | 0 | 0 | 0 | 0 | 0 | 0 | 0 | 0 | 0 | 0 | 0 | 0 | 0 | 0 | 0 | 0 | 0 | 0 | 0 | 0 | 0 | 0 | 0_E9_Stock |  |  |  |  | 0
| E10 | 0 | 0 | 0 | 0 | 0 | 0 | 0 | 0 | 0 | 0 | 0 | 0 | 0 | 0 | 0 | 0 | 0 | 0 | 0 | 0 | 0 | 0 | 0 | 0 | 0 | 0 | 0 | 0 | 0 | 0 | 0 | 0_E10_Stock |  |  |  |  | 0
| Vintage | 0 | 0 | 0 | 0 | 0 | 0 | 0 | 0 | 0 | 0 | 0 | 0 | 0 | 0 | 0 | 0 | 0 | 0 | 0 | 0 | 0 | 0 | 0 | 0 | 0 | 0 | 0 | 0 | 0 | 0 | 0 | 0_Vintage_Stock |  |  |  |  | 288381.2139
S4C5 |  | Year 0: System 4 Technology 5
Technology Variables
| Tech Key | Year 0: 0
| Peak Factor (S) | Year 0: 0
| Peak Factor (W) | Year 0: 0
| Min Vintage Lifetime | Year 0: 0
| Max Vintage Lifetime | Year 0: 0
| Turnover Style | Year 0: 0
Technology Variables
| Equipment | Year 0: Label; Year 1: Min Lifetime; Year 2: Max Lifetime; Year 3: Degradation; Year 4: Usage; Year 5: Available
| E1 | Year 1: 0; Year 2: 0; Year 3: 0%; Year 4: 0; Year 5: FALSE
| E2 | Year 1: 0; Year 2: 0; Year 3: 0%; Year 4: 0; Year 5: FALSE
| E3 | Year 1: 0; Year 2: 0; Year 3: 0%; Year 4: 0; Year 5: FALSE
| E4 | Year 1: 0; Year 2: 0; Year 3: 0%; Year 4: 0; Year 5: FALSE
| E5 | Year 1: 0; Year 2: 0; Year 3: 0%; Year 4: 0; Year 5: FALSE
| E6 | Year 1: 0; Year 2: 0; Year 3: 0%; Year 4: 0; Year 5: FALSE
| E7 | Year 1: 0; Year 2: 0; Year 3: 0%; Year 4: 0; Year 5: FALSE
| E8 | Year 1: 0; Year 2: 0; Year 3: 0%; Year 4: 0; Year 5: FALSE
| E9 | Year 1: 0; Year 2: 0; Year 3: 0%; Year 4: 0; Year 5: FALSE
| E10 | Year 1: 0; Year 2: 0; Year 3: 0%; Year 4: 0; Year 5: FALSE
Original Forecast Results
| Year | Year 0 | Year 1 | Year 2 | Year 3 | Year 4 | Year 5 | Year 6 | Year 7 | Year 8 | Year 9 | Year 10 | Year 11 | Year 12 | Year 13 | Year 14 | Year 15 | Year 16 | Year 17 | Year 18 | Year 19 | Year 20 | Year 21 | Year 22 | Year 23 | Year 24 | Year 25 | Year 26 | Year 27 | Year 28 | Year 29 | Year 30 | Key
| Units | 0 | 0 | 0 | 0 | 0 | 0 | 0 | 0 | 0 | 0 | 0 | 0 | 0 | 0 | 0 | 0 | 0 | 0 | 0 | 0 | 0 | 0 | 0 | 0 | 0 | 0 | 0 | 0 | 0 | 0 | 0 | #REF! |  |  |  |  | 301957.8232
| Usage | 0 | 0 | 0 | 0 | 0 | 0 | 0 | 0 | 0 | 0 | 0 | 0 | 0 | 0 | 0 | 0 | 0 | 0 | 0 | 0 | 0 | 0 | 0 | 0 | 0 | 0 | 0 | 0 | 0 | 0 | 0 | #REF! |  |  |  |  | 1698.6543
| Peak Demand (S) | 0 | 0 | 0 | 0 | 0 | 0 | 0 | 0 | 0 | 0 | 0 | 0 | 0 | 0 | 0 | 0 | 0 | 0 | 0 | 0 | 0 | 0 | 0 | 0 | 0 | 0 | 0 | 0 | 0 | 0 | 0 | #REF! |  |  |  |  | 0
| Peak Demand (W) | 0 | 0 | 0 | 0 | 0 | 0 | 0 | 0 | 0 | 0 | 0 | 0 | 0 | 0 | 0 | 0 | 0 | 0 | 0 | 0 | 0 | 0 | 0 | 0 | 0 | 0 | 0 | 0 | 0 | 0 | 0 | #REF! |  |  |  |  | 884.6119
| Turnover | 0 | 0 | 0 | 0 | 0 | 0 | 0 | 0 | 0 | 0 | 0 | 0 | 0 | 0 | 0 | 0 | 0 | 0 | 0 | 0 | 0 | 0 | 0 | 0 | 0 | 0 | 0 | 0 | 0 | 0 | 0 | #REF! |  |  |  |  | 6885.4476
| Avg. Replacement Usage | 0 | 0 | 0 | 0 | 0 | 0 | 0 | 0 | 0 | 0 | 0 | 0 | 0 | 0 | 0 | 0 | 0 | 0 | 0 | 0 | 0 | 0 | 0 | 0 | 0 | 0 | 0 | 0 | 0 | 0 | 0 | #REF! |  |  |  |  | 5638.8522
| Avg. Replacement Demand (S) | 0 | 0 | 0 | 0 | 0 | 0 | 0 | 0 | 0 | 0 | 0 | 0 | 0 | 0 | 0 | 0 | 0 | 0 | 0 | 0 | 0 | 0 | 0 | 0 | 0 | 0 | 0 | 0 | 0 | 0 | 0 | #REF! |  |  |  |  | 0
| Avg. Replacement Demand (W) | 0 | 0 | 0 | 0 | 0 | 0 | 0 | 0 | 0 | 0 | 0 | 0 | 0 | 0 | 0 | 0 | 0 | 0 | 0 | 0 | 0 | 0 | 0 | 0 | 0 | 0 | 0 | 0 | 0 | 0 | 0 | #REF! |  |  |  |  | 2.9366
Tech Forecast Stock
| Year | Year 0 | Year 1 | Year 2 | Year 3 | Year 4 | Year 5 | Year 6 | Year 7 | Year 8 | Year 9 | Year 10 | Year 11 | Year 12 | Year 13 | Year 14 | Year 15 | Year 16 | Year 17 | Year 18 | Year 19 | Year 20 | Year 21 | Year 22 | Year 23 | Year 24 | Year 25 | Year 26 | Year 27 | Year 28 | Year 29 | Year 30
| E1 | 0 | 0 | 0 | 0 | 0 | 0 | 0 | 0 | 0 | 0 | 0 | 0 | 0 | 0 | 0 | 0 | 0 | 0 | 0 | 0 | 0 | 0 | 0 | 0 | 0 | 0 | 0 | 0 | 0 | 0 | 0
| E2 | 0 | 0 | 0 | 0 | 0 | 0 | 0 | 0 | 0 | 0 | 0 | 0 | 0 | 0 | 0 | 0 | 0 | 0 | 0 | 0 | 0 | 0 | 0 | 0 | 0 | 0 | 0 | 0 | 0 | 0 | 0
| E3 | 0 | 0 | 0 | 0 | 0 | 0 | 0 | 0 | 0 | 0 | 0 | 0 | 0 | 0 | 0 | 0 | 0 | 0 | 0 | 0 | 0 | 0 | 0 | 0 | 0 | 0 | 0 | 0 | 0 | 0 | 0
| E4 | 0 | 0 | 0 | 0 | 0 | 0 | 0 | 0 | 0 | 0 | 0 | 0 | 0 | 0 | 0 | 0 | 0 | 0 | 0 | 0 | 0 | 0 | 0 | 0 | 0 | 0 | 0 | 0 | 0 | 0 | 0
| E5 | 0 | 0 | 0 | 0 | 0 | 0 | 0 | 0 | 0 | 0 | 0 | 0 | 0 | 0 | 0 | 0 | 0 | 0 | 0 | 0 | 0 | 0 | 0 | 0 | 0 | 0 | 0 | 0 | 0 | 0 | 0
| E6 | 0 | 0 | 0 | 0 | 0 | 0 | 0 | 0 | 0 | 0 | 0 | 0 | 0 | 0 | 0 | 0 | 0 | 0 | 0 | 0 | 0 | 0 | 0 | 0 | 0 | 0 | 0 | 0 | 0 | 0 | 0
| E7 | 0 | 0 | 0 | 0 | 0 | 0 | 0 | 0 | 0 | 0 | 0 | 0 | 0 | 0 | 0 | 0 | 0 | 0 | 0 | 0 | 0 | 0 | 0 | 0 | 0 | 0 | 0 | 0 | 0 | 0 | 0
| E8 | 0 | 0 | 0 | 0 | 0 | 0 | 0 | 0 | 0 | 0 | 0 | 0 | 0 | 0 | 0 | 0 | 0 | 0 | 0 | 0 | 0 | 0 | 0 | 0 | 0 | 0 | 0 | 0 | 0 | 0 | 0
| E9 | 0 | 0 | 0 | 0 | 0 | 0 | 0 | 0 | 0 | 0 | 0 | 0 | 0 | 0 | 0 | 0 | 0 | 0 | 0 | 0 | 0 | 0 | 0 | 0 | 0 | 0 | 0 | 0 | 0 | 0 | 0
| E10 | 0 | 0 | 0 | 0 | 0 | 0 | 0 | 0 | 0 | 0 | 0 | 0 | 0 | 0 | 0 | 0 | 0 | 0 | 0 | 0 | 0 | 0 | 0 | 0 | 0 | 0 | 0 | 0 | 0 | 0 | 0
| Vintage | 0 | 0 | 0 | 0 | 0 | 0 | 0 | 0 | 0 | 0 | 0 | 0 | 0 | 0 | 0 | 0 | 0 | 0 | 0 | 0 | 0 | 0 | 0 | 0 | 0 | 0 | 0 | 0 | 0 | 0 | 0
Stock for Switching
| Year | Year 0 | Year 1 | Year 2 | Year 3 | Year 4 | Year 5 | Year 6 | Year 7 | Year 8 | Year 9 | Year 10 | Year 11 | Year 12 | Year 13 | Year 14 | Year 15 | Year 16 | Year 17 | Year 18 | Year 19 | Year 20 | Year 21 | Year 22 | Year 23 | Year 24 | Year 25 | Year 26 | Year 27 | Year 28 | Year 29 | Year 30
| E1 | 0 | 0 | 0 | 0 | 0 | 0 | 0 | 0 | 0 | 0 | 0 | 0 | 0 | 0 | 0 | 0 | 0 | 0 | 0 | 0 | 0 | 0 | 0 | 0 | 0 | 0 | 0 | 0 | 0 | 0 | 0 | 0_E1_SysStock
| E2 | 0 | 0 | 0 | 0 | 0 | 0 | 0 | 0 | 0 | 0 | 0 | 0 | 0 | 0 | 0 | 0 | 0 | 0 | 0 | 0 | 0 | 0 | 0 | 0 | 0 | 0 | 0 | 0 | 0 | 0 | 0 | 0_E2_SysStock
| E3 | 0 | 0 | 0 | 0 | 0 | 0 | 0 | 0 | 0 | 0 | 0 | 0 | 0 | 0 | 0 | 0 | 0 | 0 | 0 | 0 | 0 | 0 | 0 | 0 | 0 | 0 | 0 | 0 | 0 | 0 | 0 | 0_E3_SysStock
| E4 | 0 | 0 | 0 | 0 | 0 | 0 | 0 | 0 | 0 | 0 | 0 | 0 | 0 | 0 | 0 | 0 | 0 | 0 | 0 | 0 | 0 | 0 | 0 | 0 | 0 | 0 | 0 | 0 | 0 | 0 | 0 | 0_E4_SysStock
| E5 | 0 | 0 | 0 | 0 | 0 | 0 | 0 | 0 | 0 | 0 | 0 | 0 | 0 | 0 | 0 | 0 | 0 | 0 | 0 | 0 | 0 | 0 | 0 | 0 | 0 | 0 | 0 | 0 | 0 | 0 | 0 | 0_E5_SysStock
| E6 | 0 | 0 | 0 | 0 | 0 | 0 | 0 | 0 | 0 | 0 | 0 | 0 | 0 | 0 | 0 | 0 | 0 | 0 | 0 | 0 | 0 | 0 | 0 | 0 | 0 | 0 | 0 | 0 | 0 | 0 | 0 | 0_E6_SysStock
| E7 | 0 | 0 | 0 | 0 | 0 | 0 | 0 | 0 | 0 | 0 | 0 | 0 | 0 | 0 | 0 | 0 | 0 | 0 | 0 | 0 | 0 | 0 | 0 | 0 | 0 | 0 | 0 | 0 | 0 | 0 | 0 | 0_E7_SysStock
| E8 | 0 | 0 | 0 | 0 | 0 | 0 | 0 | 0 | 0 | 0 | 0 | 0 | 0 | 0 | 0 | 0 | 0 | 0 | 0 | 0 | 0 | 0 | 0 | 0 | 0 | 0 | 0 | 0 | 0 | 0 | 0 | 0_E8_SysStock
| E9 | 0 | 0 | 0 | 0 | 0 | 0 | 0 | 0 | 0 | 0 | 0 | 0 | 0 | 0 | 0 | 0 | 0 | 0 | 0 | 0 | 0 | 0 | 0 | 0 | 0 | 0 | 0 | 0 | 0 | 0 | 0 | 0_E9_SysStock
| E10 | 0 | 0 | 0 | 0 | 0 | 0 | 0 | 0 | 0 | 0 | 0 | 0 | 0 | 0 | 0 | 0 | 0 | 0 | 0 | 0 | 0 | 0 | 0 | 0 | 0 | 0 | 0 | 0 | 0 | 0 | 0 | 0_E10_SysStock
| Vintage | 0 | 0 | 0 | 0 | 0 | 0 | 0 | 0 | 0 | 0 | 0 | 0 | 0 | 0 | 0 | 0 | 0 | 0 | 0 | 0 | 0 | 0 | 0 | 0 | 0 | 0 | 0 | 0 | 0 | 0 | 0 | 0_Vintage_SysStock
Tech Forecast Purchases
| Year | Year 0 | Year 1 | Year 2 | Year 3 | Year 4 | Year 5 | Year 6 | Year 7 | Year 8 | Year 9 | Year 10 | Year 11 | Year 12 | Year 13 | Year 14 | Year 15 | Year 16 | Year 17 | Year 18 | Year 19 | Year 20 | Year 21 | Year 22 | Year 23 | Year 24 | Year 25 | Year 26 | Year 27 | Year 28 | Year 29 | Year 30
| E1 | 0 | 0 | 0 | 0 | 0 | 0 | 0 | 0 | 0 | 0 | 0 | 0 | 0 | 0 | 0 | 0 | 0 | 0 | 0 | 0 | 0 | 0 | 0 | 0 | 0 | 0 | 0 | 0 | 0 | 0 | 0
| E2 | 0 | 0 | 0 | 0 | 0 | 0 | 0 | 0 | 0 | 0 | 0 | 0 | 0 | 0 | 0 | 0 | 0 | 0 | 0 | 0 | 0 | 0 | 0 | 0 | 0 | 0 | 0 | 0 | 0 | 0 | 0
| E3 | 0 | 0 | 0 | 0 | 0 | 0 | 0 | 0 | 0 | 0 | 0 | 0 | 0 | 0 | 0 | 0 | 0 | 0 | 0 | 0 | 0 | 0 | 0 | 0 | 0 | 0 | 0 | 0 | 0 | 0 | 0
| E4 | 0 | 0 | 0 | 0 | 0 | 0 | 0 | 0 | 0 | 0 | 0 | 0 | 0 | 0 | 0 | 0 | 0 | 0 | 0 | 0 | 0 | 0 | 0 | 0 | 0 | 0 | 0 | 0 | 0 | 0 | 0
| E5 | 0 | 0 | 0 | 0 | 0 | 0 | 0 | 0 | 0 | 0 | 0 | 0 | 0 | 0 | 0 | 0 | 0 | 0 | 0 | 0 | 0 | 0 | 0 | 0 | 0 | 0 | 0 | 0 | 0 | 0 | 0
| E6 | 0 | 0 | 0 | 0 | 0 | 0 | 0 | 0 | 0 | 0 | 0 | 0 | 0 | 0 | 0 | 0 | 0 | 0 | 0 | 0 | 0 | 0 | 0 | 0 | 0 | 0 | 0 | 0 | 0 | 0 | 0
| E7 | 0 | 0 | 0 | 0 | 0 | 0 | 0 | 0 | 0 | 0 | 0 | 0 | 0 | 0 | 0 | 0 | 0 | 0 | 0 | 0 | 0 | 0 | 0 | 0 | 0 | 0 | 0 | 0 | 0 | 0 | 0
| E8 | 0 | 0 | 0 | 0 | 0 | 0 | 0 | 0 | 0 | 0 | 0 | 0 | 0 | 0 | 0 | 0 | 0 | 0 | 0 | 0 | 0 | 0 | 0 | 0 | 0 | 0 | 0 | 0 | 0 | 0 | 0
| E9 | 0 | 0 | 0 | 0 | 0 | 0 | 0 | 0 | 0 | 0 | 0 | 0 | 0 | 0 | 0 | 0 | 0 | 0 | 0 | 0 | 0 | 0 | 0 | 0 | 0 | 0 | 0 | 0 | 0 | 0 | 0
| E10 | 0 | 0 | 0 | 0 | 0 | 0 | 0 | 0 | 0 | 0 | 0 | 0 | 0 | 0 | 0 | 0 | 0 | 0 | 0 | 0 | 0 | 0 | 0 | 0 | 0 | 0 | 0 | 0 | 0 | 0 | 0
Potential to Switch
| Year | Year 0 | Year 1 | Year 2 | Year 3 | Year 4 | Year 5 | Year 6 | Year 7 | Year 8 | Year 9 | Year 10 | Year 11 | Year 12 | Year 13 | Year 14 | Year 15 | Year 16 | Year 17 | Year 18 | Year 19 | Year 20 | Year 21 | Year 22 | Year 23 | Year 24 | Year 25 | Year 26 | Year 27 | Year 28 | Year 29 | Year 30
| E1 | 0 | 0 | 0 | 0 | 0 | 0 | 0 | 0 | 0 | 0 | 0 | 0 | 0 | 0 | 0 | 0 | 0 | 0 | 0 | 0 | 0 | 0 | 0 | 0 | 0 | 0 | 0 | 0 | 0 | 0 | 0 | 0_E1_Switched Out
| E2 | 0 | 0 | 0 | 0 | 0 | 0 | 0 | 0 | 0 | 0 | 0 | 0 | 0 | 0 | 0 | 0 | 0 | 0 | 0 | 0 | 0 | 0 | 0 | 0 | 0 | 0 | 0 | 0 | 0 | 0 | 0 | 0_E2_Switched Out
| E3 | 0 | 0 | 0 | 0 | 0 | 0 | 0 | 0 | 0 | 0 | 0 | 0 | 0 | 0 | 0 | 0 | 0 | 0 | 0 | 0 | 0 | 0 | 0 | 0 | 0 | 0 | 0 | 0 | 0 | 0 | 0 | 0_E3_Switched Out
| E4 | 0 | 0 | 0 | 0 | 0 | 0 | 0 | 0 | 0 | 0 | 0 | 0 | 0 | 0 | 0 | 0 | 0 | 0 | 0 | 0 | 0 | 0 | 0 | 0 | 0 | 0 | 0 | 0 | 0 | 0 | 0 | 0_E4_Switched Out
| E5 | 0 | 0 | 0 | 0 | 0 | 0 | 0 | 0 | 0 | 0 | 0 | 0 | 0 | 0 | 0 | 0 | 0 | 0 | 0 | 0 | 0 | 0 | 0 | 0 | 0 | 0 | 0 | 0 | 0 | 0 | 0 | 0_E5_Switched Out
| E6 | 0 | 0 | 0 | 0 | 0 | 0 | 0 | 0 | 0 | 0 | 0 | 0 | 0 | 0 | 0 | 0 | 0 | 0 | 0 | 0 | 0 | 0 | 0 | 0 | 0 | 0 | 0 | 0 | 0 | 0 | 0 | 0_E6_Switched Out
| E7 | 0 | 0 | 0 | 0 | 0 | 0 | 0 | 0 | 0 | 0 | 0 | 0 | 0 | 0 | 0 | 0 | 0 | 0 | 0 | 0 | 0 | 0 | 0 | 0 | 0 | 0 | 0 | 0 | 0 | 0 | 0 | 0_E7_Switched Out
| E8 | 0 | 0 | 0 | 0 | 0 | 0 | 0 | 0 | 0 | 0 | 0 | 0 | 0 | 0 | 0 | 0 | 0 | 0 | 0 | 0 | 0 | 0 | 0 | 0 | 0 | 0 | 0 | 0 | 0 | 0 | 0 | 0_E8_Switched Out
| E9 | 0 | 0 | 0 | 0 | 0 | 0 | 0 | 0 | 0 | 0 | 0 | 0 | 0 | 0 | 0 | 0 | 0 | 0 | 0 | 0 | 0 | 0 | 0 | 0 | 0 | 0 | 0 | 0 | 0 | 0 | 0 | 0_E9_Switched Out
| E10 | 0 | 0 | 0 | 0 | 0 | 0 | 0 | 0 | 0 | 0 | 0 | 0 | 0 | 0 | 0 | 0 | 0 | 0 | 0 | 0 | 0 | 0 | 0 | 0 | 0 | 0 | 0 | 0 | 0 | 0 | 0 | 0_E10_Switched Out
Units Out
| E1 | 0 | 0 | 0 | 0 | 0 | 0 | 0 | 0 | 0 | 0 | 0 | 0 | 0 | 0 | 0 | 0 | 0 | 0 | 0 | 0 | 0 | 0 | 0 | 0 | 0 | 0 | 0 | 0 | 0 | 0 | 0
| E2 | 0 | 0 | 0 | 0 | 0 | 0 | 0 | 0 | 0 | 0 | 0 | 0 | 0 | 0 | 0 | 0 | 0 | 0 | 0 | 0 | 0 | 0 | 0 | 0 | 0 | 0 | 0 | 0 | 0 | 0 | 0
| E3 | 0 | 0 | 0 | 0 | 0 | 0 | 0 | 0 | 0 | 0 | 0 | 0 | 0 | 0 | 0 | 0 | 0 | 0 | 0 | 0 | 0 | 0 | 0 | 0 | 0 | 0 | 0 | 0 | 0 | 0 | 0
| E4 | 0 | 0 | 0 | 0 | 0 | 0 | 0 | 0 | 0 | 0 | 0 | 0 | 0 | 0 | 0 | 0 | 0 | 0 | 0 | 0 | 0 | 0 | 0 | 0 | 0 | 0 | 0 | 0 | 0 | 0 | 0
| E5 | 0 | 0 | 0 | 0 | 0 | 0 | 0 | 0 | 0 | 0 | 0 | 0 | 0 | 0 | 0 | 0 | 0 | 0 | 0 | 0 | 0 | 0 | 0 | 0 | 0 | 0 | 0 | 0 | 0 | 0 | 0
| E6 | 0 | 0 | 0 | 0 | 0 | 0 | 0 | 0 | 0 | 0 | 0 | 0 | 0 | 0 | 0 | 0 | 0 | 0 | 0 | 0 | 0 | 0 | 0 | 0 | 0 | 0 | 0 | 0 | 0 | 0 | 0
| E7 | 0 | 0 | 0 | 0 | 0 | 0 | 0 | 0 | 0 | 0 | 0 | 0 | 0 | 0 | 0 | 0 | 0 | 0 | 0 | 0 | 0 | 0 | 0 | 0 | 0 | 0 | 0 | 0 | 0 | 0 | 0
| E8 | 0 | 0 | 0 | 0 | 0 | 0 | 0 | 0 | 0 | 0 | 0 | 0 | 0 | 0 | 0 | 0 | 0 | 0 | 0 | 0 | 0 | 0 | 0 | 0 | 0 | 0 | 0 | 0 | 0 | 0 | 0
| E9 | 0 | 0 | 0 | 0 | 0 | 0 | 0 | 0 | 0 | 0 | 0 | 0 | 0 | 0 | 0 | 0 | 0 | 0 | 0 | 0 | 0 | 0 | 0 | 0 | 0 | 0 | 0 | 0 | 0 | 0 | 0
| E10 | 0 | 0 | 0 | 0 | 0 | 0 | 0 | 0 | 0 | 0 | 0 | 0 | 0 | 0 | 0 | 0 | 0 | 0 | 0 | 0 | 0 | 0 | 0 | 0 | 0 | 0 | 0 | 0 | 0 | 0 | 0
| Vintage | 0 | 0 | 0 | 0 | 0 | 0 | 0 | 0 | 0 | 0 | 0 | 0 | 0 | 0 | 0 | 0 | 0 | 0 | 0 | 0 | 0 | 0 | 0 | 0 | 0 | 0 | 0 | 0 | 0 | 0 | 0
Tech Purchase Shares
| Year | Year 0 | Year 1 | Year 2 | Year 3 | Year 4 | Year 5 | Year 6 | Year 7 | Year 8 | Year 9 | Year 10 | Year 11 | Year 12 | Year 13 | Year 14 | Year 15 | Year 16 | Year 17 | Year 18 | Year 19 | Year 20 | Year 21 | Year 22 | Year 23 | Year 24 | Year 25 | Year 26 | Year 27 | Year 28 | Year 29 | Year 30
E1 | bar: Year 0 to Year 30
E2 | bar: Year 0 to Year 30
E3 | bar: Year 0 to Year 30
E4 | bar: Year 0 to Year 30
E5 | bar: Year 0 to Year 30
E6 | bar: Year 0 to Year 30
E7 | bar: Year 0 to Year 30
E8 | bar: Year 0 to Year 30
E9 | bar: Year 0 to Year 30
E10 | bar: Year 0 to Year 30
Units In from Switching
| E1 | 0 | 0 | 0 | 0 | 0 | 0 | 0 | 0 | 0 | 0 | 0 | 0 | 0 | 0 | 0 | 0 | 0 | 0 | 0 | 0 | 0 | 0 | 0 | 0 | 0 | 0 | 0 | 0 | 0 | 0 | 0
| E2 | 0 | 0 | 0 | 0 | 0 | 0 | 0 | 0 | 0 | 0 | 0 | 0 | 0 | 0 | 0 | 0 | 0 | 0 | 0 | 0 | 0 | 0 | 0 | 0 | 0 | 0 | 0 | 0 | 0 | 0 | 0
| E3 | 0 | 0 | 0 | 0 | 0 | 0 | 0 | 0 | 0 | 0 | 0 | 0 | 0 | 0 | 0 | 0 | 0 | 0 | 0 | 0 | 0 | 0 | 0 | 0 | 0 | 0 | 0 | 0 | 0 | 0 | 0
| E4 | 0 | 0 | 0 | 0 | 0 | 0 | 0 | 0 | 0 | 0 | 0 | 0 | 0 | 0 | 0 | 0 | 0 | 0 | 0 | 0 | 0 | 0 | 0 | 0 | 0 | 0 | 0 | 0 | 0 | 0 | 0
| E5 | 0 | 0 | 0 | 0 | 0 | 0 | 0 | 0 | 0 | 0 | 0 | 0 | 0 | 0 | 0 | 0 | 0 | 0 | 0 | 0 | 0 | 0 | 0 | 0 | 0 | 0 | 0 | 0 | 0 | 0 | 0
| E6 | 0 | 0 | 0 | 0 | 0 | 0 | 0 | 0 | 0 | 0 | 0 | 0 | 0 | 0 | 0 | 0 | 0 | 0 | 0 | 0 | 0 | 0 | 0 | 0 | 0 | 0 | 0 | 0 | 0 | 0 | 0
| E7 | 0 | 0 | 0 | 0 | 0 | 0 | 0 | 0 | 0 | 0 | 0 | 0 | 0 | 0 | 0 | 0 | 0 | 0 | 0 | 0 | 0 | 0 | 0 | 0 | 0 | 0 | 0 | 0 | 0 | 0 | 0
| E8 | 0 | 0 | 0 | 0 | 0 | 0 | 0 | 0 | 0 | 0 | 0 | 0 | 0 | 0 | 0 | 0 | 0 | 0 | 0 | 0 | 0 | 0 | 0 | 0 | 0 | 0 | 0 | 0 | 0 | 0 | 0
| E9 | 0 | 0 | 0 | 0 | 0 | 0 | 0 | 0 | 0 | 0 | 0 | 0 | 0 | 0 | 0 | 0 | 0 | 0 | 0 | 0 | 0 | 0 | 0 | 0 | 0 | 0 | 0 | 0 | 0 | 0 | 0
| E10 | 0 | 0 | 0 | 0 | 0 | 0 | 0 | 0 | 0 | 0 | 0 | 0 | 0 | 0 | 0 | 0 | 0 | 0 | 0 | 0 | 0 | 0 | 0 | 0 | 0 | 0 | 0 | 0 | 0 | 0 | 0
| Vintage | 0 | 0 | 0 | 0 | 0 | 0 | 0 | 0 | 0 | 0 | 0 | 0 | 0 | 0 | 0 | 0 | 0 | 0 | 0 | 0 | 0 | 0 | 0 | 0 | 0 | 0 | 0 | 0 | 0 | 0 | 0
Net Change
| Year | Year 0 | Year 1 | Year 2 | Year 3 | Year 4 | Year 5 | Year 6 | Year 7 | Year 8 | Year 9 | Year 10 | Year 11 | Year 12 | Year 13 | Year 14 | Year 15 | Year 16 | Year 17 | Year 18 | Year 19 | Year 20 | Year 21 | Year 22 | Year 23 | Year 24 | Year 25 | Year 26 | Year 27 | Year 28 | Year 29 | Year 30 | Key
| Units | 0 | 0 | 0 | 0 | 0 | 0 | 0 | 0 | 0 | 0 | 0 | 0 | 0 | 0 | 0 | 0 | 0 | 0 | 0 | 0 | 0 | 0 | 0 | 0 | 0 | 0 | 0 | 0 | 0 | 0 | 0 | 0_Units |  |  |  |  | 301957.8232
| Usage | 0 | 0 | 0 | 0 | 0 | 0 | 0 | 0 | 0 | 0 | 0 | 0 | 0 | 0 | 0 | 0 | 0 | 0 | 0 | 0 | 0 | 0 | 0 | 0 | 0 | 0 | 0 | 0 | 0 | 0 | 0 | 0_Usage |  |  |  |  | 1698.6543
| Peak Demand (S) | 0 | 0 | 0 | 0 | 0 | 0 | 0 | 0 | 0 | 0 | 0 | 0 | 0 | 0 | 0 | 0 | 0 | 0 | 0 | 0 | 0 | 0 | 0 | 0 | 0 | 0 | 0 | 0 | 0 | 0 | 0 | 0_Peak Demand (S) |  |  |  |  | 0
| Peak Demand (W) | 0 | 0 | 0 | 0 | 0 | 0 | 0 | 0 | 0 | 0 | 0 | 0 | 0 | 0 | 0 | 0 | 0 | 0 | 0 | 0 | 0 | 0 | 0 | 0 | 0 | 0 | 0 | 0 | 0 | 0 | 0 | 0_Peak Demand (W) |  |  |  |  | 884.6119
| Turnover | 0 | 0 | 0 | 0 | 0 | 0 | 0 | 0 | 0 | 0 | 0 | 0 | 0 | 0 | 0 | 0 | 0 | 0 | 0 | 0 | 0 | 0 | 0 | 0 | 0 | 0 | 0 | 0 | 0 | 0 | 0 | 0_Turnover |  |  |  |  | 6885.4476
| Avg. Replacement Usage | 0 | 0 | 0 | 0 | 0 | 0 | 0 | 0 | 0 | 0 | 0 | 0 | 0 | 0 | 0 | 0 | 0 | 0 | 0 | 0 | 0 | 0 | 0 | 0 | 0 | 0 | 0 | 0 | 0 | 0 | 0 | 0_Avg. Replacement Usage |  |  |  |  | 5638.8522
| Avg. Replacement Demand (S) | 0 | 0 | 0 | 0 | 0 | 0 | 0 | 0 | 0 | 0 | 0 | 0 | 0 | 0 | 0 | 0 | 0 | 0 | 0 | 0 | 0 | 0 | 0 | 0 | 0 | 0 | 0 | 0 | 0 | 0 | 0 | 0_Avg. Replacement Demand (S) |  |  |  |  | 0
| Avg. Replacement Demand (W) | 0 | 0 | 0 | 0 | 0 | 0 | 0 | 0 | 0 | 0 | 0 | 0 | 0 | 0 | 0 | 0 | 0 | 0 | 0 | 0 | 0 | 0 | 0 | 0 | 0 | 0 | 0 | 0 | 0 | 0 | 0 | 0_Avg. Replacement Demand (W) |  |  |  |  | 2.9366
Purchases
| Year | Year 0 | Year 1 | Year 2 | Year 3 | Year 4 | Year 5 | Year 6 | Year 7 | Year 8 | Year 9 | Year 10 | Year 11 | Year 12 | Year 13 | Year 14 | Year 15 | Year 16 | Year 17 | Year 18 | Year 19 | Year 20 | Year 21 | Year 22 | Year 23 | Year 24 | Year 25 | Year 26 | Year 27 | Year 28 | Year 29 | Year 30
| E1 | 0 | 0 | 0 | 0 | 0 | 0 | 0 | 0 | 0 | 0 | 0 | 0 | 0 | 0 | 0 | 0 | 0 | 0 | 0 | 0 | 0 | 0 | 0 | 0 | 0 | 0 | 0 | 0 | 0 | 0 | 0 | 0_E1_Purchases |  |  |  |  | 6885.4476
| E2 | 0 | 0 | 0 | 0 | 0 | 0 | 0 | 0 | 0 | 0 | 0 | 0 | 0 | 0 | 0 | 0 | 0 | 0 | 0 | 0 | 0 | 0 | 0 | 0 | 0 | 0 | 0 | 0 | 0 | 0 | 0 | 0_E2_Purchases |  |  |  |  | 0
| E3 | 0 | 0 | 0 | 0 | 0 | 0 | 0 | 0 | 0 | 0 | 0 | 0 | 0 | 0 | 0 | 0 | 0 | 0 | 0 | 0 | 0 | 0 | 0 | 0 | 0 | 0 | 0 | 0 | 0 | 0 | 0 | 0_E3_Purchases |  |  |  |  | 0
| E4 | 0 | 0 | 0 | 0 | 0 | 0 | 0 | 0 | 0 | 0 | 0 | 0 | 0 | 0 | 0 | 0 | 0 | 0 | 0 | 0 | 0 | 0 | 0 | 0 | 0 | 0 | 0 | 0 | 0 | 0 | 0 | 0_E4_Purchases |  |  |  |  | 0
| E5 | 0 | 0 | 0 | 0 | 0 | 0 | 0 | 0 | 0 | 0 | 0 | 0 | 0 | 0 | 0 | 0 | 0 | 0 | 0 | 0 | 0 | 0 | 0 | 0 | 0 | 0 | 0 | 0 | 0 | 0 | 0 | 0_E5_Purchases |  |  |  |  | 0
| E6 | 0 | 0 | 0 | 0 | 0 | 0 | 0 | 0 | 0 | 0 | 0 | 0 | 0 | 0 | 0 | 0 | 0 | 0 | 0 | 0 | 0 | 0 | 0 | 0 | 0 | 0 | 0 | 0 | 0 | 0 | 0 | 0_E6_Purchases |  |  |  |  | 0
| E7 | 0 | 0 | 0 | 0 | 0 | 0 | 0 | 0 | 0 | 0 | 0 | 0 | 0 | 0 | 0 | 0 | 0 | 0 | 0 | 0 | 0 | 0 | 0 | 0 | 0 | 0 | 0 | 0 | 0 | 0 | 0 | 0_E7_Purchases |  |  |  |  | 0
| E8 | 0 | 0 | 0 | 0 | 0 | 0 | 0 | 0 | 0 | 0 | 0 | 0 | 0 | 0 | 0 | 0 | 0 | 0 | 0 | 0 | 0 | 0 | 0 | 0 | 0 | 0 | 0 | 0 | 0 | 0 | 0 | 0_E8_Purchases |  |  |  |  | 0
| E9 | 0 | 0 | 0 | 0 | 0 | 0 | 0 | 0 | 0 | 0 | 0 | 0 | 0 | 0 | 0 | 0 | 0 | 0 | 0 | 0 | 0 | 0 | 0 | 0 | 0 | 0 | 0 | 0 | 0 | 0 | 0 | 0_E9_Purchases |  |  |  |  | 0
| E10 | 0 | 0 | 0 | 0 | 0 | 0 | 0 | 0 | 0 | 0 | 0 | 0 | 0 | 0 | 0 | 0 | 0 | 0 | 0 | 0 | 0 | 0 | 0 | 0 | 0 | 0 | 0 | 0 | 0 | 0 | 0 | 0_E10_Purchases |  |  |  |  | 0
Stock
| Year | Year 0 | Year 1 | Year 2 | Year 3 | Year 4 | Year 5 | Year 6 | Year 7 | Year 8 | Year 9 | Year 10 | Year 11 | Year 12 | Year 13 | Year 14 | Year 15 | Year 16 | Year 17 | Year 18 | Year 19 | Year 20 | Year 21 | Year 22 | Year 23 | Year 24 | Year 25 | Year 26 | Year 27 | Year 28 | Year 29 | Year 30
| E1 | 0 | 0 | 0 | 0 | 0 | 0 | 0 | 0 | 0 | 0 | 0 | 0 | 0 | 0 | 0 | 0 | 0 | 0 | 0 | 0 | 0 | 0 | 0 | 0 | 0 | 0 | 0 | 0 | 0 | 0 | 0 | 0_E1_Stock |  |  |  |  | 13576.6093
| E2 | 0 | 0 | 0 | 0 | 0 | 0 | 0 | 0 | 0 | 0 | 0 | 0 | 0 | 0 | 0 | 0 | 0 | 0 | 0 | 0 | 0 | 0 | 0 | 0 | 0 | 0 | 0 | 0 | 0 | 0 | 0 | 0_E2_Stock |  |  |  |  | 0
| E3 | 0 | 0 | 0 | 0 | 0 | 0 | 0 | 0 | 0 | 0 | 0 | 0 | 0 | 0 | 0 | 0 | 0 | 0 | 0 | 0 | 0 | 0 | 0 | 0 | 0 | 0 | 0 | 0 | 0 | 0 | 0 | 0_E3_Stock |  |  |  |  | 0
| E4 | 0 | 0 | 0 | 0 | 0 | 0 | 0 | 0 | 0 | 0 | 0 | 0 | 0 | 0 | 0 | 0 | 0 | 0 | 0 | 0 | 0 | 0 | 0 | 0 | 0 | 0 | 0 | 0 | 0 | 0 | 0 | 0_E4_Stock |  |  |  |  | 0
| E5 | 0 | 0 | 0 | 0 | 0 | 0 | 0 | 0 | 0 | 0 | 0 | 0 | 0 | 0 | 0 | 0 | 0 | 0 | 0 | 0 | 0 | 0 | 0 | 0 | 0 | 0 | 0 | 0 | 0 | 0 | 0 | 0_E5_Stock |  |  |  |  | 0
| E6 | 0 | 0 | 0 | 0 | 0 | 0 | 0 | 0 | 0 | 0 | 0 | 0 | 0 | 0 | 0 | 0 | 0 | 0 | 0 | 0 | 0 | 0 | 0 | 0 | 0 | 0 | 0 | 0 | 0 | 0 | 0 | 0_E6_Stock |  |  |  |  | 0
| E7 | 0 | 0 | 0 | 0 | 0 | 0 | 0 | 0 | 0 | 0 | 0 | 0 | 0 | 0 | 0 | 0 | 0 | 0 | 0 | 0 | 0 | 0 | 0 | 0 | 0 | 0 | 0 | 0 | 0 | 0 | 0 | 0_E7_Stock |  |  |  |  | 0
| E8 | 0 | 0 | 0 | 0 | 0 | 0 | 0 | 0 | 0 | 0 | 0 | 0 | 0 | 0 | 0 | 0 | 0 | 0 | 0 | 0 | 0 | 0 | 0 | 0 | 0 | 0 | 0 | 0 | 0 | 0 | 0 | 0_E8_Stock |  |  |  |  | 0
| E9 | 0 | 0 | 0 | 0 | 0 | 0 | 0 | 0 | 0 | 0 | 0 | 0 | 0 | 0 | 0 | 0 | 0 | 0 | 0 | 0 | 0 | 0 | 0 | 0 | 0 | 0 | 0 | 0 | 0 | 0 | 0 | 0_E9_Stock |  |  |  |  | 0
| E10 | 0 | 0 | 0 | 0 | 0 | 0 | 0 | 0 | 0 | 0 | 0 | 0 | 0 | 0 | 0 | 0 | 0 | 0 | 0 | 0 | 0 | 0 | 0 | 0 | 0 | 0 | 0 | 0 | 0 | 0 | 0 | 0_E10_Stock |  |  |  |  | 0
| Vintage | 0 | 0 | 0 | 0 | 0 | 0 | 0 | 0 | 0 | 0 | 0 | 0 | 0 | 0 | 0 | 0 | 0 | 0 | 0 | 0 | 0 | 0 | 0 | 0 | 0 | 0 | 0 | 0 | 0 | 0 | 0 | 0_Vintage_Stock |  |  |  |  | 288381.2139
S5C1 |  | Year 0: System 5 Technology 1
Technology Variables
| Tech Key | Year 0: 0
| Peak Factor (S) | Year 0: 0
| Peak Factor (W) | Year 0: 0
| Min Vintage Lifetime | Year 0: 0
| Max Vintage Lifetime | Year 0: 0
| Turnover Style | Year 0: 0
Technology Variables
| Equipment | Year 0: Label; Year 1: Min Lifetime; Year 2: Max Lifetime; Year 3: Degradation; Year 4: Usage; Year 5: Available
| E1 | Year 1: 0; Year 2: 0; Year 3: 0%; Year 4: 0; Year 5: FALSE
| E2 | Year 1: 0; Year 2: 0; Year 3: 0%; Year 4: 0; Year 5: FALSE
| E3 | Year 1: 0; Year 2: 0; Year 3: 0%; Year 4: 0; Year 5: FALSE
| E4 | Year 1: 0; Year 2: 0; Year 3: 0%; Year 4: 0; Year 5: FALSE
| E5 | Year 1: 0; Year 2: 0; Year 3: 0%; Year 4: 0; Year 5: FALSE
| E6 | Year 1: 0; Year 2: 0; Year 3: 0%; Year 4: 0; Year 5: FALSE
| E7 | Year 1: 0; Year 2: 0; Year 3: 0%; Year 4: 0; Year 5: FALSE
| E8 | Year 1: 0; Year 2: 0; Year 3: 0%; Year 4: 0; Year 5: FALSE
| E9 | Year 1: 0; Year 2: 0; Year 3: 0%; Year 4: 0; Year 5: FALSE
| E10 | Year 1: 0; Year 2: 0; Year 3: 0%; Year 4: 0; Year 5: FALSE
Original Forecast Results
| Year | Year 0 | Year 1 | Year 2 | Year 3 | Year 4 | Year 5 | Year 6 | Year 7 | Year 8 | Year 9 | Year 10 | Year 11 | Year 12 | Year 13 | Year 14 | Year 15 | Year 16 | Year 17 | Year 18 | Year 19 | Year 20 | Year 21 | Year 22 | Year 23 | Year 24 | Year 25 | Year 26 | Year 27 | Year 28 | Year 29 | Year 30 | Key
| Units | 0 | 0 | 0 | 0 | 0 | 0 | 0 | 0 | 0 | 0 | 0 | 0 | 0 | 0 | 0 | 0 | 0 | 0 | 0 | 0 | 0 | 0 | 0 | 0 | 0 | 0 | 0 | 0 | 0 | 0 | 0 | #REF! |  |  |  |  | 301957.8232
| Usage | 0 | 0 | 0 | 0 | 0 | 0 | 0 | 0 | 0 | 0 | 0 | 0 | 0 | 0 | 0 | 0 | 0 | 0 | 0 | 0 | 0 | 0 | 0 | 0 | 0 | 0 | 0 | 0 | 0 | 0 | 0 | #REF! |  |  |  |  | 1698.6543
| Peak Demand (S) | 0 | 0 | 0 | 0 | 0 | 0 | 0 | 0 | 0 | 0 | 0 | 0 | 0 | 0 | 0 | 0 | 0 | 0 | 0 | 0 | 0 | 0 | 0 | 0 | 0 | 0 | 0 | 0 | 0 | 0 | 0 | #REF! |  |  |  |  | 0
| Peak Demand (W) | 0 | 0 | 0 | 0 | 0 | 0 | 0 | 0 | 0 | 0 | 0 | 0 | 0 | 0 | 0 | 0 | 0 | 0 | 0 | 0 | 0 | 0 | 0 | 0 | 0 | 0 | 0 | 0 | 0 | 0 | 0 | #REF! |  |  |  |  | 884.6119
| Turnover | 0 | 0 | 0 | 0 | 0 | 0 | 0 | 0 | 0 | 0 | 0 | 0 | 0 | 0 | 0 | 0 | 0 | 0 | 0 | 0 | 0 | 0 | 0 | 0 | 0 | 0 | 0 | 0 | 0 | 0 | 0 | #REF! |  |  |  |  | 6885.4476
| Avg. Replacement Usage | 0 | 0 | 0 | 0 | 0 | 0 | 0 | 0 | 0 | 0 | 0 | 0 | 0 | 0 | 0 | 0 | 0 | 0 | 0 | 0 | 0 | 0 | 0 | 0 | 0 | 0 | 0 | 0 | 0 | 0 | 0 | #REF! |  |  |  |  | 5638.8522
| Avg. Replacement Demand (S) | 0 | 0 | 0 | 0 | 0 | 0 | 0 | 0 | 0 | 0 | 0 | 0 | 0 | 0 | 0 | 0 | 0 | 0 | 0 | 0 | 0 | 0 | 0 | 0 | 0 | 0 | 0 | 0 | 0 | 0 | 0 | #REF! |  |  |  |  | 0
| Avg. Replacement Demand (W) | 0 | 0 | 0 | 0 | 0 | 0 | 0 | 0 | 0 | 0 | 0 | 0 | 0 | 0 | 0 | 0 | 0 | 0 | 0 | 0 | 0 | 0 | 0 | 0 | 0 | 0 | 0 | 0 | 0 | 0 | 0 | #REF! |  |  |  |  | 2.9366
Tech Forecast Stock
| Year | Year 0 | Year 1 | Year 2 | Year 3 | Year 4 | Year 5 | Year 6 | Year 7 | Year 8 | Year 9 | Year 10 | Year 11 | Year 12 | Year 13 | Year 14 | Year 15 | Year 16 | Year 17 | Year 18 | Year 19 | Year 20 | Year 21 | Year 22 | Year 23 | Year 24 | Year 25 | Year 26 | Year 27 | Year 28 | Year 29 | Year 30
| E1 | 0 | 0 | 0 | 0 | 0 | 0 | 0 | 0 | 0 | 0 | 0 | 0 | 0 | 0 | 0 | 0 | 0 | 0 | 0 | 0 | 0 | 0 | 0 | 0 | 0 | 0 | 0 | 0 | 0 | 0 | 0
| E2 | 0 | 0 | 0 | 0 | 0 | 0 | 0 | 0 | 0 | 0 | 0 | 0 | 0 | 0 | 0 | 0 | 0 | 0 | 0 | 0 | 0 | 0 | 0 | 0 | 0 | 0 | 0 | 0 | 0 | 0 | 0
| E3 | 0 | 0 | 0 | 0 | 0 | 0 | 0 | 0 | 0 | 0 | 0 | 0 | 0 | 0 | 0 | 0 | 0 | 0 | 0 | 0 | 0 | 0 | 0 | 0 | 0 | 0 | 0 | 0 | 0 | 0 | 0
| E4 | 0 | 0 | 0 | 0 | 0 | 0 | 0 | 0 | 0 | 0 | 0 | 0 | 0 | 0 | 0 | 0 | 0 | 0 | 0 | 0 | 0 | 0 | 0 | 0 | 0 | 0 | 0 | 0 | 0 | 0 | 0
| E5 | 0 | 0 | 0 | 0 | 0 | 0 | 0 | 0 | 0 | 0 | 0 | 0 | 0 | 0 | 0 | 0 | 0 | 0 | 0 | 0 | 0 | 0 | 0 | 0 | 0 | 0 | 0 | 0 | 0 | 0 | 0
| E6 | 0 | 0 | 0 | 0 | 0 | 0 | 0 | 0 | 0 | 0 | 0 | 0 | 0 | 0 | 0 | 0 | 0 | 0 | 0 | 0 | 0 | 0 | 0 | 0 | 0 | 0 | 0 | 0 | 0 | 0 | 0
| E7 | 0 | 0 | 0 | 0 | 0 | 0 | 0 | 0 | 0 | 0 | 0 | 0 | 0 | 0 | 0 | 0 | 0 | 0 | 0 | 0 | 0 | 0 | 0 | 0 | 0 | 0 | 0 | 0 | 0 | 0 | 0
| E8 | 0 | 0 | 0 | 0 | 0 | 0 | 0 | 0 | 0 | 0 | 0 | 0 | 0 | 0 | 0 | 0 | 0 | 0 | 0 | 0 | 0 | 0 | 0 | 0 | 0 | 0 | 0 | 0 | 0 | 0 | 0
| E9 | 0 | 0 | 0 | 0 | 0 | 0 | 0 | 0 | 0 | 0 | 0 | 0 | 0 | 0 | 0 | 0 | 0 | 0 | 0 | 0 | 0 | 0 | 0 | 0 | 0 | 0 | 0 | 0 | 0 | 0 | 0
| E10 | 0 | 0 | 0 | 0 | 0 | 0 | 0 | 0 | 0 | 0 | 0 | 0 | 0 | 0 | 0 | 0 | 0 | 0 | 0 | 0 | 0 | 0 | 0 | 0 | 0 | 0 | 0 | 0 | 0 | 0 | 0
| Vintage | 0 | 0 | 0 | 0 | 0 | 0 | 0 | 0 | 0 | 0 | 0 | 0 | 0 | 0 | 0 | 0 | 0 | 0 | 0 | 0 | 0 | 0 | 0 | 0 | 0 | 0 | 0 | 0 | 0 | 0 | 0
Stock for Switching
| Year | Year 0 | Year 1 | Year 2 | Year 3 | Year 4 | Year 5 | Year 6 | Year 7 | Year 8 | Year 9 | Year 10 | Year 11 | Year 12 | Year 13 | Year 14 | Year 15 | Year 16 | Year 17 | Year 18 | Year 19 | Year 20 | Year 21 | Year 22 | Year 23 | Year 24 | Year 25 | Year 26 | Year 27 | Year 28 | Year 29 | Year 30
| E1 | 0 | 0 | 0 | 0 | 0 | 0 | 0 | 0 | 0 | 0 | 0 | 0 | 0 | 0 | 0 | 0 | 0 | 0 | 0 | 0 | 0 | 0 | 0 | 0 | 0 | 0 | 0 | 0 | 0 | 0 | 0 | 0_E1_SysStock
| E2 | 0 | 0 | 0 | 0 | 0 | 0 | 0 | 0 | 0 | 0 | 0 | 0 | 0 | 0 | 0 | 0 | 0 | 0 | 0 | 0 | 0 | 0 | 0 | 0 | 0 | 0 | 0 | 0 | 0 | 0 | 0 | 0_E2_SysStock
| E3 | 0 | 0 | 0 | 0 | 0 | 0 | 0 | 0 | 0 | 0 | 0 | 0 | 0 | 0 | 0 | 0 | 0 | 0 | 0 | 0 | 0 | 0 | 0 | 0 | 0 | 0 | 0 | 0 | 0 | 0 | 0 | 0_E3_SysStock
| E4 | 0 | 0 | 0 | 0 | 0 | 0 | 0 | 0 | 0 | 0 | 0 | 0 | 0 | 0 | 0 | 0 | 0 | 0 | 0 | 0 | 0 | 0 | 0 | 0 | 0 | 0 | 0 | 0 | 0 | 0 | 0 | 0_E4_SysStock
| E5 | 0 | 0 | 0 | 0 | 0 | 0 | 0 | 0 | 0 | 0 | 0 | 0 | 0 | 0 | 0 | 0 | 0 | 0 | 0 | 0 | 0 | 0 | 0 | 0 | 0 | 0 | 0 | 0 | 0 | 0 | 0 | 0_E5_SysStock
| E6 | 0 | 0 | 0 | 0 | 0 | 0 | 0 | 0 | 0 | 0 | 0 | 0 | 0 | 0 | 0 | 0 | 0 | 0 | 0 | 0 | 0 | 0 | 0 | 0 | 0 | 0 | 0 | 0 | 0 | 0 | 0 | 0_E6_SysStock
| E7 | 0 | 0 | 0 | 0 | 0 | 0 | 0 | 0 | 0 | 0 | 0 | 0 | 0 | 0 | 0 | 0 | 0 | 0 | 0 | 0 | 0 | 0 | 0 | 0 | 0 | 0 | 0 | 0 | 0 | 0 | 0 | 0_E7_SysStock
| E8 | 0 | 0 | 0 | 0 | 0 | 0 | 0 | 0 | 0 | 0 | 0 | 0 | 0 | 0 | 0 | 0 | 0 | 0 | 0 | 0 | 0 | 0 | 0 | 0 | 0 | 0 | 0 | 0 | 0 | 0 | 0 | 0_E8_SysStock
| E9 | 0 | 0 | 0 | 0 | 0 | 0 | 0 | 0 | 0 | 0 | 0 | 0 | 0 | 0 | 0 | 0 | 0 | 0 | 0 | 0 | 0 | 0 | 0 | 0 | 0 | 0 | 0 | 0 | 0 | 0 | 0 | 0_E9_SysStock
| E10 | 0 | 0 | 0 | 0 | 0 | 0 | 0 | 0 | 0 | 0 | 0 | 0 | 0 | 0 | 0 | 0 | 0 | 0 | 0 | 0 | 0 | 0 | 0 | 0 | 0 | 0 | 0 | 0 | 0 | 0 | 0 | 0_E10_SysStock
| Vintage | 0 | 0 | 0 | 0 | 0 | 0 | 0 | 0 | 0 | 0 | 0 | 0 | 0 | 0 | 0 | 0 | 0 | 0 | 0 | 0 | 0 | 0 | 0 | 0 | 0 | 0 | 0 | 0 | 0 | 0 | 0 | 0_Vintage_SysStock
Tech Forecast Purchases
| Year | Year 0 | Year 1 | Year 2 | Year 3 | Year 4 | Year 5 | Year 6 | Year 7 | Year 8 | Year 9 | Year 10 | Year 11 | Year 12 | Year 13 | Year 14 | Year 15 | Year 16 | Year 17 | Year 18 | Year 19 | Year 20 | Year 21 | Year 22 | Year 23 | Year 24 | Year 25 | Year 26 | Year 27 | Year 28 | Year 29 | Year 30
| E1 | 0 | 0 | 0 | 0 | 0 | 0 | 0 | 0 | 0 | 0 | 0 | 0 | 0 | 0 | 0 | 0 | 0 | 0 | 0 | 0 | 0 | 0 | 0 | 0 | 0 | 0 | 0 | 0 | 0 | 0 | 0
| E2 | 0 | 0 | 0 | 0 | 0 | 0 | 0 | 0 | 0 | 0 | 0 | 0 | 0 | 0 | 0 | 0 | 0 | 0 | 0 | 0 | 0 | 0 | 0 | 0 | 0 | 0 | 0 | 0 | 0 | 0 | 0
| E3 | 0 | 0 | 0 | 0 | 0 | 0 | 0 | 0 | 0 | 0 | 0 | 0 | 0 | 0 | 0 | 0 | 0 | 0 | 0 | 0 | 0 | 0 | 0 | 0 | 0 | 0 | 0 | 0 | 0 | 0 | 0
| E4 | 0 | 0 | 0 | 0 | 0 | 0 | 0 | 0 | 0 | 0 | 0 | 0 | 0 | 0 | 0 | 0 | 0 | 0 | 0 | 0 | 0 | 0 | 0 | 0 | 0 | 0 | 0 | 0 | 0 | 0 | 0
| E5 | 0 | 0 | 0 | 0 | 0 | 0 | 0 | 0 | 0 | 0 | 0 | 0 | 0 | 0 | 0 | 0 | 0 | 0 | 0 | 0 | 0 | 0 | 0 | 0 | 0 | 0 | 0 | 0 | 0 | 0 | 0
| E6 | 0 | 0 | 0 | 0 | 0 | 0 | 0 | 0 | 0 | 0 | 0 | 0 | 0 | 0 | 0 | 0 | 0 | 0 | 0 | 0 | 0 | 0 | 0 | 0 | 0 | 0 | 0 | 0 | 0 | 0 | 0
| E7 | 0 | 0 | 0 | 0 | 0 | 0 | 0 | 0 | 0 | 0 | 0 | 0 | 0 | 0 | 0 | 0 | 0 | 0 | 0 | 0 | 0 | 0 | 0 | 0 | 0 | 0 | 0 | 0 | 0 | 0 | 0
| E8 | 0 | 0 | 0 | 0 | 0 | 0 | 0 | 0 | 0 | 0 | 0 | 0 | 0 | 0 | 0 | 0 | 0 | 0 | 0 | 0 | 0 | 0 | 0 | 0 | 0 | 0 | 0 | 0 | 0 | 0 | 0
| E9 | 0 | 0 | 0 | 0 | 0 | 0 | 0 | 0 | 0 | 0 | 0 | 0 | 0 | 0 | 0 | 0 | 0 | 0 | 0 | 0 | 0 | 0 | 0 | 0 | 0 | 0 | 0 | 0 | 0 | 0 | 0
| E10 | 0 | 0 | 0 | 0 | 0 | 0 | 0 | 0 | 0 | 0 | 0 | 0 | 0 | 0 | 0 | 0 | 0 | 0 | 0 | 0 | 0 | 0 | 0 | 0 | 0 | 0 | 0 | 0 | 0 | 0 | 0
Potential to Switch
| Year | Year 0 | Year 1 | Year 2 | Year 3 | Year 4 | Year 5 | Year 6 | Year 7 | Year 8 | Year 9 | Year 10 | Year 11 | Year 12 | Year 13 | Year 14 | Year 15 | Year 16 | Year 17 | Year 18 | Year 19 | Year 20 | Year 21 | Year 22 | Year 23 | Year 24 | Year 25 | Year 26 | Year 27 | Year 28 | Year 29 | Year 30
| E1 | 0 | 0 | 0 | 0 | 0 | 0 | 0 | 0 | 0 | 0 | 0 | 0 | 0 | 0 | 0 | 0 | 0 | 0 | 0 | 0 | 0 | 0 | 0 | 0 | 0 | 0 | 0 | 0 | 0 | 0 | 0 | 0_E1_Switched Out
| E2 | 0 | 0 | 0 | 0 | 0 | 0 | 0 | 0 | 0 | 0 | 0 | 0 | 0 | 0 | 0 | 0 | 0 | 0 | 0 | 0 | 0 | 0 | 0 | 0 | 0 | 0 | 0 | 0 | 0 | 0 | 0 | 0_E2_Switched Out
| E3 | 0 | 0 | 0 | 0 | 0 | 0 | 0 | 0 | 0 | 0 | 0 | 0 | 0 | 0 | 0 | 0 | 0 | 0 | 0 | 0 | 0 | 0 | 0 | 0 | 0 | 0 | 0 | 0 | 0 | 0 | 0 | 0_E3_Switched Out
| E4 | 0 | 0 | 0 | 0 | 0 | 0 | 0 | 0 | 0 | 0 | 0 | 0 | 0 | 0 | 0 | 0 | 0 | 0 | 0 | 0 | 0 | 0 | 0 | 0 | 0 | 0 | 0 | 0 | 0 | 0 | 0 | 0_E4_Switched Out
| E5 | 0 | 0 | 0 | 0 | 0 | 0 | 0 | 0 | 0 | 0 | 0 | 0 | 0 | 0 | 0 | 0 | 0 | 0 | 0 | 0 | 0 | 0 | 0 | 0 | 0 | 0 | 0 | 0 | 0 | 0 | 0 | 0_E5_Switched Out
| E6 | 0 | 0 | 0 | 0 | 0 | 0 | 0 | 0 | 0 | 0 | 0 | 0 | 0 | 0 | 0 | 0 | 0 | 0 | 0 | 0 | 0 | 0 | 0 | 0 | 0 | 0 | 0 | 0 | 0 | 0 | 0 | 0_E6_Switched Out
| E7 | 0 | 0 | 0 | 0 | 0 | 0 | 0 | 0 | 0 | 0 | 0 | 0 | 0 | 0 | 0 | 0 | 0 | 0 | 0 | 0 | 0 | 0 | 0 | 0 | 0 | 0 | 0 | 0 | 0 | 0 | 0 | 0_E7_Switched Out
| E8 | 0 | 0 | 0 | 0 | 0 | 0 | 0 | 0 | 0 | 0 | 0 | 0 | 0 | 0 | 0 | 0 | 0 | 0 | 0 | 0 | 0 | 0 | 0 | 0 | 0 | 0 | 0 | 0 | 0 | 0 | 0 | 0_E8_Switched Out
| E9 | 0 | 0 | 0 | 0 | 0 | 0 | 0 | 0 | 0 | 0 | 0 | 0 | 0 | 0 | 0 | 0 | 0 | 0 | 0 | 0 | 0 | 0 | 0 | 0 | 0 | 0 | 0 | 0 | 0 | 0 | 0 | 0_E9_Switched Out
| E10 | 0 | 0 | 0 | 0 | 0 | 0 | 0 | 0 | 0 | 0 | 0 | 0 | 0 | 0 | 0 | 0 | 0 | 0 | 0 | 0 | 0 | 0 | 0 | 0 | 0 | 0 | 0 | 0 | 0 | 0 | 0 | 0_E10_Switched Out
Units Out
| E1 | 0 | 0 | 0 | 0 | 0 | 0 | 0 | 0 | 0 | 0 | 0 | 0 | 0 | 0 | 0 | 0 | 0 | 0 | 0 | 0 | 0 | 0 | 0 | 0 | 0 | 0 | 0 | 0 | 0 | 0 | 0
| E2 | 0 | 0 | 0 | 0 | 0 | 0 | 0 | 0 | 0 | 0 | 0 | 0 | 0 | 0 | 0 | 0 | 0 | 0 | 0 | 0 | 0 | 0 | 0 | 0 | 0 | 0 | 0 | 0 | 0 | 0 | 0
| E3 | 0 | 0 | 0 | 0 | 0 | 0 | 0 | 0 | 0 | 0 | 0 | 0 | 0 | 0 | 0 | 0 | 0 | 0 | 0 | 0 | 0 | 0 | 0 | 0 | 0 | 0 | 0 | 0 | 0 | 0 | 0
| E4 | 0 | 0 | 0 | 0 | 0 | 0 | 0 | 0 | 0 | 0 | 0 | 0 | 0 | 0 | 0 | 0 | 0 | 0 | 0 | 0 | 0 | 0 | 0 | 0 | 0 | 0 | 0 | 0 | 0 | 0 | 0
| E5 | 0 | 0 | 0 | 0 | 0 | 0 | 0 | 0 | 0 | 0 | 0 | 0 | 0 | 0 | 0 | 0 | 0 | 0 | 0 | 0 | 0 | 0 | 0 | 0 | 0 | 0 | 0 | 0 | 0 | 0 | 0
| E6 | 0 | 0 | 0 | 0 | 0 | 0 | 0 | 0 | 0 | 0 | 0 | 0 | 0 | 0 | 0 | 0 | 0 | 0 | 0 | 0 | 0 | 0 | 0 | 0 | 0 | 0 | 0 | 0 | 0 | 0 | 0
| E7 | 0 | 0 | 0 | 0 | 0 | 0 | 0 | 0 | 0 | 0 | 0 | 0 | 0 | 0 | 0 | 0 | 0 | 0 | 0 | 0 | 0 | 0 | 0 | 0 | 0 | 0 | 0 | 0 | 0 | 0 | 0
| E8 | 0 | 0 | 0 | 0 | 0 | 0 | 0 | 0 | 0 | 0 | 0 | 0 | 0 | 0 | 0 | 0 | 0 | 0 | 0 | 0 | 0 | 0 | 0 | 0 | 0 | 0 | 0 | 0 | 0 | 0 | 0
| E9 | 0 | 0 | 0 | 0 | 0 | 0 | 0 | 0 | 0 | 0 | 0 | 0 | 0 | 0 | 0 | 0 | 0 | 0 | 0 | 0 | 0 | 0 | 0 | 0 | 0 | 0 | 0 | 0 | 0 | 0 | 0
| E10 | 0 | 0 | 0 | 0 | 0 | 0 | 0 | 0 | 0 | 0 | 0 | 0 | 0 | 0 | 0 | 0 | 0 | 0 | 0 | 0 | 0 | 0 | 0 | 0 | 0 | 0 | 0 | 0 | 0 | 0 | 0
| Vintage | 0 | 0 | 0 | 0 | 0 | 0 | 0 | 0 | 0 | 0 | 0 | 0 | 0 | 0 | 0 | 0 | 0 | 0 | 0 | 0 | 0 | 0 | 0 | 0 | 0 | 0 | 0 | 0 | 0 | 0 | 0
Tech Purchase Shares
| Year | Year 0 | Year 1 | Year 2 | Year 3 | Year 4 | Year 5 | Year 6 | Year 7 | Year 8 | Year 9 | Year 10 | Year 11 | Year 12 | Year 13 | Year 14 | Year 15 | Year 16 | Year 17 | Year 18 | Year 19 | Year 20 | Year 21 | Year 22 | Year 23 | Year 24 | Year 25 | Year 26 | Year 27 | Year 28 | Year 29 | Year 30
E1 | bar: Year 0 to Year 30
E2 | bar: Year 0 to Year 30
E3 | bar: Year 0 to Year 30
E4 | bar: Year 0 to Year 30
E5 | bar: Year 0 to Year 30
E6 | bar: Year 0 to Year 30
E7 | bar: Year 0 to Year 30
E8 | bar: Year 0 to Year 30
E9 | bar: Year 0 to Year 30
E10 | bar: Year 0 to Year 30
Units In from Switching
| E1 | 0 | 0 | 0 | 0 | 0 | 0 | 0 | 0 | 0 | 0 | 0 | 0 | 0 | 0 | 0 | 0 | 0 | 0 | 0 | 0 | 0 | 0 | 0 | 0 | 0 | 0 | 0 | 0 | 0 | 0 | 0
| E2 | 0 | 0 | 0 | 0 | 0 | 0 | 0 | 0 | 0 | 0 | 0 | 0 | 0 | 0 | 0 | 0 | 0 | 0 | 0 | 0 | 0 | 0 | 0 | 0 | 0 | 0 | 0 | 0 | 0 | 0 | 0
| E3 | 0 | 0 | 0 | 0 | 0 | 0 | 0 | 0 | 0 | 0 | 0 | 0 | 0 | 0 | 0 | 0 | 0 | 0 | 0 | 0 | 0 | 0 | 0 | 0 | 0 | 0 | 0 | 0 | 0 | 0 | 0
| E4 | 0 | 0 | 0 | 0 | 0 | 0 | 0 | 0 | 0 | 0 | 0 | 0 | 0 | 0 | 0 | 0 | 0 | 0 | 0 | 0 | 0 | 0 | 0 | 0 | 0 | 0 | 0 | 0 | 0 | 0 | 0
| E5 | 0 | 0 | 0 | 0 | 0 | 0 | 0 | 0 | 0 | 0 | 0 | 0 | 0 | 0 | 0 | 0 | 0 | 0 | 0 | 0 | 0 | 0 | 0 | 0 | 0 | 0 | 0 | 0 | 0 | 0 | 0
| E6 | 0 | 0 | 0 | 0 | 0 | 0 | 0 | 0 | 0 | 0 | 0 | 0 | 0 | 0 | 0 | 0 | 0 | 0 | 0 | 0 | 0 | 0 | 0 | 0 | 0 | 0 | 0 | 0 | 0 | 0 | 0
| E7 | 0 | 0 | 0 | 0 | 0 | 0 | 0 | 0 | 0 | 0 | 0 | 0 | 0 | 0 | 0 | 0 | 0 | 0 | 0 | 0 | 0 | 0 | 0 | 0 | 0 | 0 | 0 | 0 | 0 | 0 | 0
| E8 | 0 | 0 | 0 | 0 | 0 | 0 | 0 | 0 | 0 | 0 | 0 | 0 | 0 | 0 | 0 | 0 | 0 | 0 | 0 | 0 | 0 | 0 | 0 | 0 | 0 | 0 | 0 | 0 | 0 | 0 | 0
| E9 | 0 | 0 | 0 | 0 | 0 | 0 | 0 | 0 | 0 | 0 | 0 | 0 | 0 | 0 | 0 | 0 | 0 | 0 | 0 | 0 | 0 | 0 | 0 | 0 | 0 | 0 | 0 | 0 | 0 | 0 | 0
| E10 | 0 | 0 | 0 | 0 | 0 | 0 | 0 | 0 | 0 | 0 | 0 | 0 | 0 | 0 | 0 | 0 | 0 | 0 | 0 | 0 | 0 | 0 | 0 | 0 | 0 | 0 | 0 | 0 | 0 | 0 | 0
| Vintage | 0 | 0 | 0 | 0 | 0 | 0 | 0 | 0 | 0 | 0 | 0 | 0 | 0 | 0 | 0 | 0 | 0 | 0 | 0 | 0 | 0 | 0 | 0 | 0 | 0 | 0 | 0 | 0 | 0 | 0 | 0
Net Change
| Year | Year 0 | Year 1 | Year 2 | Year 3 | Year 4 | Year 5 | Year 6 | Year 7 | Year 8 | Year 9 | Year 10 | Year 11 | Year 12 | Year 13 | Year 14 | Year 15 | Year 16 | Year 17 | Year 18 | Year 19 | Year 20 | Year 21 | Year 22 | Year 23 | Year 24 | Year 25 | Year 26 | Year 27 | Year 28 | Year 29 | Year 30 | Key
| Units | 0 | 0 | 0 | 0 | 0 | 0 | 0 | 0 | 0 | 0 | 0 | 0 | 0 | 0 | 0 | 0 | 0 | 0 | 0 | 0 | 0 | 0 | 0 | 0 | 0 | 0 | 0 | 0 | 0 | 0 | 0 | 0_Units |  |  |  |  | 301957.8232
| Usage | 0 | 0 | 0 | 0 | 0 | 0 | 0 | 0 | 0 | 0 | 0 | 0 | 0 | 0 | 0 | 0 | 0 | 0 | 0 | 0 | 0 | 0 | 0 | 0 | 0 | 0 | 0 | 0 | 0 | 0 | 0 | 0_Usage |  |  |  |  | 1698.6543
| Peak Demand (S) | 0 | 0 | 0 | 0 | 0 | 0 | 0 | 0 | 0 | 0 | 0 | 0 | 0 | 0 | 0 | 0 | 0 | 0 | 0 | 0 | 0 | 0 | 0 | 0 | 0 | 0 | 0 | 0 | 0 | 0 | 0 | 0_Peak Demand (S) |  |  |  |  | 0
| Peak Demand (W) | 0 | 0 | 0 | 0 | 0 | 0 | 0 | 0 | 0 | 0 | 0 | 0 | 0 | 0 | 0 | 0 | 0 | 0 | 0 | 0 | 0 | 0 | 0 | 0 | 0 | 0 | 0 | 0 | 0 | 0 | 0 | 0_Peak Demand (W) |  |  |  |  | 884.6119
| Turnover | 0 | 0 | 0 | 0 | 0 | 0 | 0 | 0 | 0 | 0 | 0 | 0 | 0 | 0 | 0 | 0 | 0 | 0 | 0 | 0 | 0 | 0 | 0 | 0 | 0 | 0 | 0 | 0 | 0 | 0 | 0 | 0_Turnover |  |  |  |  | 6885.4476
| Avg. Replacement Usage | 0 | 0 | 0 | 0 | 0 | 0 | 0 | 0 | 0 | 0 | 0 | 0 | 0 | 0 | 0 | 0 | 0 | 0 | 0 | 0 | 0 | 0 | 0 | 0 | 0 | 0 | 0 | 0 | 0 | 0 | 0 | 0_Avg. Replacement Usage |  |  |  |  | 5638.8522
| Avg. Replacement Demand (S) | 0 | 0 | 0 | 0 | 0 | 0 | 0 | 0 | 0 | 0 | 0 | 0 | 0 | 0 | 0 | 0 | 0 | 0 | 0 | 0 | 0 | 0 | 0 | 0 | 0 | 0 | 0 | 0 | 0 | 0 | 0 | 0_Avg. Replacement Demand (S) |  |  |  |  | 0
| Avg. Replacement Demand (W) | 0 | 0 | 0 | 0 | 0 | 0 | 0 | 0 | 0 | 0 | 0 | 0 | 0 | 0 | 0 | 0 | 0 | 0 | 0 | 0 | 0 | 0 | 0 | 0 | 0 | 0 | 0 | 0 | 0 | 0 | 0 | 0_Avg. Replacement Demand (W) |  |  |  |  | 2.9366
Purchases
| Year | Year 0 | Year 1 | Year 2 | Year 3 | Year 4 | Year 5 | Year 6 | Year 7 | Year 8 | Year 9 | Year 10 | Year 11 | Year 12 | Year 13 | Year 14 | Year 15 | Year 16 | Year 17 | Year 18 | Year 19 | Year 20 | Year 21 | Year 22 | Year 23 | Year 24 | Year 25 | Year 26 | Year 27 | Year 28 | Year 29 | Year 30
| E1 | 0 | 0 | 0 | 0 | 0 | 0 | 0 | 0 | 0 | 0 | 0 | 0 | 0 | 0 | 0 | 0 | 0 | 0 | 0 | 0 | 0 | 0 | 0 | 0 | 0 | 0 | 0 | 0 | 0 | 0 | 0 | 0_E1_Purchases |  |  |  |  | 6885.4476
| E2 | 0 | 0 | 0 | 0 | 0 | 0 | 0 | 0 | 0 | 0 | 0 | 0 | 0 | 0 | 0 | 0 | 0 | 0 | 0 | 0 | 0 | 0 | 0 | 0 | 0 | 0 | 0 | 0 | 0 | 0 | 0 | 0_E2_Purchases |  |  |  |  | 0
| E3 | 0 | 0 | 0 | 0 | 0 | 0 | 0 | 0 | 0 | 0 | 0 | 0 | 0 | 0 | 0 | 0 | 0 | 0 | 0 | 0 | 0 | 0 | 0 | 0 | 0 | 0 | 0 | 0 | 0 | 0 | 0 | 0_E3_Purchases |  |  |  |  | 0
| E4 | 0 | 0 | 0 | 0 | 0 | 0 | 0 | 0 | 0 | 0 | 0 | 0 | 0 | 0 | 0 | 0 | 0 | 0 | 0 | 0 | 0 | 0 | 0 | 0 | 0 | 0 | 0 | 0 | 0 | 0 | 0 | 0_E4_Purchases |  |  |  |  | 0
| E5 | 0 | 0 | 0 | 0 | 0 | 0 | 0 | 0 | 0 | 0 | 0 | 0 | 0 | 0 | 0 | 0 | 0 | 0 | 0 | 0 | 0 | 0 | 0 | 0 | 0 | 0 | 0 | 0 | 0 | 0 | 0 | 0_E5_Purchases |  |  |  |  | 0
| E6 | 0 | 0 | 0 | 0 | 0 | 0 | 0 | 0 | 0 | 0 | 0 | 0 | 0 | 0 | 0 | 0 | 0 | 0 | 0 | 0 | 0 | 0 | 0 | 0 | 0 | 0 | 0 | 0 | 0 | 0 | 0 | 0_E6_Purchases |  |  |  |  | 0
| E7 | 0 | 0 | 0 | 0 | 0 | 0 | 0 | 0 | 0 | 0 | 0 | 0 | 0 | 0 | 0 | 0 | 0 | 0 | 0 | 0 | 0 | 0 | 0 | 0 | 0 | 0 | 0 | 0 | 0 | 0 | 0 | 0_E7_Purchases |  |  |  |  | 0
| E8 | 0 | 0 | 0 | 0 | 0 | 0 | 0 | 0 | 0 | 0 | 0 | 0 | 0 | 0 | 0 | 0 | 0 | 0 | 0 | 0 | 0 | 0 | 0 | 0 | 0 | 0 | 0 | 0 | 0 | 0 | 0 | 0_E8_Purchases |  |  |  |  | 0
| E9 | 0 | 0 | 0 | 0 | 0 | 0 | 0 | 0 | 0 | 0 | 0 | 0 | 0 | 0 | 0 | 0 | 0 | 0 | 0 | 0 | 0 | 0 | 0 | 0 | 0 | 0 | 0 | 0 | 0 | 0 | 0 | 0_E9_Purchases |  |  |  |  | 0
| E10 | 0 | 0 | 0 | 0 | 0 | 0 | 0 | 0 | 0 | 0 | 0 | 0 | 0 | 0 | 0 | 0 | 0 | 0 | 0 | 0 | 0 | 0 | 0 | 0 | 0 | 0 | 0 | 0 | 0 | 0 | 0 | 0_E10_Purchases |  |  |  |  | 0
Stock
| Year | Year 0 | Year 1 | Year 2 | Year 3 | Year 4 | Year 5 | Year 6 | Year 7 | Year 8 | Year 9 | Year 10 | Year 11 | Year 12 | Year 13 | Year 14 | Year 15 | Year 16 | Year 17 | Year 18 | Year 19 | Year 20 | Year 21 | Year 22 | Year 23 | Year 24 | Year 25 | Year 26 | Year 27 | Year 28 | Year 29 | Year 30
| E1 | 0 | 0 | 0 | 0 | 0 | 0 | 0 | 0 | 0 | 0 | 0 | 0 | 0 | 0 | 0 | 0 | 0 | 0 | 0 | 0 | 0 | 0 | 0 | 0 | 0 | 0 | 0 | 0 | 0 | 0 | 0 | 0_E1_Stock |  |  |  |  | 13576.6093
| E2 | 0 | 0 | 0 | 0 | 0 | 0 | 0 | 0 | 0 | 0 | 0 | 0 | 0 | 0 | 0 | 0 | 0 | 0 | 0 | 0 | 0 | 0 | 0 | 0 | 0 | 0 | 0 | 0 | 0 | 0 | 0 | 0_E2_Stock |  |  |  |  | 0
| E3 | 0 | 0 | 0 | 0 | 0 | 0 | 0 | 0 | 0 | 0 | 0 | 0 | 0 | 0 | 0 | 0 | 0 | 0 | 0 | 0 | 0 | 0 | 0 | 0 | 0 | 0 | 0 | 0 | 0 | 0 | 0 | 0_E3_Stock |  |  |  |  | 0
| E4 | 0 | 0 | 0 | 0 | 0 | 0 | 0 | 0 | 0 | 0 | 0 | 0 | 0 | 0 | 0 | 0 | 0 | 0 | 0 | 0 | 0 | 0 | 0 | 0 | 0 | 0 | 0 | 0 | 0 | 0 | 0 | 0_E4_Stock |  |  |  |  | 0
| E5 | 0 | 0 | 0 | 0 | 0 | 0 | 0 | 0 | 0 | 0 | 0 | 0 | 0 | 0 | 0 | 0 | 0 | 0 | 0 | 0 | 0 | 0 | 0 | 0 | 0 | 0 | 0 | 0 | 0 | 0 | 0 | 0_E5_Stock |  |  |  |  | 0
| E6 | 0 | 0 | 0 | 0 | 0 | 0 | 0 | 0 | 0 | 0 | 0 | 0 | 0 | 0 | 0 | 0 | 0 | 0 | 0 | 0 | 0 | 0 | 0 | 0 | 0 | 0 | 0 | 0 | 0 | 0 | 0 | 0_E6_Stock |  |  |  |  | 0
| E7 | 0 | 0 | 0 | 0 | 0 | 0 | 0 | 0 | 0 | 0 | 0 | 0 | 0 | 0 | 0 | 0 | 0 | 0 | 0 | 0 | 0 | 0 | 0 | 0 | 0 | 0 | 0 | 0 | 0 | 0 | 0 | 0_E7_Stock |  |  |  |  | 0
| E8 | 0 | 0 | 0 | 0 | 0 | 0 | 0 | 0 | 0 | 0 | 0 | 0 | 0 | 0 | 0 | 0 | 0 | 0 | 0 | 0 | 0 | 0 | 0 | 0 | 0 | 0 | 0 | 0 | 0 | 0 | 0 | 0_E8_Stock |  |  |  |  | 0
| E9 | 0 | 0 | 0 | 0 | 0 | 0 | 0 | 0 | 0 | 0 | 0 | 0 | 0 | 0 | 0 | 0 | 0 | 0 | 0 | 0 | 0 | 0 | 0 | 0 | 0 | 0 | 0 | 0 | 0 | 0 | 0 | 0_E9_Stock |  |  |  |  | 0
| E10 | 0 | 0 | 0 | 0 | 0 | 0 | 0 | 0 | 0 | 0 | 0 | 0 | 0 | 0 | 0 | 0 | 0 | 0 | 0 | 0 | 0 | 0 | 0 | 0 | 0 | 0 | 0 | 0 | 0 | 0 | 0 | 0_E10_Stock |  |  |  |  | 0
| Vintage | 0 | 0 | 0 | 0 | 0 | 0 | 0 | 0 | 0 | 0 | 0 | 0 | 0 | 0 | 0 | 0 | 0 | 0 | 0 | 0 | 0 | 0 | 0 | 0 | 0 | 0 | 0 | 0 | 0 | 0 | 0 | 0_Vintage_Stock |  |  |  |  | 288381.2139
S5C2 |  | Year 0: System 5 Technology 2
Technology Variables
| Tech Key | Year 0: 0
| Peak Factor (S) | Year 0: 0
| Peak Factor (W) | Year 0: 0
| Min Vintage Lifetime | Year 0: 0
| Max Vintage Lifetime | Year 0: 0
| Turnover Style | Year 0: 0
Technology Variables
| Equipment | Year 0: Label; Year 1: Min Lifetime; Year 2: Max Lifetime; Year 3: Degradation; Year 4: Usage; Year 5: Available
| E1 | Year 1: 0; Year 2: 0; Year 3: 0%; Year 4: 0; Year 5: FALSE
| E2 | Year 1: 0; Year 2: 0; Year 3: 0%; Year 4: 0; Year 5: FALSE
| E3 | Year 1: 0; Year 2: 0; Year 3: 0%; Year 4: 0; Year 5: FALSE
| E4 | Year 1: 0; Year 2: 0; Year 3: 0%; Year 4: 0; Year 5: FALSE
| E5 | Year 1: 0; Year 2: 0; Year 3: 0%; Year 4: 0; Year 5: FALSE
| E6 | Year 1: 0; Year 2: 0; Year 3: 0%; Year 4: 0; Year 5: FALSE
| E7 | Year 1: 0; Year 2: 0; Year 3: 0%; Year 4: 0; Year 5: FALSE
| E8 | Year 1: 0; Year 2: 0; Year 3: 0%; Year 4: 0; Year 5: FALSE
| E9 | Year 1: 0; Year 2: 0; Year 3: 0%; Year 4: 0; Year 5: FALSE
| E10 | Year 1: 0; Year 2: 0; Year 3: 0%; Year 4: 0; Year 5: FALSE
Original Forecast Results
| Year | Year 0 | Year 1 | Year 2 | Year 3 | Year 4 | Year 5 | Year 6 | Year 7 | Year 8 | Year 9 | Year 10 | Year 11 | Year 12 | Year 13 | Year 14 | Year 15 | Year 16 | Year 17 | Year 18 | Year 19 | Year 20 | Year 21 | Year 22 | Year 23 | Year 24 | Year 25 | Year 26 | Year 27 | Year 28 | Year 29 | Year 30 | Key
| Units | 0 | 0 | 0 | 0 | 0 | 0 | 0 | 0 | 0 | 0 | 0 | 0 | 0 | 0 | 0 | 0 | 0 | 0 | 0 | 0 | 0 | 0 | 0 | 0 | 0 | 0 | 0 | 0 | 0 | 0 | 0 | #REF! |  |  |  |  | 301957.8232
| Usage | 0 | 0 | 0 | 0 | 0 | 0 | 0 | 0 | 0 | 0 | 0 | 0 | 0 | 0 | 0 | 0 | 0 | 0 | 0 | 0 | 0 | 0 | 0 | 0 | 0 | 0 | 0 | 0 | 0 | 0 | 0 | #REF! |  |  |  |  | 1698.6543
| Peak Demand (S) | 0 | 0 | 0 | 0 | 0 | 0 | 0 | 0 | 0 | 0 | 0 | 0 | 0 | 0 | 0 | 0 | 0 | 0 | 0 | 0 | 0 | 0 | 0 | 0 | 0 | 0 | 0 | 0 | 0 | 0 | 0 | #REF! |  |  |  |  | 0
| Peak Demand (W) | 0 | 0 | 0 | 0 | 0 | 0 | 0 | 0 | 0 | 0 | 0 | 0 | 0 | 0 | 0 | 0 | 0 | 0 | 0 | 0 | 0 | 0 | 0 | 0 | 0 | 0 | 0 | 0 | 0 | 0 | 0 | #REF! |  |  |  |  | 884.6119
| Turnover | 0 | 0 | 0 | 0 | 0 | 0 | 0 | 0 | 0 | 0 | 0 | 0 | 0 | 0 | 0 | 0 | 0 | 0 | 0 | 0 | 0 | 0 | 0 | 0 | 0 | 0 | 0 | 0 | 0 | 0 | 0 | #REF! |  |  |  |  | 6885.4476
| Avg. Replacement Usage | 0 | 0 | 0 | 0 | 0 | 0 | 0 | 0 | 0 | 0 | 0 | 0 | 0 | 0 | 0 | 0 | 0 | 0 | 0 | 0 | 0 | 0 | 0 | 0 | 0 | 0 | 0 | 0 | 0 | 0 | 0 | #REF! |  |  |  |  | 5638.8522
| Avg. Replacement Demand (S) | 0 | 0 | 0 | 0 | 0 | 0 | 0 | 0 | 0 | 0 | 0 | 0 | 0 | 0 | 0 | 0 | 0 | 0 | 0 | 0 | 0 | 0 | 0 | 0 | 0 | 0 | 0 | 0 | 0 | 0 | 0 | #REF! |  |  |  |  | 0
| Avg. Replacement Demand (W) | 0 | 0 | 0 | 0 | 0 | 0 | 0 | 0 | 0 | 0 | 0 | 0 | 0 | 0 | 0 | 0 | 0 | 0 | 0 | 0 | 0 | 0 | 0 | 0 | 0 | 0 | 0 | 0 | 0 | 0 | 0 | #REF! |  |  |  |  | 2.9366
Tech Forecast Stock
| Year | Year 0 | Year 1 | Year 2 | Year 3 | Year 4 | Year 5 | Year 6 | Year 7 | Year 8 | Year 9 | Year 10 | Year 11 | Year 12 | Year 13 | Year 14 | Year 15 | Year 16 | Year 17 | Year 18 | Year 19 | Year 20 | Year 21 | Year 22 | Year 23 | Year 24 | Year 25 | Year 26 | Year 27 | Year 28 | Year 29 | Year 30
| E1 | 0 | 0 | 0 | 0 | 0 | 0 | 0 | 0 | 0 | 0 | 0 | 0 | 0 | 0 | 0 | 0 | 0 | 0 | 0 | 0 | 0 | 0 | 0 | 0 | 0 | 0 | 0 | 0 | 0 | 0 | 0
| E2 | 0 | 0 | 0 | 0 | 0 | 0 | 0 | 0 | 0 | 0 | 0 | 0 | 0 | 0 | 0 | 0 | 0 | 0 | 0 | 0 | 0 | 0 | 0 | 0 | 0 | 0 | 0 | 0 | 0 | 0 | 0
| E3 | 0 | 0 | 0 | 0 | 0 | 0 | 0 | 0 | 0 | 0 | 0 | 0 | 0 | 0 | 0 | 0 | 0 | 0 | 0 | 0 | 0 | 0 | 0 | 0 | 0 | 0 | 0 | 0 | 0 | 0 | 0
| E4 | 0 | 0 | 0 | 0 | 0 | 0 | 0 | 0 | 0 | 0 | 0 | 0 | 0 | 0 | 0 | 0 | 0 | 0 | 0 | 0 | 0 | 0 | 0 | 0 | 0 | 0 | 0 | 0 | 0 | 0 | 0
| E5 | 0 | 0 | 0 | 0 | 0 | 0 | 0 | 0 | 0 | 0 | 0 | 0 | 0 | 0 | 0 | 0 | 0 | 0 | 0 | 0 | 0 | 0 | 0 | 0 | 0 | 0 | 0 | 0 | 0 | 0 | 0
| E6 | 0 | 0 | 0 | 0 | 0 | 0 | 0 | 0 | 0 | 0 | 0 | 0 | 0 | 0 | 0 | 0 | 0 | 0 | 0 | 0 | 0 | 0 | 0 | 0 | 0 | 0 | 0 | 0 | 0 | 0 | 0
| E7 | 0 | 0 | 0 | 0 | 0 | 0 | 0 | 0 | 0 | 0 | 0 | 0 | 0 | 0 | 0 | 0 | 0 | 0 | 0 | 0 | 0 | 0 | 0 | 0 | 0 | 0 | 0 | 0 | 0 | 0 | 0
| E8 | 0 | 0 | 0 | 0 | 0 | 0 | 0 | 0 | 0 | 0 | 0 | 0 | 0 | 0 | 0 | 0 | 0 | 0 | 0 | 0 | 0 | 0 | 0 | 0 | 0 | 0 | 0 | 0 | 0 | 0 | 0
| E9 | 0 | 0 | 0 | 0 | 0 | 0 | 0 | 0 | 0 | 0 | 0 | 0 | 0 | 0 | 0 | 0 | 0 | 0 | 0 | 0 | 0 | 0 | 0 | 0 | 0 | 0 | 0 | 0 | 0 | 0 | 0
| E10 | 0 | 0 | 0 | 0 | 0 | 0 | 0 | 0 | 0 | 0 | 0 | 0 | 0 | 0 | 0 | 0 | 0 | 0 | 0 | 0 | 0 | 0 | 0 | 0 | 0 | 0 | 0 | 0 | 0 | 0 | 0
| Vintage | 0 | 0 | 0 | 0 | 0 | 0 | 0 | 0 | 0 | 0 | 0 | 0 | 0 | 0 | 0 | 0 | 0 | 0 | 0 | 0 | 0 | 0 | 0 | 0 | 0 | 0 | 0 | 0 | 0 | 0 | 0
Stock for Switching
| Year | Year 0 | Year 1 | Year 2 | Year 3 | Year 4 | Year 5 | Year 6 | Year 7 | Year 8 | Year 9 | Year 10 | Year 11 | Year 12 | Year 13 | Year 14 | Year 15 | Year 16 | Year 17 | Year 18 | Year 19 | Year 20 | Year 21 | Year 22 | Year 23 | Year 24 | Year 25 | Year 26 | Year 27 | Year 28 | Year 29 | Year 30
| E1 | 0 | 0 | 0 | 0 | 0 | 0 | 0 | 0 | 0 | 0 | 0 | 0 | 0 | 0 | 0 | 0 | 0 | 0 | 0 | 0 | 0 | 0 | 0 | 0 | 0 | 0 | 0 | 0 | 0 | 0 | 0 | 0_E1_SysStock
| E2 | 0 | 0 | 0 | 0 | 0 | 0 | 0 | 0 | 0 | 0 | 0 | 0 | 0 | 0 | 0 | 0 | 0 | 0 | 0 | 0 | 0 | 0 | 0 | 0 | 0 | 0 | 0 | 0 | 0 | 0 | 0 | 0_E2_SysStock
| E3 | 0 | 0 | 0 | 0 | 0 | 0 | 0 | 0 | 0 | 0 | 0 | 0 | 0 | 0 | 0 | 0 | 0 | 0 | 0 | 0 | 0 | 0 | 0 | 0 | 0 | 0 | 0 | 0 | 0 | 0 | 0 | 0_E3_SysStock
| E4 | 0 | 0 | 0 | 0 | 0 | 0 | 0 | 0 | 0 | 0 | 0 | 0 | 0 | 0 | 0 | 0 | 0 | 0 | 0 | 0 | 0 | 0 | 0 | 0 | 0 | 0 | 0 | 0 | 0 | 0 | 0 | 0_E4_SysStock
| E5 | 0 | 0 | 0 | 0 | 0 | 0 | 0 | 0 | 0 | 0 | 0 | 0 | 0 | 0 | 0 | 0 | 0 | 0 | 0 | 0 | 0 | 0 | 0 | 0 | 0 | 0 | 0 | 0 | 0 | 0 | 0 | 0_E5_SysStock
| E6 | 0 | 0 | 0 | 0 | 0 | 0 | 0 | 0 | 0 | 0 | 0 | 0 | 0 | 0 | 0 | 0 | 0 | 0 | 0 | 0 | 0 | 0 | 0 | 0 | 0 | 0 | 0 | 0 | 0 | 0 | 0 | 0_E6_SysStock
| E7 | 0 | 0 | 0 | 0 | 0 | 0 | 0 | 0 | 0 | 0 | 0 | 0 | 0 | 0 | 0 | 0 | 0 | 0 | 0 | 0 | 0 | 0 | 0 | 0 | 0 | 0 | 0 | 0 | 0 | 0 | 0 | 0_E7_SysStock
| E8 | 0 | 0 | 0 | 0 | 0 | 0 | 0 | 0 | 0 | 0 | 0 | 0 | 0 | 0 | 0 | 0 | 0 | 0 | 0 | 0 | 0 | 0 | 0 | 0 | 0 | 0 | 0 | 0 | 0 | 0 | 0 | 0_E8_SysStock
| E9 | 0 | 0 | 0 | 0 | 0 | 0 | 0 | 0 | 0 | 0 | 0 | 0 | 0 | 0 | 0 | 0 | 0 | 0 | 0 | 0 | 0 | 0 | 0 | 0 | 0 | 0 | 0 | 0 | 0 | 0 | 0 | 0_E9_SysStock
| E10 | 0 | 0 | 0 | 0 | 0 | 0 | 0 | 0 | 0 | 0 | 0 | 0 | 0 | 0 | 0 | 0 | 0 | 0 | 0 | 0 | 0 | 0 | 0 | 0 | 0 | 0 | 0 | 0 | 0 | 0 | 0 | 0_E10_SysStock
| Vintage | 0 | 0 | 0 | 0 | 0 | 0 | 0 | 0 | 0 | 0 | 0 | 0 | 0 | 0 | 0 | 0 | 0 | 0 | 0 | 0 | 0 | 0 | 0 | 0 | 0 | 0 | 0 | 0 | 0 | 0 | 0 | 0_Vintage_SysStock
Tech Forecast Purchases
| Year | Year 0 | Year 1 | Year 2 | Year 3 | Year 4 | Year 5 | Year 6 | Year 7 | Year 8 | Year 9 | Year 10 | Year 11 | Year 12 | Year 13 | Year 14 | Year 15 | Year 16 | Year 17 | Year 18 | Year 19 | Year 20 | Year 21 | Year 22 | Year 23 | Year 24 | Year 25 | Year 26 | Year 27 | Year 28 | Year 29 | Year 30
| E1 | 0 | 0 | 0 | 0 | 0 | 0 | 0 | 0 | 0 | 0 | 0 | 0 | 0 | 0 | 0 | 0 | 0 | 0 | 0 | 0 | 0 | 0 | 0 | 0 | 0 | 0 | 0 | 0 | 0 | 0 | 0
| E2 | 0 | 0 | 0 | 0 | 0 | 0 | 0 | 0 | 0 | 0 | 0 | 0 | 0 | 0 | 0 | 0 | 0 | 0 | 0 | 0 | 0 | 0 | 0 | 0 | 0 | 0 | 0 | 0 | 0 | 0 | 0
| E3 | 0 | 0 | 0 | 0 | 0 | 0 | 0 | 0 | 0 | 0 | 0 | 0 | 0 | 0 | 0 | 0 | 0 | 0 | 0 | 0 | 0 | 0 | 0 | 0 | 0 | 0 | 0 | 0 | 0 | 0 | 0
| E4 | 0 | 0 | 0 | 0 | 0 | 0 | 0 | 0 | 0 | 0 | 0 | 0 | 0 | 0 | 0 | 0 | 0 | 0 | 0 | 0 | 0 | 0 | 0 | 0 | 0 | 0 | 0 | 0 | 0 | 0 | 0
| E5 | 0 | 0 | 0 | 0 | 0 | 0 | 0 | 0 | 0 | 0 | 0 | 0 | 0 | 0 | 0 | 0 | 0 | 0 | 0 | 0 | 0 | 0 | 0 | 0 | 0 | 0 | 0 | 0 | 0 | 0 | 0
| E6 | 0 | 0 | 0 | 0 | 0 | 0 | 0 | 0 | 0 | 0 | 0 | 0 | 0 | 0 | 0 | 0 | 0 | 0 | 0 | 0 | 0 | 0 | 0 | 0 | 0 | 0 | 0 | 0 | 0 | 0 | 0
| E7 | 0 | 0 | 0 | 0 | 0 | 0 | 0 | 0 | 0 | 0 | 0 | 0 | 0 | 0 | 0 | 0 | 0 | 0 | 0 | 0 | 0 | 0 | 0 | 0 | 0 | 0 | 0 | 0 | 0 | 0 | 0
| E8 | 0 | 0 | 0 | 0 | 0 | 0 | 0 | 0 | 0 | 0 | 0 | 0 | 0 | 0 | 0 | 0 | 0 | 0 | 0 | 0 | 0 | 0 | 0 | 0 | 0 | 0 | 0 | 0 | 0 | 0 | 0
| E9 | 0 | 0 | 0 | 0 | 0 | 0 | 0 | 0 | 0 | 0 | 0 | 0 | 0 | 0 | 0 | 0 | 0 | 0 | 0 | 0 | 0 | 0 | 0 | 0 | 0 | 0 | 0 | 0 | 0 | 0 | 0
| E10 | 0 | 0 | 0 | 0 | 0 | 0 | 0 | 0 | 0 | 0 | 0 | 0 | 0 | 0 | 0 | 0 | 0 | 0 | 0 | 0 | 0 | 0 | 0 | 0 | 0 | 0 | 0 | 0 | 0 | 0 | 0
Potential to Switch
| Year | Year 0 | Year 1 | Year 2 | Year 3 | Year 4 | Year 5 | Year 6 | Year 7 | Year 8 | Year 9 | Year 10 | Year 11 | Year 12 | Year 13 | Year 14 | Year 15 | Year 16 | Year 17 | Year 18 | Year 19 | Year 20 | Year 21 | Year 22 | Year 23 | Year 24 | Year 25 | Year 26 | Year 27 | Year 28 | Year 29 | Year 30
| E1 | 0 | 0 | 0 | 0 | 0 | 0 | 0 | 0 | 0 | 0 | 0 | 0 | 0 | 0 | 0 | 0 | 0 | 0 | 0 | 0 | 0 | 0 | 0 | 0 | 0 | 0 | 0 | 0 | 0 | 0 | 0 | 0_E1_Switched Out
| E2 | 0 | 0 | 0 | 0 | 0 | 0 | 0 | 0 | 0 | 0 | 0 | 0 | 0 | 0 | 0 | 0 | 0 | 0 | 0 | 0 | 0 | 0 | 0 | 0 | 0 | 0 | 0 | 0 | 0 | 0 | 0 | 0_E2_Switched Out
| E3 | 0 | 0 | 0 | 0 | 0 | 0 | 0 | 0 | 0 | 0 | 0 | 0 | 0 | 0 | 0 | 0 | 0 | 0 | 0 | 0 | 0 | 0 | 0 | 0 | 0 | 0 | 0 | 0 | 0 | 0 | 0 | 0_E3_Switched Out
| E4 | 0 | 0 | 0 | 0 | 0 | 0 | 0 | 0 | 0 | 0 | 0 | 0 | 0 | 0 | 0 | 0 | 0 | 0 | 0 | 0 | 0 | 0 | 0 | 0 | 0 | 0 | 0 | 0 | 0 | 0 | 0 | 0_E4_Switched Out
| E5 | 0 | 0 | 0 | 0 | 0 | 0 | 0 | 0 | 0 | 0 | 0 | 0 | 0 | 0 | 0 | 0 | 0 | 0 | 0 | 0 | 0 | 0 | 0 | 0 | 0 | 0 | 0 | 0 | 0 | 0 | 0 | 0_E5_Switched Out
| E6 | 0 | 0 | 0 | 0 | 0 | 0 | 0 | 0 | 0 | 0 | 0 | 0 | 0 | 0 | 0 | 0 | 0 | 0 | 0 | 0 | 0 | 0 | 0 | 0 | 0 | 0 | 0 | 0 | 0 | 0 | 0 | 0_E6_Switched Out
| E7 | 0 | 0 | 0 | 0 | 0 | 0 | 0 | 0 | 0 | 0 | 0 | 0 | 0 | 0 | 0 | 0 | 0 | 0 | 0 | 0 | 0 | 0 | 0 | 0 | 0 | 0 | 0 | 0 | 0 | 0 | 0 | 0_E7_Switched Out
| E8 | 0 | 0 | 0 | 0 | 0 | 0 | 0 | 0 | 0 | 0 | 0 | 0 | 0 | 0 | 0 | 0 | 0 | 0 | 0 | 0 | 0 | 0 | 0 | 0 | 0 | 0 | 0 | 0 | 0 | 0 | 0 | 0_E8_Switched Out
| E9 | 0 | 0 | 0 | 0 | 0 | 0 | 0 | 0 | 0 | 0 | 0 | 0 | 0 | 0 | 0 | 0 | 0 | 0 | 0 | 0 | 0 | 0 | 0 | 0 | 0 | 0 | 0 | 0 | 0 | 0 | 0 | 0_E9_Switched Out
| E10 | 0 | 0 | 0 | 0 | 0 | 0 | 0 | 0 | 0 | 0 | 0 | 0 | 0 | 0 | 0 | 0 | 0 | 0 | 0 | 0 | 0 | 0 | 0 | 0 | 0 | 0 | 0 | 0 | 0 | 0 | 0 | 0_E10_Switched Out
Units Out
| E1 | 0 | 0 | 0 | 0 | 0 | 0 | 0 | 0 | 0 | 0 | 0 | 0 | 0 | 0 | 0 | 0 | 0 | 0 | 0 | 0 | 0 | 0 | 0 | 0 | 0 | 0 | 0 | 0 | 0 | 0 | 0
| E2 | 0 | 0 | 0 | 0 | 0 | 0 | 0 | 0 | 0 | 0 | 0 | 0 | 0 | 0 | 0 | 0 | 0 | 0 | 0 | 0 | 0 | 0 | 0 | 0 | 0 | 0 | 0 | 0 | 0 | 0 | 0
| E3 | 0 | 0 | 0 | 0 | 0 | 0 | 0 | 0 | 0 | 0 | 0 | 0 | 0 | 0 | 0 | 0 | 0 | 0 | 0 | 0 | 0 | 0 | 0 | 0 | 0 | 0 | 0 | 0 | 0 | 0 | 0
| E4 | 0 | 0 | 0 | 0 | 0 | 0 | 0 | 0 | 0 | 0 | 0 | 0 | 0 | 0 | 0 | 0 | 0 | 0 | 0 | 0 | 0 | 0 | 0 | 0 | 0 | 0 | 0 | 0 | 0 | 0 | 0
| E5 | 0 | 0 | 0 | 0 | 0 | 0 | 0 | 0 | 0 | 0 | 0 | 0 | 0 | 0 | 0 | 0 | 0 | 0 | 0 | 0 | 0 | 0 | 0 | 0 | 0 | 0 | 0 | 0 | 0 | 0 | 0
| E6 | 0 | 0 | 0 | 0 | 0 | 0 | 0 | 0 | 0 | 0 | 0 | 0 | 0 | 0 | 0 | 0 | 0 | 0 | 0 | 0 | 0 | 0 | 0 | 0 | 0 | 0 | 0 | 0 | 0 | 0 | 0
| E7 | 0 | 0 | 0 | 0 | 0 | 0 | 0 | 0 | 0 | 0 | 0 | 0 | 0 | 0 | 0 | 0 | 0 | 0 | 0 | 0 | 0 | 0 | 0 | 0 | 0 | 0 | 0 | 0 | 0 | 0 | 0
| E8 | 0 | 0 | 0 | 0 | 0 | 0 | 0 | 0 | 0 | 0 | 0 | 0 | 0 | 0 | 0 | 0 | 0 | 0 | 0 | 0 | 0 | 0 | 0 | 0 | 0 | 0 | 0 | 0 | 0 | 0 | 0
| E9 | 0 | 0 | 0 | 0 | 0 | 0 | 0 | 0 | 0 | 0 | 0 | 0 | 0 | 0 | 0 | 0 | 0 | 0 | 0 | 0 | 0 | 0 | 0 | 0 | 0 | 0 | 0 | 0 | 0 | 0 | 0
| E10 | 0 | 0 | 0 | 0 | 0 | 0 | 0 | 0 | 0 | 0 | 0 | 0 | 0 | 0 | 0 | 0 | 0 | 0 | 0 | 0 | 0 | 0 | 0 | 0 | 0 | 0 | 0 | 0 | 0 | 0 | 0
| Vintage | 0 | 0 | 0 | 0 | 0 | 0 | 0 | 0 | 0 | 0 | 0 | 0 | 0 | 0 | 0 | 0 | 0 | 0 | 0 | 0 | 0 | 0 | 0 | 0 | 0 | 0 | 0 | 0 | 0 | 0 | 0
Tech Purchase Shares
| Year | Year 0 | Year 1 | Year 2 | Year 3 | Year 4 | Year 5 | Year 6 | Year 7 | Year 8 | Year 9 | Year 10 | Year 11 | Year 12 | Year 13 | Year 14 | Year 15 | Year 16 | Year 17 | Year 18 | Year 19 | Year 20 | Year 21 | Year 22 | Year 23 | Year 24 | Year 25 | Year 26 | Year 27 | Year 28 | Year 29 | Year 30
E1 | bar: Year 0 to Year 30
E2 | bar: Year 0 to Year 30
E3 | bar: Year 0 to Year 30
E4 | bar: Year 0 to Year 30
E5 | bar: Year 0 to Year 30
E6 | bar: Year 0 to Year 30
E7 | bar: Year 0 to Year 30
E8 | bar: Year 0 to Year 30
E9 | bar: Year 0 to Year 30
E10 | bar: Year 0 to Year 30
Units In from Switching
| E1 | 0 | 0 | 0 | 0 | 0 | 0 | 0 | 0 | 0 | 0 | 0 | 0 | 0 | 0 | 0 | 0 | 0 | 0 | 0 | 0 | 0 | 0 | 0 | 0 | 0 | 0 | 0 | 0 | 0 | 0 | 0
| E2 | 0 | 0 | 0 | 0 | 0 | 0 | 0 | 0 | 0 | 0 | 0 | 0 | 0 | 0 | 0 | 0 | 0 | 0 | 0 | 0 | 0 | 0 | 0 | 0 | 0 | 0 | 0 | 0 | 0 | 0 | 0
| E3 | 0 | 0 | 0 | 0 | 0 | 0 | 0 | 0 | 0 | 0 | 0 | 0 | 0 | 0 | 0 | 0 | 0 | 0 | 0 | 0 | 0 | 0 | 0 | 0 | 0 | 0 | 0 | 0 | 0 | 0 | 0
| E4 | 0 | 0 | 0 | 0 | 0 | 0 | 0 | 0 | 0 | 0 | 0 | 0 | 0 | 0 | 0 | 0 | 0 | 0 | 0 | 0 | 0 | 0 | 0 | 0 | 0 | 0 | 0 | 0 | 0 | 0 | 0
| E5 | 0 | 0 | 0 | 0 | 0 | 0 | 0 | 0 | 0 | 0 | 0 | 0 | 0 | 0 | 0 | 0 | 0 | 0 | 0 | 0 | 0 | 0 | 0 | 0 | 0 | 0 | 0 | 0 | 0 | 0 | 0
| E6 | 0 | 0 | 0 | 0 | 0 | 0 | 0 | 0 | 0 | 0 | 0 | 0 | 0 | 0 | 0 | 0 | 0 | 0 | 0 | 0 | 0 | 0 | 0 | 0 | 0 | 0 | 0 | 0 | 0 | 0 | 0
| E7 | 0 | 0 | 0 | 0 | 0 | 0 | 0 | 0 | 0 | 0 | 0 | 0 | 0 | 0 | 0 | 0 | 0 | 0 | 0 | 0 | 0 | 0 | 0 | 0 | 0 | 0 | 0 | 0 | 0 | 0 | 0
| E8 | 0 | 0 | 0 | 0 | 0 | 0 | 0 | 0 | 0 | 0 | 0 | 0 | 0 | 0 | 0 | 0 | 0 | 0 | 0 | 0 | 0 | 0 | 0 | 0 | 0 | 0 | 0 | 0 | 0 | 0 | 0
| E9 | 0 | 0 | 0 | 0 | 0 | 0 | 0 | 0 | 0 | 0 | 0 | 0 | 0 | 0 | 0 | 0 | 0 | 0 | 0 | 0 | 0 | 0 | 0 | 0 | 0 | 0 | 0 | 0 | 0 | 0 | 0
| E10 | 0 | 0 | 0 | 0 | 0 | 0 | 0 | 0 | 0 | 0 | 0 | 0 | 0 | 0 | 0 | 0 | 0 | 0 | 0 | 0 | 0 | 0 | 0 | 0 | 0 | 0 | 0 | 0 | 0 | 0 | 0
| Vintage | 0 | 0 | 0 | 0 | 0 | 0 | 0 | 0 | 0 | 0 | 0 | 0 | 0 | 0 | 0 | 0 | 0 | 0 | 0 | 0 | 0 | 0 | 0 | 0 | 0 | 0 | 0 | 0 | 0 | 0 | 0
Net Change
| Year | Year 0 | Year 1 | Year 2 | Year 3 | Year 4 | Year 5 | Year 6 | Year 7 | Year 8 | Year 9 | Year 10 | Year 11 | Year 12 | Year 13 | Year 14 | Year 15 | Year 16 | Year 17 | Year 18 | Year 19 | Year 20 | Year 21 | Year 22 | Year 23 | Year 24 | Year 25 | Year 26 | Year 27 | Year 28 | Year 29 | Year 30 | Key
| Units | 0 | 0 | 0 | 0 | 0 | 0 | 0 | 0 | 0 | 0 | 0 | 0 | 0 | 0 | 0 | 0 | 0 | 0 | 0 | 0 | 0 | 0 | 0 | 0 | 0 | 0 | 0 | 0 | 0 | 0 | 0 | 0_Units |  |  |  |  | 301957.8232