## 2024
|  | Program Year: | CASCADE NATURAL GAS CORPORATION
|  | 2024 | COMMERCIAL Program Participant Cost Effectiveness | [37 empty] | Original
|  | TEMPLATE VERSION ---> | Recommended | [37 empty] | Recommended
Tariff Key | Mapping Key | Measure Mapping | MEASURE | DESCRIPTION | EFFICIENCY TYPE FOR QUALIFICATION | Recommended Efficiency Rating | 2023 YTD TOTAL MEASURE COUNT | ANNUAL THERM SAVINGS | UNIT | LoadMap Therm Savings | LoadMap Units | Recommended Savings | 2023 YTD UNITS INSTALLED | LoadMap Participation 2024 | LoadMap Participation 2025 | LoadMap % Change | Recommended 2024 Participation | Recommended 2025 Participation | TOTAL ANNUAL THERM SAVINGS | MEASURE INCREMENTAL COST | LoadMap Incremental Cost | Recommended Costs | TOTAL INCREMENTAL COST | PARTICIPANT NEBS | TOTAL NET INCREMENTAL COST WITH NEBS | MEASURE LIFE | LoadMap Measure Life | Recommended Measure Life | DISCOUNTED THERM SAVINGS | PROGRAM DELIVERY AND ADMIN | PROGRAM REBATE | LoadMap Program Rebate | Recommended Rebate | CALCULATED REBATE COST | UTILITY COST | UC W/DELIVERY & ADMIN | LOADED UTILITY BENEFIT TO COST RATIO | TOTAL RESOURCE COST | TRC W/DELIVERY & ADMIN | LOADED SOCIETAL BENEFIT TO COST RATIO
Boiler_TE 94% (ENERGY STAR 1.0) | Boiler_Minimum 90% Thermal Efficiency and 300 kBtu/hr input | COMBOILERS-4-1-22 | Boiler | High-Efficiency-Condensing Boiler | Minimum 90% Thermal Efficiency and 300 kBtu/hr input | TE 94% (ENERGY STAR 1.0) | 19 | 2.1 | /kBtu/hr in | 1.7759 | kBtu/hr | 1.68 | 28696 | 38.5671 | 40.5669 | 5.185% | 31566 | 33203 | 53030.88 |  | 1.3576 | 10.74 | 339018.84 | 1.0591 | 305586.5281 | 25 | 25 | 25 | 742940.2653 | 167706.8776 | 10 | 10.2455 | 10.2455 | 323408.0984 | 0.43531 | 0.66104 | 5.3027 | 0.41132 | 0.63705 | 5.0021
Boiler Steam Trap_Minimum 300 kBtu input and steam pressures at 7psig or greater | Boiler Steam Trap_Minimum 300 kBtu input and steam pressures at 7psig or greater | COMBOILSTP-NT | Boiler Steam Trap | Steam Trap fitted to Steam Boiler | Minimum 300 kBtu input and steam pressures at 7psig or greater | Minimum 300 kBtu input and steam pressures at 7psig or greater | 0 | 136.9 | /unit | 137.4462 | BoilerCtrl | 137.4462 | 0 | 40.2281 | 39.4236 | -2% | 2 | 2 | 274.89 |  | 75.61 | 315 | 630 | 31.3334 | 567.3332 | 7 | 6 | 6 | 1392.5838 | 869.3226 | 125 | 69.7325 | 125 | 250 | 0.17952 | 0.80377 | 2.0866 | 0.4074 | 1.0316 | 1.4779
Bonus - HVAC_ | Bonus - HVAC_ | COMHVACBNS2012 | Bonus - HVAC | HVAC Bonus |  |  | 0 |  |  | N/A | N/A | 0 | 0 | N/A | N/A | N/A | 0 | 0 | 0 |  | N/A | 0 | 0 | 0 | 0 | 0 | N/A | 0 | 0 | 0 | 100 | N/A | 100 | 0 | 0 | 0 | - | 0 | 0 | - |  | 0
Bonus - Insulation Bundle A_Two Insulation Measures, min. 1000 sq. ft.+ | Bonus - Insulation Bundle A_Two Insulation Measures, min. 1000 sq. ft.+ | COMINSBNDL-7-17 | Bonus - Insulation Bundle A | Insulation Bundle A | Two Insulation Measures, min. 1000 sq. ft.+ | Two Insulation Measures, min. 1000 sq. ft.+ | 3 |  | /unit | N/A | N/A | 0 | 3 | N/A | N/A | N/A | 3 | 3 | 0 |  | N/A | 0 | 0 | 0 | 0 |  | N/A | 0 | 0 | 0 | 500 | N/A | 500 | 1500 | 0 | 0 | 0 | 0 | 0 | -
Bonus - Kitchen Bundle B (2 - measures)_Any 2 Kitchen equipment measures | Bonus - Kitchen Bundle B (2 - measures)_Any 2 Kitchen equipment measures | COMFSBNDLA2-19-19 | Bonus - Kitchen Bundle B (2 - measures) | Foodservice Bundle B | Any 2 Kitchen equipment measures | Any 2 Kitchen equipment measures | 1 |  | /unit | N/A | N/A | 0 | 1 | N/A | N/A | N/A | 1 | 1 | 0 |  | N/A | 0 | 0 | 0 | 0 |  | N/A | 0 | 0 | 0 | 300 | N/A | 300 | 300 | 0 | 0 | 0 | 0 | 0 | -
Bonus - Kitchen Bundle C (3 or more measures)_Any 3 Kitchen equipment measures | Bonus - Kitchen Bundle C (3 or more measures)_Any 3 Kitchen equipment measures | COMFSBNDLB2-19-19 | Bonus - Kitchen Bundle C (3 or more measures) | Foodservice Bundle C | Any 3 Kitchen equipment measures | Any 3 Kitchen equipment measures | 1 |  | /unit | N/A | N/A | 0 | 1 | N/A | N/A | N/A | 1 | 1 | 0 |  | N/A | 0 | 0 | 0 | 0 |  | N/A | 0 | 0 | 0 | 500 | N/A | 500 | 500 | 0 | 0 | 0 | 0 | 0 | -
Bonus - Radiant Bundle D (radiant & insulation)_Any combination of radiant heating and insulation | Bonus - Radiant Bundle D (radiant & insulation)_Any combination of radiant heating and insulation | COMRADNTBNDL | Bonus - Radiant Bundle D (radiant & insulation) | Radiant Bundle D | Any combination of radiant heating and insulation | Any combination of radiant heating and insulation | 1 |  | /unit | N/A | N/A | 0 | 1 | N/A | N/A | N/A | 1 | 1 | 0 |  | N/A | 0 | 0 | 0 | 0 |  | N/A | 0 | 0 | 0 |  | N/A | 0 | 0 | 0 | 0 | - | 0 | 0 | - |  | 0
Convection Oven (Grocery)_>= 44% Cooking Efficiency,<= 13,000 Btu/hr Idle Rate | Convection Oven (Grocery)_>= 44% Cooking Efficiency,<= 13,000 Btu/hr Idle Rate | COMFSOVENGROC2-19-19 | Convection Oven (Grocery) | Energy Star | >= 44% Cooking Efficiency,<= 13,000 Btu/hr Idle Rate | >= 44% Cooking Efficiency,<= 13,000 Btu/hr Idle Rate | 0 | 368 | /oven | 329.6906 | 1 unit | 368 | 0 | 1.8604 | 2.6576 | 42.85% | 0 | 0 | 0 |  | 760.73 | 900 | 0 | 137.1218 | 0 | 12 | 10.5 | 11 | 0 | 0 | 800 | 760.7306 | 800 | 0 | 0 | 0 | - | 0 | 0 | - |  | 3.0751
Convection Oven (Lodging)_>= 44% Cooking Efficiency,<= 13,000 Btu/hr Idle Rate | Convection Oven (Lodging)_>= 44% Cooking Efficiency,<= 13,000 Btu/hr Idle Rate | COMFSOVENLODGE2-19-19 | Convection Oven (Lodging) | Energy Star | >= 44% Cooking Efficiency,<= 13,000 Btu/hr Idle Rate | >= 44% Cooking Efficiency,<= 13,000 Btu/hr Idle Rate | 2 | 219 | /oven | 329.6906 | 1 unit | 219 | 2 | 0.11168 | 0.15953 | 42.85% | 2 | 3 | 438 |  | 760.73 | 900 | 1800 | 81.6024 | 1636.7953 | 12 | 10.5 | 11 | 3626.7722 | 1385.1479 | 800 | 760.7306 | 800 | 1600 | 0.44116 | 0.82309 | 2.4077 | 0.45131 | 0.83323 | 2.1622
Convection Oven (Restaurant)_>= 44% Cooking Efficiency,<= 13,000 Btu/hr Idle Rate | Convection Oven (Restaurant)_>= 44% Cooking Efficiency,<= 13,000 Btu/hr Idle Rate | COMFSOVENREST2-19-19 | Convection Oven (Restaurant) | Energy Star | >= 44% Cooking Efficiency,<= 13,000 Btu/hr Idle Rate | >= 44% Cooking Efficiency,<= 13,000 Btu/hr Idle Rate | 0 | 649 | /oven | 329.6906 | 1 unit | 649 | 0 | 3.9785 | 5.683 | 42.85% | 0 | 0 | 0 |  | 760.73 | 900 | 0 | 241.8262 | 0 | 12 | 10.5 | 11 | 0 | 0 | 800 | 760.7306 | 800 | 0 | 0 | 0 | - | 0 | 0 | - |  | 3.7336
Convection Oven (School)_>= 44% Cooking Efficiency,<= 13,000 Btu/hr Idle Rate | Convection Oven (School)_>= 44% Cooking Efficiency,<= 13,000 Btu/hr Idle Rate | COMFSOVENSCHO2-19-19 | Convection Oven (School) | Energy Star | >= 44% Cooking Efficiency,<= 13,000 Btu/hr Idle Rate | >= 44% Cooking Efficiency,<= 13,000 Btu/hr Idle Rate | 0 | 141 | /oven | 329.6906 | 1 unit | 141 | 0 | 0.020987 | 0.029979 | 42.85% | 0 | 0 | 0 |  | 760.73 | 900 | 0 | 52.5385 | 0 | 12 | 10.5 | 11 | 0 | 0 | 800 | 760.7306 | 800 | 0 | 0 | 0 | - | 0 | 0 | - |  | 1.8571
DCV_Meet JUARC Guidelines for DCV RTUs in 5-20 ton | DCV_Meet JUARC Guidelines for DCV RTUs in 5-20 ton | COMDCV-4-1-22 | DCV | Demand Control Ventilation | Meet JUARC Guidelines for DCV RTUs in 5-20 ton | Meet JUARC Guidelines for DCV RTUs in 5-20 ton | 0 | 11.3041 | /ton | 11.3041 | ton | 11.3041 | 0 | 127265.1904 | 213149.8679 | 67.48% | 7000 | 10359 | 79128.52 |  | 106.8188 | 106.8188 | 747731.25 | 2.577 | 729692.4365 | 15 | 6 | 6 | 400862.4974 | 250239.0497 | 20 | 44.8619 | 50 | 350000 | 0.87312 | 1.4974 | 1.1201 | 1.8203 | 2.4446 | 0.6237
|  | N/A | DCKVM | Demand Controlled Kitchen Hood Make Up Air Handlers | Efficient Hood | Efficient Hood | 0 | 0.15 | /cfm | N/A | N/A | 0.15 | 0 | N/A | N/A | N/A | 25000 | 25000 | 3750 |  | N/A | 2.41 | 60250 | 0.069779 | 58505.5148 | 0 | N/A | 15 | 38766.3378 | 11859.143 | 0 | N/A | 0.5 | 12500 | 0.32244 | 0.62836 | 3.3964 | 1.5092 | 1.8151 | 1.0689
DHW Recirculation Controls_Add time clock or other schedule control for continuous operation DHW recirculation pump | DHW Recirculation Controls_Add time clock or other schedule control for continuous operation DHW recirculation pump | COMDHWRCTR2-19-19 | DHW Recirculation Controls | Schedule Control for Continuous Operation DHW Recirculation Pump | Add time clock or other schedule control for continuous operation DHW recirculation pump | Add time clock or other schedule control for continuous operation DHW recirculation pump | 0 | 72 | /controller | 646.5239 | perBldg | 72 | 0 | 0 | 0 | N/A | 0 | 0 | 0 |  | 2146.3 | 2146.3 | 0 | 33.4941 | 0 | 15 | 15 | 15 | 0 | 0 | 200 | 2009.4432 | 200 | 0 | 0 | 0 | - | 0 | 0 | - |  | 3.7141
Domestic Hot Water Tanks - Condensing_Minimum 91% AFUE or 91% Thermal Efficiency | Domestic Hot Water Tanks - Condensing_Minimum 91% AFUE or 91% Thermal Efficiency | COMDHWTSCT-4-1-22 | Domestic Hot Water Tanks - Condensing | Condensing Tank | Minimum 91% AFUE or 91% Thermal Efficiency | Minimum 91% AFUE or 91% Thermal Efficiency | 15 | 3.7987 | /kBtu/hr in | 4.6678 | 1 kBtu/hr | 3.7987 | 4297.7 | 3146.9544 | 3472.1845 | 10.33% | 4727 | 5216 | 17956.45 |  | 2.5693 | 2.5693 | 12145.0136 | 1.3161 | 5923.6797 | 10 | 10 | 10 | 138251.8265 | 56786.1624 | 3 | 1.1022 | 3 | 14181 | 0.10257 | 0.51332 | 3.829 | 0.042847 | 0.45359 | 3.9392
Double Rack Oven_>=50% Cooking Efficiency, <=35,000 Btu/hr Idle Rate | Double Rack Oven_>=50% Cooking Efficiency, <=35,000 Btu/hr Idle Rate | COMFSDOVEN2-19-19 | Double Rack Oven | FSTC Qualified | >=50% Cooking Efficiency, <=35,000 Btu/hr Idle Rate | >=50% Cooking Efficiency, <=35,000 Btu/hr Idle Rate | 3 | 1806 | /unit | 1977.8953 | 1 unit | 1977.8953 | 3 | 1.0639 | 1.5833 | 48.82% | 3 | 4 | 5933.68 |  | 4434.63 | 4434.63 | 13303.89 | 786.2135 | 10945.2494 | 12 | 12 | 12 | 52414.1832 | 18764.8959 | 2500 | 2685.7005 | 2700 | 8100 | 0.15454 | 0.51255 | 3.9108 | 0.20882 | 0.56683 | 3.2148
Energy Saver Kit A_PRSV <=1 gpm / Aerators <=.75 gpm | Energy Saver Kit A_PRSV <=1 gpm / Aerators <=.75 gpm | COMESVKTA2-19-19 | Energy Saver Kit A | Low Flow Kitchen Pre Rinse Spray Valve | PRSV <=1 gpm / Aerators <=.75 gpm | PRSV <=1 gpm / Aerators <=.75 gpm | 0 | 89 | /kit | N/A | N/A | 89 | 0 | N/A | N/A | N/A | 0 | 0 | 0 |  | N/A | 0 | 0 | 17.3108 | 0 | 5 | N/A | 5 | 0 | 0 | 0 | N/A | 0 | 0 | 0 | 0 | - | 0 | 0 | -
Gas Conveyor Oven_>=42% Baking Efficiency | Gas Conveyor Oven_>=42% Baking Efficiency | COMFSCVROVEN-4-1-22 | Gas Conveyor Oven | FSTC Qualified Gas Fired Conveyor Oven | >=42% Baking Efficiency | >=42% Baking Efficiency | 0 | 660.8106 | /oven | 676.8267 | 1 unit | 676.8267 | 0 | 0.067965 | 0.25437 | 274.3% | 0 | 0 | 0 |  | 2314.5436 | 2314.5436 | 0 | 341.8429 | 0 | 17 | 17 | 17 | 0 | 0 | 700 | 467.0604 | 700 | 0 | 0 | 0 | - | 0 | 0 | - |  | 5.9175
Griddle (Grocery)_>=38% Cooking Efficiency,<= 2650 Btu/hr-sq ft Idle Rate | Griddle (Grocery)_>=38% Cooking Efficiency,<= 2650 Btu/hr-sq ft Idle Rate | COMFSGRIDGROC-4-1-22 | Griddle (Grocery) | Energy Star | >=38% Cooking Efficiency,<= 2650 Btu/hr-sq ft Idle Rate | >=38% Cooking Efficiency,<= 2650 Btu/hr-sq ft Idle Rate | 0 | 155 | /griddle | 172.0697 | 1 unit | 155 | 0 | 0.34477 | 0.48822 | 41.61% | 0 | 0 | 0 |  | 404.88 | 1048 | 0 | 61.6125 | 0 | 12 | 12 | 12 | 0 | 0 | 600 | 404.8781 | 600 | 0 | 0 | 0 | - | 0 | 0 | - |  | 2.5175
Griddle (Lodging)_>=38% Cooking Efficiency,<= 2650 Btu/hr-sq ft Idle Rate | Griddle (Lodging)_>=38% Cooking Efficiency,<= 2650 Btu/hr-sq ft Idle Rate | COMFSGRIDLODGE-4-1-22 | Griddle (Lodging) | Energy Star | >=38% Cooking Efficiency,<= 2650 Btu/hr-sq ft Idle Rate | >=38% Cooking Efficiency,<= 2650 Btu/hr-sq ft Idle Rate | 0 | 92 | /griddle | 172.0697 | 1 unit | 92 | 0 | 0.09825 | 0.13913 | 41.61% | 0 | 0 | 0 |  | 404.88 | 1048 | 0 | 36.57 | 0 | 12 | 12 | 12 | 0 | 0 | 600 | 404.8781 | 600 | 0 | 0 | 0 | - | 0 | 0 | - |  | 1.8284
Griddle (Restaurant)_>=38% Cooking Efficiency,<= 2650 Btu/hr-sq ft Idle Rate | Griddle (Restaurant)_>=38% Cooking Efficiency,<= 2650 Btu/hr-sq ft Idle Rate | COMFSGRIDREST-4-1-22 | Griddle (Restaurant) | Energy Star | >=38% Cooking Efficiency,<= 2650 Btu/hr-sq ft Idle Rate | >=38% Cooking Efficiency,<= 2650 Btu/hr-sq ft Idle Rate | 0 | 273 | /griddle | 172.0697 | 1 unit | 273 | 0 | 6.457 | 9.1435 | 41.61% | 0 | 0 | 0 |  | 404.88 | 1048 | 0 | 108.5175 | 0 | 12 | 12 | 12 | 0 | 0 | 600 | 404.8781 | 600 | 0 | 0 | 0 | - | 0 | 0 | - |  | 3.3033
Griddle (School)_>=38% Cooking Efficiency,<= 2650 Btu/hr-sq ft Idle Rate | Griddle (School)_>=38% Cooking Efficiency,<= 2650 Btu/hr-sq ft Idle Rate | COMFSGRIDSCHO-4-1-22 | Griddle (School) | Energy Star | >=38% Cooking Efficiency,<= 2650 Btu/hr-sq ft Idle Rate | >=38% Cooking Efficiency,<= 2650 Btu/hr-sq ft Idle Rate | 0 | 59 | /griddle | 172.0697 | 1 unit | 59 | 0 | 0.0075137 | 0.01064 | 41.61% | 0 | 0 | 0 |  | 404.88 | 1048 | 0 | 23.4525 | 0 | 12 | 12 | 12 | 0 | 0 | 600 | 404.8781 | 600 | 0 | 0 | 0 | - | 0 | 0 | - |  | 1.3281
HVAC Unit Heater - Condensing_Minimum 92% AFUE | HVAC Unit Heater - Condensing_Minimum 92% AFUE | COMHVACCON2-19-19 | HVAC Unit Heater - Condensing | High Efficiency Condensing | Minimum 92% AFUE | Minimum 92% AFUE | 3 | 1.1 | /kBtu/hr in | 0.053944 | kBtu/Hr | 1.1 | 394 | 35.3482 | 64.2409 | 81.74% | 433 | 702 | 476.3 |  | 1.1119 | 16.7395 | 7248.2122 | 0.43725 | 7058.8829 | 18 | 12 | 12 | 4207.3175 | 1506.2693 | 5 | 340.212 | 5 | 2165 | 0.51458 | 0.87259 | 2.2972 | 1.6778 | 2.0358 | 0.89512
Insulation - Attic - Min R-30_Minimum R-30 | Insulation - Attic - Min R-30_Minimum R-30 | COMIAT12-19-19 | Insulation - Attic - Min R-30 | Attic Insulation | Minimum R-30 | Minimum R-30 | 4 | 0.31 | /sq.ft. | 0.087781 | sqft roof | 0.31 | 97960 | 110974.7947 | 169174.9092 | 52.44% | 107756 | 143256 | 33404.36 |  | 0.87632 | 0.87632 | 94428.2842 | 0.24579 | 67943.2707 | 30 | 45 | 45 | 588555.8565 | 105639.2221 | 2 | 0.71155 | 2 | 215512 | 0.36617 | 0.54566 | 10.3652 | 0.11544 | 0.29493 | 17.4336
Insulation - Attic - Min R-45_Minimum R-45 | Insulation - Attic - Min R-45_Minimum R-45 | COMIAT22-19-19 | Insulation - Attic - Min R-45 | Attic Insulation | Minimum R-45 | Minimum R-45 | 7 | 0.32 | /sq.ft. | 0.13167 | sqft roof | 0.32 | 75311 | 110974.7947 | 169174.9092 | 52.44% | 82842 | 110134 | 26509.44 |  | 1.3145 | 1.3145 | 108893.6289 | 0.25372 | 87875.3284 | 30 | 45 | 45 | 467073.3451 | 83834.4642 | 2.5 | 1.0673 | 2.5 | 207105 | 0.44341 | 0.6229 | 9.0799 | 0.18814 | 0.36763 | 13.9861
Insulation - Floor_Equal to or greater than R-30 Post and equal to or less than R-11 Pre | Insulation - Floor_Equal to or greater than R-30 Post and equal to or less than R-11 Pre | COMFLOORINS-4-1-22 | Insulation - Floor | Floor Insulation | Equal to or greater than R-30 Post and equal to or less than R-11 Pre | Equal to or greater than R-30 Post and equal to or less than R-11 Pre | 1 | 0.056 | /sq. ft. | N/A | N/A | 0.056 | 3600 | N/A | N/A | N/A | 3960 | 3960 | 221.76 |  | N/A | 1.08 | 4276.8 | 0.038475 | 4124.4389 | 30 | N/A | 30 | 3385.8023 | 701.3023 | 1.25 | N/A | 1.25 | 4950 | 1.462 | 1.6691 | 2.3076 | 1.2182 | 1.4253 | 2.4567
Insulation - Pipe - 1.5"_Retrofit for T>140F<=200F | Insulation - Pipe - 1.5"_Retrofit for T>140F<=200F | COMPIPINS1.52-19-19 | Insulation - Pipe - 1.5" | 1.5" Thick Pipe Insulation | Retrofit for T>140F<=200F | Retrofit for T>140F<=200F | 0 | 6 | /LF | 4.6018 | boiler pipe | 4.6018 | 0 | 4728.6541 | 4634.081 | -2% | 260 | 255 | 1196.46 |  | 10.78 | 10.78 | 2802.8 | 2.5676 | 2135.2229 | 20 | 20 | 20 | 14834.9711 | 3783.7307 | 15 | 10.7823 | 15 | 3900 | 0.26289 | 0.51795 | 6.3553 | 0.14393 | 0.39899 | 7.5002
Insulation - Pipe - 2.5"_Retrofit for T>200F | Insulation - Pipe - 2.5"_Retrofit for T>200F | COMPIPINS2.52-19-19 | Insulation - Pipe - 2.5" | 2.5" Thick Pipe Insulation | Retrofit for T>200F | Retrofit for T>200F | 0 | 12 | /LF | 346.1384 | employee | 12 | 0 | 15.6919 | 15.5993 | -0.5897% | 0 | 0 | 0 |  | 2951.2444 | 18 | 0 | 6.6955 | 0 | 20 | 20 | 20 | 0 | 0 | 25 | 1475.6219 | 25 | 0 | 0 | 0 | - | 0 | 0 | - |  | 7.7804
Insulation - Roof - Min R-30_Minimum R-30 | Insulation - Roof - Min R-30_Minimum R-30 | COMIRT2-4-1-22 | Insulation - Roof - Min R-30 | Roof Insulation | Minimum R-30 | Minimum R-30 | 2 | 0.36 | /sq.ft. | 0.087781 | sqft roof | 0.36 | 29690 | 110974.7947 | 169174.9092 | 52.44% | 32659 | 43418 | 11757.24 |  | 0.87632 | 2.15 | 70216.85 | 0.28543 | 60894.9932 | 30 | 45 | 45 | 207152.3735 | 37181.5442 | 2 | 0.71155 | 2 | 65318 | 0.31531 | 0.4948 | 11.4305 | 0.29396 | 0.47345 | 10.86
Insulation - Wall - Min R-19_Minimum R-19 | Insulation - Wall - Min R-19_Minimum R-19 | COMIWT2-4-1-22 | Insulation - Wall - Min R-19 | Wall Insulation | Minimum R-19 | Minimum R-19 | 3 | 0.19 | /sq. ft. | 0.097157 | sqft wall | 0.19 | 29830 | 109410.1055 | 166789.6276 | 52.44% | 32813 | 43623 | 6234.47 |  | 1.7371 | 1.7371 | 57000.8686 | 0.15064 | 52057.8006 | 30 | 45 | 45 | 109845.9552 | 19716.1257 | 2 | 0.87114 | 2 | 65626 | 0.59744 | 0.77693 | 7.2798 | 0.47392 | 0.65341 | 7.8691
Ozone Injection Laundry_Minimum 125 lb Total Washer/Extractor Capacity and Pre Approved by CNG | Ozone Injection Laundry_Minimum 125 lb Total Washer/Extractor Capacity and Pre Approved by CNG | COMOZNLNDRY-4-1-22 | Ozone Injection Laundry | Venturi Injection or Bubble Diffusion Ozone Injection Laundry | Minimum 125 lb Total Washer/Extractor Capacity and Pre Approved by CNG | Minimum 125 lb Total Washer/Extractor Capacity and Pre Approved by CNG | 0 | 2627.6738 | /system | 2627.6738 | site | 2627.6738 | 0 | 2.1162 | 2.0739 | -2% | 0 | 0 | 0 |  | 14325.8911 | 14325.8911 | 0 | 910.4044 | 0 | 10 | 10 | 10 | 0 | 0 | 9000 | 6806.7884 | 9000 | 0 | 0 | 0 | - | 0 | 0 | - |  | 2.2972
Radiant Heating_None | Radiant Heating_None | COMRADIANT2-19-19 | Radiant Heating | Direct-fired Radiant Heating | None | None | 38 | 4.33 | /kBtu/hr in | 0.12006 | 120 kBtu/Hr | 1.92 | 3850 | 35.3482 | 64.2409 | 81.74% | 4235 | 6871 | 8131.2 |  | 0.19294 | 21 | 88935 | 0.7632 | 85702.8474 | 18 | 12 | 12 | 71825.6135 | 25714.417 | 15 | 340.212 | 15 | 63525 | 0.88443 | 1.2424 | 1.6133 | 1.1932 | 1.5512 | 1.1747
Tankless Water Heater_Minimum .87 Energy Factor | Tankless Water Heater_Minimum .87 Energy Factor | COMTANKLESST12-19-19 | Tankless Water Heater | Energy Star | Minimum .87 Energy Factor | Minimum .87 Energy Factor | 1 | 22 | /gpm | 21.6426 | gpm | 21.6426 | 4.8 | 3146.9544 | 3472.1845 | 10.33% | 5 | 6 | 108.21 |  | 27.0083 | 137.9 | 689.5 | 7.4985 | 652.0077 | 18 | 10 | 10 | 833.1396 | 342.2074 | 120 | 24.0661 | 120 | 600 | 0.72017 | 1.1309 | 1.738 | 0.78259 | 1.1933 | 1.4973
Tankless Water Heater - Tier 2_Minimum .93 Energy Factor | Tankless Water Heater - Tier 2_Minimum .93 Energy Factor | COMTANKLESST22-19-19 | Tankless Water Heater - Tier 2 | Energy Star | Minimum .93 Energy Factor | Minimum .93 Energy Factor | 17 | 38 | /gpm | 37.6279 | gpm | 37.6279 | 105.6 | 3146.9544 | 3472.1845 | 10.33% | 116 | 128 | 4364.83 |  | 54.3685 | 52.8 | 6124.8 | 13.0368 | 4612.5264 | 20 | 10 | 10 | 33606.0702 | 13803.5049 | 150 | 44.6942 | 150 | 17400 | 0.51776 | 0.92851 | 2.1168 | 0.13725 | 0.548 | 3.2606
Warm-Air Furnace_Minimum 91% AFUE | Warm-Air Furnace_Minimum 91% AFUE | COMFURNACE2-19-19 | Warm-Air Furnace | High-Efficiency Condensing Furnace | Minimum 91% AFUE | Minimum 91% AFUE | 16 | 1.1 | /kBtu/hr in | 0.030422 | kBtu/Hr | 1.78 | 1607 | 68715.66 | 87695.2841 | 27.62% | 1768 | 2256 | 3147.04 |  | 0.50523 | 0.50523 | 893.2508 | 1.0744 | 0 | 18 | 23 | 23 | 42210.0428 | 9952.3193 | 5 | 5.2614 | 6 | 10608 | 0.25131 | 0.4871 | 6.9862 | 0 | 0.23578 | -
Windows_0.27 or less U | Windows_0.27 or less U | COMWINDOWS2-19-19 | Windows | Single pane to .27 or less (not LoadMAP's .50 to .22) per sq ft | 0.27 or less U | 0.27 or less U | 0 | 1.1 | /sq. ft. | N/A | N/A | 1.1 | 0 | N/A | N/A | N/A | 0 | 0 | 0 |  | N/A | 24.15 | 0 | 0.87215 | 0 | 45 | N/A | 45 | 0 | 0 | 5 | N/A | 5 | 0 | 0 | 0 | - | 0 | 0 | - |  | 12.9285
Windows_0.3 or less U | Windows_0.3 or less U | COMWINDOWS-4-1-22 | Windows | Single pane to .30 or less (not LoadMAP's .50 to .22) per sq ft | 0.3 or less U | 0.3 or less U | 10 | 0.4877 | /sq. ft. | 0.36073 | sqft window | 0.36073 | 1085.74 | 578.699 | 860.8166 | 48.75% | 1194 | 1776 | 430.71 |  | 24.15 | 24.15 | 28835.1 | 0.28601 | 28493.6014 | 45 | 45 | 45 | 7588.7367 | 1362.0937 | 7.5 | 5 | 7.5 | 8955 | 1.18 | 1.3595 | 4.1602 | 3.7547 | 3.9342 | 1.3069
Windows_U-.22 or less | Windows_U-.22 or less | COMWINDOW2-4-1-22 | Windows | Single pane to .22 or less (not LoadMAP's .50 to .22) per sq ft | U-.22 or less | U-.22 or less | 0 | 0.54 | /sq. ft. | 0.36073 | sqft window | 0.36073 | 0 | 578.699 | 860.8166 | 48.75% | 0 | 0 | 0 |  | 24.15 | 24.15 | 0 | 0.28601 | 0 | 45 | 45 | 45 | 0 | 0 | 9 | 5 | 9 | 0 | 0 | 0 | - | 0 | 0 | - |  | 3.5449
_ |  | Custom Measures | [31 empty] | 1378003.0984
008586-C-SEDRO-WOOLLEY SCH DI_ |  |  | 008586-C-SEDRO-WOOLLEY SCH DI |  | HVAC Control Upgrades |  | 1 | 26000 | /unit |  |  |  | 1 | [5 empty] | 26000 | 267570 |  |  | 267570 | 10335.0019 | 257234.9981 | 12 |  | 12 | 229666.71 | 353539.0681 | 8428 |  |  | 43680 | 0.19019 | 1.7295 | 1.159 | 1.12 | 2.6594 | 0.68522
008607-C-TONY'S COFFEE AND TE_ |  |  | 008607-C-TONY'S COFFEE AND TE |  | Coffee roaster |  | 1 | 12600 | /unit |  |  |  | 1 | [5 empty] | 12600 | 229000 |  |  | 229000 | 5861.4703 | 223138.5297 | 15 |  | 15 | 130254.8951 | 171330.4715 | 8428 |  |  | 42840 | 0.32889 | 1.6442 | 1.298 | 1.7131 | 3.0284 | 0.64064
008619-C-Valley Church_ |  |  | 008619-C-Valley Church |  | R13 wall insulation |  | 1 | 497 | /unit |  |  |  | 1 | [5 empty] | 497 | 6593.94 |  |  | 6593.94 | 341.4659 | 6252.4741 | 30 |  | 30 | 7588.1302 | 6758.0353 | 8428 |  |  | 2447 | 0.32248 | 1.2131 | 3.1751 | 0.82398 | 1.7146 | 2.0422
008620-C-SAKUMA BROS FARMS_ |  |  | 008620-C-SAKUMA BROS FARMS |  | R49 attic insulation |  | 1 | 66 | /unit |  |  |  | 1 | [5 empty] | 66 | 1637.5 |  |  | 1637.5 | 45.3456 | 1592.1544 | 30 |  | 30 | 1007.6793 | 897.4453 | 8428 |  |  | 527 | 0.52298 | 1.4136 | 2.7247 | 1.58 | 2.4706 | 1.4173
008620-C-SAKUMA BROS FARMS_ |  |  | 008620-C-SAKUMA BROS FARMS |  | R21 floor insulation |  | 1 | 350 | /unit |  |  |  | 1 | [5 empty] | 350 | 1637.5 |  |  | 1637.5 | 240.4689 | 1397.0311 | 30 |  | 30 | 5343.7537 | 4759.1798 | 8428 |  |  | 2300 | 0.43041 | 1.321 | 2.9157 | 0.26143 | 1.152 | 3.0394
008582-C-Christian Hope Association_ |  |  | 008582-C-Christian Hope Association |  | R40 attic insulation |  | 1 | 256 | /unit |  |  |  | 1 | [5 empty] | 256 | 6629 |  |  | 6629 | 175.8858 | 6453.1142 | 30 |  | 30 | 3908.5741 | 3481.0001 | 8428 |  |  | 2169 | 0.55493 | 1.4455 | 2.6645 | 1.651 | 2.5416 | 1.3777
|  | TOTAL PROGRAM |  |  |  |  | 153 | [11 empty] | 296263.44 |  |  |  | 2158292.0283 |  | 2010476.759 | 20 |  | 22 | 3307143.4326 | 1351913 |  |  |  | 1471966.0984 | 0.44509 | 0.85387 | 4.6148 | 0.60792 | 1.0167 | 3.5234
[17 empty] | 2 Year Total ---> |  | 669853.24
|  | Nominal interest rate (post tax cost of cap.) | 5.06%
|  | Inflation rate | 2%
|  | Long term real discount rate | 5.06%
|  | Estimated Program Admin. | 1351913
|  | Estimated Custom Admin. | 540765.2
|  | Estimated Prescriptive Admin. | 811147.8
766935

## 2025
| Program Year: | CASCADE NATURAL GAS CORPORATION
| 2025 | COMMERCIAL Program Participant Cost Effectiveness | [37 empty] | Original
| TEMPLATE VERSION ---> | Recommended | [37 empty] | Recommended
Key | Measure Mapping | MEASURE | DESCRIPTION | EFFICIENCY TYPE FOR QUALIFICATION | Recommended Efficiency Rating | 2023 YTD TOTAL MEASURE COUNT | ANNUAL THERM SAVINGS | UNIT | LoadMap Therm Savings | LoadMap Units | Recommended Savings | 2023 YTD UNITS INSTALLED | LoadMap Participation 2024 | LoadMap Participation 2025 | LoadMap % Change | Recommended 2024 Participation | Recommended 2025 Participation | TOTAL ANNUAL THERM SAVINGS | MEASURE INCREMENTAL COST | LoadMap Incremental Cost | Recommended Costs | TOTAL INCREMENTAL COST | PARTICIPANT NEBS | TOTAL NET INCREMENTAL COST WITH NEBS | MEASURE LIFE | LoadMap Measure Life | Recommended Measure Life | DISCOUNTED THERM SAVINGS | PROGRAM DELIVERY AND ADMIN | PROGRAM REBATE | LoadMap Program Rebate | Recommended Rebate | CALCULATED REBATE COST | UTILITY COST | UC W/DELIVERY & ADMIN | LOADED UTILITY BENEFIT TO COST RATIO | TOTAL RESOURCE COST | TRC W/DELIVERY & ADMIN | LOADED SOCIETAL BENEFIT TO COST RATIO
Boiler_Minimum 90% Thermal Efficiency and 300 kBtu/hr input | COMBOILERS-4-1-22 | Boiler | High-Efficiency-Condensing Boiler | Minimum 90% Thermal Efficiency and 300 kBtu/hr input | TE 94% (ENERGY STAR 1.0) | 19 | 2.1 | /kBtu/hr in | 1.7759 | kBtu/hr | 1.68 | 28696 | 38.5671 | 40.5669 | 5.185% | 31566 | 33203 | 55781.04 |  | 1.3576 | 10.74 | 356600.22 | 1.0591 | 321434.1219 | 25 | 25 | 25 | 781468.8471 | 145717.2994 | 10 | 10.2455 | 10.2455 | 340179.9117 | 0.43531 | 0.62177 | 5.846 | 0.41132 | 0.59779 | 5.5278
Boiler Steam Trap_Minimum 300 kBtu input and steam pressures at 7psig or greater | COMBOILSTP-NT | Boiler Steam Trap | Steam Trap fitted to Steam Boiler | Minimum 300 kBtu input and steam pressures at 7psig or greater | Minimum 300 kBtu input and steam pressures at 7psig or greater | 0 | 136.9 | /unit | 137.4462 | BoilerCtrl | 137.4462 | 0 | 40.2281 | 39.4236 | -2% | 2 | 2 | 274.89 |  | 75.61 | 315 | 630 | 31.3334 | 567.3332 | 7 | 6 | 6 | 1392.5838 | 718.0976 | 125 | 69.7325 | 125 | 250 | 0.17952 | 0.69518 | 3.2527 | 0.4074 | 0.92305 | 2.227
Bonus - HVAC_ | COMHVACBNS2012 | Bonus - HVAC | HVAC Bonus |  |  | 0 |  |  | N/A | N/A | 0 | 0 | N/A | N/A | N/A | 0 | 0 | 0 |  | N/A | 0 | 0 | 0 | 0 | 0 | N/A | 0 | 0 | 0 | 100 | N/A | 100 | 0 | 0 | 0 | - | 0 | 0 | -
Bonus - Insulation Bundle A_Two Insulation Measures, min. 1000 sq. ft.+ | COMINSBNDL-7-17 | Bonus - Insulation Bundle A | Insulation Bundle A | Two Insulation Measures, min. 1000 sq. ft.+ | Two Insulation Measures, min. 1000 sq. ft.+ | 3 |  | /unit | N/A | N/A | 0 | 3 | N/A | N/A | N/A | 3 | 3 | 0 |  | N/A | 0 | 0 | 0 | 0 |  | N/A | 0 | 0 | 0 | 500 | N/A | 500 | 1500 | 0 | 0 | 0 | 0 | 0 | -
Bonus - Kitchen Bundle B (2 - measures)_Any 2 Kitchen equipment measures | COMFSBNDLA2-19-19 | Bonus - Kitchen Bundle B (2 - measures) | Foodservice Bundle B | Any 2 Kitchen equipment measures | Any 2 Kitchen equipment measures | 1 |  | /unit | N/A | N/A | 0 | 1 | N/A | N/A | N/A | 1 | 1 | 0 |  | N/A | 0 | 0 | 0 | 0 |  | N/A | 0 | 0 | 0 | 300 | N/A | 300 | 300 | 0 | 0 | 0 | 0 | 0 | -
Bonus - Kitchen Bundle C (3 or more measures)_Any 3 Kitchen equipment measures | COMFSBNDLB2-19-19 | Bonus - Kitchen Bundle C (3 or more measures) | Foodservice Bundle C | Any 3 Kitchen equipment measures | Any 3 Kitchen equipment measures | 1 |  | /unit | N/A | N/A | 0 | 1 | N/A | N/A | N/A | 1 | 1 | 0 |  | N/A | 0 | 0 | 0 | 0 |  | N/A | 0 | 0 | 0 | 500 | N/A | 500 | 500 | 0 | 0 | 0 | 0 | 0 | -
Bonus - Radiant Bundle D (radiant & insulation)_Any combination of radiant heating and insulation | COMRADNTBNDL | Bonus - Radiant Bundle D (radiant & insulation) | Radiant Bundle D | Any combination of radiant heating and insulation | Any combination of radiant heating and insulation | 1 |  | /unit | N/A | N/A | 0 | 1 | N/A | N/A | N/A | 1 | 1 | 0 |  | N/A | 0 | 0 | 0 | 0 |  | N/A | 0 | 0 | 0 |  | N/A | 0 | 0 | 0 | 0 | - | 0 | 0 | -
Convection Oven (Grocery)_>= 44% Cooking Efficiency,<= 13,000 Btu/hr Idle Rate | COMFSOVENGROC2-19-19 | Convection Oven (Grocery) | Energy Star | >= 44% Cooking Efficiency,<= 13,000 Btu/hr Idle Rate | >= 44% Cooking Efficiency,<= 13,000 Btu/hr Idle Rate | 0 | 368 | /oven | 329.6906 | 1 unit | 368 | 0 | 1.8604 | 2.6576 | 42.85% | 0 | 0 | 0 |  | 760.73 | 900 | 0 | 137.1218 | 0 | 12 | 10.5 | 11 | 0 | 0 | 800 | 760.7306 | 800 | 0 | 0 | 0 | - | 0 | 0 | -
Convection Oven (Lodging)_>= 44% Cooking Efficiency,<= 13,000 Btu/hr Idle Rate | COMFSOVENLODGE2-19-19 | Convection Oven (Lodging) | Energy Star | >= 44% Cooking Efficiency,<= 13,000 Btu/hr Idle Rate | >= 44% Cooking Efficiency,<= 13,000 Btu/hr Idle Rate | 2 | 219 | /oven | 329.6906 | 1 unit | 219 | 2 | 0.11168 | 0.15953 | 42.85% | 2 | 3 | 657 |  | 760.73 | 900 | 2700 | 81.6024 | 2455.1929 | 12 | 10.5 | 11 | 5440.1583 | 1716.2869 | 800 | 760.7306 | 800 | 2400 | 0.44116 | 0.75665 | 2.8261 | 0.45131 | 0.76679 | 2.5352
Convection Oven (Restaurant)_>= 44% Cooking Efficiency,<= 13,000 Btu/hr Idle Rate | COMFSOVENREST2-19-19 | Convection Oven (Restaurant) | Energy Star | >= 44% Cooking Efficiency,<= 13,000 Btu/hr Idle Rate | >= 44% Cooking Efficiency,<= 13,000 Btu/hr Idle Rate | 0 | 649 | /oven | 329.6906 | 1 unit | 649 | 0 | 3.9785 | 5.683 | 42.85% | 0 | 0 | 0 |  | 760.73 | 900 | 0 | 241.8262 | 0 | 12 | 10.5 | 11 | 0 | 0 | 800 | 760.7306 | 800 | 0 | 0 | 0 | - | 0 | 0 | -
Convection Oven (School)_>= 44% Cooking Efficiency,<= 13,000 Btu/hr Idle Rate | COMFSOVENSCHO2-19-19 | Convection Oven (School) | Energy Star | >= 44% Cooking Efficiency,<= 13,000 Btu/hr Idle Rate | >= 44% Cooking Efficiency,<= 13,000 Btu/hr Idle Rate | 0 | 141 | /oven | 329.6906 | 1 unit | 141 | 0 | 0.020987 | 0.029979 | 42.85% | 0 | 0 | 0 |  | 760.73 | 900 | 0 | 52.5385 | 0 | 12 | 10.5 | 11 | 0 | 0 | 800 | 760.7306 | 800 | 0 | 0 | 0 | - | 0 | 0 | -
DCV_Meet JUARC Guidelines for DCV RTUs in 5-20 ton | COMDCV-4-1-22 | DCV | Demand Control Ventilation | Meet JUARC Guidelines for DCV RTUs in 5-20 ton | Meet JUARC Guidelines for DCV RTUs in 5-20 ton | 0 | 11.3041 | /ton | 11.3041 | ton | 11.3041 | 0 | 127265.1904 | 213149.8679 | 67.48% | 7000 | 10359 | 117098.91 |  | 106.8188 | 106.8188 | 1106535.4313 | 2.577 | 1079840.5642 | 15 | 6 | 6 | 593219.2528 | 305898.5083 | 20 | 44.8619 | 50 | 517950 | 0.87312 | 1.3888 | 1.6282 | 1.8203 | 2.336 | 0.88001
| N/A | DCKVM | Demand Controlled Kitchen Hood Make Up Air Handlers | Efficient Hood | Efficient Hood | 0 | 0.15 | /cfm | N/A | N/A | 0.15 | 0 | N/A | N/A | N/A | 25000 | 25000 | 3750 |  | N/A | 2.41 | 60250 | 0.069779 | 58505.5148 | 0 | N/A | 15 | 38766.3378 | 9796.1578 | 0 | N/A | 0.5 | 12500 | 0.32244 | 0.57514 | 3.9432 | 1.5092 | 1.7619 | 1.1702
DHW Recirculation Controls_Add time clock or other schedule control for continuous operation DHW recirculation pump | COMDHWRCTR2-19-19 | DHW Recirculation Controls | Schedule Control for Continuous Operation DHW Recirculation Pump | Add time clock or other schedule control for continuous operation DHW recirculation pump | Add time clock or other schedule control for continuous operation DHW recirculation pump | 0 | 72 | /controller | 646.5239 | perBldg | 72 | 0 | 0 | 0 | N/A | 0 | 0 | 0 |  | 2146.3 | 2146.3 | 0 | 33.4941 | 0 | 15 | 15 | 15 | 0 | 0 | 200 | 2009.4432 | 200 | 0 | 0 | 0 | - | 0 | 0 | -
Domestic Hot Water Tanks - Condensing_Minimum 91% AFUE or 91% Thermal Efficiency | COMDHWTSCT-4-1-22 | Domestic Hot Water Tanks - Condensing | Condensing Tank | Minimum 91% AFUE or 91% Thermal Efficiency | Minimum 91% AFUE or 91% Thermal Efficiency | 15 | 3.7987 | /kBtu/hr in | 4.6678 | 1 kBtu/hr | 3.7987 | 4297.7 | 3146.9544 | 3472.1845 | 10.33% | 4727 | 5216 | 19814.01 |  | 2.5693 | 2.5693 | 13401.3943 | 1.3161 | 6536.4741 | 10 | 10 | 10 | 152553.7104 | 51760.3119 | 3 | 1.1022 | 3 | 15648 | 0.10257 | 0.44187 | 4.8235 | 0.042847 | 0.38214 | 5.0703
Double Rack Oven_>=50% Cooking Efficiency, <=35,000 Btu/hr Idle Rate | COMFSDOVEN2-19-19 | Double Rack Oven | FSTC Qualified | >=50% Cooking Efficiency, <=35,000 Btu/hr Idle Rate | >=50% Cooking Efficiency, <=35,000 Btu/hr Idle Rate | 3 | 1806 | /unit | 1977.8953 | 1 unit | 1977.8953 | 3 | 1.0639 | 1.5833 | 48.82% | 3 | 4 | 7911.58 |  | 4434.63 | 4434.63 | 17738.52 | 786.2135 | 14593.6659 | 12 | 12 | 12 | 69885.6365 | 20667.4897 | 2500 | 2685.7005 | 2700 | 10800 | 0.15454 | 0.45027 | 4.8878 | 0.20882 | 0.50456 | 3.9654
Energy Saver Kit A_PRSV <=1 gpm / Aerators <=.75 gpm | COMESVKTA2-19-19 | Energy Saver Kit A | Low Flow Kitchen Pre Rinse Spray Valve | PRSV <=1 gpm / Aerators <=.75 gpm | PRSV <=1 gpm / Aerators <=.75 gpm | 0 | 89 | /kit | N/A | N/A | 89 | 0 | N/A | N/A | N/A | 0 | 0 | 0 |  | N/A | 0 | 0 | 17.3108 | 0 | 5 | N/A | 5 | 0 | 0 | 0 | N/A | 0 | 0 | 0 | 0 | - | 0 | 0 | -
Gas Conveyor Oven_>=42% Baking Efficiency | COMFSCVROVEN-4-1-22 | Gas Conveyor Oven | FSTC Qualified Gas Fired Conveyor Oven | >=42% Baking Efficiency | >=42% Baking Efficiency | 0 | 660.8106 | /oven | 676.8267 | 1 unit | 676.8267 | 0 | 0.067965 | 0.25437 | 274.3% | 0 | 0 | 0 |  | 2314.5436 | 2314.5436 | 0 | 341.8429 | 0 | 17 | 17 | 17 | 0 | 0 | 700 | 467.0604 | 700 | 0 | 0 | 0 | - | 0 | 0 | -
Griddle (Grocery)_>=38% Cooking Efficiency,<= 2650 Btu/hr-sq ft Idle Rate | COMFSGRIDGROC-4-1-22 | Griddle (Grocery) | Energy Star | >=38% Cooking Efficiency,<= 2650 Btu/hr-sq ft Idle Rate | >=38% Cooking Efficiency,<= 2650 Btu/hr-sq ft Idle Rate | 0 | 155 | /griddle | 172.0697 | 1 unit | 155 | 0 | 0.34477 | 0.48822 | 41.61% | 0 | 0 | 0 |  | 404.88 | 1048 | 0 | 61.6125 | 0 | 12 | 12 | 12 | 0 | 0 | 600 | 404.8781 | 600 | 0 | 0 | 0 | - | 0 | 0 | -
Griddle (Lodging)_>=38% Cooking Efficiency,<= 2650 Btu/hr-sq ft Idle Rate | COMFSGRIDLODGE-4-1-22 | Griddle (Lodging) | Energy Star | >=38% Cooking Efficiency,<= 2650 Btu/hr-sq ft Idle Rate | >=38% Cooking Efficiency,<= 2650 Btu/hr-sq ft Idle Rate | 0 | 92 | /griddle | 172.0697 | 1 unit | 92 | 0 | 0.09825 | 0.13913 | 41.61% | 0 | 0 | 0 |  | 404.88 | 1048 | 0 | 36.57 | 0 | 12 | 12 | 12 | 0 | 0 | 600 | 404.8781 | 600 | 0 | 0 | 0 | - | 0 | 0 | -
Griddle (Restaurant)_>=38% Cooking Efficiency,<= 2650 Btu/hr-sq ft Idle Rate | COMFSGRIDREST-4-1-22 | Griddle (Restaurant) | Energy Star | >=38% Cooking Efficiency,<= 2650 Btu/hr-sq ft Idle Rate | >=38% Cooking Efficiency,<= 2650 Btu/hr-sq ft Idle Rate | 0 | 273 | /griddle | 172.0697 | 1 unit | 273 | 0 | 6.457 | 9.1435 | 41.61% | 0 | 0 | 0 |  | 404.88 | 1048 | 0 | 108.5175 | 0 | 12 | 12 | 12 | 0 | 0 | 600 | 404.8781 | 600 | 0 | 0 | 0 | - | 0 | 0 | -
Griddle (School)_>=38% Cooking Efficiency,<= 2650 Btu/hr-sq ft Idle Rate | COMFSGRIDSCHO-4-1-22 | Griddle (School) | Energy Star | >=38% Cooking Efficiency,<= 2650 Btu/hr-sq ft Idle Rate | >=38% Cooking Efficiency,<= 2650 Btu/hr-sq ft Idle Rate | 0 | 59 | /griddle | 172.0697 | 1 unit | 59 | 0 | 0.0075137 | 0.01064 | 41.61% | 0 | 0 | 0 |  | 404.88 | 1048 | 0 | 23.4525 | 0 | 12 | 12 | 12 | 0 | 0 | 600 | 404.8781 | 600 | 0 | 0 | 0 | - | 0 | 0 | -
HVAC Unit Heater - Condensing_Minimum 92% AFUE | COMHVACCON2-19-19 | HVAC Unit Heater - Condensing | High Efficiency Condensing | Minimum 92% AFUE | Minimum 92% AFUE | 3 | 1.1 | /kBtu/hr in | 0.053944 | kBtu/Hr | 1.1 | 394 | 35.3482 | 64.2409 | 81.74% | 433 | 702 | 772.2 |  | 1.1119 | 16.7395 | 11751.143 | 0.43725 | 11444.1935 | 18 | 12 | 12 | 6821.1013 | 2017.2248 | 5 | 340.212 | 5 | 3510 | 0.51458 | 0.81031 | 2.716 | 1.6778 | 1.9735 | 1.0138
Insulation - Attic - Min R-30_Minimum R-30 | COMIAT12-19-19 | Insulation - Attic - Min R-30 | Attic Insulation | Minimum R-30 | Minimum R-30 | 4 | 0.31 | /sq.ft. | 0.087781 | sqft roof | 0.31 | 97960 | 110974.7947 | 169174.9092 | 52.44% | 107756 | 143256 | 44409.36 |  | 0.87632 | 0.87632 | 125537.4947 | 0.24579 | 90327.0461 | 30 | 45 | 45 | 782454.4135 | 116010.9601 | 2 | 0.71155 | 2 | 286512 | 0.36617 | 0.51444 | 11.3589 | 0.11544 | 0.26371 | 20.1445
Insulation - Attic - Min R-45_Minimum R-45 | COMIAT22-19-19 | Insulation - Attic - Min R-45 | Attic Insulation | Minimum R-45 | Minimum R-45 | 7 | 0.32 | /sq.ft. | 0.13167 | sqft roof | 0.32 | 75311 | 110974.7947 | 169174.9092 | 52.44% | 82842 | 110134 | 35242.88 |  | 1.3145 | 1.3145 | 144768.2447 | 0.25372 | 116825.5404 | 30 | 45 | 45 | 620948.9846 | 92065.2841 | 2.5 | 1.0673 | 2.5 | 275335 | 0.44341 | 0.59168 | 9.8761 | 0.18814 | 0.33641 | 15.7911
Insulation - Floor_Equal to or greater than R-30 Post and equal to or less than R-11 Pre | COMFLOORINS-4-1-22 | Insulation - Floor | Floor Insulation | Equal to or greater than R-30 Post and equal to or less than R-11 Pre | Equal to or greater than R-30 Post and equal to or less than R-11 Pre | 1 | 0.056 | /sq. ft. | N/A | N/A | 0.056 | 3600 | N/A | N/A | N/A | 3960 | 3960 | 221.76 |  | N/A | 1.08 | 4276.8 | 0.038475 | 4124.4389 | 30 | N/A | 30 | 3385.8023 | 579.3056 | 1.25 | N/A | 1.25 | 4950 | 1.462 | 1.6331 | 2.4443 | 1.2182 | 1.3893 | 2.6121
Insulation - Pipe - 1.5"_Retrofit for T>140F<=200F | COMPIPINS1.52-19-19 | Insulation - Pipe - 1.5" | 1.5" Thick Pipe Insulation | Retrofit for T>140F<=200F | Retrofit for T>140F<=200F | 0 | 6 | /LF | 4.6018 | boiler pipe | 4.6018 | 0 | 4728.6541 | 4634.081 | -2% | 260 | 255 | 1173.45 |  | 10.78 | 10.78 | 2748.9 | 2.5676 | 2094.161 | 20 | 20 | 20 | 14549.6689 | 3065.4137 | 15 | 10.7823 | 15 | 3825 | 0.26289 | 0.47358 | 7.2171 | 0.14393 | 0.35462 | 8.762
Insulation - Pipe - 2.5"_Retrofit for T>200F | COMPIPINS2.52-19-19 | Insulation - Pipe - 2.5" | 2.5" Thick Pipe Insulation | Retrofit for T>200F | Retrofit for T>200F | 0 | 12 | /LF | 346.1384 | employee | 12 | 0 | 15.6919 | 15.5993 | -0.5897% | 0 | 0 | 0 |  | 2951.2444 | 18 | 0 | 6.6955 | 0 | 20 | 20 | 20 | 0 | 0 | 25 | 1475.6219 | 25 | 0 | 0 | 0 | - | 0 | 0 | -
Insulation - Roof - Min R-30_Minimum R-30 | COMIRT2-4-1-22 | Insulation - Roof - Min R-30 | Roof Insulation | Minimum R-30 | Minimum R-30 | 2 | 0.36 | /sq.ft. | 0.087781 | sqft roof | 0.36 | 29690 | 110974.7947 | 169174.9092 | 52.44% | 32659 | 43418 | 15630.48 |  | 0.87632 | 2.15 | 93348.7 | 0.28543 | 80955.9023 | 30 | 45 | 45 | 275395.5036 | 40831.6398 | 2 | 0.71155 | 2 | 86836 | 0.31531 | 0.46358 | 12.6051 | 0.29396 | 0.44223 | 12.0124
Insulation - Wall - Min R-19_Minimum R-19 | COMIWT2-4-1-22 | Insulation - Wall - Min R-19 | Wall Insulation | Minimum R-19 | Minimum R-19 | 3 | 0.19 | /sq. ft. | 0.097157 | sqft wall | 0.19 | 29830 | 109410.1055 | 166789.6276 | 52.44% | 32813 | 43623 | 8288.37 |  | 1.7371 | 1.7371 | 75779.3829 | 0.15064 | 69207.8577 | 30 | 45 | 45 | 146033.8921 | 21651.7816 | 2 | 0.87114 | 2 | 87246 | 0.59744 | 0.7457 | 7.8362 | 0.47392 | 0.62218 | 8.5381
Ozone Injection Laundry_Minimum 125 lb Total Washer/Extractor Capacity and Pre Approved by CNG | COMOZNLNDRY-4-1-22 | Ozone Injection Laundry | Venturi Injection or Bubble Diffusion Ozone Injection Laundry | Minimum 125 lb Total Washer/Extractor Capacity and Pre Approved by CNG | Minimum 125 lb Total Washer/Extractor Capacity and Pre Approved by CNG | 0 | 2627.6738 | /system | 2627.6738 | site | 2627.6738 | 0 | 2.1162 | 2.0739 | -2% | 0 | 0 | 0 |  | 14325.8911 | 14325.8911 | 0 | 910.4044 | 0 | 10 | 10 | 10 | 0 | 0 | 9000 | 6806.7884 | 9000 | 0 | 0 | 0 | - | 0 | 0 | -
Radiant Heating_None | COMRADIANT2-19-19 | Radiant Heating | Direct-fired Radiant Heating | None | None | 38 | 4.33 | /kBtu/hr in | 0.12006 | 120 kBtu/Hr | 1.92 | 3850 | 35.3482 | 64.2409 | 81.74% | 4235 | 6871 | 13192.32 |  | 0.19294 | 21 | 144291 | 0.7632 | 139047.0518 | 18 | 12 | 12 | 116532.182 | 34462.4131 | 15 | 340.212 | 15 | 103065 | 0.88443 | 1.1802 | 1.8648 | 1.1932 | 1.4889 | 1.3437
Tankless Water Heater_Minimum .87 Energy Factor | COMTANKLESST12-19-19 | Tankless Water Heater | Energy Star | Minimum .87 Energy Factor | Minimum .87 Energy Factor | 1 | 22 | /gpm | 21.6426 | gpm | 21.6426 | 4.8 | 3146.9544 | 3472.1845 | 10.33% | 5 | 6 | 129.85 |  | 27.0083 | 137.9 | 827.4 | 7.4985 | 782.4092 | 18 | 10 | 10 | 999.7522 | 339.2083 | 120 | 24.0661 | 120 | 720 | 0.72018 | 1.0595 | 2.0117 | 0.7826 | 1.1219 | 1.727
Tankless Water Heater - Tier 2_Minimum .93 Energy Factor | COMTANKLESST22-19-19 | Tankless Water Heater - Tier 2 | Energy Star | Minimum .93 Energy Factor | Minimum .93 Energy Factor | 17 | 38 | /gpm | 37.6279 | gpm | 37.6279 | 105.6 | 3146.9544 | 3472.1845 | 10.33% | 116 | 128 | 4816.36 |  | 54.3685 | 52.8 | 6758.4 | 13.0368 | 5089.6843 | 20 | 10 | 10 | 37082.5284 | 12581.8194 | 150 | 44.6942 | 150 | 19200 | 0.51776 | 0.85706 | 2.4868 | 0.13725 | 0.47655 | 4.0659
Warm-Air Furnace_Minimum 91% AFUE | COMFURNACE2-19-19 | Warm-Air Furnace | High-Efficiency Condensing Furnace | Minimum 91% AFUE | Minimum 91% AFUE | 16 | 1.1 | /kBtu/hr in | 0.030422 | kBtu/Hr | 1.78 | 1607 | 68715.66 | 87695.2841 | 27.62% | 1768 | 2256 | 4015.68 |  | 0.50523 | 0.50523 | 1139.8042 | 1.0744 | 0 | 18 | 23 | 23 | 53860.7786 | 10490.196 | 5 | 5.2614 | 6 | 13536 | 0.25131 | 0.44608 | 7.9137 | 0 | 0.19477 | -
Windows_0.27 or less U | COMWINDOWS2-19-19 | Windows | Single pane to .27 or less (not LoadMAP's .50 to .22) per sq ft | 0.27 or less U | 0.27 or less U | 0 | 1.1 | /sq. ft. | N/A | N/A | 1.1 | 0 | N/A | N/A | N/A | 0 | 0 | 0 |  | N/A | 24.15 | 0 | 0.87215 | 0 | 45 | N/A | 45 | 0 | 0 | 5 | N/A | 5 | 0 | 0 | 0 | - | 0 | 0 | -
Windows_0.3 or less U | COMWINDOWS-4-1-22 | Windows | Single pane to .30 or less (not LoadMAP's .50 to .22) per sq ft | 0.3 or less U | 0.3 or less U | 10 | 0.4877 | /sq. ft. | 0.36073 | sqft window | 0.36073 | 1085.74 | 578.699 | 860.8166 | 48.75% | 1194 | 1776 | 640.66 |  | 24.15 | 24.15 | 42890.4 | 0.28601 | 42382.4424 | 45 | 45 | 45 | 11287.8736 | 1673.6017 | 7.5 | 5 | 7.5 | 13320 | 1.18 | 1.3283 | 4.3992 | 3.7547 | 3.903 | 1.3611
Windows_U-.22 or less | COMWINDOW2-4-1-22 | Windows | Single pane to .22 or less (not LoadMAP's .50 to .22) per sq ft | U-.22 or less | U-.22 or less | 0 | 0.54 | /sq. ft. | 0.36073 | sqft window | 0.36073 | 0 | 578.699 | 860.8166 | 48.75% | 0 | 0 | 0 |  | 24.15 | 24.15 | 0 | 0.28601 | 0 | 45 | 45 | 45 | 0 | 0 | 9 | 5 | 9 | 0 | 0 | 0 | - | 0 | 0 | -
| Custom Measures | [31 empty] | 1800082.9117
|  | 008586-C-SEDRO-WOOLLEY SCH DI |  | HVAC Control Upgrades |  | 1 | 26000 | /unit |  |  |  | 1 | [5 empty] | 26000 | 267570 |  |  | 267570 | 10335.0019 | 257234.9981 | 12 |  | 12 | 229666.71 | 380080.2635 | 8428 |  |  | 43680 | 0.19019 | 1.8451 | 1.1928 | 1.12 | 2.775 | 0.721
|  | 008607-C-TONY'S COFFEE AND TE |  | Coffee roaster |  | 1 | 12600 | /unit |  |  |  | 1 | [5 empty] | 12600 | 229000 |  |  | 229000 | 5861.4703 | 223138.5297 | 15 |  | 15 | 130254.8951 | 184192.7431 | 8428 |  |  | 42840 | 0.32889 | 1.743 | 1.3012 | 1.7131 | 3.1272 | 0.6593
|  | 008619-C-Valley Church |  | R13 wall insulation |  | 1 | 497 | /unit |  |  |  | 1 | [5 empty] | 497 | 6593.94 |  |  | 6593.94 | 341.4659 | 6252.4741 | 30 |  | 30 | 7588.1302 | 7265.3804 | 8428 |  |  | 2447 | 0.32248 | 1.2799 | 3.1187 | 0.82398 | 1.7814 | 2.037
|  | 008620-C-SAKUMA BROS FARMS |  | R49 attic insulation |  | 1 | 66 | /unit |  |  |  | 1 | [5 empty] | 66 | 1637.5 |  |  | 1637.5 | 45.3456 | 1592.1544 | 30 |  | 30 | 1007.6793 | 964.8191 | 8428 |  |  | 527 | 0.52298 | 1.4805 | 2.6963 | 1.58 | 2.5375 | 1.4301
|  | 008620-C-SAKUMA BROS FARMS |  | R21 floor insulation |  | 1 | 350 | /unit |  |  |  | 1 | [5 empty] | 350 | 1637.5 |  |  | 1637.5 | 240.4689 | 1397.0311 | 30 |  | 30 | 5343.7537 | 5116.4651 | 8428 |  |  | 2300 | 0.43041 | 1.3879 | 2.8761 | 0.26143 | 1.2189 | 2.9771
|  | 008582-C-Christian Hope Association |  | R40 attic insulation |  | 1 | 256 | /unit |  |  |  | 1 | [5 empty] | 256 | 6629 |  |  | 6629 | 175.8858 | 6453.1142 | 30 |  | 30 | 3908.5741 | 3742.3287 | 8428 |  |  | 2169 | 0.55493 | 1.5124 | 2.6393 | 1.651 | 2.6085 | 1.3912
| TOTAL PROGRAM |  |  |  |  | 153 | [11 empty] | 373589.8 |  |  |  | 2725041.1751 |  | 2542281.8963 | 20 |  | 21 | 4089848.7501 | 1453405 |  |  |  | 1894045.9117 | 0.46311 | 0.81848 | 4.9091 | 0.62161 | 0.97698 | 3.7388
| Nominal interest rate (post tax cost of cap.) | 5.06%
| Inflation rate | 2%
| Long term real discount rate | 5.06%
| Estimated Program Admin. | 1453405
| Estimated Custom Admin. | 581362
| Estimated Prescriptive Admin. | 872043
766935

## Tariff
Table 1: Measure Offerings with Positive Participation Forecasted
Key | Measure | Description | Efficiency | 2022/2023 Rebate Amount | 2024/2025 Rebate Amount | 2022/2023 UCT | 2024/2025 UCT | 2022/2023 TRC | 2024/2025 TRC
Boiler_TE 94% (ENERGY STAR 1.0) | Boiler | High-Efficiency-Condensing Boiler | TE 94% (ENERGY STAR 1.0) | 10 | 10.2455 | 2.3555 | 5.3027 | - | 5.0021
Boiler Steam Trap_Minimum 300 kBtu input and steam pressures at 7psig or greater | Boiler Steam Trap | Steam Trap fitted to Steam Boiler | Minimum 300 kBtu input and steam pressures at 7psig or greater | 125 | 125 | - | 2.0866 | - | 1.4779
Bonus - Insulation Bundle A_Two Insulation Measures, min. 1000 sq. ft.+ | Bonus - Insulation Bundle A | Insulation Bundle A | Two Insulation Measures, min. 1000 sq. ft.+ | 500 | 500 | N/A | 0 | - | -
Bonus - Kitchen Bundle B (2 - measures)_Any 2 Kitchen equipment measures | Bonus - Kitchen Bundle B (2 - measures) | Foodservice Bundle B | Any 2 Kitchen equipment measures | 300 | 300 | N/A | 0 | - | -
Bonus - Kitchen Bundle C (3 or more measures)_Any 3 Kitchen equipment measures | Bonus - Kitchen Bundle C (3 or more measures) | Foodservice Bundle C | Any 3 Kitchen equipment measures | 500 | 500 | N/A | 0 | - | -
Convection Oven (Lodging)_>= 44% Cooking Efficiency,<= 13,000 Btu/hr Idle Rate | Convection Oven (Lodging) | Energy Star | >= 44% Cooking Efficiency,<= 13,000 Btu/hr Idle Rate | 800 | 800 | 1.1187 | 2.4077 | - | 2.1622
DCV_Meet JUARC Guidelines for DCV RTUs in 5-20 ton | DCV | Demand Control Ventilation | Meet JUARC Guidelines for DCV RTUs in 5-20 ton | 20 | 50 | - | 1.1201 | - | 0.6237
Domestic Hot Water Tanks - Condensing_Minimum 91% AFUE or 91% Thermal Efficiency | Domestic Hot Water Tanks - Condensing | Condensing Tank | Minimum 91% AFUE or 91% Thermal Efficiency | 3 | 3 | 1.2572 | 3.829 | - | 3.9392
Double Rack Oven_>=50% Cooking Efficiency, <=35,000 Btu/hr Idle Rate | Double Rack Oven | FSTC Qualified | >=50% Cooking Efficiency, <=35,000 Btu/hr Idle Rate | 2500 | 2700 | 1.4221 | 3.9108 | - | 3.2148
HVAC Unit Heater - Condensing_Minimum 92% AFUE | HVAC Unit Heater - Condensing | High Efficiency Condensing | Minimum 92% AFUE | 5 | 5 | 1.6223 | 2.2972 | - | 0.89512
Insulation - Attic - Min R-30_Minimum R-30 | Insulation - Attic - Min R-30 | Attic Insulation | Minimum R-30 | 2 | 2 | 2.595 | 10.3652 | - | 17.4336
Insulation - Attic - Min R-45_Minimum R-45 | Insulation - Attic - Min R-45 | Attic Insulation | Minimum R-45 | 2.5 | 2.5 | 2.3563 | 9.0799 | - | 13.9861
Insulation - Floor_Equal to or greater than R-30 Post and equal to or less than R-11 Pre | Insulation - Floor | Floor Insulation | Equal to or greater than R-30 Post and equal to or less than R-11 Pre | 1.25 | 1.25 | 1.1896 | 2.3076 | - | 2.4567
Insulation - Pipe - 1.5"_Retrofit for T>140F<=200F | Insulation - Pipe - 1.5" | 1.5" Thick Pipe Insulation | Retrofit for T>140F<=200F | 15 | 15 | - | 6.3553 | - | 7.5002
Insulation - Roof - Min R-30_Minimum R-30 | Insulation - Roof - Min R-30 | Roof Insulation | Minimum R-30 | 2 | 2 | 2.7805 | 11.4305 | - | 10.86
Insulation - Wall - Min R-19_Minimum R-19 | Insulation - Wall - Min R-19 | Wall Insulation | Minimum R-19 | 2 | 2 | 1.9911 | 7.2798 | - | 7.8691
Radiant Heating_None | Radiant Heating | Direct-fired Radiant Heating | None | 15 | 15 | 1.7903 | 1.6133 | - | 1.1747
Tankless Water Heater_Minimum .87 Energy Factor | Tankless Water Heater | Energy Star | Minimum .87 Energy Factor | 120 | 120 | 1.5037 | 1.738 | - | 1.4973
Tankless Water Heater - Tier 2_Minimum .93 Energy Factor | Tankless Water Heater - Tier 2 | Energy Star | Minimum .93 Energy Factor | 150 | 150 | 1.9345 | 2.1168 | - | 3.2606
Warm-Air Furnace_Minimum 91% AFUE | Warm-Air Furnace | High-Efficiency Condensing Furnace | Minimum 91% AFUE | 5 | 6 | 1.6223 | 6.9862 | - | -
Windows_0.3 or less U | Windows | Single pane to .30 or less (not LoadMAP's .50 to .22) per sq ft | 0.3 or less U | 7.5 | 7.5 | 2.7401 | 4.1602 | - | 1.3069
| Total Portfolio |  |  |  |  | 1.7917 | 4.6148 | 1.9683 | 3.5234
Table 2: Measure Offerings with Zero Participation Forecasted
Key | Measure | Description | Efficiency | 2022/2023 Rebate Amount | 2024/2025 Rebate Amount | 2022/2023 UCT | 2024/2025 UCT | 2022/2023 TRC | 2024/2025 TRC
Bonus - HVAC_ | Bonus - HVAC | HVAC Bonus |  | 100 | 100 | - | 0 | - | -
Bonus - Radiant Bundle D (radiant & insulation)_Any combination of radiant heating and insulation | Bonus - Radiant Bundle D (radiant & insulation) | Radiant Bundle D | Any combination of radiant heating and insulation | 0 | 0 | - | 0 | - | -
Convection Oven (Grocery)_>= 44% Cooking Efficiency,<= 13,000 Btu/hr Idle Rate | Convection Oven (Grocery) | Energy Star | >= 44% Cooking Efficiency,<= 13,000 Btu/hr Idle Rate | 800 | 800 | - | 3.0751 | - | -
Convection Oven (Restaurant)_>= 44% Cooking Efficiency,<= 13,000 Btu/hr Idle Rate | Convection Oven (Restaurant) | Energy Star | >= 44% Cooking Efficiency,<= 13,000 Btu/hr Idle Rate | 800 | 800 | - | 3.7336 | - | -
Convection Oven (School)_>= 44% Cooking Efficiency,<= 13,000 Btu/hr Idle Rate | Convection Oven (School) | Energy Star | >= 44% Cooking Efficiency,<= 13,000 Btu/hr Idle Rate | 800 | 800 | - | 1.8571 | - | -
DHW Recirculation Controls_Add time clock or other schedule control for continuous operation DHW recirculation pump | DHW Recirculation Controls | Schedule Control for Continuous Operation DHW Recirculation Pump | Add time clock or other schedule control for continuous operation DHW recirculation pump | 200 | 200 | - | 3.7141 | - | -
Energy Saver Kit A_PRSV <=1 gpm / Aerators <=.75 gpm | Energy Saver Kit A | Low Flow Kitchen Pre Rinse Spray Valve | PRSV <=1 gpm / Aerators <=.75 gpm | 0 | 0 | - | 0 | - | -
Gas Conveyor Oven_>=42% Baking Efficiency | Gas Conveyor Oven | FSTC Qualified Gas Fired Conveyor Oven | >=42% Baking Efficiency | 700 | 700 | - | 5.9175 | - | -
Griddle (Grocery)_>=38% Cooking Efficiency,<= 2650 Btu/hr-sq ft Idle Rate | Griddle (Grocery) | Energy Star | >=38% Cooking Efficiency,<= 2650 Btu/hr-sq ft Idle Rate | 600 | 600 | - | 2.5175 | - | -
Griddle (Lodging)_>=38% Cooking Efficiency,<= 2650 Btu/hr-sq ft Idle Rate | Griddle (Lodging) | Energy Star | >=38% Cooking Efficiency,<= 2650 Btu/hr-sq ft Idle Rate | 600 | 600 | - | 1.8284 | - | -
Griddle (Restaurant)_>=38% Cooking Efficiency,<= 2650 Btu/hr-sq ft Idle Rate | Griddle (Restaurant) | Energy Star | >=38% Cooking Efficiency,<= 2650 Btu/hr-sq ft Idle Rate | 600 | 600 | - | 3.3033 | - | -
Griddle (School)_>=38% Cooking Efficiency,<= 2650 Btu/hr-sq ft Idle Rate | Griddle (School) | Energy Star | >=38% Cooking Efficiency,<= 2650 Btu/hr-sq ft Idle Rate | 600 | 600 | - | 1.3281 | - | -
Insulation - Pipe - 2.5"_Retrofit for T>200F | Insulation - Pipe - 2.5" | 2.5" Thick Pipe Insulation | Retrofit for T>200F | 25 | 25 | - | 7.7804 | - | -
Ozone Injection Laundry_Minimum 125 lb Total Washer/Extractor Capacity and Pre Approved by CNG | Ozone Injection Laundry | Venturi Injection or Bubble Diffusion Ozone Injection Laundry | Minimum 125 lb Total Washer/Extractor Capacity and Pre Approved by CNG | 9000 | 9000 | - | 2.2972 | - | -
Windows_0.27 or less U | Windows | Single pane to .27 or less (not LoadMAP's .50 to .22) per sq ft | 0.27 or less U | 5 | 5 | - | 12.9285 | - | -
Windows_U-.22 or less | Windows | Single pane to .22 or less (not LoadMAP's .50 to .22) per sq ft | U-.22 or less | 9 | 9 | - | 3.5449 | - | -
*Note: UCT value represents ratio IF there was 1 unit of participation for the measure.

## APP 2885
CASCADE NATURAL GAS CORPORATION
2018 INTEGRATED RESOURCE PLAN
PORTFOLIO COST APPENDIX 1 TABLE H
45 YEAR RESOURCE SUMMARY COSTS - MELDED COST PER THERM
| YEAR | IRP ANNUAL PORTFOLIO COST PER THERM (PV)* | NOMINAL COST PER THERM | PV OF RESOURCE PORTFOLIO COST/THERM | NON ENERGY BENEFIT | PORTFOLIO COSTS WITH CONSERVATION CREDIT
2023 | 1 | 1.3149 | 1.3149 | 1.3149 | 10% | 1.4464
2024 | 2 | 1.1898 | 1.25 | 2.5649 | 10% | 2.8214
2025 | 3 | 0.97768 | 1.0791 | 3.644 | 10% | 4.0084
2026 | 4 | 0.82156 | 0.95269 | 4.5967 | 10% | 5.0564
2027 | 5 | 0.84509 | 1.0296 | 5.6263 | 10% | 6.1889
2028 | 6 | 0.79116 | 1.0126 | 6.6389 | 10% | 7.3028
2029 | 7 | 0.80689 | 1.085 | 7.724 | 10% | 8.4963
2030 | 8 | 1.9041 | 2.69 | 10.414 | 10% | 11.4553
2031 | 9 | 0.74595 | 1.1072 | 11.5211 | 10% | 12.6732
2032 | 10 | 0.66646 | 1.0392 | 12.5603 | 10% | 13.8164
2033 | 11 | 0.73054 | 1.1968 | 13.7571 | 10% | 15.1328
2034 | 12 | 0.67441 | 1.1607 | 14.9179 | 10% | 16.4097
2035 | 13 | 0.65188 | 1.1787 | 16.0966 | 10% | 17.7063
2036 | 14 | 0.82991 | 1.5766 | 17.6732 | 10% | 19.4405
2037 | 15 | 0.5664 | 1.1304 | 18.8037 | 10% | 20.684
2038 | 16 | 0.59756 | 1.253 | 20.0566 | 10% | 22.0623
2039 | 17 | 0.57063 | 1.257 | 21.3137 | 10% | 23.445
2040 | 18 | 0.54547 | 1.2624 | 22.5761 | 10% | 24.8337
2041 | 19 | 4.849 | 11.7904 | 34.3665 | 10% | 37.8032
2042 | 20 | 0.52914 | 1.3517 | 35.7182 | 10% | 39.29
2043 | 21 | 0.51625 | 1.3855 | 37.1037 | 10% | 40.8141
2044 | 22 | 0.50441 | 1.4222 | 38.526 | 10% | 42.3786
2045 | 23 | 0.49358 | 1.4621 | 39.9881 | 10% | 43.9869
2046 | 24 | 0.48358 | 1.505 | 41.493 | 10% | 45.6424
2047 | 25 | 0.47433 | 1.5509 | 43.0439 | 10% | 47.3483
2048 | 26 | 0.46563 | 1.5995 | 44.6434 | 10% | 49.1077
2049 | 27 | 0.45744 | 1.6508 | 46.2942 | 10% | 50.9237
2050 | 28 | 0.44966 | 1.7049 | 47.9991 | 10% | 52.799
2051 | 29 | 0.44212 | 1.7611 | 49.7602 | 10% | 54.7363
2052 | 30 | 0.43482 | 1.8197 | 51.5799 | 10% | 56.7379
2053 | 31 | 0.42773 | 1.8806 | 53.4605 | 10% | 58.8066
2054 | 32 | 0.42082 | 1.9438 | 55.4043 | 10% | 60.9448
2055 | 33 | 0.41406 | 2.0094 | 57.4137 | 10% | 63.1551
2056 | 34 | 0.40743 | 2.0772 | 59.4909 | 10% | 65.44
2057 | 35 | 0.40097 | 2.1478 | 61.6387 | 10% | 67.8025
2058 | 36 | 0.39463 | 2.2208 | 63.8594 | 10% | 70.2454
2059 | 37 | 0.3884 | 2.2963 | 66.1557 | 10% | 72.7713
2060 | 38 | 0.38229 | 2.3745 | 68.5302 | 10% | 75.3833
2061 | 39 | 0.37631 | 2.4556 | 70.9859 | 10% | 78.0844
2062 | 40 | 0.3704 | 2.5394 | 73.5253 | 10% | 80.8778
2063 | 41 | 0.36463 | 2.6263 | 76.1516 | 10% | 83.7668
2064 | 42 | 0.35894 | 2.7162 | 78.8678 | 10% | 86.7546
2065 | 43 | 0.35335 | 2.8091 | 81.6769 | 10% | 89.8446
2066 | 44 | 0.34785 | 2.9054 | 84.5823 | 10% | 93.0405
2067 | 45 | 0.34243 | 3.0049 | 87.5872 | 10% | 96.3459
2068 | 46 | 0.34243 | 3.0049 | 90.592 | 10% | 99.6512
2069 | 47 | 0.34243 | 3.0049 | 93.5969 | 10% | 102.9566
2070 | 48 | 0.34243 | 3.0049 | 96.6017 | 10% | 106.2619
2071 | 49 | 0.34243 | 3.0049 | 99.6066 | 10% | 109.5672
2072 | 50 | 0.34243 | 3.0049 | 102.6114 | 10% | 112.8726
Cascade's Long Term Real Discount Rate: |  |  |  | 5.06%
|  | IRP Discount Rate = |  | 5.06%
|  | Revised Discount Rate= |  | 4.17%
|  | Years 21-45 Escalation = |  | 2% | (EIA Inflation Rate)

## All TRC 2022 Measure Data (hidden)
Measure Selector | Measure Code | Program | Energy Type | Category | Sub Category 1 | Measure Description | Measure Life | Effective From | Effective To | Efficiency Type for Qualification | Therm Savings Per Unit | Incentive Per Unit | Unit | Notes | Installer/Trade Ally | Install Date | Existing Meas Model Number | AFUE Eff | Base Equip Descr | R-Value Base | R-Value Installed | Current Units | Cost Total | Current Savings thm | Current Inc Total | Payee Company (Parent Project) (Project) | BD Lead (Parent Project) (Project) | Parent Project | Parent Site | Address 1 (Parent Site) (Sites) | City (Parent Site) (Sites) | Zip (Parent Site) (Sites) | County (Parent Site) (Sites) | District (Parent Site) (Sites) | Zone (Parent Site) (Sites) | End Date (Parent Project) (Project) | Revenue Code (Parent Site) (Sites) | Project Status (Parent Project) (Project) | Incremental Cost
Bonus - Insulation Bundle A | COMINSBNDL-7-17 | COM Both | thm | Bonus A - Insulation | Bonus A - Insulation | Insulation Bundle A | 0 |  |  | Two Insulation Measures, min. 1000 sq. ft.+ |  | 500 | /unit |  | Smith Insulation, Inc. | 44985 |  |  |  |  | 30 | 1 | 0 | 0 | 500 | Kirk Alden Plumbing | Todd Blackman | 008622-C-Kirk Alden Plumbing | Kirk Alden Plumbing | 1392 W Pine St | Walla Walla | 99362 | Walla Walla | Walla Walla | Zone 3 | 45072.125 | 504 | 7-Completed | 0 | 0
Bonus - Insulation Bundle A | COMINSBNDL-7-17 | COM Both | thm | Bonus A - Insulation | Bonus A - Insulation | Insulation Bundle A | 0 |  |  | Two Insulation Measures, min. 1000 sq. ft.+ |  | 500 | /unit |  | Superior Insulation Products | 45030 |  |  |  | 0 | 49 | 1 | 0 | 0 | 500 | Ironwood Manufacturing Company | Brian Farnsworth | 008624-C-Ironwood Manufacturi | Ironwood Manufacturing Company | 6405 172ND ST NE # A | Arlington | 98223 | Snohomish | Mount Vernon | Zone 1 | 45072.125 | 504 | 7-Completed | 0 | 0
Bonus - Insulation Bundle A | COMINSBNDL-7-17 | COM Both | thm | Bonus A - Insulation | Bonus A - Insulation | Insulation Bundle A | 0 |  |  | Two Insulation Measures, min. 1000 sq. ft.+ |  | 500 | /unit |  | Smith Insulation, Inc. | 44875 | [5 empty] | 1 | 0 | 0 | 500 | Valley Church | Todd Blackman | 008598-C-ABUNDANT LIFE TABERN | ABUNDANT LIFE TABERNACLE | 1625 E ALDER ST | Walla Walla | 99362-2655 | Walla Walla | Walla Walla | Zone 3 | 45016.125 | 504 | 7-Completed | 0 | 0
Bonus - Kitchen Bundle B (2 - measures) | COMFSBNDLA2-19-19 | COM Standard | thm | Bonus B - Kitchen | Bonus B - Kitchen | Foodservice Bundle B | 0 | 43515 |  | Any 2 Kitchen equipment measures |  | 300 | /unit | POST 2-19-19 | Self | 44970 | Southbend SLGS/22SC |  |  |  |  | 1 | 0 | 0 | 300 | Food Service Equipment | Bradey Day | 008602-C-MASON CO SENIOR ACTI | MASON CO SENIOR ACTIVITY ASSOCIATION CENTER | 190 W SENTRY DR | Shelton | 98584 | Mason | Aberdeen | Zone 2 | 45048.125 | 504 | 7-Completed | 0 | 0
Bonus - Kitchen Bundle C (3 or more measures) | COMFSBNDLB2-19-19 | COM Standard | thm | Bonus C - Kitchen | Bonus C - Kitchen | Foodservice Bundle C | 0 | 43515 |  | Any 3 Kitchen equipment measures |  | 500 | /unit | POST 2-19-19 | Self | 44724 | Baxter OV500G2-EE |  |  |  |  | 1 | 0 | 0 | 500 | Washington State Department of Corrections | Bradey Day | 008606-C-STAFFORD CREEK CORRE | STAFFORD CREEK CORRECTION FAC. | 791 SR 105 | Aberdeen | 98520 | Grays Harbor | Aberdeen | Zone 2 | 45048.125 | 511 | 7-Completed | 0 | 0
Bonus - Radiant Bundle E (radiant & insulation) | COMRADNTBNDL | COM Standard | thm | Bonus E - Radiant | Bonus E - Radiant | Radiant Bundle E | 0 | 44652 |  | Any combination of radiant heating and insulation |  | 0 | /unit |  | Environmental Insulation & Contracting LLC | 44907 | [5 empty] | 1 | 0 | 0 | 4350 | Sedron Technologies | Brian Farnsworth | 008579-C-Sedron Technologies | Sedron Technologies | 500 Metcalf St Ste A2 | Sedro Woolley | 98284 | Skagit | Mount Vernon | Zone 1 | 44957.125 | 504 | 7-Completed | 0 | 0
Domestic Hot Water Tanks - Condensing | COMDHWTSCT-4-1-22 | COM Standard | thm | Water Heaters | Domestic Hot Water | Condensing Tank | 10 | 44652 |  | Minimum 91% AFUE or 91% Thermal Efficiency | 3.7987 | 3 | /kBtu/hr in | EFF 4-1-22 | Keller Supply Company | 44742 | Conquest 100L 130A-GCML | 95 | Less than 80% |  |  | 1000 | 42594.42 | 3798.7 | 3000 | Washington State Department of Corrections | Bradey Day | 008617-C-STAFFORD CREEK CORRE | STAFFORD CREEK CORRECTION FAC. | 791 SR 105 | Aberdeen | 98520 | Grays Harbor | Aberdeen | Zone 2 | 45055.125 | 511 | 7-Completed | 0 | 0
Domestic Hot Water Tanks - Condensing | COMDHWTSCT-4-1-22 | COM Standard | thm | Water Heaters | Domestic Hot Water | Condensing Tank | 10 | 44652 |  | Minimum 91% AFUE or 91% Thermal Efficiency | 3.7987 | 3 | /kBtu/hr in | EFF 4-1-22 | Fowler General Construction | 44788 | Triton GHE100SS-200 | 97 |  |  |  | 199.9 | 80000 | 759.36 | 599.7 | Prosser School District No. 116 | Robert Cuti | 008609-C-PROSSER SCHOOL DIST | PROSSER SCHOOL DIST | 832 PARK AVE | Prosser | 99350-1264 | Benton | Yakima | Zone 3 | 45048.125 | 504 | 7-Completed | 0 | 0.00013
Domestic Hot Water Tanks - Condensing | COMDHWTSCT-4-1-22 | COM Standard | thm | Water Heaters | Domestic Hot Water | Condensing Tank | 10 | 44652 |  | Minimum 91% AFUE or 91% Thermal Efficiency | 3.7987 | 3 | /kBtu/hr in | EFF 4-1-22 | Fowler General Construction | 44788 | Triton GHE100SS-250 | 96 |  |  |  | 250 | 80000 | 949.68 | 750 | Prosser School District No. 116 | Robert Cuti | 008609-C-PROSSER SCHOOL DIST | PROSSER SCHOOL DIST | 832 PARK AVE | Prosser | 99350-1264 | Benton | Yakima | Zone 3 | 45048.125 | 504 | 7-Completed | 0 | -0.005
Domestic Hot Water Tanks - Condensing | COMDHWTSCT-4-1-22 | COM Standard | thm | Water Heaters | Domestic Hot Water | Condensing Tank | 10 | 44652 |  | Minimum 91% AFUE or 91% Thermal Efficiency | 3.7987 | 3 | /kBtu/hr in | EFF 4-1-22 | Fowler General Construction | 44788 | Triton GHE100SS-200 | 97 |  |  |  | 199.9 | 100000 | 759.36 | 599.7 | Prosser School District No. 116 | Robert Cuti | 008610-C-PROSSER HEIGHTS ELEM | PROSSER HEIGHTS ELEMENTARY | 2008 MILLER AVE | Prosser | 99350 | Benton | Yakima | Zone 3 | 45048.125 | 504 | 7-Completed | 0 | 0.00013
Domestic Hot Water Tanks - Condensing | COMDHWTSCT-4-1-22 | COM Standard | thm | Water Heaters | Domestic Hot Water | Condensing Tank | 10 | 44652 |  | Minimum 91% AFUE or 91% Thermal Efficiency | 3.7987 | 3 | /kBtu/hr in | EFF 4-1-22 | Fowler General Construction | 44788 | Triton GHE100SS-250 | 96 |  |  |  | 250 | 100000 | 949.68 | 750 | Prosser School District No. 116 | Robert Cuti | 008610-C-PROSSER HEIGHTS ELEM | PROSSER HEIGHTS ELEMENTARY | 2008 MILLER AVE | Prosser | 99350 | Benton | Yakima | Zone 3 | 45048.125 | 504 | 7-Completed | 0 | -0.005
Domestic Hot Water Tanks - Condensing | COMDHWTSCT-4-1-22 | COM Standard | thm | Water Heaters | Domestic Hot Water | Condensing Tank | 10 | 44652 |  | Minimum 91% AFUE or 91% Thermal Efficiency | 3.7987 | 3 | /kBtu/hr in | EFF 4-1-22 | FORMA Construction | 45031 | BW EF-60T-150E | 93 |  |  |  | 150 | 63600 | 569.81 | 450 | Kelso School District No 458 | Robert Cuti | 008629-C-KELSO SCHOOL DISTRIC | KELSO SCHOOL DISTRICT #458 | 500 REDPATH ST | Kelso | 98626-3737 | Cowlitz | Longview | Zone 2 | 45121.25 | 504 | 7-Completed | 0 | -0.005
Domestic Hot Water Tanks - Condensing | COMDHWTSCT-4-1-22 | COM Standard | thm | Water Heaters | Domestic Hot Water | Condensing Tank | 10 | 44652 |  | Minimum 91% AFUE or 91% Thermal Efficiency | 3.7987 | 3 | /kBtu/hr in | EFF 4-1-22 | FORMA Construction | 45031 | BW EF-60T-150E | 93 |  |  |  | 150 | 63600 | 569.81 | 450 | Kelso School District No 458 | Robert Cuti | 008629-C-KELSO SCHOOL DISTRIC | KELSO SCHOOL DISTRICT #458 | 500 REDPATH ST | Kelso | 98626-3737 | Cowlitz | Longview | Zone 2 | 45121.25 | 504 | 7-Completed | 0 | -0.005
Domestic Hot Water Tanks - Condensing | COMDHWTSCT-4-1-22 | COM Standard | thm | Water Heaters | Domestic Hot Water | Condensing Tank | 10 | 44652 |  | Minimum 91% AFUE or 91% Thermal Efficiency | 3.7987 | 3 | /kBtu/hr in | EFF 4-1-22 | FORMA Construction | 45031 | BW EF-100T-300E | 92 |  |  |  | 300 | 63600 | 1139.61 | 900 | Kelso School District No 458 | Robert Cuti | 008629-C-KELSO SCHOOL DISTRIC | KELSO SCHOOL DISTRICT #458 | 500 REDPATH ST | Kelso | 98626-3737 | Cowlitz | Longview | Zone 2 | 45121.25 | 504 | 7-Completed | 0 | 0
Domestic Hot Water Tanks - Condensing | COMDHWTSCT-4-1-22 | COM Standard | thm | Water Heaters | Domestic Hot Water | Condensing Tank | 10 | 44652 |  | Minimum 91% AFUE or 91% Thermal Efficiency | 3.7987 | 3 | /kBtu/hr in | EFF 4-1-22 | Silverline, LLC | 44773 | Lochinvar AWH0400NPM | 99 | Less than 80% |  |  | 399 | 10516 | 1515.68 | 1197 | The Alegre LLC | Todd Blackman | 008588-C-The Alegre LLC | The Alegre LLC | 1520 N OREGON AVE | Pasco | 99301-4256 | Franklin | Kennewick | Zone 3 | 45003.125 | 504 | 7-Completed | 0 | 0.0013
Domestic Hot Water Tanks - Condensing | COMDHWTSCT-4-1-22 | COM Standard | thm | Water Heaters | Domestic Hot Water | Condensing Tank | 10 | 44652 |  | Minimum 91% AFUE or 91% Thermal Efficiency | 3.7987 | 3 | /kBtu/hr in | EFF 4-1-22 | Silverline, LLC | 44773 | Lochinvar AWH0400NPM | 99 | Less than 80% |  |  | 399 | 10516 | 1515.68 | 1197 | The Alegre LLC | Todd Blackman | 008588-C-The Alegre LLC | The Alegre LLC | 1520 N OREGON AVE | Pasco | 99301-4256 | Franklin | Kennewick | Zone 3 | 45003.125 | 504 | 7-Completed | 0 | 0.0013
Domestic Hot Water Tanks - Condensing | COMDHWTSCT-4-1-22 | COM Standard | thm | Water Heaters | Domestic Hot Water | Condensing Tank | 10 | 44652 |  | Minimum 91% AFUE or 91% Thermal Efficiency | 3.7987 | 3 | /kBtu/hr in | EFF 4-1-22 | Columbia Basin Plumbing | 44773 | Rheem GHE100SU-200 | 97 | Less than 80% |  |  | 200 | 12000 | 759.74 | 600 | CV The Franklin LLC | Todd Blackman | 008589-C-Richland Investment | Richland Investment Group LLC | 1515 GEORGE WASHINGTON WAY | Richland | 99354-2602 | Benton | Kennewick | Zone 3 | 45003.25 | 504 | 7-Completed | 0 | 0
Domestic Hot Water Tanks - Condensing | COMDHWTSCT-4-1-22 | COM Standard | thm | Water Heaters | Domestic Hot Water | Condensing Tank | 10 | 44652 |  | Minimum 91% AFUE or 91% Thermal Efficiency | 3.7987 | 3 | /kBtu/hr in | EFF 4-1-22 | Columbia Basin Plumbing | 44773 | Rheem GHE100SU-200 | 97 | Less than 80% |  |  | 200 | 12000 | 759.74 | 600 | CV The Franklin LLC | Todd Blackman | 008589-C-Richland Investment | Richland Investment Group LLC | 1515 GEORGE WASHINGTON WAY | Richland | 99354-2602 | Benton | Kennewick | Zone 3 | 45003.25 | 504 | 7-Completed | 0 | 0
Domestic Hot Water Tanks - Condensing | COMDHWTSCT-4-1-22 | COM Standard | thm | Water Heaters | Domestic Hot Water | Condensing Tank | 10 | 44652 |  | Minimum 91% AFUE or 91% Thermal Efficiency | 3.7987 | 3 | /kBtu/hr in | EFF 4-1-22 | Columbia Basin Plumbing | 44773 | Rheem GHE100SU-200 | 97 | Less than 80% |  |  | 200 | 12000 | 759.74 | 600 | CV The Franklin LLC | Todd Blackman | 008589-C-Richland Investment | Richland Investment Group LLC | 1515 GEORGE WASHINGTON WAY | Richland | 99354-2602 | Benton | Kennewick | Zone 3 | 45003.25 | 504 | 7-Completed | 0 | 0
Domestic Hot Water Tanks - Condensing | COMDHWTSCT-4-1-22 | COM Standard | thm | Water Heaters | Domestic Hot Water | Condensing Tank | 10 | 44652 |  | Minimum 91% AFUE or 91% Thermal Efficiency | 3.7987 | 3 | /kBtu/hr in | EFF 4-1-22 | Columbia Basin Plumbing | 44773 | Rheem GHE100SU-200 | 97 | Less than 80% |  |  | 200 | 12000 | 759.74 | 600 | CV The Franklin LLC | Todd Blackman | 008589-C-Richland Investment | Richland Investment Group LLC | 1515 GEORGE WASHINGTON WAY | Richland | 99354-2602 | Benton | Kennewick | Zone 3 | 45003.25 | 504 | 7-Completed | 0 | 0
Domestic Hot Water Tanks - Condensing | COMDHWTSCT-4-1-22 | COM Standard | thm | Water Heaters | Domestic Hot Water | Condensing Tank | 10 | 44652 |  | Minimum 91% AFUE or 91% Thermal Efficiency | 3.7987 | 3 | /kBtu/hr in | EFF 4-1-22 | Consolidated Supply | 44957 | AO Smith BTH-199 | 95 |  |  |  | 199.9 | 8138 | 759.36 | 599.7 | Pasco School District No 1 | Robert Cuti | 008592-C-Pasco School Distric | Pasco School District | 3410 N Stearman Ave | Pasco | 99301 | Franklin | Kennewick | Zone 3 | 45003.125 | 504 | 7-Completed | 0 | 0.00013
Convection Oven (Lodging) | COMFSOVENLODGE2-19-19 | COM Standard | thm | Ovens | Food Service | Energy Star | 12 | 43515 |  | >= 44% Cooking Efficiency,<= 13,000 Btu/hr Idle Rate | 219 | 800 | /oven | POST 2-19-19 | Self | 44970 | Southbend SLGS/22SC |  |  |  |  | 1 | 4795 | 219 | 800 | Food Service Equipment | Bradey Day | 008602-C-MASON CO SENIOR ACTI | MASON CO SENIOR ACTIVITY ASSOCIATION CENTER | 190 W SENTRY DR | Shelton | 98584 | Mason | Aberdeen | Zone 2 | 45048.125 | 504 | 7-Completed | 0 | 0
Convection Oven (Lodging) | COMFSOVENLODGE2-19-19 | COM Standard | thm | Ovens | Food Service | Energy Star | 12 | 43515 |  | >= 44% Cooking Efficiency,<= 13,000 Btu/hr Idle Rate | 219 | 800 | /oven | POST 2-19-19 | Self | 44970 | Southbend SLGS/22SC |  |  |  |  | 1 | 4795 | 219 | 800 | Food Service Equipment | Bradey Day | 008602-C-MASON CO SENIOR ACTI | MASON CO SENIOR ACTIVITY ASSOCIATION CENTER | 190 W SENTRY DR | Shelton | 98584 | Mason | Aberdeen | Zone 2 | 45048.125 | 504 | 7-Completed | 0 | 0
Double Rack Oven | COMFSDOVEN2-19-19 | COM Standard | thm | Ovens | Food Service | FSTC Qualified | 12 | 43515 |  | >=50% Cooking Efficiency, <=35,000 Btu/hr Idle Rate | 1806 | 2500 | /unit | POST 2-19-19 | Self | 44724 | Baxter OV500G2-EE |  |  |  |  | 1 | 41949 | 1806 | 2500 | Washington State Department of Corrections | Bradey Day | 008606-C-STAFFORD CREEK CORRE | STAFFORD CREEK CORRECTION FAC. | 791 SR 105 | Aberdeen | 98520 | Grays Harbor | Aberdeen | Zone 2 | 45048.125 | 511 | 7-Completed | 0 | 0
Double Rack Oven | COMFSDOVEN2-19-19 | COM Standard | thm | Ovens | Food Service | FSTC Qualified | 12 | 43515 |  | >=50% Cooking Efficiency, <=35,000 Btu/hr Idle Rate | 1806 | 2500 | /unit | POST 2-19-19 | Self | 44724 | Baxter OV500G2-EE |  |  |  |  | 1 | 41949 | 1806 | 2500 | Washington State Department of Corrections | Bradey Day | 008606-C-STAFFORD CREEK CORRE | STAFFORD CREEK CORRECTION FAC. | 791 SR 105 | Aberdeen | 98520 | Grays Harbor | Aberdeen | Zone 2 | 45048.125 | 511 | 7-Completed | 0 | 0
Double Rack Oven | COMFSDOVEN2-19-19 | COM Standard | thm | Ovens | Food Service | FSTC Qualified | 12 | 43515 |  | >=50% Cooking Efficiency, <=35,000 Btu/hr Idle Rate | 1806 | 2500 | /unit | POST 2-19-19 | Self | 44724 | Baxter OV500G2-EE |  |  |  |  | 1 | 41949 | 1806 | 2500 | Washington State Department of Corrections | Bradey Day | 008606-C-STAFFORD CREEK CORRE | STAFFORD CREEK CORRECTION FAC. | 791 SR 105 | Aberdeen | 98520 | Grays Harbor | Aberdeen | Zone 2 | 45048.125 | 511 | 7-Completed | 0 | 0
Custom DDC Controls | COMCUSTDDC | COM Custom | thm | Custom DDC Controls | Custom | HVAC Control Upgrades | 12 |  |  |  | 0 | 0 | /unit |  | ATS Automation, Inc. | 44938 | [5 empty] | 1 | 267570 | 26000 | 43680 | City of Sedro-Woolley School District No.101 | Robert Cuti | 008586-C-SEDRO-WOOLLEY SCH DI | SEDRO-WOOLLEY SCH DIST 101 | 1235 3rd St | Sedro Woolley | 98284 | Skagit | Mount Vernon | Zone 1 | 44967 | 511 | 7-Completed | 0 | -26000
Custom Other | COMCUSTOTH | COM Custom | thm | Custom Other | Custom | Coffee roaster | 15 |  |  |  | 0 | 0 | /unit |  | Self | 44985 | Loring S70 |  |  |  |  | 1 | 229000 | 12600 | 42840 | Tony's Coffees & Teas, Inc | Robert Cuti | 008607-C-TONY'S COFFEE AND TE | TONY'S COFFEE AND TEA INC | 2033 DIVISION ST | Bellingham | 98226-8058 | Whatcom | Bellingham | Zone 1 | 45044.125 | 504 | 7-Completed | 229000 | -12600
Warm-Air Furnace | COMFURNACE2-19-19 | COM Standard | thm | Furnaces | Furnaces | High-Efficiency Condensing Furnace | 18 | 43515 |  | Minimum 91% AFUE | 1.1 | 5 | /kBtu/hr in | POST 2-19-19 | Vance Heating and AC Inc | 45026 | Goodman GM9C960603BN | 96.1 |  |  |  | 60 | 13782.11 | 66 | 300 | Vance Heating and AC Inc | Bradey Day | 008621-C-Realty One Group Tra | Realty One Group Traditions | 1023 S 32nd Ave | Yakima | 98902 | Yakima | Yakima | Zone 3 | 45063.25 | 504 | 7-Completed | 0 | 0
Warm-Air Furnace | COMFURNACE2-19-19 | COM Standard | thm | Furnaces | Furnaces | High-Efficiency Condensing Furnace | 18 | 43515 |  | Minimum 91% AFUE | 1.1 | 5 | /kBtu/hr in | POST 2-19-19 | All Seasons Heating and AC | 45016 | Carrier 59SC5B120E24 | 96.1 | gas furnace <90% |  |  | 120 | 5607.5 | 132 | 600 | Temple Shalom | Bradey Day | 008623-C-TEMPLE SHALOM | TEMPLE SHALOM | 1517 BROWNE AVE | Yakima | 98902-3009 | Yakima | Yakima | Zone 3 | 45072.125 | 504 | 7-Completed | 0 | 0
Warm-Air Furnace | COMFURNACE2-19-19 | COM Standard | thm | Furnaces | Furnaces | High-Efficiency Condensing Furnace | 18 | 43515 |  | Minimum 91% AFUE | 1.1 | 5 | /kBtu/hr in | POST 2-19-19 | Robbins Air, Inc | 44960 | AS S9X1B060U4PSBAB | 96 |  |  |  | 60 | 5753.01 | 66 | 300 | United Christian Church | Bradey Day | 008611-C-UNITED CHRISTIAN CHU | UNITED CHRISTIAN CHURCH | 300 W 1ST ST | Aberdeen | 98520 | Grays Harbor | Aberdeen | Zone 2 | 45048.125 | 504 | 7-Completed | 0 | 0
Warm-Air Furnace | COMFURNACE2-19-19 | COM Standard | thm | Furnaces | Furnaces | High-Efficiency Condensing Furnace | 18 | 43515 |  | Minimum 91% AFUE | 1.1 | 5 | /kBtu/hr in | POST 2-19-19 | Robbins Air, Inc | 44985 | Carrier 59SC5B080E211120 | 96.5 |  |  |  | 80 | 6000 | 88 | 400 | Hoquiam Lodge #1082 BPOE | Bradey Day | 008612-C-HOQUIAM ELKS LODGE # | HOQUIAM ELKS LODGE #1082 | 624 K ST | Hoquiam | 98550-3536 | Grays Harbor | Aberdeen | Zone 2 | 45048.25 | 504 | 7-Completed | 0 | 0
Warm-Air Furnace | COMFURNACE2-19-19 | COM Standard | thm | Furnaces | Furnaces | High-Efficiency Condensing Furnace | 18 | 43515 |  | Minimum 91% AFUE | 1.1 | 5 | /kBtu/hr in | POST 2-19-19 | Robbins Air, Inc | 44985 | Carrier 59SC5B120E241122 | 96.1 |  |  |  | 120 | 6734.77 | 132 | 600 | Hoquiam Lodge #1082 BPOE | Bradey Day | 008612-C-HOQUIAM ELKS LODGE # | HOQUIAM ELKS LODGE #1082 | 624 K ST | Hoquiam | 98550-3536 | Grays Harbor | Aberdeen | Zone 2 | 45048.25 | 504 | 7-Completed | 0 | 0
Warm-Air Furnace | COMFURNACE2-19-19 | COM Standard | thm | Furnaces | Furnaces | High-Efficiency Condensing Furnace | 18 | 43515 |  | Minimum 91% AFUE | 1.1 | 5 | /kBtu/hr in | POST 2-19-19 | Grassi Refrigeration Sales & Service | 44731 | Carrier 59SC5S100E21 | 96.3 | Less than 80% |  |  | 100 | 10805.5 | 110 | 500 | Whitman College | Todd Blackman | 008614-C-WHITMAN COLLEGE MUSI | WHITMAN COLLEGE MUSIC CENTER | 137 S PARK ST | Walla Walla | 99362-2036 | Walla Walla | Walla Walla | Zone 3 | 45052.125 | 504 | 7-Completed | 0 | 0
Warm-Air Furnace | COMFURNACE2-19-19 | COM Standard | thm | Furnaces | Furnaces | High-Efficiency Condensing Furnace | 18 | 43515 |  | Minimum 91% AFUE | 1.1 | 5 | /kBtu/hr in | POST 2-19-19 | Grassi Refrigeration Sales & Service | 44731 | Carrier 59SC5S100E21 | 96.3 | Less than 80% |  |  | 100 | 10805.5 | 110 | 500 | Whitman College | Todd Blackman | 008614-C-WHITMAN COLLEGE MUSI | WHITMAN COLLEGE MUSIC CENTER | 137 S PARK ST | Walla Walla | 99362-2036 | Walla Walla | Walla Walla | Zone 3 | 45052.125 | 504 | 7-Completed | 0 | 0
Tankless Water Heater | COMTANKLESST12-19-19 | COM Standard | thm | Water Heaters | Domestic Hot Water | Energy Star | 18 | 43515 |  | Minimum .87 Energy Factor | 22 | 120 | /gpm | POST 2-19-19 | Dan Townley Plumbing | 44620 | Rennai RU160i | 92 | Less than 80% |  |  | 4.8 | 1827.54 | 105.6 | 576 | Nameless Performance, Inc. | Glen Whitehead | 008615-C-Nameless Performance | Nameless Performance Inc | 1061 DALE ST | Woodland | 98674-9435 | Cowlitz | Longview | Zone 2 | 45063.125 | 504 | 7-Completed | 0 | 0
Radiant Heating | COMRADIANT2-19-19 | COM Standard | thm | Radiant Heaters | Radiant Heating | Direct-fired Radiant Heating | 18 | 43515 |  | None | 4.33 | 15 | /kBtu/hr in | POST 2-19-19 | J & M Contractor Services Inc | 44925 | Dayton 7AR80 |  |  |  |  | 150 | 3041.04 | 649.5 | 2250 | Nameless Performance, Inc. | Glen Whitehead | 008615-C-Nameless Performance | Nameless Performance Inc | 1061 DALE ST | Woodland | 98674-9435 | Cowlitz | Longview | Zone 2 | 45063.125 | 504 | 7-Completed | 0 | 0
Radiant Heating | COMRADIANT2-19-19 | COM Standard | thm | Radiant Heaters | Radiant Heating | Direct-fired Radiant Heating | 18 | 43515 |  | None | 4.33 | 15 | /kBtu/hr in | POST 2-19-19 | J & M Contractor Services Inc | 44925 | Dayton 3E133 |  |  |  |  | 60 | 1610.45 | 259.8 | 900 | Nameless Performance, Inc. | Glen Whitehead | 008615-C-Nameless Performance | Nameless Performance Inc | 1061 DALE ST | Woodland | 98674-9435 | Cowlitz | Longview | Zone 2 | 45063.125 | 504 | 7-Completed | 0 | 0
Radiant Heating | COMRADIANT2-19-19 | COM Standard | thm | Radiant Heaters | Radiant Heating | Direct-fired Radiant Heating | 18 | 43515 |  | None | 4.33 | 15 | /kBtu/hr in | POST 2-19-19 | J & M Contractor Services Inc | 44925 | Dayton 3E133 |  |  |  |  | 60 | 1610.45 | 259.8 | 900 | Nameless Performance, Inc. | Glen Whitehead | 008615-C-Nameless Performance | Nameless Performance Inc | 1061 DALE ST | Woodland | 98674-9435 | Cowlitz | Longview | Zone 2 | 45063.125 | 504 | 7-Completed | 0 | 0
Radiant Heating | COMRADIANT2-19-19 | COM Standard | thm | Radiant Heaters | Radiant Heating | Direct-fired Radiant Heating | 18 | 43515 |  | None | 4.33 | 15 | /kBtu/hr in | POST 2-19-19 | J & M Contractor Services Inc | 44925 | Dayton 3E133 |  |  |  |  | 60 | 1610.45 | 259.8 | 900 | Nameless Performance, Inc. | Glen Whitehead | 008615-C-Nameless Performance | Nameless Performance Inc | 1061 DALE ST | Woodland | 98674-9435 | Cowlitz | Longview | Zone 2 | 45063.125 | 504 | 7-Completed | 0 | 0
Warm-Air Furnace | COMFURNACE2-19-19 | COM Standard | thm | Furnaces | Furnaces | High-Efficiency Condensing Furnace | 18 | 43515 |  | Minimum 91% AFUE | 1.1 | 5 | /kBtu/hr in | POST 2-19-19 | Young's Heating & Cooling | 44914 | Bryant 915SB66100E21 | 96 |  |  |  | 100 | 7756 | 110 | 500 | Valley Church | Todd Blackman | 008598-C-ABUNDANT LIFE TABERN | ABUNDANT LIFE TABERNACLE | 1625 E ALDER ST | Walla Walla | 99362-2655 | Walla Walla | Walla Walla | Zone 3 | 45016.125 | 504 | 7-Completed | 0 | 0
Warm-Air Furnace | COMFURNACE2-19-19 | COM Standard | thm | Furnaces | Furnaces | High-Efficiency Condensing Furnace | 18 | 43515 |  | Minimum 91% AFUE | 1.1 | 5 | /kBtu/hr in | POST 2-19-19 | Western Restaurant Supply & Design | 44925 | CapAire A2-D.500-20D | 92 |  |  |  | 267 | 10464 | 293.7 | 1335 | Dog Haus | Todd Blackman | 008599-C-DogHaus Tricities | DogHaus Tricities | 7425 Sandifur Pkwy Ste 102 | Pasco | 99301 | Franklin | Kennewick | Zone 3 | 45044.125 | 504 | 7-Completed | 0 | 0
Warm-Air Furnace | COMFURNACE2-19-19 | COM Standard | thm | Furnaces | Furnaces | High-Efficiency Condensing Furnace | 18 | 43515 |  | Minimum 91% AFUE | 1.1 | 5 | /kBtu/hr in | POST 2-19-19 | Americool | 44966 | Trane S9X1C100U5PSBA | 95 | Less than 90% |  |  | 100 | 2522 | 110 | 500 | Joyco LLC | Todd Blackman | 008600-C-JOYCO LLC | JOYCO LLC | 4212 W CLEARWATER AVE STE C | Kennewick | 99336-2626 | Benton | Kennewick | Zone 3 | 45044.125 | 504 | 7-Completed | 0 | 0
Warm-Air Furnace | COMFURNACE2-19-19 | COM Standard | thm | Furnaces | Furnaces | High-Efficiency Condensing Furnace | 18 | 43515 |  | Minimum 91% AFUE | 1.1 | 5 | /kBtu/hr in | POST 2-19-19 | MBI Construction Services, Inc | 44863 | Carrier 59TP6B060V17-14 | 96.3 | Less than 80% |  |  | 60 | 2853 | 66 | 300 | Yakima Worker Care PLLC | Bradey Day | 008608-C-YAKIMA WORKER CARE | YAKIMA WORKER CARE | 409 S 12TH AVE # 1 | Yakima | 98902-3114 | Yakima | Yakima | Zone 3 | 45048.125 | 504 | 7-Completed | 0 | 0
Warm-Air Furnace | COMFURNACE2-19-19 | COM Standard | thm | Furnaces | Furnaces | High-Efficiency Condensing Furnace | 18 | 43515 |  | Minimum 91% AFUE | 1.1 | 5 | /kBtu/hr in | POST 2-19-19 | MBI Construction Services, Inc | 44863 | Carrier 59TP6B080V21-20 | 96.5 | Less than 80% |  |  | 80 | 2853 | 88 | 400 | Yakima Worker Care PLLC | Bradey Day | 008608-C-YAKIMA WORKER CARE | YAKIMA WORKER CARE | 409 S 12TH AVE # 1 | Yakima | 98902-3114 | Yakima | Yakima | Zone 3 | 45048.125 | 504 | 7-Completed | 0 | 0
Warm-Air Furnace | COMFURNACE2-19-19 | COM Standard | thm | Furnaces | Furnaces | High-Efficiency Condensing Furnace | 18 | 43515 |  | Minimum 91% AFUE | 1.1 | 5 | /kBtu/hr in | POST 2-19-19 | MBI Construction Services, Inc | 44863 | Carrier 59TP6B120V24-22 | 96.5 | Less than 80% |  |  | 120 | 2853 | 132 | 600 | Yakima Worker Care PLLC | Bradey Day | 008608-C-YAKIMA WORKER CARE | YAKIMA WORKER CARE | 409 S 12TH AVE # 1 | Yakima | 98902-3114 | Yakima | Yakima | Zone 3 | 45048.125 | 504 | 7-Completed | 0 | 0
Warm-Air Furnace | COMFURNACE2-19-19 | COM Standard | thm | Furnaces | Furnaces | High-Efficiency Condensing Furnace | 18 | 43515 |  | Minimum 91% AFUE | 1.1 | 5 | /kBtu/hr in | POST 2-19-19 | Farwest Climate Control | 45044 | AS S9V2B080U4PS | 96 |  |  |  | 80 | 12916 | 88 | 400 | Central Washington Home Builders Association | Bradey Day | 008627-C-Central WA Home Builders Assoc | Central WA Home Builders Assoc | 3301 W NOB HILL BLVD | Yakima | 98902-4962 | Yakima | Yakima | Zone 3 | 45119.25 | 504 | 7-Completed | 0 | 0
HVAC Unit Heater - Condensing | COMHVACCON2-19-19 | COM Standard | thm | HVAC | HVAC | High Efficiency Condensing | 18 | 43515 |  | Minimum 91% AFUE | 1.1 | 5 | /kBtu/hr in | POST 2-19-19 | Burke's Plumbing | 44834 | CaptiveAire D76 | 92 |  |  |  | 49 | 19109 | 53.9 | 245 | Jersey Mikes Subs | Todd Blackman | 008576-C-Jersey Mikes Subs | Jersey Mikes Subs | 5326 Road 68 Ste 102 | Pasco | 99301 | Franklin | Kennewick | Zone 3 | 44946.125 | 504 | 7-Completed | 0 | 0
Radiant Heating | COMRADIANT2-19-19 | COM Standard | thm | Radiant Heaters | Radiant Heating | Direct-fired Radiant Heating | 18 | 43515 |  | None | 4.33 | 15 | /kBtu/hr in | POST 2-19-19 | Toolfetch | 44835 | SunStar SIS 150 |  |  |  |  | 150 | 1621.6 | 649.5 | 1621.6 | Ronald Braakman | Bradey Day | 008577-C-RONALD BRAAKMAN | RONALD BRAAKMAN | 100 E MEYER LAKE RD - GREENHOUSE | Shelton | 98584-6466 | Mason | Aberdeen | Zone 2 | 44957.25 | 504 | 7-Completed | 0 | 0
Radiant Heating | COMRADIANT2-19-19 | COM Standard | thm | Radiant Heaters | Radiant Heating | Direct-fired Radiant Heating | 18 | 43515 |  | None | 4.33 | 15 | /kBtu/hr in | POST 2-19-19 | Toolfetch | 44835 | SunStar SIS 150 |  |  |  |  | 150 | 1621.61 | 649.5 | 1621.61 | Ronald Braakman | Bradey Day | 008577-C-RONALD BRAAKMAN | RONALD BRAAKMAN | 100 E MEYER LAKE RD - GREENHOUSE | Shelton | 98584-6466 | Mason | Aberdeen | Zone 2 | 44957.25 | 504 | 7-Completed | 0 | 0
Radiant Heating | COMRADIANT2-19-19 | COM Standard | thm | Radiant Heaters | Radiant Heating | Direct-fired Radiant Heating | 18 | 43515 |  | None | 4.33 | 15 | /kBtu/hr in | POST 2-19-19 | Toolfetch | 44835 | SunStar SIS 150 |  |  |  |  | 150 | 1621.6 | 649.5 | 1621.6 | Ronald Braakman | Bradey Day | 008577-C-RONALD BRAAKMAN | RONALD BRAAKMAN | 100 E MEYER LAKE RD - GREENHOUSE | Shelton | 98584-6466 | Mason | Aberdeen | Zone 2 | 44957.25 | 504 | 7-Completed | 0 | 0
Radiant Heating | COMRADIANT2-19-19 | COM Standard | thm | Radiant Heaters | Radiant Heating | Direct-fired Radiant Heating | 18 | 43515 |  | None | 4.33 | 15 | /kBtu/hr in | POST 2-19-19 | Toolfetch | 44835 | SunStar SIS 150 |  |  |  |  | 150 | 1621.61 | 649.5 | 1621.61 | Ronald Braakman | Bradey Day | 008577-C-RONALD BRAAKMAN | RONALD BRAAKMAN | 100 E MEYER LAKE RD - GREENHOUSE | Shelton | 98584-6466 | Mason | Aberdeen | Zone 2 | 44957.25 | 504 | 7-Completed | 0 | 0
Warm-Air Furnace | COMFURNACE2-19-19 | COM Standard | thm | Furnaces | Furnaces | High-Efficiency Condensing Furnace | 18 | 43515 |  | Minimum 91% AFUE | 1.1 | 5 | /kBtu/hr in | POST 2-19-19 | Ray Heating & AC, Inc. | 44903 | Coleman TM9Y100C20MP11 | 96 |  |  |  | 100 | 6210 | 110 | 500 | Kristan Plank | Brian Farnsworth | 008578-C-NW Cheer SilverStars | NW Cheer SilverStars | 1997 DIVISION ST | Bellingham | 98226 | Whatcom | Bellingham | Zone 1 | 44957.25 | 504 | 7-Completed | 0 | 0
Warm-Air Furnace | COMFURNACE2-19-19 | COM Standard | thm | Furnaces | Furnaces | High-Efficiency Condensing Furnace | 18 | 43515 |  | Minimum 91% AFUE | 1.1 | 5 | /kBtu/hr in | POST 2-19-19 | American Air Heating & Cooling | 45079 | Trane S9X1B060D3PSBAB | 96 |  |  |  | 60 | 9054 | 66 | 300 | Birthright of Walla Walla | Todd Blackman | 008632-C-BIRTHRIGHT OF WALLA | BIRTHRIGHT OF WALLA WALLA | 609 W BIRCH ST | Walla Walla | 99362-2768 | Walla Walla | Walla Walla | Zone 3 | 45121.25 | 504 | 7-Completed | 0 | 0
Radiant Heating | COMRADIANT2-19-19 | COM Standard | thm | Radiant Heaters | Radiant Heating | Direct-fired Radiant Heating | 18 | 43515 |  | None | 4.33 | 15 | /kBtu/hr in | POST 2-19-19 | Environmental Insulation & Contracting LLC | 44907 | Infrasave IL-0100-NG |  |  |  |  | 100 | 4567 | 433 | 1500 | Sedron Technologies | Brian Farnsworth | 008579-C-Sedron Technologies | Sedron Technologies | 500 Metcalf St Ste A2 | Sedro Woolley | 98284 | Skagit | Mount Vernon | Zone 1 | 44957.125 | 504 | 7-Completed | 0 | 0
Radiant Heating | COMRADIANT2-19-19 | COM Standard | thm | Radiant Heaters | Radiant Heating | Direct-fired Radiant Heating | 18 | 43515 |  | None | 4.33 | 15 | /kBtu/hr in | POST 2-19-19 | Environmental Insulation & Contracting LLC | 44907 | Infrasave IL-0100-NG |  |  |  |  | 100 | 4567 | 433 | 1500 | Sedron Technologies | Brian Farnsworth | 008579-C-Sedron Technologies | Sedron Technologies | 500 Metcalf St Ste A2 | Sedro Woolley | 98284 | Skagit | Mount Vernon | Zone 1 | 44957.125 | 504 | 7-Completed | 0 | 0
Radiant Heating | COMRADIANT2-19-19 | COM Standard | thm | Radiant Heaters | Radiant Heating | Direct-fired Radiant Heating | 18 | 43515 |  | None | 4.33 | 15 | /kBtu/hr in | POST 2-19-19 | Environmental Insulation & Contracting LLC | 44907 | Infrasave IL-0100-NG |  |  |  |  | 100 | 4567 | 433 | 1500 | Sedron Technologies | Brian Farnsworth | 008579-C-Sedron Technologies | Sedron Technologies | 500 Metcalf St Ste A2 | Sedro Woolley | 98284 | Skagit | Mount Vernon | Zone 1 | 44957.125 | 504 | 7-Completed | 0 | 0
Radiant Heating | COMRADIANT2-19-19 | COM Standard | thm | Radiant Heaters | Radiant Heating | Direct-fired Radiant Heating | 18 | 43515 |  | None | 4.33 | 15 | /kBtu/hr in | POST 2-19-19 | Environmental Insulation & Contracting LLC | 44907 | Infrasave IL-0100-NG |  |  |  |  | 100 | 4567 | 433 | 1500 | Sedron Technologies | Brian Farnsworth | 008579-C-Sedron Technologies | Sedron Technologies | 500 Metcalf St Ste A2 | Sedro Woolley | 98284 | Skagit | Mount Vernon | Zone 1 | 44957.125 | 504 | 7-Completed | 0 | 0
Radiant Heating | COMRADIANT2-19-19 | COM Standard | thm | Radiant Heaters | Radiant Heating | Direct-fired Radiant Heating | 18 | 43515 |  | None | 4.33 | 15 | /kBtu/hr in | POST 2-19-19 | Environmental Insulation & Contracting LLC | 44907 | Infrasave IL-0100-NG |  |  |  |  | 100 | 4567 | 433 | 1500 | Sedron Technologies | Brian Farnsworth | 008579-C-Sedron Technologies | Sedron Technologies | 500 Metcalf St Ste A2 | Sedro Woolley | 98284 | Skagit | Mount Vernon | Zone 1 | 44957.125 | 504 | 7-Completed | 0 | 0
Radiant Heating | COMRADIANT2-19-19 | COM Standard | thm | Radiant Heaters | Radiant Heating | Direct-fired Radiant Heating | 18 | 43515 |  | None | 4.33 | 15 | /kBtu/hr in | POST 2-19-19 | Environmental Insulation & Contracting LLC | 44907 | Infrasave IL-0100-NG |  |  |  |  | 100 | 4567 | 433 | 1500 | Sedron Technologies | Brian Farnsworth | 008579-C-Sedron Technologies | Sedron Technologies | 500 Metcalf St Ste A2 | Sedro Woolley | 98284 | Skagit | Mount Vernon | Zone 1 | 44957.125 | 504 | 7-Completed | 0 | 0
Radiant Heating | COMRADIANT2-19-19 | COM Standard | thm | Radiant Heaters | Radiant Heating | Direct-fired Radiant Heating | 18 | 43515 |  | None | 4.33 | 15 | /kBtu/hr in | POST 2-19-19 | Environmental Insulation & Contracting LLC | 44907 | Infrasave IL-0100-NG |  |  |  |  | 100 | 4567 | 433 | 1500 | Sedron Technologies | Brian Farnsworth | 008579-C-Sedron Technologies | Sedron Technologies | 500 Metcalf St Ste A2 | Sedro Woolley | 98284 | Skagit | Mount Vernon | Zone 1 | 44957.125 | 504 | 7-Completed | 0 | 0
Radiant Heating | COMRADIANT2-19-19 | COM Standard | thm | Radiant Heaters | Radiant Heating | Direct-fired Radiant Heating | 18 | 43515 |  | None | 4.33 | 15 | /kBtu/hr in | POST 2-19-19 | Environmental Insulation & Contracting LLC | 44907 | Infrasave IL-0100-NG |  |  |  |  | 100 | 4567 | 433 | 1500 | Sedron Technologies | Brian Farnsworth | 008579-C-Sedron Technologies | Sedron Technologies | 500 Metcalf St Ste A2 | Sedro Woolley | 98284 | Skagit | Mount Vernon | Zone 1 | 44957.125 | 504 | 7-Completed | 0 | 0
Radiant Heating | COMRADIANT2-19-19 | COM Standard | thm | Radiant Heaters | Radiant Heating | Direct-fired Radiant Heating | 18 | 43515 |  | None | 4.33 | 15 | /kBtu/hr in | POST 2-19-19 | Environmental Insulation & Contracting LLC | 44907 | Infrasave IL-0100-NG |  |  |  |  | 100 | 4567 | 433 | 1500 | Sedron Technologies | Brian Farnsworth | 008579-C-Sedron Technologies | Sedron Technologies | 500 Metcalf St Ste A2 | Sedro Woolley | 98284 | Skagit | Mount Vernon | Zone 1 | 44957.125 | 504 | 7-Completed | 0 | 0
Radiant Heating | COMRADIANT2-19-19 | COM Standard | thm | Radiant Heaters | Radiant Heating | Direct-fired Radiant Heating | 18 | 43515 |  | None | 4.33 | 15 | /kBtu/hr in | POST 2-19-19 | Environmental Insulation & Contracting LLC | 44907 | Infrasave IL-0100-NG |  |  |  |  | 100 | 4567 | 433 | 1500 | Sedron Technologies | Brian Farnsworth | 008579-C-Sedron Technologies | Sedron Technologies | 500 Metcalf St Ste A2 | Sedro Woolley | 98284 | Skagit | Mount Vernon | Zone 1 | 44957.125 | 504 | 7-Completed | 0 | 0
Radiant Heating | COMRADIANT2-19-19 | COM Standard | thm | Radiant Heaters | Radiant Heating | Direct-fired Radiant Heating | 18 | 43515 |  | None | 4.33 | 15 | /kBtu/hr in | POST 2-19-19 | Environmental Insulation & Contracting LLC | 44907 | Infrasave IL-0100-NG |  |  |  |  | 100 | 4568 | 433 | 1500 | Sedron Technologies | Brian Farnsworth | 008579-C-Sedron Technologies | Sedron Technologies | 500 Metcalf St Ste A2 | Sedro Woolley | 98284 | Skagit | Mount Vernon | Zone 1 | 44957.125 | 504 | 7-Completed | 0 | 0
Radiant Heating | COMRADIANT2-19-19 | COM Standard | thm | Radiant Heaters | Radiant Heating | Direct-fired Radiant Heating | 18 | 43515 |  | None | 4.33 | 15 | /kBtu/hr in | POST 2-19-19 | Environmental Insulation & Contracting LLC | 44907 | Infrasave IL-0100-NG |  |  |  |  | 100 | 4568 | 433 | 1500 | Sedron Technologies | Brian Farnsworth | 008579-C-Sedron Technologies | Sedron Technologies | 500 Metcalf St Ste A2 | Sedro Woolley | 98284 | Skagit | Mount Vernon | Zone 1 | 44957.125 | 504 | 7-Completed | 0 | 0
Radiant Heating | COMRADIANT2-19-19 | COM Standard | thm | Radiant Heaters | Radiant Heating | Direct-fired Radiant Heating | 18 | 43515 |  | None | 4.33 | 15 | /kBtu/hr in | POST 2-19-19 | Environmental Insulation & Contracting LLC | 44907 | Infrasave IL-0100-NG |  |  |  |  | 100 | 4568 | 433 | 1500 | Sedron Technologies | Brian Farnsworth | 008579-C-Sedron Technologies | Sedron Technologies | 500 Metcalf St Ste A2 | Sedro Woolley | 98284 | Skagit | Mount Vernon | Zone 1 | 44957.125 | 504 | 7-Completed | 0 | 0
Radiant Heating | COMRADIANT2-19-19 | COM Standard | thm | Radiant Heaters | Radiant Heating | Direct-fired Radiant Heating | 18 | 43515 |  | None | 4.33 | 15 | /kBtu/hr in | POST 2-19-19 | Environmental Insulation & Contracting LLC | 44907 | Infrasave IL-0100-NG |  |  |  |  | 100 | 4568 | 433 | 1500 | Sedron Technologies | Brian Farnsworth | 008579-C-Sedron Technologies | Sedron Technologies | 500 Metcalf St Ste A2 | Sedro Woolley | 98284 | Skagit | Mount Vernon | Zone 1 | 44957.125 | 504 | 7-Completed | 0 | 0
Radiant Heating | COMRADIANT2-19-19 | COM Standard | thm | Radiant Heaters | Radiant Heating | Direct-fired Radiant Heating | 18 | 43515 |  | None | 4.33 | 15 | /kBtu/hr in | POST 2-19-19 | Environmental Insulation & Contracting LLC | 44907 | Infrasave IL-0100-NG |  |  |  |  | 100 | 4568 | 433 | 1500 | Sedron Technologies | Brian Farnsworth | 008579-C-Sedron Technologies | Sedron Technologies | 500 Metcalf St Ste A2 | Sedro Woolley | 98284 | Skagit | Mount Vernon | Zone 1 | 44957.125 | 504 | 7-Completed | 0 | 0
Radiant Heating | COMRADIANT2-19-19 | COM Standard | thm | Radiant Heaters | Radiant Heating | Direct-fired Radiant Heating | 18 | 43515 |  | None | 4.33 | 15 | /kBtu/hr in | POST 2-19-19 | Environmental Insulation & Contracting LLC | 44907 | Infrasave IL-0100-NG |  |  |  |  | 100 | 4568 | 433 | 1500 | Sedron Technologies | Brian Farnsworth | 008579-C-Sedron Technologies | Sedron Technologies | 500 Metcalf St Ste A2 | Sedro Woolley | 98284 | Skagit | Mount Vernon | Zone 1 | 44957.125 | 504 | 7-Completed | 0 | 0
Radiant Heating | COMRADIANT2-19-19 | COM Standard | thm | Radiant Heaters | Radiant Heating | Direct-fired Radiant Heating | 18 | 43515 |  | None | 4.33 | 15 | /kBtu/hr in | POST 2-19-19 | Environmental Insulation & Contracting LLC | 44907 | Infrasave IL-0100-NG |  |  |  |  | 100 | 4568 | 433 | 1500 | Sedron Technologies | Brian Farnsworth | 008579-C-Sedron Technologies | Sedron Technologies | 500 Metcalf St Ste A2 | Sedro Woolley | 98284 | Skagit | Mount Vernon | Zone 1 | 44957.125 | 504 | 7-Completed | 0 | 0
Radiant Heating | COMRADIANT2-19-19 | COM Standard | thm | Radiant Heaters | Radiant Heating | Direct-fired Radiant Heating | 18 | 43515 |  | None | 4.33 | 15 | /kBtu/hr in | POST 2-19-19 | Environmental Insulation & Contracting LLC | 44907 | Infrasave IL-0100-NG |  |  |  |  | 100 | 4568 | 433 | 1500 | Sedron Technologies | Brian Farnsworth | 008579-C-Sedron Technologies | Sedron Technologies | 500 Metcalf St Ste A2 | Sedro Woolley | 98284 | Skagit | Mount Vernon | Zone 1 | 44957.125 | 504 | 7-Completed | 0 | 0
Radiant Heating | COMRADIANT2-19-19 | COM Standard | thm | Radiant Heaters | Radiant Heating | Direct-fired Radiant Heating | 18 | 43515 |  | None | 4.33 | 15 | /kBtu/hr in | POST 2-19-19 | Environmental Insulation & Contracting LLC | 44907 | Infrasave IL-0100-NG |  |  |  |  | 100 | 4568 | 433 | 1500 | Sedron Technologies | Brian Farnsworth | 008579-C-Sedron Technologies | Sedron Technologies | 500 Metcalf St Ste A2 | Sedro Woolley | 98284 | Skagit | Mount Vernon | Zone 1 | 44957.125 | 504 | 7-Completed | 0 | 0
Radiant Heating | COMRADIANT2-19-19 | COM Standard | thm | Radiant Heaters | Radiant Heating | Direct-fired Radiant Heating | 18 | 43515 |  | None | 4.33 | 15 | /kBtu/hr in | POST 2-19-19 | Environmental Insulation & Contracting LLC | 44907 | Infrasave IL-0100-NG |  |  |  |  | 100 | 4568 | 433 | 1500 | Sedron Technologies | Brian Farnsworth | 008579-C-Sedron Technologies | Sedron Technologies | 500 Metcalf St Ste A2 | Sedro Woolley | 98284 | Skagit | Mount Vernon | Zone 1 | 44957.125 | 504 | 7-Completed | 0 | 0
HVAC Unit Heater - Condensing | COMHVACCON2-19-19 | COM Standard | thm | HVAC | HVAC | High Efficiency Condensing | 18 | 43515 |  | Minimum 91% AFUE | 1.1 | 5 | /kBtu/hr in | POST 2-19-19 | Western Restaurant Supply & Design | 44865 | CaptiveAire A2-D250-20D | 92 |  |  |  | 212 | 9650 | 233.2 | 1060 | 1derful K BBQ | Todd Blackman | 008580-C-Wonderful Foot Park | Wonderful Foot Park | 6494 W Skagit Ave # 140 | Kennewick | 99336 | Benton | Kennewick | Zone 3 | 44957.25 | 504 | 7-Completed | 0 | 0
HVAC Unit Heater - Condensing | COMHVACCON2-19-19 | COM Standard | thm | HVAC | HVAC | High Efficiency Condensing | 18 | 43515 |  | Minimum 91% AFUE | 1.1 | 5 | /kBtu/hr in | POST 2-19-19 | Ferguson Enterprises #3007 | 44834 | CaptiveAire A1-D250-15D | 92 |  |  |  | 133 | 4197 | 146.3 | 665 | Engie Insight Services, Inc | Todd Blackman | 008584-C-Chipotle Mexican Gri | Chipotle Mexican Grill | 5326 Road 68 Ste 103 | Pasco | 99301 | Franklin | Kennewick | Zone 3 | 44971.125 | 504 | 7-Completed | 0 | 0
Radiant Heating | COMRADIANT2-19-19 | COM Standard | thm | Radiant Heaters | Radiant Heating | Direct-fired Radiant Heating | 18 | 43515 |  | None | 4.33 | 15 | /kBtu/hr in | POST 2-19-19 | Energy Saving Products, Inc. | 44957 | Vantage HEV-100 |  |  |  |  | 100 | 2120 | 433 | 1500 | Pasco School District No 1 | Robert Cuti | 008592-C-Pasco School Distric | Pasco School District | 3410 N Stearman Ave | Pasco | 99301 | Franklin | Kennewick | Zone 3 | 45003.125 | 504 | 7-Completed | 0 | 0
Radiant Heating | COMRADIANT2-19-19 | COM Standard | thm | Radiant Heaters | Radiant Heating | Direct-fired Radiant Heating | 18 | 43515 |  | None | 4.33 | 15 | /kBtu/hr in | POST 2-19-19 | Energy Saving Products, Inc. | 44957 | Vantage HEV-100 |  |  |  |  | 100 | 2120 | 433 | 1500 | Pasco School District No 1 | Robert Cuti | 008592-C-Pasco School Distric | Pasco School District | 3410 N Stearman Ave | Pasco | 99301 | Franklin | Kennewick | Zone 3 | 45003.125 | 504 | 7-Completed | 0 | 0
Radiant Heating | COMRADIANT2-19-19 | COM Standard | thm | Radiant Heaters | Radiant Heating | Direct-fired Radiant Heating | 18 | 43515 |  | None | 4.33 | 15 | /kBtu/hr in | POST 2-19-19 | Self | 44632 | Dayton 5VD65 |  | Non-functioning radiant |  |  | 90 | 1038.93 | 389.7 | 975.18 | Lampson International LLC | Todd Blackman | 008594-C-Neil F Lampson Inc | Neil F Lampson Inc | 710 E COLUMBIA DR | Kennewick | 99336-3770 | Benton | Kennewick | Zone 3 | 45003.125 | 505 | 7-Completed | 0 | 0
Radiant Heating | COMRADIANT2-19-19 | COM Standard | thm | Radiant Heaters | Radiant Heating | Direct-fired Radiant Heating | 18 | 43515 |  | None | 4.33 | 15 | /kBtu/hr in | POST 2-19-19 | Self | 44632 | Dayton 5VD65 |  | Non-functioning radiant |  |  | 90 | 1038.93 | 389.7 | 975.18 | Lampson International LLC | Todd Blackman | 008594-C-Neil F Lampson Inc | Neil F Lampson Inc | 710 E COLUMBIA DR | Kennewick | 99336-3770 | Benton | Kennewick | Zone 3 | 45003.125 | 505 | 7-Completed | 0 | 0
Radiant Heating | COMRADIANT2-19-19 | COM Standard | thm | Radiant Heaters | Radiant Heating | Direct-fired Radiant Heating | 18 | 43515 |  | None | 4.33 | 15 | /kBtu/hr in | POST 2-19-19 | Self | 44632 | Dayton 5VD65 |  | Non-functioning radiant |  |  | 90 | 978.7 | 389.7 | 975.18 | Lampson International LLC | Todd Blackman | 008594-C-Neil F Lampson Inc | Neil F Lampson Inc | 710 E COLUMBIA DR | Kennewick | 99336-3770 | Benton | Kennewick | Zone 3 | 45003.125 | 505 | 7-Completed | 0 | 0
Radiant Heating | COMRADIANT2-19-19 | COM Standard | thm | Radiant Heaters | Radiant Heating | Direct-fired Radiant Heating | 18 | 43515 |  | None | 4.33 | 15 | /kBtu/hr in | POST 2-19-19 | Self | 44632 | Dayton 5VD65 |  | Non-functioning radiant |  |  | 90 | 978.7 | 389.7 | 975.18 | Lampson International LLC | Todd Blackman | 008594-C-Neil F Lampson Inc | Neil F Lampson Inc | 710 E COLUMBIA DR | Kennewick | 99336-3770 | Benton | Kennewick | Zone 3 | 45003.125 | 505 | 7-Completed | 0 | 0
Radiant Heating | COMRADIANT2-19-19 | COM Standard | thm | Radiant Heaters | Radiant Heating | Direct-fired Radiant Heating | 18 | 43515 |  | None | 4.33 | 15 | /kBtu/hr in | POST 2-19-19 | Self | 44632 | Dayton 5VD65 |  | Non-functioning radiant |  |  | 90 | 981.41 | 389.7 | 975.18 | Lampson International LLC | Todd Blackman | 008594-C-Neil F Lampson Inc | Neil F Lampson Inc | 710 E COLUMBIA DR | Kennewick | 99336-3770 | Benton | Kennewick | Zone 3 | 45003.125 | 505 | 7-Completed | 0 | 0
Radiant Heating | COMRADIANT2-19-19 | COM Standard | thm | Radiant Heaters | Radiant Heating | Direct-fired Radiant Heating | 18 | 43515 |  | None | 4.33 | 15 | /kBtu/hr in | POST 2-19-19 | Self | 44632 | Dayton 5VD65 |  | Non-functioning radiant |  |  | 90 | 981.41 | 389.7 | 975.18 | Lampson International LLC | Todd Blackman | 008594-C-Neil F Lampson Inc | Neil F Lampson Inc | 710 E COLUMBIA DR | Kennewick | 99336-3770 | Benton | Kennewick | Zone 3 | 45003.125 | 505 | 7-Completed | 0 | 0
Radiant Heating | COMRADIANT2-19-19 | COM Standard | thm | Radiant Heaters | Radiant Heating | Direct-fired Radiant Heating | 18 | 43515 |  | None | 4.33 | 15 | /kBtu/hr in | POST 2-19-19 | Self | 44632 | Dayton 3E134 |  | Non-functioning radiant |  |  | 90 | 901.69 | 389.7 | 975.18 | Lampson International LLC | Todd Blackman | 008594-C-Neil F Lampson Inc | Neil F Lampson Inc | 710 E COLUMBIA DR | Kennewick | 99336-3770 | Benton | Kennewick | Zone 3 | 45003.125 | 505 | 7-Completed | 0 | 0
Radiant Heating | COMRADIANT2-19-19 | COM Standard | thm | Radiant Heaters | Radiant Heating | Direct-fired Radiant Heating | 18 | 43515 |  | None | 4.33 | 15 | /kBtu/hr in | POST 2-19-19 | Self | 44632 | Dayton 3E134 |  | Non-functioning radiant |  |  | 90 | 901.69 | 389.7 | 975.18 | Lampson International LLC | Todd Blackman | 008594-C-Neil F Lampson Inc | Neil F Lampson Inc | 710 E COLUMBIA DR | Kennewick | 99336-3770 | Benton | Kennewick | Zone 3 | 45003.125 | 505 | 7-Completed | 0 | 0
Tankless Water Heater - Tier 2 | COMTANKLESST22-19-19 | COM Standard | thm | Water Heaters | Domestic Hot Water | Energy Star | 20 | 43515 |  | Minimum .93 Energy Factor | 38 | 150 | /gpm | POST 2-19-19 | Chris Johnson Plumbing | 44854 | Navien NPE-240S2 | 97 |  |  |  | 6 | 4053 | 228 | 900 | Walla Walla Catholic Schools | Todd Blackman | 008618-C-WALLA WALLA CATHOLIC | WALLA WALLA CATHOLIC SCHOOLS | 919 E SUMACH ST | Walla Walla | 99362-1349 | Walla Walla | Walla Walla | Zone 3 | 45063.125 | 504 | 7-Completed | 0 | 0
Tankless Water Heater - Tier 2 | COMTANKLESST22-19-19 | COM Standard | thm | Water Heaters | Domestic Hot Water | Energy Star | 20 | 43515 |  | Minimum .93 Energy Factor | 38 | 150 | /gpm | POST 2-19-19 | AMB Tools and Equip | 44981 | Navien NPE-240S2NG | 96 | Less than 80% |  |  | 6 | 2295 | 228 | 900 | Evans Fruit Co. | Bradey Day | 008616-C-EVANS FRUIT COMPANY | EVANS FRUIT COMPANY | 5002 TIETON DR | Yakima | 98908-3452 | Yakima | Yakima | Zone 3 | 45057.125 | 505 | 7-Completed | 0 | 0
Tankless Water Heater - Tier 2 | COMTANKLESST22-19-19 | COM Standard | thm | Water Heaters | Domestic Hot Water | Energy Star | 20 | 43515 |  | Minimum .93 Energy Factor | 38 | 150 | /gpm | POST 2-19-19 | Silverline, LLC | 44925 | Noritz NCC199CDV | 96 |  |  |  | 6 | 1900 | 228 | 900 | Dog Haus | Todd Blackman | 008599-C-DogHaus Tricities | DogHaus Tricities | 7425 Sandifur Pkwy Ste 102 | Pasco | 99301 | Franklin | Kennewick | Zone 3 | 45044.125 | 504 | 7-Completed | 0 | 0
Tankless Water Heater - Tier 2 | COMTANKLESST22-19-19 | COM Standard | thm | Water Heaters | Domestic Hot Water | Energy Star | 20 | 43515 |  | Minimum .93 Energy Factor | 38 | 150 | /gpm | POST 2-19-19 | Silverline, LLC | 44925 | Noritz NCC199CDV | 96 |  |  |  | 6 | 1900 | 228 | 900 | Dog Haus | Todd Blackman | 008599-C-DogHaus Tricities | DogHaus Tricities | 7425 Sandifur Pkwy Ste 102 | Pasco | 99301 | Franklin | Kennewick | Zone 3 | 45044.125 | 504 | 7-Completed | 0 | 0
Tankless Water Heater - Tier 2 | COMTANKLESST22-19-19 | COM Standard | thm | Water Heaters | Domestic Hot Water | Energy Star | 20 | 43515 |  | Minimum .93 Energy Factor | 38 | 150 | /gpm | POST 2-19-19 | Self | 44977 | Rinnai RU160iN | 93 |  |  |  | 4.7 | 1642.37 | 178.6 | 705 | Skagit Unitarian Universalist Fellowship | Brian Farnsworth | 008603-C-SKAGIT U. U. FELLOWS | SKAGIT U. U. FELLOWSHIP | 500 W SECTION ST | Mount Vernon | 98273-4870 | Skagit | Mount Vernon | Zone 1 | 45048.125 | 504 | 7-Completed | 0 | 0
Tankless Water Heater - Tier 2 | COMTANKLESST22-19-19 | COM Standard | thm | Water Heaters | Domestic Hot Water | Energy Star | 20 | 43515 |  | Minimum .93 Energy Factor | 38 | 150 | /gpm | POST 2-19-19 | Eastwood Plumbing - Const., Inc | 44928 | Navien NPE-240A2 | 95 |  |  |  | 6 | 5941 | 228 | 900 | Best Western Plus Hotel and Convention Center | Brian Farnsworth | 008604-C-BEST WESTERN | BEST WESTERN | 33175 STATE ROUTE 20 | Oak Harbor | 98277-8713 | Island | Mount Vernon | Zone 1 | 45048.125 | 504 | 7-Completed | 0 | 0
Tankless Water Heater - Tier 2 | COMTANKLESST22-19-19 | COM Standard | thm | Water Heaters | Domestic Hot Water | Energy Star | 20 | 43515 |  | Minimum .93 Energy Factor | 38 | 150 | /gpm | POST 2-19-19 | Eastwood Plumbing - Const., Inc | 44928 | Navien NPE-240A2 | 95 |  |  |  | 6 | 5941 | 228 | 900 | Best Western Plus Hotel and Convention Center | Brian Farnsworth | 008604-C-BEST WESTERN | BEST WESTERN | 33175 STATE ROUTE 20 | Oak Harbor | 98277-8713 | Island | Mount Vernon | Zone 1 | 45048.125 | 504 | 7-Completed | 0 | 0
Tankless Water Heater - Tier 2 | COMTANKLESST22-19-19 | COM Standard | thm | Water Heaters | Domestic Hot Water | Energy Star | 20 | 43515 |  | Minimum .93 Energy Factor | 38 | 150 | /gpm | POST 2-19-19 | Eastwood Plumbing - Const., Inc | 44928 | Navien NPE-240A2 | 95 |  |  |  | 6 | 5941 | 228 | 900 | Best Western Plus Hotel and Convention Center | Brian Farnsworth | 008604-C-BEST WESTERN | BEST WESTERN | 33175 STATE ROUTE 20 | Oak Harbor | 98277-8713 | Island | Mount Vernon | Zone 1 | 45048.125 | 504 | 7-Completed | 0 | 0
Tankless Water Heater - Tier 2 | COMTANKLESST22-19-19 | COM Standard | thm | Water Heaters | Domestic Hot Water | Energy Star | 20 | 43515 |  | Minimum .93 Energy Factor | 38 | 150 | /gpm | POST 2-19-19 | Lynden Sheet Metal, Inc. | 44868 | Rinnai CU199i | 97 | Less than 80% |  |  | 11 | 14840 | 418 | 1650 | Lombardi's Bellingham | Brian Farnsworth | 008626-C-Lombardi's in Bellin | Lombardi's in Bellingham | 21 BELLWETHER WAY STE 112 | Bellingham | 98225 | Whatcom | Bellingham | Zone 1 | 45085.125 | 504 | 7-Completed | 0 | 0
Tankless Water Heater - Tier 2 | COMTANKLESST22-19-19 | COM Standard | thm | Water Heaters | Domestic Hot Water | Energy Star | 20 | 43515 |  | Minimum .93 Energy Factor | 38 | 150 | /gpm | POST 2-19-19 | A-One Refrigeration & Heating | 45033 | Navien NPE-240S2 | 96 | Less than 80% |  |  | 6 | 7604.65 | 228 | 900 | Hendrickson Fir Grove LLC | Todd Blackman | 008628-C-Hendrickson Fir Grov | Hendrickson Fir Grove LLC | 1215 W 4TH AVE | Kennewick | 99336-5071 | Benton | Kennewick | Zone 3 | 45119.25 | 504 | 7-Completed | 0 | 0
Tankless Water Heater - Tier 2 | COMTANKLESST22-19-19 | COM Standard | thm | Water Heaters | Domestic Hot Water | Energy Star | 20 | 43515 |  | Minimum .93 Energy Factor | 38 | 150 | /gpm | POST 2-19-19 | A-One Refrigeration & Heating | 45033 | Navien NPE-240S2 | 96 | Less than 80% |  |  | 6 | 7604.65 | 228 | 900 | Hendrickson Fir Grove LLC | Todd Blackman | 008628-C-Hendrickson Fir Grov | Hendrickson Fir Grove LLC | 1215 W 4TH AVE | Kennewick | 99336-5071 | Benton | Kennewick | Zone 3 | 45119.25 | 504 | 7-Completed | 0 | 0
Tankless Water Heater - Tier 2 | COMTANKLESST22-19-19 | COM Standard | thm | Water Heaters | Domestic Hot Water | Energy Star | 20 | 43515 |  | Minimum .93 Energy Factor | 38 | 150 | /gpm | POST 2-19-19 | Burke's Plumbing | 44860 | Rinnai CU199i | 97 |  |  |  | 5.9 | 4488 | 224.2 | 885 | Jersey Mikes Subs | Todd Blackman | 008576-C-Jersey Mikes Subs | Jersey Mikes Subs | 5326 Road 68 Ste 102 | Pasco | 99301 | Franklin | Kennewick | Zone 3 | 44946.125 | 504 | 7-Completed | 0 | 0
Tankless Water Heater - Tier 2 | COMTANKLESST22-19-19 | COM Standard | thm | Water Heaters | Domestic Hot Water | Energy Star | 20 | 43515 |  | Minimum .93 Energy Factor | 38 | 150 | /gpm | POST 2-19-19 | Western Restaurant Supply & Design | 44865 | Navien NPE-240A2 | 96 |  |  |  | 6 | 4500 | 228 | 900 | 1derful K BBQ | Todd Blackman | 008580-C-Wonderful Foot Park | Wonderful Foot Park | 6494 W Skagit Ave # 140 | Kennewick | 99336 | Benton | Kennewick | Zone 3 | 44957.25 | 504 | 7-Completed | 0 | 0
Tankless Water Heater - Tier 2 | COMTANKLESST22-19-19 | COM Standard | thm | Water Heaters | Domestic Hot Water | Energy Star | 20 | 43515 |  | Minimum .93 Energy Factor | 38 | 150 | /gpm | POST 2-19-19 | Alden Plumbing LLC | 44742 | Vesta VRS-199 | 95 |  |  |  | 6 | 1567 | 228 | 900 | Buaidh No Bas LLC | Todd Blackman | 008581-C-Buaidh No Bas LLC | Buaidh No Bas LLC | 2617 W KENNEWICK AVE | Kennewick | 99336-3124 |  | Kennewick | Zone 3 | 44957.25 | 504 | 7-Completed | 0 | 0
Tankless Water Heater - Tier 2 | COMTANKLESST22-19-19 | COM Standard | thm | Water Heaters | Domestic Hot Water | Energy Star | 20 | 43515 |  | Minimum .93 Energy Factor | 38 | 150 | /gpm | POST 2-19-19 | Ferguson Enterprises #3007 | 44834 | Navien NPE-240A2 | 95 |  |  |  | 6 | 1615 | 228 | 900 | Engie Insight Services, Inc | Todd Blackman | 008584-C-Chipotle Mexican Gri | Chipotle Mexican Grill | 5326 Road 68 Ste 103 | Pasco | 99301 | Franklin | Kennewick | Zone 3 | 44971.125 | 504 | 7-Completed | 0 | 0
Tankless Water Heater - Tier 2 | COMTANKLESST22-19-19 | COM Standard | thm | Water Heaters | Domestic Hot Water | Energy Star | 20 | 43515 |  | Minimum .93 Energy Factor | 38 | 150 | /gpm | POST 2-19-19 | Ferguson Enterprises #3007 | 44834 | Navien NPE-240A2 | 95 |  |  |  | 6 | 1615 | 228 | 900 | Engie Insight Services, Inc | Todd Blackman | 008584-C-Chipotle Mexican Gri | Chipotle Mexican Grill | 5326 Road 68 Ste 103 | Pasco | 99301 | Franklin | Kennewick | Zone 3 | 44971.125 | 504 | 7-Completed | 0 | 0
Tankless Water Heater - Tier 2 | COMTANKLESST22-19-19 | COM Standard | thm | Water Heaters | Domestic Hot Water | Energy Star | 20 | 43515 |  | Minimum .93 Energy Factor | 38 | 150 | /gpm | POST 2-19-19 | Alden Plumbing LLC | 44643 | Vesta VRS-199 | 95 |  |  |  | 6 | 1567 | 228 | 900 | Mantis Enterprises, Inc | Todd Blackman | 008590-C-BRUCHI'S | BRUCHI'S | 2615 W KENNEWICK AVE | Kennewick | 99336-3124 | Benton | Kennewick | Zone 3 | 45003.25 | 504 | 7-Completed | 0 | 0
Boiler | COMBOILERS-4-1-22 | COM Standard | thm | Boilers | Boilers | High-Efficiency-Condensing Boiler | 25 | 44652 |  | Minimum 90% Thermal Efficiency and 300 kBtu/hr input | 2.1 | 10 | /kBtu/hr in | EFF 4-1-22 | Keller Supply Company | 44804 | Riello AR 2000 | 96.1 | Less than 80% |  |  | 2000 | 36100.71 | 4200 | 20000 | Washington State Department of Corrections | Bradey Day | 008617-C-STAFFORD CREEK CORRE | STAFFORD CREEK CORRECTION FAC. | 791 SR 105 | Aberdeen | 98520 | Grays Harbor | Aberdeen | Zone 2 | 45055.125 | 511 | 7-Completed | 0 | 0
Boiler | COMBOILERS-4-1-22 | COM Standard | thm | Boilers | Boilers | High-Efficiency-Condensing Boiler | 25 | 44652 |  | Minimum 90% Thermal Efficiency and 300 kBtu/hr input | 2.1 | 10 | /kBtu/hr in | EFF 4-1-22 | Keller Supply Company | 44804 | Riello AR 2000 | 96.1 | Less than 80% |  |  | 2000 | 36100.71 | 4200 | 20000 | Washington State Department of Corrections | Bradey Day | 008617-C-STAFFORD CREEK CORRE | STAFFORD CREEK CORRECTION FAC. | 791 SR 105 | Aberdeen | 98520 | Grays Harbor | Aberdeen | Zone 2 | 45055.125 | 511 | 7-Completed | 0 | 0
Boiler | COMBOILERS-4-1-22 | COM Standard | thm | Boilers | Boilers | High-Efficiency-Condensing Boiler | 25 | 44652 |  | Minimum 90% Thermal Efficiency and 300 kBtu/hr input | 2.1 | 10 | /kBtu/hr in | EFF 4-1-22 | Proctor Sales, Inc. | 44681 | Riello Array 500 SE | 96.1 | Less than 80% |  |  | 500 | 36100.71 | 1050 | 5000 | Washington State Department of Corrections | Bradey Day | 008617-C-STAFFORD CREEK CORRE | STAFFORD CREEK CORRECTION FAC. | 791 SR 105 | Aberdeen | 98520 | Grays Harbor | Aberdeen | Zone 2 | 45055.125 | 511 | 7-Completed | 0 | 0
Boiler | COMBOILERS-4-1-22 | COM Standard | thm | Boilers | Boilers | High-Efficiency-Condensing Boiler | 25 | 44652 |  | Minimum 90% Thermal Efficiency and 300 kBtu/hr input | 2.1 | 10 | /kBtu/hr in | EFF 4-1-22 | Fowler General Construction | 44788 | Lochinvar FBN2001 | 96.2 |  |  |  | 1999 | 47500 | 4197.9 | 19990 | Prosser School District No. 116 | Robert Cuti | 008609-C-PROSSER SCHOOL DIST | PROSSER SCHOOL DIST | 832 PARK AVE | Prosser | 99350-1264 | Benton | Yakima | Zone 3 | 45048.125 | 504 | 7-Completed | 0 | 0
Boiler | COMBOILERS-4-1-22 | COM Standard | thm | Boilers | Boilers | High-Efficiency-Condensing Boiler | 25 | 44652 |  | Minimum 90% Thermal Efficiency and 300 kBtu/hr input | 2.1 | 10 | /kBtu/hr in | EFF 4-1-22 | Fowler General Construction | 44788 | Lochinvar FBN2001 | 96.2 |  |  |  | 1999 | 47500 | 4197.9 | 19990 | Prosser School District No. 116 | Robert Cuti | 008609-C-PROSSER SCHOOL DIST | PROSSER SCHOOL DIST | 832 PARK AVE | Prosser | 99350-1264 | Benton | Yakima | Zone 3 | 45048.125 | 504 | 7-Completed | 0 | 0
Boiler | COMBOILERS-4-1-22 | COM Standard | thm | Boilers | Boilers | High-Efficiency-Condensing Boiler | 25 | 44652 |  | Minimum 90% Thermal Efficiency and 300 kBtu/hr input | 2.1 | 10 | /kBtu/hr in | EFF 4-1-22 | Fowler General Construction | 44788 | Lochinvar FBN2001 | 96.2 |  |  |  | 1999 | 60000 | 4197.9 | 19990 | Prosser School District No. 116 | Robert Cuti | 008610-C-PROSSER HEIGHTS ELEM | PROSSER HEIGHTS ELEMENTARY | 2008 MILLER AVE | Prosser | 99350 | Benton | Yakima | Zone 3 | 45048.125 | 504 | 7-Completed | 0 | 0
Boiler | COMBOILERS-4-1-22 | COM Standard | thm | Boilers | Boilers | High-Efficiency-Condensing Boiler | 25 | 44652 |  | Minimum 90% Thermal Efficiency and 300 kBtu/hr input | 2.1 | 10 | /kBtu/hr in | EFF 4-1-22 | Fowler General Construction | 44788 | Lochinvar FBN2001 | 96.2 |  |  |  | 1999 | 60000 | 4197.9 | 19990 | Prosser School District No. 116 | Robert Cuti | 008610-C-PROSSER HEIGHTS ELEM | PROSSER HEIGHTS ELEMENTARY | 2008 MILLER AVE | Prosser | 99350 | Benton | Yakima | Zone 3 | 45048.125 | 504 | 7-Completed | 0 | 0
Boiler | COMBOILERS-4-1-22 | COM Standard | thm | Boilers | Boilers | High-Efficiency-Condensing Boiler | 25 | 44652 |  | Minimum 90% Thermal Efficiency and 300 kBtu/hr input | 2.1 | 10 | /kBtu/hr in | EFF 4-1-22 | NW Boiler Inc | 44774 | Raypak H7-1007 | 95.3 | Less than 80% |  |  | 1000 | 48300 | 2100 | 10000 | Bremerton School District | Bradey Day | 008613-C-BREMERTON SCHOOL DIS | BREMERTON SCHOOL DISTRICT | 2400 PERRY AVE | Bremerton | 98310-5139 | Kitsap | Bremerton | Zone 2 | 45052.125 | 504 | 7-Completed | 0 | 0
Boiler | COMBOILERS-4-1-22 | COM Standard | thm | Boilers | Boilers | High-Efficiency-Condensing Boiler | 25 | 44652 |  | Minimum 90% Thermal Efficiency and 300 kBtu/hr input | 2.1 | 10 | /kBtu/hr in | EFF 4-1-22 | NW Boiler Inc | 44774 | Raypak H7-1007 | 95.3 | Less than 80% |  |  | 1000 | 48300 | 2100 | 10000 | Bremerton School District | Bradey Day | 008613-C-BREMERTON SCHOOL DIS | BREMERTON SCHOOL DISTRICT | 2400 PERRY AVE | Bremerton | 98310-5139 | Kitsap | Bremerton | Zone 2 | 45052.125 | 504 | 7-Completed | 0 | 0
Boiler | COMBOILERS-4-1-22 | COM Standard | thm | Boilers | Boilers | High-Efficiency-Condensing Boiler | 25 | 44652 |  | Minimum 90% Thermal Efficiency and 300 kBtu/hr input | 2.1 | 10 | /kBtu/hr in | EFF 4-1-22 | Apollo Sheet Metal | 44731 | Aerco BMK750 | 95.6 | Less than 80% |  |  | 750 | 25245 | 1575 | 7500 | Whitman College | Todd Blackman | 008614-C-WHITMAN COLLEGE MUSI | WHITMAN COLLEGE MUSIC CENTER | 137 S PARK ST | Walla Walla | 99362-2036 | Walla Walla | Walla Walla | Zone 3 | 45052.125 | 504 | 7-Completed | 0 | 0
Boiler | COMBOILERS-4-1-22 | COM Standard | thm | Boilers | Boilers | High-Efficiency-Condensing Boiler | 25 | 44652 |  | Minimum 90% Thermal Efficiency and 300 kBtu/hr input | 2.1 | 10 | /kBtu/hr in | EFF 4-1-22 | Apollo Sheet Metal | 44731 | Aerco BMK750 | 95.6 | Less than 80% |  |  | 750 | 25245 | 1575 | 7500 | Whitman College | Todd Blackman | 008614-C-WHITMAN COLLEGE MUSI | WHITMAN COLLEGE MUSIC CENTER | 137 S PARK ST | Walla Walla | 99362-2036 | Walla Walla | Walla Walla | Zone 3 | 45052.125 | 504 | 7-Completed | 0 | 0
Boiler | COMBOILERS-4-1-22 | COM Standard | thm | Boilers | Boilers | High-Efficiency-Condensing Boiler | 25 | 44652 |  | Minimum 90% Thermal Efficiency and 300 kBtu/hr input | 2.1 | 10 | /kBtu/hr in | EFF 4-1-22 | FORMA Construction | 45031 | ATH KN-26 | 90 |  |  |  | 2600 | 120250 | 5460 | 26000 | Kelso School District No 458 | Robert Cuti | 008629-C-KELSO SCHOOL DISTRIC | KELSO SCHOOL DISTRICT #458 | 500 REDPATH ST | Kelso | 98626-3737 | Cowlitz | Longview | Zone 2 | 45121.25 | 504 | 7-Completed | 0 | 0
Boiler | COMBOILERS-4-1-22 | COM Standard | thm | Boilers | Boilers | High-Efficiency-Condensing Boiler | 25 | 44652 |  | Minimum 90% Thermal Efficiency and 300 kBtu/hr input | 2.1 | 10 | /kBtu/hr in | EFF 4-1-22 | FORMA Construction | 45031 | ATH KN-26 | 90 |  |  |  | 2600 | 120250 | 5460 | 26000 | Kelso School District No 458 | Robert Cuti | 008629-C-KELSO SCHOOL DISTRIC | KELSO SCHOOL DISTRICT #458 | 500 REDPATH ST | Kelso | 98626-3737 | Cowlitz | Longview | Zone 2 | 45121.25 | 504 | 7-Completed | 0 | 0
Boiler | COMBOILERS-4-1-22 | COM Standard | thm | Boilers | Boilers | High-Efficiency-Condensing Boiler | 25 | 44652 |  | Minimum 90% Thermal Efficiency and 300 kBtu/hr input | 2.1 | 10 | /kBtu/hr in | EFF 4-1-22 | Burton Construction Inc | 45062 | Lochinvar FTX500N | 97.7 |  |  |  | 500 | 59584.53 | 1050 | 5000 | WSU - Mount Vernon | Brian Farnsworth | 008631-C-WSU AG RESEARCH BUIL | WSU AG RESEARCH BUILDING | 16650 SR 536 | Mount Vernon | 98273-4768 | Skagit | Mount Vernon | Zone 1 | 45120.25 | 504 | 7-Completed | 0 | 0
Boiler | COMBOILERS-4-1-22 | COM Standard | thm | Boilers | Boilers | High-Efficiency-Condensing Boiler | 25 | 44652 |  | Minimum 90% Thermal Efficiency and 300 kBtu/hr input | 2.1 | 10 | /kBtu/hr in | EFF 4-1-22 | Burton Construction Inc | 45062 | Lochinvar FTX500N | 97.7 |  |  |  | 500 | 59584.52 | 1050 | 5000 | WSU - Mount Vernon | Brian Farnsworth | 008631-C-WSU AG RESEARCH BUIL | WSU AG RESEARCH BUILDING | 16650 SR 536 | Mount Vernon | 98273-4768 | Skagit | Mount Vernon | Zone 1 | 45120.25 | 504 | 7-Completed | 0 | 0
Boiler | COMBOILERS-4-1-22 | COM Standard | thm | Boilers | Boilers | High-Efficiency-Condensing Boiler | 25 | 44652 |  | Minimum 90% Thermal Efficiency and 300 kBtu/hr input | 2.1 | 10 | /kBtu/hr in | EFF 4-1-22 | Apex Mechanical, LLC | 44957 | Riello AR3000 | 96.1 | Less than 80% |  |  | 3000 | 94105 | 6300 | 30000 | Othello School District #147 | Robert Cuti | 008633-C-OTHELLO SCHOOL DISTR | OTHELLO SCHOOL DISTRICT | 340 S 7TH AVE | Othello | 99344-1404 | Adams | Wenatchee | Zone 3 | 45120.25 | 504 | 7-Completed | 0 | 0
Boiler | COMBOILERS-4-1-22 | COM Standard | thm | Boilers | Boilers | High-Efficiency-Condensing Boiler | 25 | 44652 |  | Minimum 90% Thermal Efficiency and 300 kBtu/hr input | 2.1 | 10 | /kBtu/hr in | EFF 4-1-22 | Hurley Engineering | 44958 | PK ST-1250 | 97.1 | Less than 85% |  |  | 1250 | 27969 | 2625 | 12500 | Skagit Valley College | Brian Farnsworth | 008634-C-SKAGIT VALLEY COMMUN | SKAGIT VALLEY COMMUNITY COLLEGE | 1900 SE PIONEER WAY | Oak Harbor | 98277 | Island | Mount Vernon | Zone 1 | 45121.125 | 504 | 7-Completed | 0 | 0
Boiler | COMBOILERS-4-1-22 | COM Standard | thm | Boilers | Boilers | High-Efficiency-Condensing Boiler | 25 | 44652 |  | Minimum 90% Thermal Efficiency and 300 kBtu/hr input | 2.1 | 10 | /kBtu/hr in | EFF 4-1-22 | Hurley Engineering | 44958 | PK ST-1250 | 97.1 | Less than 85% |  |  | 1250 | 27969 | 2625 | 12500 | Skagit Valley College | Brian Farnsworth | 008634-C-SKAGIT VALLEY COMMUN | SKAGIT VALLEY COMMUNITY COLLEGE | 1900 SE PIONEER WAY | Oak Harbor | 98277 | Island | Mount Vernon | Zone 1 | 45121.125 | 504 | 7-Completed | 0 | 0
Boiler | COMBOILERS-4-1-22 | COM Standard | thm | Boilers | Boilers | High-Efficiency-Condensing Boiler | 25 | 44652 |  | Minimum 90% Thermal Efficiency and 300 kBtu/hr input | 2.1 | 10 | /kBtu/hr in | EFF 4-1-22 | Cole Industrial, Inc. | 44957 | CleaverBrooks CFC-E-700-1000 | 96 |  |  |  | 1000 | 21412 | 2100 | 10000 | Pasco School District No 1 | Robert Cuti | 008592-C-Pasco School Distric | Pasco School District | 3410 N Stearman Ave | Pasco | 99301 | Franklin | Kennewick | Zone 3 | 45003.125 | 504 | 7-Completed | 0 | 0
Custom Insulation | COMCUSTINS | COM Custom | thm | Custom Insulation | Custom | R13 wall insulation | 30 |  |  |  | 0 | 0 | /unit |  | Smith Insulation, Inc. | 44875 |  |  |  | 0 | 13 | 1 | 6593.94 | 497 | 2447 | Valley Church | Todd Blackman | 008619-C-Valley Church | Valley Church | 246 Brock St | Walla Walla | 99362-2655 | Walla Walla | Walla Walla | Zone 3 | 45063.125 | 504 | 7-Completed | 15613 | -497
Custom Insulation | COMCUSTINS | COM Custom | thm | Custom Insulation | Custom | R49 attic insulation | 30 |  |  |  | 0 | 0 | /unit |  | PNW Energy Services | 44953 |  |  |  | 11 | 49 | 1 | 1637.5 | 66 | 527 | Sakuma Bros. Farms, Inc | Robert Cuti | 008620-C-SAKUMA BROS FARMS | SAKUMA BROS FARMS | 9765 CHUCKANUT DR | Burlington | 98233-9671 | Skagit | Mount Vernon | Zone 1 | 45063.125 | 504 | 7-Completed | 975 | -66
Custom Insulation | COMCUSTINS | COM Custom | thm | Custom Insulation | Custom | R21 floor insulation | 30 |  |  |  | 0 | 0 | /unit |  | PNW Energy Services | 44953 |  |  |  | 0 | 21 | 1 | 1637.5 | 350 | 2300 | Sakuma Bros. Farms, Inc | Robert Cuti | 008620-C-SAKUMA BROS FARMS | SAKUMA BROS FARMS | 9765 CHUCKANUT DR | Burlington | 98233-9671 | Skagit | Mount Vernon | Zone 1 | 45063.125 | 504 | 7-Completed | 2300 | -350
Insulation - Wall - Tier 2 - Min R-19 | COMIWT2-4-1-22 | COM Standard | thm | Insulation | Insulation | Wall Insulation | 30 | 44652 |  | Tier 2 / Minimum R-19 | 0.19 | 2 | /sq. ft. | EFF 4-1-22 | Smith Insulation, Inc. | 44985 |  |  |  | 0 | 19 | 2730 | 6848 | 518.7 | 5460 | Kirk Alden Plumbing | Todd Blackman | 008622-C-Kirk Alden Plumbing | Kirk Alden Plumbing | 1392 W Pine St | Walla Walla | 99362 | Walla Walla | Walla Walla | Zone 3 | 45072.125 | 504 | 7-Completed | 0 | 0
Insulation - Attic - Tier 1 - Min R-30 | COMIAT12-19-19 | COM Standard | thm | Insulation | Insulation | Attic Insulation | 30 | 43515 |  | Tier 1 / Minimum R-30 | 0.31 | 2 | /sq.ft. | POST 2-19-19 | Smith Insulation, Inc. | 44985 |  |  |  | 0 | 30 | 4420 | 10272 | 1370.2 | 8840 | Kirk Alden Plumbing | Todd Blackman | 008622-C-Kirk Alden Plumbing | Kirk Alden Plumbing | 1392 W Pine St | Walla Walla | 99362 | Walla Walla | Walla Walla | Zone 3 | 45072.125 | 504 | 7-Completed | 0 | 0
Insulation - Attic - Tier 2 - Min R-45 | COMIAT22-19-19 | COM Standard | thm | Insulation | Insulation | Attic Insulation | 30 | 43515 |  | Tier 2 / Minimum R-45 | 0.32 | 2.5 | /sq.ft. | POST 2-19-19 | Superior Insulation Products | 45030 |  |  |  | 0 | 49 | 12000 | 31036.2 | 3840 | 30000 | Ironwood Manufacturing Company | Brian Farnsworth | 008624-C-Ironwood Manufacturi | Ironwood Manufacturing Company | 6405 172ND ST NE # A | Arlington | 98223 | Snohomish | Mount Vernon | Zone 1 | 45072.125 | 504 | 7-Completed | 0 | 0
Insulation - Wall - Tier 2 - Min R-19 | COMIWT2-4-1-22 | COM Standard | thm | Insulation | Insulation | Wall Insulation | 30 | 44652 |  | Tier 2 / Minimum R-19 | 0.19 | 2 | /sq. ft. | EFF 4-1-22 | Superior Insulation Products | 45030 |  |  |  | 0 | 21 | 6100 | 13702.2 | 1159 | 12200 | Ironwood Manufacturing Company | Brian Farnsworth | 008624-C-Ironwood Manufacturi | Ironwood Manufacturing Company | 6405 172ND ST NE # A | Arlington | 98223 | Snohomish | Mount Vernon | Zone 1 | 45072.125 | 504 | 7-Completed | 0 | 0
Insulation - Attic - Tier 1 - Min R-30 | COMIAT12-19-19 | COM Standard | thm | Insulation | Insulation | Attic Insulation | 30 | 43515 |  | Tier 1 / Minimum R-30 | 0.31 | 2 | /sq.ft. | POST 2-19-19 | Rene Arellano | 44592 |  |  |  | 0 | 30 | 1300 | 4522.9 | 403 | 2600 | Nameless Performance, Inc. | Glen Whitehead | 008615-C-Nameless Performance | Nameless Performance Inc | 1061 DALE ST | Woodland | 98674-9435 | Cowlitz | Longview | Zone 2 | 45063.125 | 504 | 7-Completed | 0 | 0
Insulation - Attic - Tier 1 - Min R-30 | COMIAT12-19-19 | COM Standard | thm | Insulation | Insulation | Attic Insulation | 30 | 43515 |  | Tier 1 / Minimum R-30 | 0.31 | 2 | /sq.ft. | POST 2-19-19 | Systems West Construction | 44865 |  |  |  | 0 | 32 | 84000 | 383089.4 | 26040 | 168000 | Evans Fruit Co. | Bradey Day | 008616-C-EVANS FRUIT COMPANY | EVANS FRUIT COMPANY | 5002 TIETON DR | Yakima | 98908-3452 | Yakima | Yakima | Zone 3 | 45057.125 | 505 | 7-Completed | 0 | 0
Insulation - Attic - Tier 1 - Min R-30 | COMIAT12-19-19 | COM Standard | thm | Insulation | Insulation | Attic Insulation | 30 | 43515 |  | Tier 1 / Minimum R-30 | 0.31 | 2 | /sq.ft. | POST 2-19-19 | Coast Insulation | 44937 |  |  |  | 0 | 38 | 8240 | 18150 | 2554.4 | 16480 | Bellingham Slavic Gospel Church | Brian Farnsworth | 008595-C-BELLINGHAM SLAVIC GO | BELLINGHAM SLAVIC GOSPEL CHURCH | 276 HARVEST WAY | Bellingham | 98226 | Whatcom | Bellingham | Zone 1 | 45016.125 | 504 | 7-Completed | 0 | 0
Insulation - Roof - Tier 2 - Min R-30 | COMIRT2-4-1-22 | COM Standard | thm | Insulation | Insulation | Roof Insulation | 30 | 44652 |  | Tier 2 / Minimum R-30 | 0.36 | 2 | /sq.ft. | EFF 4-1-22 | Esary Roofing & Siding Co Inc | 44782 |  |  |  | 0 | 38 | 6405 | 86200 | 2305.8 | 12810 | Chuckanut Bay Distillery | Brian Farnsworth | 008596-C-Chuckanut Bay Distil | Chuckanut Bay Distillery | 1309 CORNWALL AVE | Bellingham | 98225-4716 | Whatcom | Bellingham | Zone 1 | 45044.125 | 504 | 7-Completed | 0 | 0
Insulation - Attic - Tier 2 - Min R-45 | COMIAT22-19-19 | COM Standard | thm | Insulation | Insulation | Attic Insulation | 30 | 43515 |  | Tier 2 / Minimum R-45 | 0.32 | 2.5 | /sq.ft. | POST 2-19-19 | Smith Insulation, Inc. | 44925 |  |  |  | 0 | 49 | 3048 | 9674 | 975.36 | 7620 | Valley Church | Todd Blackman | 008597-C-Valley Church | Valley Church | 246 Brock St | Walla Walla | 99362-2655 | Walla Walla | Walla Walla | Zone 3 | 45016.125 | 504 | 7-Completed | 0 | 0
Insulation - Attic - Tier 2 - Min R-45 | COMIAT22-19-19 | COM Standard | thm | Insulation | Insulation | Attic Insulation | 30 | 43515 |  | Tier 2 / Minimum R-45 | 0.32 | 2.5 | /sq.ft. | POST 2-19-19 | Smith Insulation, Inc. | 44875 |  |  |  | 0 | 49 | 3600 | 11538 | 1152 | 9000 | Valley Church | Todd Blackman | 008598-C-ABUNDANT LIFE TABERN | ABUNDANT LIFE TABERNACLE | 1625 E ALDER ST | Walla Walla | 99362-2655 | Walla Walla | Walla Walla | Zone 3 | 45016.125 | 504 | 7-Completed | 0 | 0
Insulation - Floor | COMFLOORINS-4-1-22 | COM Standard | thm | Insulation | Insulation | Floor Insulation | 30 | 44652 |  | Equal to or greater than R-30 Post and equal to or less than R-11 Pre | 0.056 | 1.25 | /sq. ft. | EFF 4-1-22 | Smith Insulation, Inc. | 44875 |  |  |  | 0 | 30 | 3600 | 6843 | 201.6 | 4500 | Valley Church | Todd Blackman | 008598-C-ABUNDANT LIFE TABERN | ABUNDANT LIFE TABERNACLE | 1625 E ALDER ST | Walla Walla | 99362-2655 | Walla Walla | Walla Walla | Zone 3 | 45016.125 | 504 | 7-Completed | 0 | 0
Insulation - Roof - Tier 2 - Min R-30 | COMIRT2-4-1-22 | COM Standard | thm | Insulation | Insulation | Roof Insulation | 30 | 44652 |  | Tier 2 / Minimum R-30 | 0.36 | 2 | /sq.ft. | EFF 4-1-22 | FORMA Construction | 45031 |  |  |  | 0 | 51 | 23285 | 541116 | 8382.6 | 46570 | Kelso School District No 458 | Robert Cuti | 008629-C-KELSO SCHOOL DISTRIC | KELSO SCHOOL DISTRICT #458 | 500 REDPATH ST | Kelso | 98626-3737 | Cowlitz | Longview | Zone 2 | 45121.25 | 504 | 7-Completed | 0 | 0
Insulation - Attic - Tier 2 - Min R-45 | COMIAT22-19-19 | COM Standard | thm | Insulation | Insulation | Attic Insulation | 30 | 43515 |  | Tier 2 / Minimum R-45 | 0.32 | 2.5 | /sq.ft. | POST 2-19-19 | General Plus Insulation, LLC & Gutters | 44957 |  |  |  | 0 | 49 | 4500 | 5765.31 | 1440 | 5765.31 | Curtis/Broman Real Estate | Brian Farnsworth | 008630-C-Curtis/Broman Real E | Curtis/Broman Real Estate | 225 S 1st St | Mount Vernon | 98273 | Skagit | Mount Vernon | Zone 1 | 45120.25 | 504 | 7-Completed | 0 | 0
Insulation - Wall - Tier 2 - Min R-19 | COMIWT2-4-1-22 | COM Standard | thm | Insulation | Insulation | Wall Insulation | 30 | 44652 |  | Tier 2 / Minimum R-19 | 0.19 | 2 | /sq. ft. | EFF 4-1-22 | Environmental Insulation & Contracting LLC | 44907 |  |  |  | 0 | 30 | 21000 | 56757 | 3990 | 42000 | Sedron Technologies | Brian Farnsworth | 008579-C-Sedron Technologies | Sedron Technologies | 500 Metcalf St Ste A2 | Sedro Woolley | 98284 | Skagit | Mount Vernon | Zone 1 | 44957.125 | 504 | 7-Completed | 0 | 0
Custom Insulation | COMCUSTINS | COM Custom | thm | Custom Insulation | Custom | R40 attic insulation | 30 |  |  |  | 0 | 0 | /unit |  | Coast Insulation | 44873 |  |  |  | 11 | 49 | 1 | 6629 | 256 | 2169 | Christian Hope Association | Brian Farnsworth | 008582-C-Christian Hope Association | Christian Hope Association | 205 S BRITISH COLUMBIA AVE #B,C,F-2 | Lynden | 98264 | Whatcom | Bellingham | Zone 1 | 44971.125 | 504 | 7-Completed | 6629 | -256
Insulation - Attic - Tier 2 - Min R-45 | COMIAT22-19-19 | COM Standard | thm | Insulation | Insulation | Attic Insulation | 30 | 43515 |  | Tier 2 / Minimum R-45 | 0.32 | 2.5 | /sq.ft. | POST 2-19-19 | Environmental Insulation & Contracting LLC | 44932 |  |  |  | 0 | 49 | 47638 | 108509.07 | 15244.16 | 108509.07 | Environmental Insulation & Contracting LLC | Brian Farnsworth | 008583-C-Lynden School Distri | Lynden School District #504 | 516 Main St | Lynden | 98264-1326 | Whatcom | Bellingham | Zone 1 | 44961 | 504 | 7-Completed | 0 | 0
Insulation - Attic - Tier 2 - Min R-45 | COMIAT22-19-19 | COM Standard | thm | Insulation | Insulation | Attic Insulation | 30 | 43515 |  | Tier 2 / Minimum R-45 | 0.32 | 2.5 | /sq.ft. | POST 2-19-19 | East Valley Insulation, LLC | 44942 |  |  |  | 0 | 49 | 3025 | 8016 | 968 | 7562.5 | Walt Nelson Insurance | Bradey Day | 008585-C-WALT NELSON INSURANC | WALT NELSON INSURANCE | 313 S WAPATO AVE | Wapato | 98951-1346 | Yakima | Yakima | Zone 3 | 44971.125 | 504 | 7-Completed | 0 | 0
Insulation - Attic - Tier 2 - Min R-45 | COMIAT22-19-19 | COM Standard | thm | Insulation | Insulation | Attic Insulation | 30 | 43515 |  | Tier 2 / Minimum R-45 | 0.32 | 2.5 | /sq.ft. | POST 2-19-19 | East Valley Insulation, LLC | 44897 |  |  |  | 0 | 49 | 1500 | 4350 | 480 | 3750 | Mobile Manor Inc | Bradey Day | 008593-C-MOBILE MANOR | MOBILE MANOR | 8301 TIETON DR | Yakima | 98908-1471 | Yakima | Yakima | Zone 3 | 45003.125 | 504 | 7-Completed | 0 | 0
Windows - Tier 1 | COMWINDOWS-4-1-22 | COM Standard | thm | Windows | Windows | Single pane to .30 or less (not LoadMAP's .50 to .22) per sq ft | 45 | 44652 |  | 0.30 or less U | 0.4877 | 7.5 | /sq. ft. | EFF 4-1-22 | Smith Insulation, Inc. | 45022 | [5 empty] | 117.9 | 4320 | 57.49 | 884.03 | Shea Properties | Todd Blackman | 008625-C-BILL DEWEBER | BILL DEWEBER | 11 E CHESTNUT ST | Walla Walla | 99362-4070 | Walla Walla | Walla Walla | Zone 3 | 45085.125 | 504 | 7-Completed | 0 | 0.00983
Windows - Tier 1 | COMWINDOWS-4-1-22 | COM Standard | thm | Windows | Windows | Single pane to .30 or less (not LoadMAP's .50 to .22) per sq ft | 45 | 44652 |  | 0.30 or less U | 0.4877 | 7.5 | /sq. ft. | EFF 4-1-22 | Jim's Glass Shop | 44963 | [5 empty] | 109 | 4152 | 53.16 | 817.5 | Valley Church | Todd Blackman | 008597-C-Valley Church | Valley Church | 246 Brock St | Walla Walla | 99362-2655 | Walla Walla | Walla Walla | Zone 3 | 45016.125 | 504 | 7-Completed | 0 | -0.0007
Windows - Tier 1 | COMWINDOWS-4-1-22 | COM Standard | thm | Windows | Windows | Single pane to .30 or less (not LoadMAP's .50 to .22) per sq ft | 45 | 44652 |  | 0.30 or less U | 0.4877 | 7.5 | /sq. ft. | EFF 4-1-22 | DBL-D Construction | 44846 | [5 empty] | 708.1 | 59800 | 345.34 | 5310.75 | St. Rose | Glen Whitehead | 008601-C-ST. ROSE COMPLEX | ST. ROSE COMPLEX | 2571 NICHOLS BLVD (CHAPEL) | Longview | 98632-1839 | Cowlitz | Longview | Zone 2 | 45048.25 | 504 | 7-Completed | 0 | 0.00037
Windows - Tier 1 | COMWINDOWS-4-1-22 | COM Standard | thm | Windows | Windows | Single pane to .30 or less (not LoadMAP's .50 to .22) per sq ft | 45 | 44652 |  | 0.30 or less U | 0.4877 | 7.5 | /sq. ft. | EFF 4-1-22 | Smith Insulation, Inc. | 45022 | [5 empty] | 41.6 | 1980 | 20.27 | 311.7 | Shea Properties | Todd Blackman | 008625-C-BILL DEWEBER | BILL DEWEBER | 11 E CHESTNUT ST | Walla Walla | 99362-4070 | Walla Walla | Walla Walla | Zone 3 | 45085.125 | 504 | 7-Completed | 0 | 0.01832
Windows - Tier 1 | COMWINDOWS-4-1-22 | COM Standard | thm | Windows | Windows | Single pane to .30 or less (not LoadMAP's .50 to .22) per sq ft | 45 | 44652 |  | 0.30 or less U | 0.4877 | 7.5 | /sq. ft. | EFF 4-1-22 | Jim's Glass Shop | 44901 | [5 empty] | 18.19 | 475 | 8.87 | 136.43 | Valley Church | Todd Blackman | 008591-C-ABUNDANT LIFE TABERN | ABUNDANT LIFE TABERNACLE | 1625 E ALDER ST | Walla Walla | 99362-2655 | Walla Walla | Walla Walla | Zone 3 | 45003.25 | 504 | 7-Completed | 0 | 0.001263
Windows - Tier 1 | COMWINDOWS-4-1-22 | COM Standard | thm | Windows | Windows | Single pane to .30 or less (not LoadMAP's .50 to .22) per sq ft | 45 | 44652 |  | 0.30 or less U | 0.4877 | 7.5 | /sq. ft. | EFF 4-1-22 | Jim's Glass Shop | 44901 | [5 empty] | 18.19 | 475 | 8.87 | 136.43 | Valley Church | Todd Blackman | 008591-C-ABUNDANT LIFE TABERN | ABUNDANT LIFE TABERNACLE | 1625 E ALDER ST | Walla Walla | 99362-2655 | Walla Walla | Walla Walla | Zone 3 | 45003.25 | 504 | 7-Completed | 0 | 0.001263
Windows - Tier 1 | COMWINDOWS-4-1-22 | COM Standard | thm | Windows | Windows | Single pane to .30 or less (not LoadMAP's .50 to .22) per sq ft | 45 | 44652 |  | 0.30 or less U | 0.4877 | 7.5 | /sq. ft. | EFF 4-1-22 | Jim's Glass Shop | 44901 | [5 empty] | 18.19 | 475 | 8.87 | 136.43 | Valley Church | Todd Blackman | 008591-C-ABUNDANT LIFE TABERN | ABUNDANT LIFE TABERNACLE | 1625 E ALDER ST | Walla Walla | 99362-2655 | Walla Walla | Walla Walla | Zone 3 | 45003.25 | 504 | 7-Completed | 0 | 0.001263
Windows - Tier 1 | COMWINDOWS-4-1-22 | COM Standard | thm | Windows | Windows | Single pane to .30 or less (not LoadMAP's .50 to .22) per sq ft | 45 | 44652 |  | 0.30 or less U | 0.4877 | 7.5 | /sq. ft. | EFF 4-1-22 | Jim's Glass Shop | 44901 | [5 empty] | 18.19 | 475 | 8.87 | 136.43 | Valley Church | Todd Blackman | 008591-C-ABUNDANT LIFE TABERN | ABUNDANT LIFE TABERNACLE | 1625 E ALDER ST | Walla Walla | 99362-2655 | Walla Walla | Walla Walla | Zone 3 | 45003.25 | 504 | 7-Completed | 0 | 0.001263
Windows - Tier 1 | COMWINDOWS-4-1-22 | COM Standard | thm | Windows | Windows | Single pane to .30 or less (not LoadMAP's .50 to .22) per sq ft | 45 | 44652 |  | 0.30 or less U | 0.4877 | 7.5 | /sq. ft. | EFF 4-1-22 | Jim's Glass Shop | 44901 | [5 empty] | 18.19 | 475 | 8.87 | 136.43 | Valley Church | Todd Blackman | 008591-C-ABUNDANT LIFE TABERN | ABUNDANT LIFE TABERNACLE | 1625 E ALDER ST | Walla Walla | 99362-2655 | Walla Walla | Walla Walla | Zone 3 | 45003.25 | 504 | 7-Completed | 0 | 0.001263
Windows - Tier 1 | COMWINDOWS-4-1-22 | COM Standard | thm | Windows | Windows | Single pane to .30 or less (not LoadMAP's .50 to .22) per sq ft | 45 | 44652 |  | 0.30 or less U | 0.4877 | 7.5 | /sq. ft. | EFF 4-1-22 | Jim's Glass Shop | 44901 | [5 empty] | 18.19 | 475 | 8.87 | 136.43 | Valley Church | Todd Blackman | 008591-C-ABUNDANT LIFE TABERN | ABUNDANT LIFE TABERNACLE | 1625 E ALDER ST | Walla Walla | 99362-2655 | Walla Walla | Walla Walla | Zone 3 | 45003.25 | 504 | 7-Completed | 0 | 0.001263
0
0
0
0
0
0
0
0
0
0
0
0
0
0
0
0
0
0
0
0
0
0
0
0
0
0
0
0
0
0
0
0
0
0
0
0
0
0
0
0
0
0
0
0
0
0
0
0
0
0
0
0
0
0
0
0
0
0
0
0
0
0
0
0
0
0
0
0
0
0
0
0
0
0
0
0
0
0
0
0
0
0
0
0
0
0
0
0
0
0
0
0
0
0
0
0
0
0
0
0
0
0
0
0
0
0
0
0
0
0
0
0
0
0
0
0
0
0
0
0
0
0
0
0
0
0
0
0
0
0
0

## Com Measure Mapping
Adjusted formula
| Cascade Plan - Measure Mapping |  |  |  | LoadMap - Measure Mapping | [5 empty] | Cascade Plan - Value Comparison |  |  |  |  | LoadMap - Value Comparison | [6 empty] | LoadMap Participation |  | LoadMap UCT Potential (MWh) |  | LoadMap TRC Potential (MWh)
Key | Item | Sector | MEASURE | EFFICIENCY RATING | LoadMap Measure Name | Segment | Vintage | Baseline | Efficient Definition | Notes for AEG Review Mapping Notes | Therm Savings (per unit) | Unit of Measure | Incremental Cost ($) | Measure Lifetime | Measure Incentive ($) | UES (Annual therms) | Unit of Measure | Unit Adjusted UES | Updated Unit | Unit Incremental Cost (2019$) | Measure Life | Measure Incentive | 2024 | 2025 | 2024 | 2025 | 2024 | 2025 | 9/6 CNGC Discussion Notes
Boiler_Minimum 90% Thermal Efficiency and 300 kBtu/hr input | 1 | Commercial | Boiler | Minimum 90% Thermal Efficiency and 300 kBtu/hr input | Boiler | All | Existing | TE 80% | TE 94% (ENERGY STAR 1.0) | - Relied on manual calculations in "Boiler & WH Calcs" tab for savings. Confirm calculations. - Baseline used in Measure Summary from LoadMap is 94% efficiency. Should we recommend an update to the measure? - Incentive and LoadMap potential pulled from "TE 98%" version of measure. | 2.1 | kBtu/hr | N/A | N/A | 10 | 0.11191 | 513.550054507209 kBtu/hr | 1.7759 | kBtu/hr | 1.3576 | 25 | 10.2455 | 38.5671 | 40.5669 | 9.2077 | 9.6852 | 1.3028 | 1.3703 | Use a delta of ~10% above code minimum historically. New baseline is 84% from 80%. Recommend to move minimum up to 94%. Plenty of offerings and install opportunities in that range. This would keep savings assumptions the same (still 10% delta). TRC doesn't typically see 90/91% anymore, and 98% are very rare to see. Recommend no/minimal change in incentive value.
Boiler_Minimum 85% Thermal Efficiency and 300 kBtu/hr input | 2 | Commercial | Boiler | Minimum 85% Thermal Efficiency and 300 kBtu/hr input | Boiler | All | Existing | TE 80% | TE 84% (2023 Standard) | - Relied on manual calculations in "Boiler & WH Calcs" tab for savings. Confirm calculations. - Baseline used in Measure Summary from LoadMap is 94% efficiency. Should we recommend an update to the measure? - Incentive and LoadMap potential pulled from "TE 98%" version of measure. | 1.35 | kBtu/hr | N/A | N/A | 6 | 0.03578 | 513.550054507209 kBtu/hr | 0.90245 | kBtu/hr | 0.073266 | 25 | 9.1555 | 38.5671 | 40.5669 | 9.2077 | 9.6852 | 1.3028 | 1.3703
Boiler Steam Trap_Minimum 300 kBtu input and steam pressures at 7psig or greater | 3 | Commercial | Boiler Steam Trap | Minimum 300 kBtu input and steam pressures at 7psig or greater | Steam Trap Maintenance | All | Existing | Degrade performance | Cleaning and maintenance |  | 136.9 | BoilerCtrl | N/A | N/A | 125 | 137.4462 | BoilerCtrl | 137.4462 | BoilerCtrl | 75.61 | 6 | 69.7325 | 40.2281 | 39.4236 | 5.5001 | 5.3408 | 5.5008 | 5.3422
Clothes Washer_1.8 MEF | 4 | Commercial | Clothes Washer | 1.8 MEF | Commercial Clothes Washers - ENERGY STAR | All | Existing | Standard laundry machine | ESTAR/High MEF unit installed |  | 38.4058 | ClothesWashers | N/A | N/A | 135 | 38.4058 | ClothesWashers | 38.4058 | ClothesWashers | 443.39 | 7.1 | 133.0176 | 18.3864 | 28.0291 | 0.85247 | 1.2772 | 0 | 0
Convection Oven (Grocery)_>= 44% Cooking Efficiency,<= 13,000 Btu/hr Idle Rate | 5 | Commercial | Convection Oven (Grocery) | >= 44% Cooking Efficiency,<= 13,000 Btu/hr Idle Rate | Oven | Grocery | Existing | Standard | ENERGY STAR (3.0) |  | 368 | 1 unit | N/A | N/A | 800 | 329.6906 | 1 unit | 329.6906 | 1 unit | 760.73 | 10.5 | 760.7306 | 1.8604 | 2.6576 | 0.61337 | 0.87617 | 0.61337 | 0.87617
Convection Oven (Lodging)_>= 44% Cooking Efficiency,<= 13,000 Btu/hr Idle Rate | 6 | Commercial | Convection Oven (Lodging) | >= 44% Cooking Efficiency,<= 13,000 Btu/hr Idle Rate | Oven | Lodging | Existing | Standard | ENERGY STAR (3.0) |  | 219 | 1 unit | N/A | N/A | 800 | 329.6906 | 1 unit | 329.6906 | 1 unit | 760.73 | 10.5 | 760.7306 | 0.11168 | 0.15953 | 0.03682 | 0.052596 | 0.03682 | 0.052596
Convection Oven (Restaurant)_>= 44% Cooking Efficiency,<= 13,000 Btu/hr Idle Rate | 7 | Commercial | Convection Oven (Restaurant) | >= 44% Cooking Efficiency,<= 13,000 Btu/hr Idle Rate | Oven | Restaurant | Existing | Standard | ENERGY STAR (3.0) |  | 649 | 1 unit | N/A | N/A | 800 | 329.6906 | 1 unit | 329.6906 | 1 unit | 760.73 | 10.5 | 760.7306 | 3.9785 | 5.683 | 1.3117 | 1.8736 | 1.3117 | 1.8736
Convection Oven (School)_>= 44% Cooking Efficiency,<= 13,000 Btu/hr Idle Rate | 8 | Commercial | Convection Oven (School) | >= 44% Cooking Efficiency,<= 13,000 Btu/hr Idle Rate | Oven | Education | Existing | Standard | ENERGY STAR (3.0) |  | 141 | 1 unit | N/A | N/A | 800 | 329.6906 | 1 unit | 329.6906 | 1 unit | 760.73 | 10.5 | 760.7306 | 0.020987 | 0.029979 | 0.0069191 | 0.0098836 | 0.0069191 | 0.0098836
DCV_Meet JUARC Guidelines for DCV RTUs in 5-20 ton | 9 | Commercial | DCV | Meet JUARC Guidelines for DCV RTUs in 5-20 ton | HVAC - Demand Controlled Ventilation | All | Existing | Constant ventilation | DCV enabled | - Applied conversion factors from "Conversions" tab to align units of measure for measure impacts, incentive, and participation. Confirm conversion values are accurate. - Should these conversion be applied to participation as well? Did not do this last time. | 11.3041 | ton | N/A | N/A | 60 | 0.045933 | sqft | 11.3041 | ton | 106.8188 | 6 | 44.8619 | 127265.1904 | 213149.8679 | 8.6924 | 15.1122 | 10.7661 | 16.2294
DHW Recirculation Controls_Add time clock or other schedule control for continuous operation DHW recirculation pump | 10 | Commercial | DHW Recirculation Controls | Add time clock or other schedule control for continuous operation DHW recirculation pump | Water Heater - Central Controls | All | Existing | No central controls | Central water boiler controls installed | - Difference in units (Plan on a per controller basis, CPA on a per building basis, would need a controller per building conversion factor). - No UCT or TRC potential for measure. | 72 | perBldg | N/A | N/A | 200 | 646.5239 | perBldg | 646.5239 | perBldg | 2146.3 | 15 | 2009.4432 | 0 | 0 | 0 | 0 | 0 | 0 | We see small savings amounts and small cost. Very minimal if any uptake over the past 5 years. Okay will keeping the same offerings or dropping from program (if no potential exists across territory). Not typically a single measure, its seen more often in multi-family. Most of the buildings in territory we believe have already done it. (low hanging fruits, particularly in schools). This is a cheap offerings that could work with Direct Digital Control system upgrades.
Domestic Hot Water Tanks - Condensing_Minimum 91% AFUE or 91% Thermal Efficiency | 11 | Commercial | Domestic Hot Water Tanks - Condensing | Minimum 91% AFUE or 91% Thermal Efficiency | Water Heater | All | Existing | TE 80% | TE 94% (ENERGY STAR 2.0) | - Converted measure impacts to align efficiency levels. | 3.7987 | 1 kBtu/hr | N/A | N/A | 2.5 | 5.9408 | 1 kBtu/hr | 4.6678 | 1 kBtu/hr | 2.5693 | 10 | 1.1022 | 3146.9544 | 3472.1845 | 15.6826 | 17.3016 | 15.6826 | 17.3016 | Most commercial tank heaters we see are in 92-94% range. Recommend no change from past tariff. AEG please confirm if code has changed from 2 years ago. If it has changed, then add that change in efficiency percent to our efficiency requirement.
Double Rack Oven_>=50% Cooking Efficiency, <=35,000 Btu/hr Idle Rate | 12 | Commercial | Double Rack Oven | >=50% Cooking Efficiency, <=35,000 Btu/hr Idle Rate | Double Rack Oven | All | Existing | Standard | FTSC Qualified (>50% Cooking Efficiency) |  | 1837.5733 | 1 unit | N/A | N/A | 2500 | 1977.8953 | 1 unit | 1977.8953 | 1 unit | 4434.63 | 12 | 2685.7005 | 1.0639 | 1.5833 | 2.1044 | 3.1317 | 2.1044 | 3.1317
Gas Conveyor Oven_>=42% Baking Efficiency | 13 | Commercial | Gas Conveyor Oven | >=42% Baking Efficiency | Conveyor Oven | All | Existing | Standard | Efficient (>44% Baking Efficiency) | - Converted measure impacts to align efficiency levels. | 660.8106 | 1 unit | N/A | N/A | 700 | 709.0565 | 1 unit | 676.8267 | 1 unit | 2314.5436 | 17 | 467.0604 | 0.067965 | 0.25437 | 0.048191 | 0.18036 | 0.048191 | 0.18036
Griddle (Grocery)_>=38% Cooking Efficiency,<= 2650 Btu/hr-sq ft Idle Rate | 14 | Commercial | Griddle (Grocery) | >=38% Cooking Efficiency,<= 2650 Btu/hr-sq ft Idle Rate | Griddle | Grocery | Existing | Standard | ENERGY STAR |  | 155 | 1 unit | N/A | N/A | 600 | 172.0697 | 1 unit | 172.0697 | 1 unit | 404.88 | 12 | 404.8781 | 0.34477 | 0.48822 | 0.059325 | 0.084008 | 0.059325 | 0.084008
Griddle (Lodging)_>=38% Cooking Efficiency,<= 2650 Btu/hr-sq ft Idle Rate | 15 | Commercial | Griddle (Lodging) | >=38% Cooking Efficiency,<= 2650 Btu/hr-sq ft Idle Rate | Griddle | Lodging | Existing | Standard | ENERGY STAR |  | 92 | 1 unit | N/A | N/A | 600 | 172.0697 | 1 unit | 172.0697 | 1 unit | 404.88 | 12 | 404.8781 | 0.09825 | 0.13913 | 0.016906 | 0.02394 | 0.016906 | 0.02394
Griddle (Restaurant)_>=38% Cooking Efficiency,<= 2650 Btu/hr-sq ft Idle Rate | 16 | Commercial | Griddle (Restaurant) | >=38% Cooking Efficiency,<= 2650 Btu/hr-sq ft Idle Rate | Griddle | Restaurant | Existing | Standard | ENERGY STAR |  | 273 | 1 unit | N/A | N/A | 600 | 172.0697 | 1 unit | 172.0697 | 1 unit | 404.88 | 12 | 404.8781 | 6.457 | 9.1435 | 1.1111 | 1.5733 | 1.1111 | 1.5733
Griddle (School)_>=38% Cooking Efficiency,<= 2650 Btu/hr-sq ft Idle Rate | 17 | Commercial | Griddle (School) | >=38% Cooking Efficiency,<= 2650 Btu/hr-sq ft Idle Rate | Griddle | Education | Existing | Standard | ENERGY STAR |  | 59 | 1 unit | N/A | N/A | 600 | 172.0697 | 1 unit | 172.0697 | 1 unit | 404.88 | 12 | 404.8781 | 0.0075137 | 0.01064 | 0.0012929 | 0.0018308 | 0.0012929 | 0.0018308
HVAC Unit Heater - Condensing_Minimum 92% AFUE | 18 | Commercial | HVAC Unit Heater - Condensing | Minimum 92% AFUE | Unit Heater | All | Existing | Standard | Condensing | - Measure impacts taken from Tech Data. Confirm the units from Tech data align with the CNGC data units. - Incentive and LoadMap potential pulled from "Infrared Radiant" version of measure. | 0.88664 | kBtu/hr | N/A | N/A | 1.5 | 0.053944 | kBtu/Hr | 0.053944 | kBtu/Hr | 1.1119 | 12 | 340.212 | 35.3482 | 64.2409 | 4.2746 | 7.7685 | 4.2746 | 7.7685
HVAC Unit Heater - Non-Condensing_Minimum 86% AFUE | 19 | Commercial | HVAC Unit Heater - Non-Condensing | Minimum 86% AFUE | N/A | N/A | N/A | N/A | N/A | - No equivalent measure from LoadMap. Confirm this. | 0.61 | 1 unit | N/A | N/A | 1.5 | N/A | N/A | N/A | N/A | N/A | N/A | N/A | N/A | N/A | N/A | N/A | N/A | N/A | Okay to remove if loadmap finds no Cost effective savings across all territories. Very little uptake/interest over the past 5 years. Condsensing seems to be by far more popular.
Insulation - Attic - Min R-30_Minimum R-30 | 20 | Commercial | Insulation - Attic - Min R-30 | Minimum R-30 | Insulation - Roof/Ceiling | All | Existing | R-13 | R-38 | - Converted measure impacts to align efficiency levels. | 0.31 | Sq. Ft. roof | N/A | N/A | 2 | 0.11119 | sqft roof | 0.087781 | sqft roof | 0.87632 | 45 | 0.71155 | 110974.7947 | 169174.9092 | 47.8117 | 72.4077 | 76.6153 | 115.9528
Insulation - Attic - Min R-45_Minimum R-45 | 21 | Commercial | Insulation - Attic - Min R-45 | Minimum R-45 | Insulation - Roof/Ceiling | All | Existing | R-13 | R-38 | - Converted measure impacts to align efficiency levels. | 0.32 | Sq. Ft. roof | N/A | N/A | 2.5 | 0.11119 | sqft roof | 0.13167 | sqft roof | 1.3145 | 45 | 1.0673 | 110974.7947 | 169174.9092 | 47.8117 | 72.4077 | 76.6153 | 115.9528
Insulation - Floor_Equal to or greater than R-30 Post and equal to or less than R-11 Pre | 22 | Commercial | Insulation - Floor | Equal to or greater than R-30 Post and equal to or less than R-11 Pre | N/A | N/A | N/A | N/A | N/A | - No equivalent measure from LoadMap. Confirm this. | 0.056 | Sq. Ft. | N/A | N/A | 1.25 | N/A | N/A | N/A | N/A | N/A | N/A | N/A | N/A | N/A | N/A | N/A | N/A | N/A | This does come up and there is interest in it, even if loadmap does not have a line item for it. Recommend no change if UTC calculations can allow it, keep it in the program. CNGC would like to offer as many insulation measures as possible. AEG please confirm no code change since 2021 Tariff.
Insulation - Pipe - 1.5"_Retrofit for T>140F<=200F | 23 | Commercial | Insulation - Pipe - 1.5" | Retrofit for T>140F<=200F | Gas Boiler - Insulate Hot Water Lines | All | Existing | No insulation | Insulated water lines |  | 4.6018 | boiler pipe | N/A | N/A | 15 | 4.6018 | boiler pipe | 4.6018 | boiler pipe | 10.78 | 20 | 10.7823 | 4728.6541 | 4634.081 | 21.6644 | 21.033 | 21.6679 | 21.0403
Insulation - Pipe - 2.5"_Retrofit for T>200F | 24 | Commercial | Insulation - Pipe - 2.5" | Retrofit for T>200F | Gas Boiler - Insulate Hot Water Lines | All | Existing | No insulation | Insulated water lines | - Used industrial version of measure for employee units (only accounted for "Space Heating" end use). | 12 | employee | N/A | N/A | 25 | 346.1384 | employee | 346.1384 | employee | 2951.2444 | 20 | 1475.6219 | 15.6919 | 15.5993 | 0.29836 | 0.29417 | 0.29856 | 0.29452
Insulation - Roof - Min R-21_Minimum R-21 | 25 | Commercial | Insulation - Roof - Min R-21 | Minimum R-21 | Insulation - Roof/Ceiling | All | Existing | R-13 | R-38 | - Converted measure impacts to align efficiency levels. | 0.35 | Sq. Ft. roof | N/A | N/A | 2 | 0.11119 | sqft roof | 0.061447 | sqft roof | 0.61342 | 45 | 0.49809 | 110974.7947 | 169174.9092 | 47.8117 | 72.4077 | 76.6153 | 115.9528 | We can offer lower than code because we offer retrofit only, so code is not an issue. We currently offer R-30 only. We have a good uptake and customer response to R-30, no reason to offer R-21.
Insulation - Roof - Min R-30_Minimum R-30 | 26 | Commercial | Insulation - Roof - Min R-30 | Minimum R-30 | Insulation - Roof/Ceiling | All | Existing | R-13 | R-38 | - Converted measure impacts to align efficiency levels. | 0.36 | Sq. Ft. roof | N/A | N/A | 2 | 0.11119 | sqft roof | 0.087781 | sqft roof | 0.87632 | 45 | 0.71155 | 110974.7947 | 169174.9092 | 47.8117 | 72.4077 | 76.6153 | 115.9528 | We can offer lower than code because we offer retrofit only, so code is not an issue. Very little opportunity/no opportunity for commercial new construction roof insulation incentiviation. We currently offer R-30 only. We have a good uptake and customer response to R-30, no reason to offer R-21. Keep only roof insulation offerings at R-30, keep savings assumptions and $$ amount the same. ($2.00 is likely a little rich, but we want to incentivize insulation measures as much as UCT calculations allow. Measure costs between $2.00-2.50 to install typcially. Drop to ~$1.50 if UCT caluclations require it). Contractors love this measure and is a big contributor to therm savings.
Insulation - Wall - Min R-19_Minimum R-19 | 27 | Commercial | Insulation - Wall - Min R-19 | Minimum R-19 | Insulation - Wall Cavity | All | Existing | R-11 or less | R-21 | - Converted measure impacts to align efficiency levels. | 0.19 | Sq. Ft. wall | N/A | N/A | 2 | 0.10738 | sqft wall | 0.097157 | sqft wall | 1.7371 | 45 | 0.87114 | 109410.1055 | 166789.6276 | 43.8656 | 66.0287 | 47.061 | 70.8764
Ozone Injection Laundry_Minimum 125 lb Total Washer/Extractor Capacity and Pre Approved by CNG | 28 | Commercial | Ozone Injection Laundry | Minimum 125 lb Total Washer/Extractor Capacity and Pre Approved by CNG | Water Heater - Ozone Laundry | All | Existing | Standard laundry machine | Ozone laundry system |  | 2627.6738 | site | N/A | N/A | 9000 | 2627.6738 | site | 2627.6738 | site | 14325.8911 | 10 | 6806.7884 | 2.1162 | 2.0739 | 11.5603 | 11.159 | 11.5603 | 11.159
Radiant Heating_None | 29 | Commercial | Radiant Heating | None | Unit Heater | All | Existing | Standard | Infrared Radiant | - Measure impacts taken from Tech Data. Confirm the units from Tech data align with the CNGC data units. - Incentive and LoadMap potential pulled from "Infrared Radiant" version of measure. | 2.6598 | kBtu/Hr | N/A | N/A | 15 | 0.12006 | 120 kBtu/Hr | 0.12006 | 120 kBtu/Hr | 0.19294 | 12 | 340.212 | 35.3482 | 64.2409 | 4.2746 | 7.7685 | 4.2746 | 7.7685
Tankless Water Heater_Minimum .87 Energy Factor | 30 | Commercial | Tankless Water Heater | Minimum .87 Energy Factor | Water Heater | All | Existing | TE 80% | TE 94% (ENERGY STAR 2.0) | - Relied on manual calculations in "Boiler & WH Calcs" tab for savings. Confirm calculations. - Do participation values need to be converted as well? | 21.6426 | gpm | N/A | N/A | 120 | 5.9408 | 1 kBtu/hr | 21.6426 | gpm | 27.0083 | 10 | 24.0661 | 3146.9544 | 3472.1845 | 15.6826 | 17.3016 | 15.6826 | 17.3016 | Only 1 installed in 2023. Not a lot of uptake or interest, most people if they got High efficiency they go for tier 2, typically 94% or 95%. AEG please confirm code minimum. Recommend dropping this lower Tier and only offering the higher tier. Okay to keep in the 24/25 tarriff if Loadmap says there is potential, but then we must drop the # of expected units down very low.
Tankless Water Heater - Tier 2_Minimum .93 Energy Factor | 31 | Commercial | Tankless Water Heater - Tier 2 | Minimum .93 Energy Factor | Water Heater | All | Existing | TE 80% | TE 94% (ENERGY STAR 2.0) | - Relied on manual calculations in "Boiler & WH Calcs" tab for savings. Confirm calculations. - Do participation values need to be converted as well? | 37.6279 | gpm | N/A | N/A | 150 | 5.9408 | 1 kBtu/hr | 37.6279 | gpm | 54.3685 | 10 | 44.6942 | 3146.9544 | 3472.1845 | 15.6826 | 17.3016 | 15.6826 | 17.3016 | Recommend keeping only this higher efficiency level. Okay to bump to 94% efficiency, utilize savings assumptions from Loadmap (AEG confirm if these saving assumptions are significantly different than TRC's assumptions for 93%). Okay to bump up incentive $$ if UCT calculations allow to push more volume than the 17 units in 2023.
Warm-Air Furnace_Minimum 91% AFUE | 32 | Commercial | Warm-Air Furnace | Minimum 91% AFUE | Furnace | All | Existing | AFUE 80% (Standard) | AFUE 91% (WA State Min 2023) | - Baseline used in Measure Summary from LoadMap is 91% (WA State Min 2023) efficiency. Should we recommend an update to the measure? - Measure impacts taken from Tech Data. Confirm the units from Tech data align with the CNGC data units. - Incentive and LoadMap potential pulled from "AFUE 96%" version of measure. | 0.58718 | kBtu/hr | N/A | N/A | 5 | 0.030422 | kBtu/Hr | 0.030422 | kBtu/Hr | 0.50523 | 23 | 5.2614 | 68715.66 | 87695.2841 | 11.4599 | 14.6251 | 11.4599 | 14.6251 | Code remains at 81% through 2021 WSEC change. (TRC can provide proof if needed) 91% could be offered still if we want. Contractors in the area typically install 95%, there are alot of units at 95% . TRC supports updating minimum to 94% assuming we can claim additional savings and make up a majority of the incremental cost from 91% to 94% upgrade. 96% would be difficult as contractors don't typically have access or like to install those units due to availablity/cost.
Windows_0.3 or less U | 33 | Commercial | Windows | 0.3 or less U | Windows - High Efficiency | All | Existing | U-.5 or worse | U-.22 or better | - Only window LoadMap measure is U-.22. Set mapping to N/A instead? | 0.48769 | Sq. Ft. window | N/A | N/A | 7.5 | 0.36073 | sqft window | 0.36073 | sqft window | 24.15 | 45 | 5 | 578.699 | 860.8166 | 0.86291 | 1.2646 | 0 | 0 | Retro-fit only, so code issue of offering u-30 is not an issue. Very little uptake on .22 so far in territory, u-30 is much more popular. Support keeping both tiers from 2022 tarriff, consider upping $ amount if UCT supports it, particularly in U-22 to increase uptake.
Windows_U-.22 or less | 34 | Commercial | Windows | U-.22 or less | Windows - High Efficiency | All | Existing | U-.5 or worse | U-.22 or better |  | 0.54 | Sq. Ft. window | N/A | N/A | 9 | 0.36073 | sqft window | 0.36073 | sqft window | 24.15 | 45 | 5 | 578.699 | 860.8166 | 0.86291 | 1.2646 | 0 | 0