F2_Industrial_Industrial - ID_New_Process_Natural Gas_Process Boiler - Stack Economizer_A_Achievable Economic UCT Potential | F2 | Industrial | Industrial - ID | New | Process | Natural Gas | Process Boiler - Stack Economizer | A | Integrated Unit Summer Peak Savings (kW) | Achievable Economic UCT Potential | 0 | 0 | 0 | 0 | 0 | 0 | 0 | 0 | 0 | 0 | 0 | 0 | 0 | 0 | 0 | 0 | 0 | 0 | 0 | 0 | 0 | 0 | 0 | 0 | 0 | 0 | 0
F3_Industrial_Industrial - ID_New_Process_Natural Gas_Process Boiler - Stack Economizer_A_Achievable Economic UCT Potential | F3 | Industrial | Industrial - ID | New | Process | Natural Gas | Process Boiler - Stack Economizer | A | Integrated Unit Winter Peak Savings (kW) | Achievable Economic UCT Potential | 0 | 0 | 0 | 0 | 0 | 0 | 0 | 0 | 0 | 0 | 0 | 0 | 0 | 0 | 0 | 0 | 0 | 0 | 0 | 0 | 0 | 0 | 0 | 0 | 0 | 0 | 0
F4_Industrial_Industrial - ID_New_Process_Natural Gas_Process Boiler - Stack Economizer_A_Achievable Economic UCT Potential | F4 | Industrial | Industrial - ID | New | Process | Natural Gas | Process Boiler - Stack Economizer | A | Incremental Energy Savings (MWh or mTherms) | Achievable Economic UCT Potential | 0 | 0 | 0.0033516 | 0.021898 | 0.039518 | 0.057056 | 0.07411 | 0.081774 | 0.077263 | 0.071115 | 0.064203 | 0.057107 | 0.0502 | 0.04371 | 0.037759 | 0.032402 | 0.027648 | 0.02013 | 0 | 0 | 0 | 0 | 0 | 0 | 0 | 0 | 0
F5_Industrial_Industrial - ID_New_Process_Natural Gas_Process Boiler - Stack Economizer_A_Achievable Economic UCT Potential | F5 | Industrial | Industrial - ID | New | Process | Natural Gas | Process Boiler - Stack Economizer | A | Incremental Summer Peak Savings (MW) | Achievable Economic UCT Potential | 0 | 0 | 0 | 0 | 0 | 0 | 0 | 0 | 0 | 0 | 0 | 0 | 0 | 0 | 0 | 0 | 0 | 0 | 0 | 0 | 0 | 0 | 0 | 0 | 0 | 0 | 0
F6_Industrial_Industrial - ID_New_Process_Natural Gas_Process Boiler - Stack Economizer_A_Achievable Economic UCT Potential | F6 | Industrial | Industrial - ID | New | Process | Natural Gas | Process Boiler - Stack Economizer | A | Incremental Winter Peak Savings (MW) | Achievable Economic UCT Potential | 0 | 0 | 0 | 0 | 0 | 0 | 0 | 0 | 0 | 0 | 0 | 0 | 0 | 0 | 0 | 0 | 0 | 0 | 0 | 0 | 0 | 0 | 0 | 0 | 0 | 0 | 0
F7_Industrial_Industrial - ID_New_Process_Natural Gas_Process Boiler - Stack Economizer_A_Achievable Economic UCT Potential | F7 | Industrial | Industrial - ID | New | Process | Natural Gas | Process Boiler - Stack Economizer | A | Cumulative Energy Savings (MWh or mTherms) | Achievable Economic UCT Potential | 0 | 0 | 0.0033516 | 0.02525 | 0.064766 | 0.12182 | 0.19592 | 0.27766 | 0.35487 | 0.42591 | 0.49002 | 0.54703 | 0.59713 | 0.64076 | 0.67846 | 0.71083 | 0.73847 | 0.75861 | 0.75863 | 0.75867 | 0.75871 | 0.75876 | 0.75881 | 0.75885 | 0.75889 | 0.75893 | 0.75896
F8_Industrial_Industrial - ID_New_Process_Natural Gas_Process Boiler - Stack Economizer_A_Achievable Economic UCT Potential | F8 | Industrial | Industrial - ID | New | Process | Natural Gas | Process Boiler - Stack Economizer | A | Cumulative Summer Peak Savings (MW) | Achievable Economic UCT Potential | 0 | 0 | 0 | 0 | 0 | 0 | 0 | 0 | 0 | 0 | 0 | 0 | 0 | 0 | 0 | 0 | 0 | 0 | 0 | 0 | 0 | 0 | 0 | 0 | 0 | 0 | 0
F9_Industrial_Industrial - ID_New_Process_Natural Gas_Process Boiler - Stack Economizer_A_Achievable Economic UCT Potential | F9 | Industrial | Industrial - ID | New | Process | Natural Gas | Process Boiler - Stack Economizer | A | Cumulative Winter Peak Savings (MW) | Achievable Economic UCT Potential | 0 | 0 | 0 | 0 | 0 | 0 | 0 | 0 | 0 | 0 | 0 | 0 | 0 | 0 | 0 | 0 | 0 | 0 | 0 | 0 | 0 | 0 | 0 | 0 | 0 | 0 | 0
F10_Industrial_Industrial - ID_New_Process_Natural Gas_Process Boiler - Stack Economizer_A_Achievable Economic UCT Potential | F10 | Industrial | Industrial - ID | New | Process | Natural Gas | Process Boiler - Stack Economizer | A | Purchases (Incremental) | Achievable Economic UCT Potential | 0 | 0 | 0.43667 | 2.853 | 5.1489 | 7.4346 | 9.6578 | 10.6581 | 10.072 | 9.2725 | 8.373 | 7.4491 | 6.5494 | 5.7034 | 4.9274 | 4.2286 | 3.6082 | 2.627 | 0 | 0 | 0 | 0 | 0 | 0 | 0 | 0 | 0
F11_Industrial_Industrial - ID_New_Process_Natural Gas_Process Boiler - Stack Economizer_A_Achievable Economic UCT Potential | F11 | Industrial | Industrial - ID | New | Process | Natural Gas | Process Boiler - Stack Economizer | A | Purchases (Cumulative) | Achievable Economic UCT Potential | 0 | 0 | 0.43667 | 3.2897 | 8.4387 | 15.8733 | 25.5311 | 36.1893 | 46.2613 | 55.5338 | 63.9068 | 71.3559 | 77.9054 | 83.6088 | 88.5362 | 92.7648 | 96.373 | 98.9999 | 98.9999 | 98.9999 | 98.9999 | 98.9999 | 98.9999 | 98.9999 | 98.9999 | 98.9999 | 98.9999
F1_Industrial_Industrial - ID_New_Process_Natural Gas_Process Boiler - Steam Trap Replacement_A_Achievable Economic UCT Potential | F1 | Industrial | Industrial - ID | New | Process | Natural Gas | Process Boiler - Steam Trap Replacement | A | Integrated Unit Energy Savings (kWh or therms) | Achievable Economic UCT Potential | 0 | 0 | 343744.5378 | 343744.5378 | 343744.5378 | 343744.5378 | 343744.5378 | 343744.5378 | 343744.5378 | 343744.5378 | 343744.5378 | 343744.5378 | 343744.5378 | 343744.5378 | 343744.5378 | 343744.5378 | 343744.5378 | 343744.5378 | 343744.5378 | 343744.5378 | 343744.5378 | 343744.5378 | 343744.5378 | 343744.5378 | 343744.5378 | 343744.5378 | 343744.5378
F2_Industrial_Industrial - ID_New_Process_Natural Gas_Process Boiler - Steam Trap Replacement_A_Achievable Economic UCT Potential | F2 | Industrial | Industrial - ID | New | Process | Natural Gas | Process Boiler - Steam Trap Replacement | A | Integrated Unit Summer Peak Savings (kW) | Achievable Economic UCT Potential | 0 | 0 | 0 | 0 | 0 | 0 | 0 | 0 | 0 | 0 | 0 | 0 | 0 | 0 | 0 | 0 | 0 | 0 | 0 | 0 | 0 | 0 | 0 | 0 | 0 | 0 | 0
F3_Industrial_Industrial - ID_New_Process_Natural Gas_Process Boiler - Steam Trap Replacement_A_Achievable Economic UCT Potential | F3 | Industrial | Industrial - ID | New | Process | Natural Gas | Process Boiler - Steam Trap Replacement | A | Integrated Unit Winter Peak Savings (kW) | Achievable Economic UCT Potential | 0 | 0 | 0 | 0 | 0 | 0 | 0 | 0 | 0 | 0 | 0 | 0 | 0 | 0 | 0 | 0 | 0 | 0 | 0 | 0 | 0 | 0 | 0 | 0 | 0 | 0 | 0
F4_Industrial_Industrial - ID_New_Process_Natural Gas_Process Boiler - Steam Trap Replacement_A_Achievable Economic UCT Potential | F4 | Industrial | Industrial - ID | New | Process | Natural Gas | Process Boiler - Steam Trap Replacement | A | Incremental Energy Savings (MWh or mTherms) | Achievable Economic UCT Potential | 0 | 0 | 4.4486e-05 | 0.00029066 | 0.00052456 | 0.00075742 | 0.00098391 | 0.0012065 | 0.0013807 | 0.0013494 | 0.0013266 | 0.0013012 | 0.0012786 | 0.0012563 | 0.0012345 | 0.001213 | 0.0011919 | 0.0011711 | 0.0011508 | 0.0011307 | 0.0010665 | 0.00080101 | 0 | 0 | 0 | 0 | 0
F5_Industrial_Industrial - ID_New_Process_Natural Gas_Process Boiler - Steam Trap Replacement_A_Achievable Economic UCT Potential | F5 | Industrial | Industrial - ID | New | Process | Natural Gas | Process Boiler - Steam Trap Replacement | A | Incremental Summer Peak Savings (MW) | Achievable Economic UCT Potential | 0 | 0 | 0 | 0 | 0 | 0 | 0 | 0 | 0 | 0 | 0 | 0 | 0 | 0 | 0 | 0 | 0 | 0 | 0 | 0 | 0 | 0 | 0 | 0 | 0 | 0 | 0
F6_Industrial_Industrial - ID_New_Process_Natural Gas_Process Boiler - Steam Trap Replacement_A_Achievable Economic UCT Potential | F6 | Industrial | Industrial - ID | New | Process | Natural Gas | Process Boiler - Steam Trap Replacement | A | Incremental Winter Peak Savings (MW) | Achievable Economic UCT Potential | 0 | 0 | 0 | 0 | 0 | 0 | 0 | 0 | 0 | 0 | 0 | 0 | 0 | 0 | 0 | 0 | 0 | 0 | 0 | 0 | 0 | 0 | 0 | 0 | 0 | 0 | 0
F7_Industrial_Industrial - ID_New_Process_Natural Gas_Process Boiler - Steam Trap Replacement_A_Achievable Economic UCT Potential | F7 | Industrial | Industrial - ID | New | Process | Natural Gas | Process Boiler - Steam Trap Replacement | A | Cumulative Energy Savings (MWh or mTherms) | Achievable Economic UCT Potential | 0 | 0 | 4.4486e-05 | 0.00033515 | 0.00085971 | 0.0016171 | 0.002601 | 0.0038075 | 0.0051882 | 0.0065375 | 0.0078641 | 0.0091654 | 0.010444 | 0.0117 | 0.012935 | 0.014148 | 0.01534 | 0.016511 | 0.017662 | 0.018792 | 0.019859 | 0.02066 | 0.02066 | 0.02066 | 0.02066 | 0.02066 | 0.02066
F8_Industrial_Industrial - ID_New_Process_Natural Gas_Process Boiler - Steam Trap Replacement_A_Achievable Economic UCT Potential | F8 | Industrial | Industrial - ID | New | Process | Natural Gas | Process Boiler - Steam Trap Replacement | A | Cumulative Summer Peak Savings (MW) | Achievable Economic UCT Potential | 0 | 0 | 0 | 0 | 0 | 0 | 0 | 0 | 0 | 0 | 0 | 0 | 0 | 0 | 0 | 0 | 0 | 0 | 0 | 0 | 0 | 0 | 0 | 0 | 0 | 0 | 0
F9_Industrial_Industrial - ID_New_Process_Natural Gas_Process Boiler - Steam Trap Replacement_A_Achievable Economic UCT Potential | F9 | Industrial | Industrial - ID | New | Process | Natural Gas | Process Boiler - Steam Trap Replacement | A | Cumulative Winter Peak Savings (MW) | Achievable Economic UCT Potential | 0 | 0 | 0 | 0 | 0 | 0 | 0 | 0 | 0 | 0 | 0 | 0 | 0 | 0 | 0 | 0 | 0 | 0 | 0 | 0 | 0 | 0 | 0 | 0 | 0 | 0 | 0
F10_Industrial_Industrial - ID_New_Process_Natural Gas_Process Boiler - Steam Trap Replacement_A_Achievable Economic UCT Potential | F10 | Industrial | Industrial - ID | New | Process | Natural Gas | Process Boiler - Steam Trap Replacement | A | Purchases (Incremental) | Achievable Economic UCT Potential | 0 | 0 | 1.2942e-07 | 8.4557e-07 | 1.526e-06 | 2.2034e-06 | 2.8623e-06 | 3.5098e-06 | 4.0165e-06 | 3.9255e-06 | 3.8593e-06 | 3.7854e-06 | 3.7196e-06 | 3.6549e-06 | 3.5913e-06 | 3.5288e-06 | 3.4674e-06 | 3.407e-06 | 3.3477e-06 | 3.2894e-06 | 3.1027e-06 | 2.3302e-06 | 0 | 0 | 0 | 0 | 0
F11_Industrial_Industrial - ID_New_Process_Natural Gas_Process Boiler - Steam Trap Replacement_A_Achievable Economic UCT Potential | F11 | Industrial | Industrial - ID | New | Process | Natural Gas | Process Boiler - Steam Trap Replacement | A | Purchases (Cumulative) | Achievable Economic UCT Potential | 0 | 0 | 1.2942e-07 | 9.7499e-07 | 2.501e-06 | 4.7044e-06 | 7.5668e-06 | 1.1077e-05 | 1.5093e-05 | 1.9019e-05 | 2.2878e-05 | 2.6663e-05 | 3.0383e-05 | 3.4038e-05 | 3.7629e-05 | 4.1158e-05 | 4.4625e-05 | 4.8032e-05 | 5.138e-05 | 5.4669e-05 | 5.7772e-05 | 6.0102e-05 | 6.0102e-05 | 6.0102e-05 | 6.0102e-05 | 6.0102e-05 | 6.0102e-05
F1_Industrial_Industrial - ID_New_Process_Natural Gas_Process Boiler - Maintenance_A_Achievable Economic UCT Potential | F1 | Industrial | Industrial - ID | New | Process | Natural Gas | Process Boiler - Maintenance | A | Integrated Unit Energy Savings (kWh or therms) | Achievable Economic UCT Potential | 0 | 0 | 4.7975 | 4.7974 | 4.7972 | 4.7969 | 4.7963 | 4.7956 | 4.7947 | 4.7937 | 4.7926 | 4.7916 | 4.7907 | 4.79 | 4.7896 | 4.7893 | 4.7893 | 4.7893 | 4.7895 | 4.7897 | 4.79 | 4.7902 | 4.7905 | 4.7908 | 4.7911 | 4.7913 | 4.7915
F2_Industrial_Industrial - ID_New_Process_Natural Gas_Process Boiler - Maintenance_A_Achievable Economic UCT Potential | F2 | Industrial | Industrial - ID | New | Process | Natural Gas | Process Boiler - Maintenance | A | Integrated Unit Summer Peak Savings (kW) | Achievable Economic UCT Potential | 0 | 0 | 0 | 0 | 0 | 0 | 0 | 0 | 0 | 0 | 0 | 0 | 0 | 0 | 0 | 0 | 0 | 0 | 0 | 0 | 0 | 0 | 0 | 0 | 0 | 0 | 0
F3_Industrial_Industrial - ID_New_Process_Natural Gas_Process Boiler - Maintenance_A_Achievable Economic UCT Potential | F3 | Industrial | Industrial - ID | New | Process | Natural Gas | Process Boiler - Maintenance | A | Integrated Unit Winter Peak Savings (kW) | Achievable Economic UCT Potential | 0 | 0 | 0 | 0 | 0 | 0 | 0 | 0 | 0 | 0 | 0 | 0 | 0 | 0 | 0 | 0 | 0 | 0 | 0 | 0 | 0 | 0 | 0 | 0 | 0 | 0 | 0
F4_Industrial_Industrial - ID_New_Process_Natural Gas_Process Boiler - Maintenance_A_Achievable Economic UCT Potential | F4 | Industrial | Industrial - ID | New | Process | Natural Gas | Process Boiler - Maintenance | A | Incremental Energy Savings (MWh or mTherms) | Achievable Economic UCT Potential | 0 | 0 | 0.00052959 | 0.0024253 | 0.0030299 | 0.0028774 | 0.0014524 | 0.0010844 | 0.00075633 | 0.00019304 | 0 | 0 | 0 | 0 | 0 | 0 | 0 | 0 | 0 | 0 | 0 | 0 | 0 | 0 | 0 | 0 | 0
F5_Industrial_Industrial - ID_New_Process_Natural Gas_Process Boiler - Maintenance_A_Achievable Economic UCT Potential | F5 | Industrial | Industrial - ID | New | Process | Natural Gas | Process Boiler - Maintenance | A | Incremental Summer Peak Savings (MW) | Achievable Economic UCT Potential | 0 | 0 | 0 | 0 | 0 | 0 | 0 | 0 | 0 | 0 | 0 | 0 | 0 | 0 | 0 | 0 | 0 | 0 | 0 | 0 | 0 | 0 | 0 | 0 | 0 | 0 | 0
F6_Industrial_Industrial - ID_New_Process_Natural Gas_Process Boiler - Maintenance_A_Achievable Economic UCT Potential | F6 | Industrial | Industrial - ID | New | Process | Natural Gas | Process Boiler - Maintenance | A | Incremental Winter Peak Savings (MW) | Achievable Economic UCT Potential | 0 | 0 | 0 | 0 | 0 | 0 | 0 | 0 | 0 | 0 | 0 | 0 | 0 | 0 | 0 | 0 | 0 | 0 | 0 | 0 | 0 | 0 | 0 | 0 | 0 | 0 | 0
F7_Industrial_Industrial - ID_New_Process_Natural Gas_Process Boiler - Maintenance_A_Achievable Economic UCT Potential | F7 | Industrial | Industrial - ID | New | Process | Natural Gas | Process Boiler - Maintenance | A | Cumulative Energy Savings (MWh or mTherms) | Achievable Economic UCT Potential | 0 | 0 | 0.00052959 | 0.0029549 | 0.0059846 | 0.0088616 | 0.010313 | 0.011396 | 0.01215 | 0.01234 | 0.012338 | 0.012335 | 0.012333 | 0.012331 | 0.01233 | 0.012329 | 0.012329 | 0.012329 | 0.01233 | 0.01233 | 0.012331 | 0.012332 | 0.012332 | 0.012333 | 0.012334 | 0.012334 | 0.012335
F8_Industrial_Industrial - ID_New_Process_Natural Gas_Process Boiler - Maintenance_A_Achievable Economic UCT Potential | F8 | Industrial | Industrial - ID | New | Process | Natural Gas | Process Boiler - Maintenance | A | Cumulative Summer Peak Savings (MW) | Achievable Economic UCT Potential | 0 | 0 | 0 | 0 | 0 | 0 | 0 | 0 | 0 | 0 | 0 | 0 | 0 | 0 | 0 | 0 | 0 | 0 | 0 | 0 | 0 | 0 | 0 | 0 | 0 | 0 | 0
F9_Industrial_Industrial - ID_New_Process_Natural Gas_Process Boiler - Maintenance_A_Achievable Economic UCT Potential | F9 | Industrial | Industrial - ID | New | Process | Natural Gas | Process Boiler - Maintenance | A | Cumulative Winter Peak Savings (MW) | Achievable Economic UCT Potential | 0 | 0 | 0 | 0 | 0 | 0 | 0 | 0 | 0 | 0 | 0 | 0 | 0 | 0 | 0 | 0 | 0 | 0 | 0 | 0 | 0 | 0 | 0 | 0 | 0 | 0 | 0
F10_Industrial_Industrial - ID_New_Process_Natural Gas_Process Boiler - Maintenance_A_Achievable Economic UCT Potential | F10 | Industrial | Industrial - ID | New | Process | Natural Gas | Process Boiler - Maintenance | A | Purchases (Incremental) | Achievable Economic UCT Potential | 0 | 0 | 0.11039 | 0.50554 | 0.63159 | 0.59985 | 0.30282 | 0.22613 | 0.15774 | 0.04027 | 0 | 0 | 0 | 0 | 0 | 0 | 0 | 0 | 0 | 0 | 0 | 0 | 0 | 0 | 0 | 0 | 0
F11_Industrial_Industrial - ID_New_Process_Natural Gas_Process Boiler - Maintenance_A_Achievable Economic UCT Potential | F11 | Industrial | Industrial - ID | New | Process | Natural Gas | Process Boiler - Maintenance | A | Purchases (Cumulative) | Achievable Economic UCT Potential | 0 | 0 | 0.11039 | 0.61593 | 1.2475 | 1.8474 | 2.1502 | 2.3763 | 2.5341 | 2.5743 | 2.5743 | 2.5743 | 2.5743 | 2.5743 | 2.5743 | 2.5743 | 2.5743 | 2.5743 | 2.5743 | 2.5743 | 2.5743 | 2.5743 | 2.5743 | 2.5743 | 2.5743 | 2.5743 | 2.5743
F1_Industrial_Industrial - ID_New_Process_Natural Gas_Process - Heat Recovery_A_Achievable Economic UCT Potential | F1 | Industrial | Industrial - ID | New | Process | Natural Gas | Process - Heat Recovery | A | Integrated Unit Energy Savings (kWh or therms) | Achievable Economic UCT Potential | 0 | 0 | 0.7162 | 0.71615 | 0.71592 | 0.71568 | 0.71542 | 0.71515 | 0.71493 | 0.71472 | 0.71454 | 0.71439 | 0.71427 | 0.71419 | 0.71415 | 0.71415 | 0.71417 | 0.71422 | 0.71431 | 0.7144 | 0.71449 | 0.71458 | 0.71466 | 0.71474 | 0.71481 | 0.71488 | 0.71494
F2_Industrial_Industrial - ID_New_Process_Natural Gas_Process - Heat Recovery_A_Achievable Economic UCT Potential | F2 | Industrial | Industrial - ID | New | Process | Natural Gas | Process - Heat Recovery | A | Integrated Unit Summer Peak Savings (kW) | Achievable Economic UCT Potential | 0 | 0 | 0 | 0 | 0 | 0 | 0 | 0 | 0 | 0 | 0 | 0 | 0 | 0 | 0 | 0 | 0 | 0 | 0 | 0 | 0 | 0 | 0 | 0 | 0 | 0 | 0
F3_Industrial_Industrial - ID_New_Process_Natural Gas_Process - Heat Recovery_A_Achievable Economic UCT Potential | F3 | Industrial | Industrial - ID | New | Process | Natural Gas | Process - Heat Recovery | A | Integrated Unit Winter Peak Savings (kW) | Achievable Economic UCT Potential | 0 | 0 | 0 | 0 | 0 | 0 | 0 | 0 | 0 | 0 | 0 | 0 | 0 | 0 | 0 | 0 | 0 | 0 | 0 | 0 | 0 | 0 | 0 | 0 | 0 | 0 | 0
F4_Industrial_Industrial - ID_New_Process_Natural Gas_Process - Heat Recovery_A_Achievable Economic UCT Potential | F4 | Industrial | Industrial - ID | New | Process | Natural Gas | Process - Heat Recovery | A | Incremental Energy Savings (MWh or mTherms) | Achievable Economic UCT Potential | 0 | 0 | 0.036189 | 0.23643 | 0.42655 | 0.6157 | 0.79952 | 0.98 | 1.1573 | 1.3314 | 1.5024 | 1.6704 | 1.8355 | 1.9978 | 2.1574 | 2.3142 | 2.4685 | 2.6201 | 2.7693 | 2.9159 | 3.06 | 3.2017 | 0 | 0 | 0 | 0 | 0
F5_Industrial_Industrial - ID_New_Process_Natural Gas_Process - Heat Recovery_A_Achievable Economic UCT Potential | F5 | Industrial | Industrial - ID | New | Process | Natural Gas | Process - Heat Recovery | A | Incremental Summer Peak Savings (MW) | Achievable Economic UCT Potential | 0 | 0 | 0 | 0 | 0 | 0 | 0 | 0 | 0 | 0 | 0 | 0 | 0 | 0 | 0 | 0 | 0 | 0 | 0 | 0 | 0 | 0 | 0 | 0 | 0 | 0 | 0
F6_Industrial_Industrial - ID_New_Process_Natural Gas_Process - Heat Recovery_A_Achievable Economic UCT Potential | F6 | Industrial | Industrial - ID | New | Process | Natural Gas | Process - Heat Recovery | A | Incremental Winter Peak Savings (MW) | Achievable Economic UCT Potential | 0 | 0 | 0 | 0 | 0 | 0 | 0 | 0 | 0 | 0 | 0 | 0 | 0 | 0 | 0 | 0 | 0 | 0 | 0 | 0 | 0 | 0 | 0 | 0 | 0 | 0 | 0
F7_Industrial_Industrial - ID_New_Process_Natural Gas_Process - Heat Recovery_A_Achievable Economic UCT Potential | F7 | Industrial | Industrial - ID | New | Process | Natural Gas | Process - Heat Recovery | A | Cumulative Energy Savings (MWh or mTherms) | Achievable Economic UCT Potential | 0 | 0 | 0.036189 | 0.27261 | 0.69908 | 1.3145 | 2.1136 | 3.0928 | 4.2491 | 5.5793 | 7.0803 | 8.7492 | 10.5833 | 12.5799 | 14.7366 | 17.0507 | 19.5197 | 22.1412 | 24.9132 | 27.8323 | 30.8958 | 34.1012 | 34.1053 | 34.109 | 34.1124 | 34.1156 | 34.1184
F8_Industrial_Industrial - ID_New_Process_Natural Gas_Process - Heat Recovery_A_Achievable Economic UCT Potential | F8 | Industrial | Industrial - ID | New | Process | Natural Gas | Process - Heat Recovery | A | Cumulative Summer Peak Savings (MW) | Achievable Economic UCT Potential | 0 | 0 | 0 | 0 | 0 | 0 | 0 | 0 | 0 | 0 | 0 | 0 | 0 | 0 | 0 | 0 | 0 | 0 | 0 | 0 | 0 | 0 | 0 | 0 | 0 | 0 | 0
F9_Industrial_Industrial - ID_New_Process_Natural Gas_Process - Heat Recovery_A_Achievable Economic UCT Potential | F9 | Industrial | Industrial - ID | New | Process | Natural Gas | Process - Heat Recovery | A | Cumulative Winter Peak Savings (MW) | Achievable Economic UCT Potential | 0 | 0 | 0 | 0 | 0 | 0 | 0 | 0 | 0 | 0 | 0 | 0 | 0 | 0 | 0 | 0 | 0 | 0 | 0 | 0 | 0 | 0 | 0 | 0 | 0 | 0 | 0
F10_Industrial_Industrial - ID_New_Process_Natural Gas_Process - Heat Recovery_A_Achievable Economic UCT Potential | F10 | Industrial | Industrial - ID | New | Process | Natural Gas | Process - Heat Recovery | A | Purchases (Incremental) | Achievable Economic UCT Potential | 0 | 0 | 50.5288 | 330.1398 | 595.8088 | 860.2972 | 1117.5527 | 1370.3353 | 1618.722 | 1862.7886 | 2102.6096 | 2338.2582 | 2569.8064 | 2797.3249 | 3020.8832 | 3240.5494 | 3456.3909 | 3668.4734 | 3876.8618 | 4081.6199 | 4282.8101 | 4480.4941 | 0 | 0 | 0 | 0 | 0
F11_Industrial_Industrial - ID_New_Process_Natural Gas_Process - Heat Recovery_A_Achievable Economic UCT Potential | F11 | Industrial | Industrial - ID | New | Process | Natural Gas | Process - Heat Recovery | A | Purchases (Cumulative) | Achievable Economic UCT Potential | 0 | 0 | 50.5288 | 380.6686 | 976.4774 | 1836.7746 | 2954.3274 | 4324.6627 | 5943.3846 | 7806.1732 | 9908.7827 | 12247.041 | 14816.8474 | 17614.1723 | 20635.0555 | 23875.6049 | 27331.9958 | 31000.4692 | 34877.331 | 38958.9508 | 43241.761 | 47722.255 | 47722.255 | 47722.255 | 47722.255 | 47722.255 | 47722.255
F1_Industrial_Industrial - ID_New_Space Heating_Natural Gas_Strategic Energy Management_A_Achievable Economic UCT Potential | F1 | Industrial | Industrial - ID | New | Space Heating | Natural Gas | Strategic Energy Management | A | Integrated Unit Energy Savings (kWh or therms) | Achievable Economic UCT Potential | 0 | 0 | 0.028544 | 0.027692 | 0.027544 | 0.027434 | 0.027334 | 0.027247 | 0.027182 | 0.027131 | 0.027091 | 0.027054 | 0.027017 | 0.026982 | 0.026948 | 0.026917 | 0.026887 | 0.026861 | 0.026848 | 0.026838 | 0.026831 | 0.026825 | 0.02685 | 0.026874 | 0.026895 | 0.026915 | 0.026932
F2_Industrial_Industrial - ID_New_Space Heating_Natural Gas_Strategic Energy Management_A_Achievable Economic UCT Potential | F2 | Industrial | Industrial - ID | New | Space Heating | Natural Gas | Strategic Energy Management | A | Integrated Unit Summer Peak Savings (kW) | Achievable Economic UCT Potential | 0 | 0 | 0 | 0 | 0 | 0 | 0 | 0 | 0 | 0 | 0 | 0 | 0 | 0 | 0 | 0 | 0 | 0 | 0 | 0 | 0 | 0 | 0 | 0 | 0 | 0 | 0
F3_Industrial_Industrial - ID_New_Space Heating_Natural Gas_Strategic Energy Management_A_Achievable Economic UCT Potential | F3 | Industrial | Industrial - ID | New | Space Heating | Natural Gas | Strategic Energy Management | A | Integrated Unit Winter Peak Savings (kW) | Achievable Economic UCT Potential | 0 | 0 | 0 | 0 | 0 | 0 | 0 | 0 | 0 | 0 | 0 | 0 | 0 | 0 | 0 | 0 | 0 | 0 | 0 | 0 | 0 | 0 | 0 | 0 | 0 | 0 | 0
F4_Industrial_Industrial - ID_New_Space Heating_Natural Gas_Strategic Energy Management_A_Achievable Economic UCT Potential | F4 | Industrial | Industrial - ID | New | Space Heating | Natural Gas | Strategic Energy Management | A | Incremental Energy Savings (MWh or mTherms) | Achievable Economic UCT Potential | 0 | 0 | 0 | 0 | 0 | 0 | 0 | 0 | 0 | 0 | 0 | 0 | 0 | 0 | 0 | 0 | 0 | 0 | 0 | 0 | 0 | 0 | 0 | 0 | 0 | 0 | 0
F5_Industrial_Industrial - ID_New_Space Heating_Natural Gas_Strategic Energy Management_A_Achievable Economic UCT Potential | F5 | Industrial | Industrial - ID | New | Space Heating | Natural Gas | Strategic Energy Management | A | Incremental Summer Peak Savings (MW) | Achievable Economic UCT Potential | 0 | 0 | 0 | 0 | 0 | 0 | 0 | 0 | 0 | 0 | 0 | 0 | 0 | 0 | 0 | 0 | 0 | 0 | 0 | 0 | 0 | 0 | 0 | 0 | 0 | 0 | 0
F6_Industrial_Industrial - ID_New_Space Heating_Natural Gas_Strategic Energy Management_A_Achievable Economic UCT Potential | F6 | Industrial | Industrial - ID | New | Space Heating | Natural Gas | Strategic Energy Management | A | Incremental Winter Peak Savings (MW) | Achievable Economic UCT Potential | 0 | 0 | 0 | 0 | 0 | 0 | 0 | 0 | 0 | 0 | 0 | 0 | 0 | 0 | 0 | 0 | 0 | 0 | 0 | 0 | 0 | 0 | 0 | 0 | 0 | 0 | 0
F7_Industrial_Industrial - ID_New_Space Heating_Natural Gas_Strategic Energy Management_A_Achievable Economic UCT Potential | F7 | Industrial | Industrial - ID | New | Space Heating | Natural Gas | Strategic Energy Management | A | Cumulative Energy Savings (MWh or mTherms) | Achievable Economic UCT Potential | 0 | 0 | 0 | 0 | 0 | 0 | 0 | 0 | 0 | 0 | 0 | 0 | 0 | 0 | 0 | 0 | 0 | 0 | 0 | 0 | 0 | 0 | 0 | 0 | 0 | 0 | 0
F8_Industrial_Industrial - ID_New_Space Heating_Natural Gas_Strategic Energy Management_A_Achievable Economic UCT Potential | F8 | Industrial | Industrial - ID | New | Space Heating | Natural Gas | Strategic Energy Management | A | Cumulative Summer Peak Savings (MW) | Achievable Economic UCT Potential | 0 | 0 | 0 | 0 | 0 | 0 | 0 | 0 | 0 | 0 | 0 | 0 | 0 | 0 | 0 | 0 | 0 | 0 | 0 | 0 | 0 | 0 | 0 | 0 | 0 | 0 | 0
F9_Industrial_Industrial - ID_New_Space Heating_Natural Gas_Strategic Energy Management_A_Achievable Economic UCT Potential | F9 | Industrial | Industrial - ID | New | Space Heating | Natural Gas | Strategic Energy Management | A | Cumulative Winter Peak Savings (MW) | Achievable Economic UCT Potential | 0 | 0 | 0 | 0 | 0 | 0 | 0 | 0 | 0 | 0 | 0 | 0 | 0 | 0 | 0 | 0 | 0 | 0 | 0 | 0 | 0 | 0 | 0 | 0 | 0 | 0 | 0
F10_Industrial_Industrial - ID_New_Space Heating_Natural Gas_Strategic Energy Management_A_Achievable Economic UCT Potential | F10 | Industrial | Industrial - ID | New | Space Heating | Natural Gas | Strategic Energy Management | A | Purchases (Incremental) | Achievable Economic UCT Potential | 0 | 0 | 0 | 0 | 0 | 0 | 0 | 0 | 0 | 0 | 0 | 0 | 0 | 0 | 0 | 0 | 0 | 0 | 0 | 0 | 0 | 0 | 0 | 0 | 0 | 0 | 0
F11_Industrial_Industrial - ID_New_Space Heating_Natural Gas_Strategic Energy Management_A_Achievable Economic UCT Potential | F11 | Industrial | Industrial - ID | New | Space Heating | Natural Gas | Strategic Energy Management | A | Purchases (Cumulative) | Achievable Economic UCT Potential | 0 | 0 | 0 | 0 | 0 | 0 | 0 | 0 | 0 | 0 | 0 | 0 | 0 | 0 | 0 | 0 | 0 | 0 | 0 | 0 | 0 | 0 | 0 | 0 | 0 | 0 | 0
F1_Industrial_Industrial - ID_New_Process_Natural Gas_Strategic Energy Management_A_Achievable Economic UCT Potential | F1 | Industrial | Industrial - ID | New | Process | Natural Gas | Strategic Energy Management | A | Integrated Unit Energy Savings (kWh or therms) | Achievable Economic UCT Potential | 0 | 0 | 0.11599 | 0.11587 | 0.11551 | 0.11514 | 0.11476 | 0.11437 | 0.11399 | 0.11361 | 0.11324 | 0.11286 | 0.11249 | 0.11212 | 0.11176 | 0.1114 | 0.11105 | 0.11069 | 0.11034 | 0.10999 | 0.10963 | 0.10928 | 0.10959 | 0.10986 | 0.11012 | 0.11035 | 0.11056
F2_Industrial_Industrial - ID_New_Process_Natural Gas_Strategic Energy Management_A_Achievable Economic UCT Potential | F2 | Industrial | Industrial - ID | New | Process | Natural Gas | Strategic Energy Management | A | Integrated Unit Summer Peak Savings (kW) | Achievable Economic UCT Potential | 0 | 0 | 0 | 0 | 0 | 0 | 0 | 0 | 0 | 0 | 0 | 0 | 0 | 0 | 0 | 0 | 0 | 0 | 0 | 0 | 0 | 0 | 0 | 0 | 0 | 0 | 0
F3_Industrial_Industrial - ID_New_Process_Natural Gas_Strategic Energy Management_A_Achievable Economic UCT Potential | F3 | Industrial | Industrial - ID | New | Process | Natural Gas | Strategic Energy Management | A | Integrated Unit Winter Peak Savings (kW) | Achievable Economic UCT Potential | 0 | 0 | 0 | 0 | 0 | 0 | 0 | 0 | 0 | 0 | 0 | 0 | 0 | 0 | 0 | 0 | 0 | 0 | 0 | 0 | 0 | 0 | 0 | 0 | 0 | 0 | 0
F4_Industrial_Industrial - ID_New_Process_Natural Gas_Strategic Energy Management_A_Achievable Economic UCT Potential | F4 | Industrial | Industrial - ID | New | Process | Natural Gas | Strategic Energy Management | A | Incremental Energy Savings (MWh or mTherms) | Achievable Economic UCT Potential | 0 | 0 | 0 | 0 | 0 | 0 | 0 | 0 | 0 | 0 | 0 | 0 | 0 | 0 | 0 | 0 | 0 | 0 | 0 | 0 | 0 | 0 | 0 | 0 | 0 | 0 | 0
F5_Industrial_Industrial - ID_New_Process_Natural Gas_Strategic Energy Management_A_Achievable Economic UCT Potential | F5 | Industrial | Industrial - ID | New | Process | Natural Gas | Strategic Energy Management | A | Incremental Summer Peak Savings (MW) | Achievable Economic UCT Potential | 0 | 0 | 0 | 0 | 0 | 0 | 0 | 0 | 0 | 0 | 0 | 0 | 0 | 0 | 0 | 0 | 0 | 0 | 0 | 0 | 0 | 0 | 0 | 0 | 0 | 0 | 0
F6_Industrial_Industrial - ID_New_Process_Natural Gas_Strategic Energy Management_A_Achievable Economic UCT Potential | F6 | Industrial | Industrial - ID | New | Process | Natural Gas | Strategic Energy Management | A | Incremental Winter Peak Savings (MW) | Achievable Economic UCT Potential | 0 | 0 | 0 | 0 | 0 | 0 | 0 | 0 | 0 | 0 | 0 | 0 | 0 | 0 | 0 | 0 | 0 | 0 | 0 | 0 | 0 | 0 | 0 | 0 | 0 | 0 | 0
F7_Industrial_Industrial - ID_New_Process_Natural Gas_Strategic Energy Management_A_Achievable Economic UCT Potential | F7 | Industrial | Industrial - ID | New | Process | Natural Gas | Strategic Energy Management | A | Cumulative Energy Savings (MWh or mTherms) | Achievable Economic UCT Potential | 0 | 0 | 0 | 0 | 0 | 0 | 0 | 0 | 0 | 0 | 0 | 0 | 0 | 0 | 0 | 0 | 0 | 0 | 0 | 0 | 0 | 0 | 0 | 0 | 0 | 0 | 0
F8_Industrial_Industrial - ID_New_Process_Natural Gas_Strategic Energy Management_A_Achievable Economic UCT Potential | F8 | Industrial | Industrial - ID | New | Process | Natural Gas | Strategic Energy Management | A | Cumulative Summer Peak Savings (MW) | Achievable Economic UCT Potential | 0 | 0 | 0 | 0 | 0 | 0 | 0 | 0 | 0 | 0 | 0 | 0 | 0 | 0 | 0 | 0 | 0 | 0 | 0 | 0 | 0 | 0 | 0 | 0 | 0 | 0 | 0
F9_Industrial_Industrial - ID_New_Process_Natural Gas_Strategic Energy Management_A_Achievable Economic UCT Potential | F9 | Industrial | Industrial - ID | New | Process | Natural Gas | Strategic Energy Management | A | Cumulative Winter Peak Savings (MW) | Achievable Economic UCT Potential | 0 | 0 | 0 | 0 | 0 | 0 | 0 | 0 | 0 | 0 | 0 | 0 | 0 | 0 | 0 | 0 | 0 | 0 | 0 | 0 | 0 | 0 | 0 | 0 | 0 | 0 | 0
F10_Industrial_Industrial - ID_New_Process_Natural Gas_Strategic Energy Management_A_Achievable Economic UCT Potential | F10 | Industrial | Industrial - ID | New | Process | Natural Gas | Strategic Energy Management | A | Purchases (Incremental) | Achievable Economic UCT Potential | 0 | 0 | 0 | 0 | 0 | 0 | 0 | 0 | 0 | 0 | 0 | 0 | 0 | 0 | 0 | 0 | 0 | 0 | 0 | 0 | 0 | 0 | 0 | 0 | 0 | 0 | 0
F11_Industrial_Industrial - ID_New_Process_Natural Gas_Strategic Energy Management_A_Achievable Economic UCT Potential | F11 | Industrial | Industrial - ID | New | Process | Natural Gas | Strategic Energy Management | A | Purchases (Cumulative) | Achievable Economic UCT Potential | 0 | 0 | 0 | 0 | 0 | 0 | 0 | 0 | 0 | 0 | 0 | 0 | 0 | 0 | 0 | 0 | 0 | 0 | 0 | 0 | 0 | 0 | 0 | 0 | 0 | 0 | 0
F1_Industrial_Industrial - ID_New_Miscellaneous_Natural Gas_Strategic Energy Management_A_Achievable Economic UCT Potential | F1 | Industrial | Industrial - ID | New | Miscellaneous | Natural Gas | Strategic Energy Management | A | Integrated Unit Energy Savings (kWh or therms) | Achievable Economic UCT Potential | 0 | 0 | 0.025488 | 0.025488 | 0.025488 | 0.025488 | 0.025488 | 0.025488 | 0.025488 | 0.025488 | 0.025488 | 0.025488 | 0.025488 | 0.025488 | 0.025488 | 0.025488 | 0.025488 | 0.025488 | 0.025488 | 0.025488 | 0.025488 | 0.025488 | 0.025488 | 0.025488 | 0.025488 | 0.025488 | 0.025488
F2_Industrial_Industrial - ID_New_Miscellaneous_Natural Gas_Strategic Energy Management_A_Achievable Economic UCT Potential | F2 | Industrial | Industrial - ID | New | Miscellaneous | Natural Gas | Strategic Energy Management | A | Integrated Unit Summer Peak Savings (kW) | Achievable Economic UCT Potential | 0 | 0 | 0 | 0 | 0 | 0 | 0 | 0 | 0 | 0 | 0 | 0 | 0 | 0 | 0 | 0 | 0 | 0 | 0 | 0 | 0 | 0 | 0 | 0 | 0 | 0 | 0
F3_Industrial_Industrial - ID_New_Miscellaneous_Natural Gas_Strategic Energy Management_A_Achievable Economic UCT Potential | F3 | Industrial | Industrial - ID | New | Miscellaneous | Natural Gas | Strategic Energy Management | A | Integrated Unit Winter Peak Savings (kW) | Achievable Economic UCT Potential | 0 | 0 | 0 | 0 | 0 | 0 | 0 | 0 | 0 | 0 | 0 | 0 | 0 | 0 | 0 | 0 | 0 | 0 | 0 | 0 | 0 | 0 | 0 | 0 | 0 | 0 | 0
F4_Industrial_Industrial - ID_New_Miscellaneous_Natural Gas_Strategic Energy Management_A_Achievable Economic UCT Potential | F4 | Industrial | Industrial - ID | New | Miscellaneous | Natural Gas | Strategic Energy Management | A | Incremental Energy Savings (MWh or mTherms) | Achievable Economic UCT Potential | 0 | 0 | 0 | 0 | 0 | 0 | 0 | 0 | 0 | 0 | 0 | 0 | 0 | 0 | 0 | 0 | 0 | 0 | 0 | 0 | 0 | 0 | 0 | 0 | 0 | 0 | 0
F5_Industrial_Industrial - ID_New_Miscellaneous_Natural Gas_Strategic Energy Management_A_Achievable Economic UCT Potential | F5 | Industrial | Industrial - ID | New | Miscellaneous | Natural Gas | Strategic Energy Management | A | Incremental Summer Peak Savings (MW) | Achievable Economic UCT Potential | 0 | 0 | 0 | 0 | 0 | 0 | 0 | 0 | 0 | 0 | 0 | 0 | 0 | 0 | 0 | 0 | 0 | 0 | 0 | 0 | 0 | 0 | 0 | 0 | 0 | 0 | 0
F6_Industrial_Industrial - ID_New_Miscellaneous_Natural Gas_Strategic Energy Management_A_Achievable Economic UCT Potential | F6 | Industrial | Industrial - ID | New | Miscellaneous | Natural Gas | Strategic Energy Management | A | Incremental Winter Peak Savings (MW) | Achievable Economic UCT Potential | 0 | 0 | 0 | 0 | 0 | 0 | 0 | 0 | 0 | 0 | 0 | 0 | 0 | 0 | 0 | 0 | 0 | 0 | 0 | 0 | 0 | 0 | 0 | 0 | 0 | 0 | 0
F7_Industrial_Industrial - ID_New_Miscellaneous_Natural Gas_Strategic Energy Management_A_Achievable Economic UCT Potential | F7 | Industrial | Industrial - ID | New | Miscellaneous | Natural Gas | Strategic Energy Management | A | Cumulative Energy Savings (MWh or mTherms) | Achievable Economic UCT Potential | 0 | 0 | 0 | 0 | 0 | 0 | 0 | 0 | 0 | 0 | 0 | 0 | 0 | 0 | 0 | 0 | 0 | 0 | 0 | 0 | 0 | 0 | 0 | 0 | 0 | 0 | 0
F8_Industrial_Industrial - ID_New_Miscellaneous_Natural Gas_Strategic Energy Management_A_Achievable Economic UCT Potential | F8 | Industrial | Industrial - ID | New | Miscellaneous | Natural Gas | Strategic Energy Management | A | Cumulative Summer Peak Savings (MW) | Achievable Economic UCT Potential | 0 | 0 | 0 | 0 | 0 | 0 | 0 | 0 | 0 | 0 | 0 | 0 | 0 | 0 | 0 | 0 | 0 | 0 | 0 | 0 | 0 | 0 | 0 | 0 | 0 | 0 | 0
F9_Industrial_Industrial - ID_New_Miscellaneous_Natural Gas_Strategic Energy Management_A_Achievable Economic UCT Potential | F9 | Industrial | Industrial - ID | New | Miscellaneous | Natural Gas | Strategic Energy Management | A | Cumulative Winter Peak Savings (MW) | Achievable Economic UCT Potential | 0 | 0 | 0 | 0 | 0 | 0 | 0 | 0 | 0 | 0 | 0 | 0 | 0 | 0 | 0 | 0 | 0 | 0 | 0 | 0 | 0 | 0 | 0 | 0 | 0 | 0 | 0
F10_Industrial_Industrial - ID_New_Miscellaneous_Natural Gas_Strategic Energy Management_A_Achievable Economic UCT Potential | F10 | Industrial | Industrial - ID | New | Miscellaneous | Natural Gas | Strategic Energy Management | A | Purchases (Incremental) | Achievable Economic UCT Potential | 0 | 0 | 0 | 0 | 0 | 0 | 0 | 0 | 0 | 0 | 0 | 0 | 0 | 0 | 0 | 0 | 0 | 0 | 0 | 0 | 0 | 0 | 0 | 0 | 0 | 0 | 0
F11_Industrial_Industrial - ID_New_Miscellaneous_Natural Gas_Strategic Energy Management_A_Achievable Economic UCT Potential | F11 | Industrial | Industrial - ID | New | Miscellaneous | Natural Gas | Strategic Energy Management | A | Purchases (Cumulative) | Achievable Economic UCT Potential | 0 | 0 | 0 | 0 | 0 | 0 | 0 | 0 | 0 | 0 | 0 | 0 | 0 | 0 | 0 | 0 | 0 | 0 | 0 | 0 | 0 | 0 | 0 | 0 | 0 | 0 | 0
F1_Industrial_Industrial - ID_New_Space Heating_Natural Gas_Retrocommissioning_A_Achievable Economic UCT Potential | F1 | Industrial | Industrial - ID | New | Space Heating | Natural Gas | Retrocommissioning | A | Integrated Unit Energy Savings (kWh or therms) | Achievable Economic UCT Potential | 0 | 0 | 0.035045 | 0.033999 | 0.033817 | 0.033682 | 0.03356 | 0.033453 | 0.033373 | 0.033312 | 0.033263 | 0.033217 | 0.033172 | 0.033129 | 0.033088 | 0.03305 | 0.033014 | 0.032982 | 0.032966 | 0.032954 | 0.032944 | 0.032937 | 0.032969 | 0.032998 | 0.033024 | 0.033048 | 0.033069
F2_Industrial_Industrial - ID_New_Space Heating_Natural Gas_Retrocommissioning_A_Achievable Economic UCT Potential | F2 | Industrial | Industrial - ID | New | Space Heating | Natural Gas | Retrocommissioning | A | Integrated Unit Summer Peak Savings (kW) | Achievable Economic UCT Potential | 0 | 0 | 0 | 0 | 0 | 0 | 0 | 0 | 0 | 0 | 0 | 0 | 0 | 0 | 0 | 0 | 0 | 0 | 0 | 0 | 0 | 0 | 0 | 0 | 0 | 0 | 0
F3_Industrial_Industrial - ID_New_Space Heating_Natural Gas_Retrocommissioning_A_Achievable Economic UCT Potential | F3 | Industrial | Industrial - ID | New | Space Heating | Natural Gas | Retrocommissioning | A | Integrated Unit Winter Peak Savings (kW) | Achievable Economic UCT Potential | 0 | 0 | 0 | 0 | 0 | 0 | 0 | 0 | 0 | 0 | 0 | 0 | 0 | 0 | 0 | 0 | 0 | 0 | 0 | 0 | 0 | 0 | 0 | 0 | 0 | 0 | 0
F4_Industrial_Industrial - ID_New_Space Heating_Natural Gas_Retrocommissioning_A_Achievable Economic UCT Potential | F4 | Industrial | Industrial - ID | New | Space Heating | Natural Gas | Retrocommissioning | A | Incremental Energy Savings (MWh or mTherms) | Achievable Economic UCT Potential | 0 | 0 | 0 | 0 | 0 | 0 | 0 | 0 | 0 | 0 | 0 | 0 | 0 | 0 | 0 | 0 | 0 | 0 | 0 | 0 | 0 | 0 | 0 | 0 | 0 | 0 | 0
F5_Industrial_Industrial - ID_New_Space Heating_Natural Gas_Retrocommissioning_A_Achievable Economic UCT Potential | F5 | Industrial | Industrial - ID | New | Space Heating | Natural Gas | Retrocommissioning | A | Incremental Summer Peak Savings (MW) | Achievable Economic UCT Potential | 0 | 0 | 0 | 0 | 0 | 0 | 0 | 0 | 0 | 0 | 0 | 0 | 0 | 0 | 0 | 0 | 0 | 0 | 0 | 0 | 0 | 0 | 0 | 0 | 0 | 0 | 0
F6_Industrial_Industrial - ID_New_Space Heating_Natural Gas_Retrocommissioning_A_Achievable Economic UCT Potential | F6 | Industrial | Industrial - ID | New | Space Heating | Natural Gas | Retrocommissioning | A | Incremental Winter Peak Savings (MW) | Achievable Economic UCT Potential | 0 | 0 | 0 | 0 | 0 | 0 | 0 | 0 | 0 | 0 | 0 | 0 | 0 | 0 | 0 | 0 | 0 | 0 | 0 | 0 | 0 | 0 | 0 | 0 | 0 | 0 | 0
F7_Industrial_Industrial - ID_New_Space Heating_Natural Gas_Retrocommissioning_A_Achievable Economic UCT Potential | F7 | Industrial | Industrial - ID | New | Space Heating | Natural Gas | Retrocommissioning | A | Cumulative Energy Savings (MWh or mTherms) | Achievable Economic UCT Potential | 0 | 0 | 0 | 0 | 0 | 0 | 0 | 0 | 0 | 0 | 0 | 0 | 0 | 0 | 0 | 0 | 0 | 0 | 0 | 0 | 0 | 0 | 0 | 0 | 0 | 0 | 0
F8_Industrial_Industrial - ID_New_Space Heating_Natural Gas_Retrocommissioning_A_Achievable Economic UCT Potential | F8 | Industrial | Industrial - ID | New | Space Heating | Natural Gas | Retrocommissioning | A | Cumulative Summer Peak Savings (MW) | Achievable Economic UCT Potential | 0 | 0 | 0 | 0 | 0 | 0 | 0 | 0 | 0 | 0 | 0 | 0 | 0 | 0 | 0 | 0 | 0 | 0 | 0 | 0 | 0 | 0 | 0 | 0 | 0 | 0 | 0
F9_Industrial_Industrial - ID_New_Space Heating_Natural Gas_Retrocommissioning_A_Achievable Economic UCT Potential | F9 | Industrial | Industrial - ID | New | Space Heating | Natural Gas | Retrocommissioning | A | Cumulative Winter Peak Savings (MW) | Achievable Economic UCT Potential | 0 | 0 | 0 | 0 | 0 | 0 | 0 | 0 | 0 | 0 | 0 | 0 | 0 | 0 | 0 | 0 | 0 | 0 | 0 | 0 | 0 | 0 | 0 | 0 | 0 | 0 | 0
F10_Industrial_Industrial - ID_New_Space Heating_Natural Gas_Retrocommissioning_A_Achievable Economic UCT Potential | F10 | Industrial | Industrial - ID | New | Space Heating | Natural Gas | Retrocommissioning | A | Purchases (Incremental) | Achievable Economic UCT Potential | 0 | 0 | 0 | 0 | 0 | 0 | 0 | 0 | 0 | 0 | 0 | 0 | 0 | 0 | 0 | 0 | 0 | 0 | 0 | 0 | 0 | 0 | 0 | 0 | 0 | 0 | 0
F11_Industrial_Industrial - ID_New_Space Heating_Natural Gas_Retrocommissioning_A_Achievable Economic UCT Potential | F11 | Industrial | Industrial - ID | New | Space Heating | Natural Gas | Retrocommissioning | A | Purchases (Cumulative) | Achievable Economic UCT Potential | 0 | 0 | 0 | 0 | 0 | 0 | 0 | 0 | 0 | 0 | 0 | 0 | 0 | 0 | 0 | 0 | 0 | 0 | 0 | 0 | 0 | 0 | 0 | 0 | 0 | 0 | 0
F1_Industrial_Industrial - ID_New_Process_Natural Gas_Retrocommissioning_A_Achievable Economic UCT Potential | F1 | Industrial | Industrial - ID | New | Process | Natural Gas | Retrocommissioning | A | Integrated Unit Energy Savings (kWh or therms) | Achievable Economic UCT Potential | 0 | 0 | 0 | 0 | 0 | 0 | 0 | 0 | 0 | 0 | 0 | 0 | 0 | 0 | 0 | 0 | 0 | 0 | 0 | 0 | 0 | 0 | 0 | 0 | 0 | 0 | 0
F2_Industrial_Industrial - ID_New_Process_Natural Gas_Retrocommissioning_A_Achievable Economic UCT Potential | F2 | Industrial | Industrial - ID | New | Process | Natural Gas | Retrocommissioning | A | Integrated Unit Summer Peak Savings (kW) | Achievable Economic UCT Potential | 0 | 0 | 0 | 0 | 0 | 0 | 0 | 0 | 0 | 0 | 0 | 0 | 0 | 0 | 0 | 0 | 0 | 0 | 0 | 0 | 0 | 0 | 0 | 0 | 0 | 0 | 0
F3_Industrial_Industrial - ID_New_Process_Natural Gas_Retrocommissioning_A_Achievable Economic UCT Potential | F3 | Industrial | Industrial - ID | New | Process | Natural Gas | Retrocommissioning | A | Integrated Unit Winter Peak Savings (kW) | Achievable Economic UCT Potential | 0 | 0 | 0 | 0 | 0 | 0 | 0 | 0 | 0 | 0 | 0 | 0 | 0 | 0 | 0 | 0 | 0 | 0 | 0 | 0 | 0 | 0 | 0 | 0 | 0 | 0 | 0
F4_Industrial_Industrial - ID_New_Process_Natural Gas_Retrocommissioning_A_Achievable Economic UCT Potential | F4 | Industrial | Industrial - ID | New | Process | Natural Gas | Retrocommissioning | A | Incremental Energy Savings (MWh or mTherms) | Achievable Economic UCT Potential | 0 | 0 | 0 | 0 | 0 | 0 | 0 | 0 | 0 | 0 | 0 | 0 | 0 | 0 | 0 | 0 | 0 | 0 | 0 | 0 | 0 | 0 | 0 | 0 | 0 | 0 | 0
F5_Industrial_Industrial - ID_New_Process_Natural Gas_Retrocommissioning_A_Achievable Economic UCT Potential | F5 | Industrial | Industrial - ID | New | Process | Natural Gas | Retrocommissioning | A | Incremental Summer Peak Savings (MW) | Achievable Economic UCT Potential | 0 | 0 | 0 | 0 | 0 | 0 | 0 | 0 | 0 | 0 | 0 | 0 | 0 | 0 | 0 | 0 | 0 | 0 | 0 | 0 | 0 | 0 | 0 | 0 | 0 | 0 | 0
F6_Industrial_Industrial - ID_New_Process_Natural Gas_Retrocommissioning_A_Achievable Economic UCT Potential | F6 | Industrial | Industrial - ID | New | Process | Natural Gas | Retrocommissioning | A | Incremental Winter Peak Savings (MW) | Achievable Economic UCT Potential | 0 | 0 | 0 | 0 | 0 | 0 | 0 | 0 | 0 | 0 | 0 | 0 | 0 | 0 | 0 | 0 | 0 | 0 | 0 | 0 | 0 | 0 | 0 | 0 | 0 | 0 | 0
F7_Industrial_Industrial - ID_New_Process_Natural Gas_Retrocommissioning_A_Achievable Economic UCT Potential | F7 | Industrial | Industrial - ID | New | Process | Natural Gas | Retrocommissioning | A | Cumulative Energy Savings (MWh or mTherms) | Achievable Economic UCT Potential | 0 | 0 | 0 | 0 | 0 | 0 | 0 | 0 | 0 | 0 | 0 | 0 | 0 | 0 | 0 | 0 | 0 | 0 | 0 | 0 | 0 | 0 | 0 | 0 | 0 | 0 | 0
F8_Industrial_Industrial - ID_New_Process_Natural Gas_Retrocommissioning_A_Achievable Economic UCT Potential | F8 | Industrial | Industrial - ID | New | Process | Natural Gas | Retrocommissioning | A | Cumulative Summer Peak Savings (MW) | Achievable Economic UCT Potential | 0 | 0 | 0 | 0 | 0 | 0 | 0 | 0 | 0 | 0 | 0 | 0 | 0 | 0 | 0 | 0 | 0 | 0 | 0 | 0 | 0 | 0 | 0 | 0 | 0 | 0 | 0
F9_Industrial_Industrial - ID_New_Process_Natural Gas_Retrocommissioning_A_Achievable Economic UCT Potential | F9 | Industrial | Industrial - ID | New | Process | Natural Gas | Retrocommissioning | A | Cumulative Winter Peak Savings (MW) | Achievable Economic UCT Potential | 0 | 0 | 0 | 0 | 0 | 0 | 0 | 0 | 0 | 0 | 0 | 0 | 0 | 0 | 0 | 0 | 0 | 0 | 0 | 0 | 0 | 0 | 0 | 0 | 0 | 0 | 0
F10_Industrial_Industrial - ID_New_Process_Natural Gas_Retrocommissioning_A_Achievable Economic UCT Potential | F10 | Industrial | Industrial - ID | New | Process | Natural Gas | Retrocommissioning | A | Purchases (Incremental) | Achievable Economic UCT Potential | 0 | 0 | 0 | 0 | 0 | 0 | 0 | 0 | 0 | 0 | 0 | 0 | 0 | 0 | 0 | 0 | 0 | 0 | 0 | 0 | 0 | 0 | 0 | 0 | 0 | 0 | 0
F11_Industrial_Industrial - ID_New_Process_Natural Gas_Retrocommissioning_A_Achievable Economic UCT Potential | F11 | Industrial | Industrial - ID | New | Process | Natural Gas | Retrocommissioning | A | Purchases (Cumulative) | Achievable Economic UCT Potential | 0 | 0 | 0 | 0 | 0 | 0 | 0 | 0 | 0 | 0 | 0 | 0 | 0 | 0 | 0 | 0 | 0 | 0 | 0 | 0 | 0 | 0 | 0 | 0 | 0 | 0 | 0
F1_Industrial_Industrial - WA_Existing_Space Heating_Natural Gas_Furnace_A_Achievable Economic RVT Potential | F1 | Industrial | Industrial - WA | Existing | Space Heating | Natural Gas | Furnace | A | Integrated Unit Energy Savings (kWh or therms) | Achievable Economic RVT Potential | 0 | 47.696 | 47.5111 | 23.7555 | 23.7555 | 23.7555 | 23.7555 | 23.7555 | 23.7555 | 23.7555 | 23.7555 | 23.7555 | 23.7555 | 23.7555 | 23.7555 | 23.7555 | 23.7555 | 23.7555 | 23.7555 | 23.7555 | 23.7555 | 23.7555 | 23.7555 | 23.7555 | 23.7555 | 23.7555 | 23.7555
F2_Industrial_Industrial - WA_Existing_Space Heating_Natural Gas_Furnace_A_Achievable Economic RVT Potential | F2 | Industrial | Industrial - WA | Existing | Space Heating | Natural Gas | Furnace | A | Integrated Unit Summer Peak Savings (kW) | Achievable Economic RVT Potential | 0 | 0 | 0 | 0 | 0 | 0 | 0 | 0 | 0 | 0 | 0 | 0 | 0 | 0 | 0 | 0 | 0 | 0 | 0 | 0 | 0 | 0 | 0 | 0 | 0 | 0 | 0
F3_Industrial_Industrial - WA_Existing_Space Heating_Natural Gas_Furnace_A_Achievable Economic RVT Potential | F3 | Industrial | Industrial - WA | Existing | Space Heating | Natural Gas | Furnace | A | Integrated Unit Winter Peak Savings (kW) | Achievable Economic RVT Potential | 0 | 0 | 0 | 0 | 0 | 0 | 0 | 0 | 0 | 0 | 0 | 0 | 0 | 0 | 0 | 0 | 0 | 0 | 0 | 0 | 0 | 0 | 0 | 0 | 0 | 0 | 0
F4_Industrial_Industrial - WA_Existing_Space Heating_Natural Gas_Furnace_A_Achievable Economic RVT Potential | F4 | Industrial | Industrial - WA | Existing | Space Heating | Natural Gas | Furnace | A | Incremental Energy Savings (MWh or mTherms) | Achievable Economic RVT Potential | 0 | 0 | 0 | 0 | 0 | 0 | 0 | 0 | 0 | 0 | 0 | 0 | 0 | 0 | 0 | 0 | 0 | 0 | 0 | 0 | 0 | 0 | 0 | 0 | 0 | 0 | 0
F5_Industrial_Industrial - WA_Existing_Space Heating_Natural Gas_Furnace_A_Achievable Economic RVT Potential | F5 | Industrial | Industrial - WA | Existing | Space Heating | Natural Gas | Furnace | A | Incremental Summer Peak Savings (MW) | Achievable Economic RVT Potential | 0 | 0 | 0 | 0 | 0 | 0 | 0 | 0 | 0 | 0 | 0 | 0 | 0 | 0 | 0 | 0 | 0 | 0 | 0 | 0 | 0 | 0 | 0 | 0 | 0 | 0 | 0
F6_Industrial_Industrial - WA_Existing_Space Heating_Natural Gas_Furnace_A_Achievable Economic RVT Potential | F6 | Industrial | Industrial - WA | Existing | Space Heating | Natural Gas | Furnace | A | Incremental Winter Peak Savings (MW) | Achievable Economic RVT Potential | 0 | 0 | 0 | 0 | 0 | 0 | 0 | 0 | 0 | 0 | 0 | 0 | 0 | 0 | 0 | 0 | 0 | 0 | 0 | 0 | 0 | 0 | 0 | 0 | 0 | 0 | 0
F7_Industrial_Industrial - WA_Existing_Space Heating_Natural Gas_Furnace_A_Achievable Economic RVT Potential | F7 | Industrial | Industrial - WA | Existing | Space Heating | Natural Gas | Furnace | A | Cumulative Energy Savings (MWh or mTherms) | Achievable Economic RVT Potential | 0 | 0 | 0 | 0 | 0 | 0 | 0 | 0 | 0 | 0 | 0 | 0 | 0 | 0 | 0 | 0 | 0 | 0 | 0 | 0 | 0 | 0 | 0 | 0 | 0 | 0 | 0
F8_Industrial_Industrial - WA_Existing_Space Heating_Natural Gas_Furnace_A_Achievable Economic RVT Potential | F8 | Industrial | Industrial - WA | Existing | Space Heating | Natural Gas | Furnace | A | Cumulative Summer Peak Savings (MW) | Achievable Economic RVT Potential | 0 | 0 | 0 | 0 | 0 | 0 | 0 | 0 | 0 | 0 | 0 | 0 | 0 | 0 | 0 | 0 | 0 | 0 | 0 | 0 | 0 | 0 | 0 | 0 | 0 | 0 | 0
F9_Industrial_Industrial - WA_Existing_Space Heating_Natural Gas_Furnace_A_Achievable Economic RVT Potential | F9 | Industrial | Industrial - WA | Existing | Space Heating | Natural Gas | Furnace | A | Cumulative Winter Peak Savings (MW) | Achievable Economic RVT Potential | 0 | 0 | 0 | 0 | 0 | 0 | 0 | 0 | 0 | 0 | 0 | 0 | 0 | 0 | 0 | 0 | 0 | 0 | 0 | 0 | 0 | 0 | 0 | 0 | 0 | 0 | 0
F10_Industrial_Industrial - WA_Existing_Space Heating_Natural Gas_Furnace_A_Achievable Economic RVT Potential | F10 | Industrial | Industrial - WA | Existing | Space Heating | Natural Gas | Furnace | A | Purchases (Incremental) | Achievable Economic RVT Potential | 0 | 0 | 0 | 0 | 0 | 0 | 0 | 0 | 0 | 0 | 0 | 0 | 0 | 0 | 0 | 0 | 0 | 0 | 0 | 0 | 0 | 0 | 0 | 0 | 0 | 0 | 0
F11_Industrial_Industrial - WA_Existing_Space Heating_Natural Gas_Furnace_A_Achievable Economic RVT Potential | F11 | Industrial | Industrial - WA | Existing | Space Heating | Natural Gas | Furnace | A | Purchases (Cumulative) | Achievable Economic RVT Potential | 0 | 0 | 0 | 0 | 0 | 0 | 0 | 0 | 0 | 0 | 0 | 0 | 0 | 0 | 0 | 0 | 0 | 0 | 0 | 0 | 0 | 0 | 0 | 0 | 0 | 0 | 0
F1_Industrial_Industrial - WA_Existing_Space Heating_Natural Gas_Boiler_A_Achievable Economic RVT Potential | F1 | Industrial | Industrial - WA | Existing | Space Heating | Natural Gas | Boiler | A | Integrated Unit Energy Savings (kWh or therms) | Achievable Economic RVT Potential | 0 | 49.1964 | 49.0056 | 49.0056 | 49.0056 | 49.0056 | 49.0056 | 49.0056 | 49.0056 | 49.0056 | 49.0056 | 49.0056 | 49.0056 | 49.0056 | 49.0056 | 49.0056 | 49.0056 | 49.0056 | 49.0056 | 49.0056 | 49.0056 | 49.0056 | 49.0056 | 49.0056 | 49.0056 | 49.0056 | 49.0056
F2_Industrial_Industrial - WA_Existing_Space Heating_Natural Gas_Boiler_A_Achievable Economic RVT Potential | F2 | Industrial | Industrial - WA | Existing | Space Heating | Natural Gas | Boiler | A | Integrated Unit Summer Peak Savings (kW) | Achievable Economic RVT Potential | 0 | 0 | 0 | 0 | 0 | 0 | 0 | 0 | 0 | 0 | 0 | 0 | 0 | 0 | 0 | 0 | 0 | 0 | 0 | 0 | 0 | 0 | 0 | 0 | 0 | 0 | 0
F3_Industrial_Industrial - WA_Existing_Space Heating_Natural Gas_Boiler_A_Achievable Economic RVT Potential | F3 | Industrial | Industrial - WA | Existing | Space Heating | Natural Gas | Boiler | A | Integrated Unit Winter Peak Savings (kW) | Achievable Economic RVT Potential | 0 | 0 | 0 | 0 | 0 | 0 | 0 | 0 | 0 | 0 | 0 | 0 | 0 | 0 | 0 | 0 | 0 | 0 | 0 | 0 | 0 | 0 | 0 | 0 | 0 | 0 | 0
F4_Industrial_Industrial - WA_Existing_Space Heating_Natural Gas_Boiler_A_Achievable Economic RVT Potential | F4 | Industrial | Industrial - WA | Existing | Space Heating | Natural Gas | Boiler | A | Incremental Energy Savings (MWh or mTherms) | Achievable Economic RVT Potential | 0 | 0 | 0 | 0 | 0 | 0 | 0 | 0 | 0 | 0 | 0 | 0 | 0 | 0 | 0 | 0 | 0 | 0 | 0 | 0 | 0 | 0 | 0 | 0 | 0 | 0 | 0
F5_Industrial_Industrial - WA_Existing_Space Heating_Natural Gas_Boiler_A_Achievable Economic RVT Potential | F5 | Industrial | Industrial - WA | Existing | Space Heating | Natural Gas | Boiler | A | Incremental Summer Peak Savings (MW) | Achievable Economic RVT Potential | 0 | 0 | 0 | 0 | 0 | 0 | 0 | 0 | 0 | 0 | 0 | 0 | 0 | 0 | 0 | 0 | 0 | 0 | 0 | 0 | 0 | 0 | 0 | 0 | 0 | 0 | 0
F6_Industrial_Industrial - WA_Existing_Space Heating_Natural Gas_Boiler_A_Achievable Economic RVT Potential | F6 | Industrial | Industrial - WA | Existing | Space Heating | Natural Gas | Boiler | A | Incremental Winter Peak Savings (MW) | Achievable Economic RVT Potential | 0 | 0 | 0 | 0 | 0 | 0 | 0 | 0 | 0 | 0 | 0 | 0 | 0 | 0 | 0 | 0 | 0 | 0 | 0 | 0 | 0 | 0 | 0 | 0 | 0 | 0 | 0
F7_Industrial_Industrial - WA_Existing_Space Heating_Natural Gas_Boiler_A_Achievable Economic RVT Potential | F7 | Industrial | Industrial - WA | Existing | Space Heating | Natural Gas | Boiler | A | Cumulative Energy Savings (MWh or mTherms) | Achievable Economic RVT Potential | 0 | 0 | 0 | 0 | 0 | 0 | 0 | 0 | 0 | 0 | 0 | 0 | 0 | 0 | 0 | 0 | 0 | 0 | 0 | 0 | 0 | 0 | 0 | 0 | 0 | 0 | 0
F8_Industrial_Industrial - WA_Existing_Space Heating_Natural Gas_Boiler_A_Achievable Economic RVT Potential | F8 | Industrial | Industrial - WA | Existing | Space Heating | Natural Gas | Boiler | A | Cumulative Summer Peak Savings (MW) | Achievable Economic RVT Potential | 0 | 0 | 0 | 0 | 0 | 0 | 0 | 0 | 0 | 0 | 0 | 0 | 0 | 0 | 0 | 0 | 0 | 0 | 0 | 0 | 0 | 0 | 0 | 0 | 0 | 0 | 0
F9_Industrial_Industrial - WA_Existing_Space Heating_Natural Gas_Boiler_A_Achievable Economic RVT Potential | F9 | Industrial | Industrial - WA | Existing | Space Heating | Natural Gas | Boiler | A | Cumulative Winter Peak Savings (MW) | Achievable Economic RVT Potential | 0 | 0 | 0 | 0 | 0 | 0 | 0 | 0 | 0 | 0 | 0 | 0 | 0 | 0 | 0 | 0 | 0 | 0 | 0 | 0 | 0 | 0 | 0 | 0 | 0 | 0 | 0
F10_Industrial_Industrial - WA_Existing_Space Heating_Natural Gas_Boiler_A_Achievable Economic RVT Potential | F10 | Industrial | Industrial - WA | Existing | Space Heating | Natural Gas | Boiler | A | Purchases (Incremental) | Achievable Economic RVT Potential | 0 | 0 | 0 | 0 | 0 | 0 | 0 | 0 | 0 | 0 | 0 | 0 | 0 | 0 | 0 | 0 | 0 | 0 | 0 | 0 | 0 | 0 | 0 | 0 | 0 | 0 | 0
F11_Industrial_Industrial - WA_Existing_Space Heating_Natural Gas_Boiler_A_Achievable Economic RVT Potential | F11 | Industrial | Industrial - WA | Existing | Space Heating | Natural Gas | Boiler | A | Purchases (Cumulative) | Achievable Economic RVT Potential | 0 | 0 | 0 | 0 | 0 | 0 | 0 | 0 | 0 | 0 | 0 | 0 | 0 | 0 | 0 | 0 | 0 | 0 | 0 | 0 | 0 | 0 | 0 | 0 | 0 | 0 | 0
F1_Industrial_Industrial - WA_Existing_Space Heating_Natural Gas_Unit Heater_A_Achievable Economic RVT Potential | F1 | Industrial | Industrial - WA | Existing | Space Heating | Natural Gas | Unit Heater | A | Integrated Unit Energy Savings (kWh or therms) | Achievable Economic RVT Potential | 0 | 191840.798 | 191096.8947 | 191096.8947 | 191096.8947 | 191096.8947 | 191096.8947 | 191096.8947 | 191096.8947 | 191096.8947 | 191096.8947 | 191096.8947 | 191096.8947 | 191096.8947 | 191096.8947 | 191096.8947 | 191096.8947 | 191096.8947 | 191096.8947 | 191096.8947 | 191096.8947 | 191096.8947 | 191096.8947 | 191096.8947 | 191096.8947 | 191096.8947 | 191096.8947
F2_Industrial_Industrial - WA_Existing_Space Heating_Natural Gas_Unit Heater_A_Achievable Economic RVT Potential | F2 | Industrial | Industrial - WA | Existing | Space Heating | Natural Gas | Unit Heater | A | Integrated Unit Summer Peak Savings (kW) | Achievable Economic RVT Potential | 0 | 0 | 0 | 0 | 0 | 0 | 0 | 0 | 0 | 0 | 0 | 0 | 0 | 0 | 0 | 0 | 0 | 0 | 0 | 0 | 0 | 0 | 0 | 0 | 0 | 0 | 0
F3_Industrial_Industrial - WA_Existing_Space Heating_Natural Gas_Unit Heater_A_Achievable Economic RVT Potential | F3 | Industrial | Industrial - WA | Existing | Space Heating | Natural Gas | Unit Heater | A | Integrated Unit Winter Peak Savings (kW) | Achievable Economic RVT Potential | 0 | 0 | 0 | 0 | 0 | 0 | 0 | 0 | 0 | 0 | 0 | 0 | 0 | 0 | 0 | 0 | 0 | 0 | 0 | 0 | 0 | 0 | 0 | 0 | 0 | 0 | 0
F4_Industrial_Industrial - WA_Existing_Space Heating_Natural Gas_Unit Heater_A_Achievable Economic RVT Potential | F4 | Industrial | Industrial - WA | Existing | Space Heating | Natural Gas | Unit Heater | A | Incremental Energy Savings (MWh or mTherms) | Achievable Economic RVT Potential | 0 | 0 | 0 | 0 | 0 | 0 | 0 | 0 | 0 | 0 | 0 | 0 | 0 | 0 | 0 | 0 | 0 | 0 | 0 | 0 | 0 | 0 | 0 | 0 | 0 | 0 | 0
F5_Industrial_Industrial - WA_Existing_Space Heating_Natural Gas_Unit Heater_A_Achievable Economic RVT Potential | F5 | Industrial | Industrial - WA | Existing | Space Heating | Natural Gas | Unit Heater | A | Incremental Summer Peak Savings (MW) | Achievable Economic RVT Potential | 0 | 0 | 0 | 0 | 0 | 0 | 0 | 0 | 0 | 0 | 0 | 0 | 0 | 0 | 0 | 0 | 0 | 0 | 0 | 0 | 0 | 0 | 0 | 0 | 0 | 0 | 0
F6_Industrial_Industrial - WA_Existing_Space Heating_Natural Gas_Unit Heater_A_Achievable Economic RVT Potential | F6 | Industrial | Industrial - WA | Existing | Space Heating | Natural Gas | Unit Heater | A | Incremental Winter Peak Savings (MW) | Achievable Economic RVT Potential | 0 | 0 | 0 | 0 | 0 | 0 | 0 | 0 | 0 | 0 | 0 | 0 | 0 | 0 | 0 | 0 | 0 | 0 | 0 | 0 | 0 | 0 | 0 | 0 | 0 | 0 | 0
F7_Industrial_Industrial - WA_Existing_Space Heating_Natural Gas_Unit Heater_A_Achievable Economic RVT Potential | F7 | Industrial | Industrial - WA | Existing | Space Heating | Natural Gas | Unit Heater | A | Cumulative Energy Savings (MWh or mTherms) | Achievable Economic RVT Potential | 0 | 0 | 0 | 0 | 0 | 0 | 0 | 0 | 0 | 0 | 0 | 0 | 0 | 0 | 0 | 0 | 0 | 0 | 0 | 0 | 0 | 0 | 0 | 0 | 0 | 0 | 0
F8_Industrial_Industrial - WA_Existing_Space Heating_Natural Gas_Unit Heater_A_Achievable Economic RVT Potential | F8 | Industrial | Industrial - WA | Existing | Space Heating | Natural Gas | Unit Heater | A | Cumulative Summer Peak Savings (MW) | Achievable Economic RVT Potential | 0 | 0 | 0 | 0 | 0 | 0 | 0 | 0 | 0 | 0 | 0 | 0 | 0 | 0 | 0 | 0 | 0 | 0 | 0 | 0 | 0 | 0 | 0 | 0 | 0 | 0 | 0
F9_Industrial_Industrial - WA_Existing_Space Heating_Natural Gas_Unit Heater_A_Achievable Economic RVT Potential | F9 | Industrial | Industrial - WA | Existing | Space Heating | Natural Gas | Unit Heater | A | Cumulative Winter Peak Savings (MW) | Achievable Economic RVT Potential | 0 | 0 | 0 | 0 | 0 | 0 | 0 | 0 | 0 | 0 | 0 | 0 | 0 | 0 | 0 | 0 | 0 | 0 | 0 | 0 | 0 | 0 | 0 | 0 | 0 | 0 | 0
F10_Industrial_Industrial - WA_Existing_Space Heating_Natural Gas_Unit Heater_A_Achievable Economic RVT Potential | F10 | Industrial | Industrial - WA | Existing | Space Heating | Natural Gas | Unit Heater | A | Purchases (Incremental) | Achievable Economic RVT Potential | 0 | 0 | 0 | 0 | 0 | 0 | 0 | 0 | 0 | 0 | 0 | 0 | 0 | 0 | 0 | 0 | 0 | 0 | 0 | 0 | 0 | 0 | 0 | 0 | 0 | 0 | 0
F11_Industrial_Industrial - WA_Existing_Space Heating_Natural Gas_Unit Heater_A_Achievable Economic RVT Potential | F11 | Industrial | Industrial - WA | Existing | Space Heating | Natural Gas | Unit Heater | A | Purchases (Cumulative) | Achievable Economic RVT Potential | 0 | 0 | 0 | 0 | 0 | 0 | 0 | 0 | 0 | 0 | 0 | 0 | 0 | 0 | 0 | 0 | 0 | 0 | 0 | 0 | 0 | 0 | 0 | 0 | 0 | 0 | 0
F1_Industrial_Industrial - WA_New_Space Heating_Natural Gas_Furnace_A_Achievable Economic RVT Potential | F1 | Industrial | Industrial - WA | New | Space Heating | Natural Gas | Furnace | A | Integrated Unit Energy Savings (kWh or therms) | Achievable Economic RVT Potential | 0 | 36.5821 | 36.4403 | 18.2201 | 18.2201 | 18.2201 | 18.2201 | 18.2201 | 18.2201 | 18.2201 | 18.2201 | 18.2201 | 18.2201 | 18.2201 | 18.2201 | 18.2201 | 18.2201 | 18.2201 | 18.2201 | 18.2201 | 18.2201 | 18.2201 | 18.2201 | 18.2201 | 18.2201 | 18.2201 | 18.2201
F2_Industrial_Industrial - WA_New_Space Heating_Natural Gas_Furnace_A_Achievable Economic RVT Potential | F2 | Industrial | Industrial - WA | New | Space Heating | Natural Gas | Furnace | A | Integrated Unit Summer Peak Savings (kW) | Achievable Economic RVT Potential | 0 | 0 | 0 | 0 | 0 | 0 | 0 | 0 | 0 | 0 | 0 | 0 | 0 | 0 | 0 | 0 | 0 | 0 | 0 | 0 | 0 | 0 | 0 | 0 | 0 | 0 | 0
F3_Industrial_Industrial - WA_New_Space Heating_Natural Gas_Furnace_A_Achievable Economic RVT Potential | F3 | Industrial | Industrial - WA | New | Space Heating | Natural Gas | Furnace | A | Integrated Unit Winter Peak Savings (kW) | Achievable Economic RVT Potential | 0 | 0 | 0 | 0 | 0 | 0 | 0 | 0 | 0 | 0 | 0 | 0 | 0 | 0 | 0 | 0 | 0 | 0 | 0 | 0 | 0 | 0 | 0 | 0 | 0 | 0 | 0
F4_Industrial_Industrial - WA_New_Space Heating_Natural Gas_Furnace_A_Achievable Economic RVT Potential | F4 | Industrial | Industrial - WA | New | Space Heating | Natural Gas | Furnace | A | Incremental Energy Savings (MWh or mTherms) | Achievable Economic RVT Potential | 0 | 0 | 0 | 0 | 0 | 0 | 0 | 0 | 0 | 0 | 0 | 0 | 0 | 0 | 0 | 0 | 0 | 0 | 0 | 0 | 0 | 0 | 0 | 0 | 0 | 0 | 0
F5_Industrial_Industrial - WA_New_Space Heating_Natural Gas_Furnace_A_Achievable Economic RVT Potential | F5 | Industrial | Industrial - WA | New | Space Heating | Natural Gas | Furnace | A | Incremental Summer Peak Savings (MW) | Achievable Economic RVT Potential | 0 | 0 | 0 | 0 | 0 | 0 | 0 | 0 | 0 | 0 | 0 | 0 | 0 | 0 | 0 | 0 | 0 | 0 | 0 | 0 | 0 | 0 | 0 | 0 | 0 | 0 | 0
F6_Industrial_Industrial - WA_New_Space Heating_Natural Gas_Furnace_A_Achievable Economic RVT Potential | F6 | Industrial | Industrial - WA | New | Space Heating | Natural Gas | Furnace | A | Incremental Winter Peak Savings (MW) | Achievable Economic RVT Potential | 0 | 0 | 0 | 0 | 0 | 0 | 0 | 0 | 0 | 0 | 0 | 0 | 0 | 0 | 0 | 0 | 0 | 0 | 0 | 0 | 0 | 0 | 0 | 0 | 0 | 0 | 0
F7_Industrial_Industrial - WA_New_Space Heating_Natural Gas_Furnace_A_Achievable Economic RVT Potential | F7 | Industrial | Industrial - WA | New | Space Heating | Natural Gas | Furnace | A | Cumulative Energy Savings (MWh or mTherms) | Achievable Economic RVT Potential | 0 | 0 | 0 | 0 | 0 | 0 | 0 | 0 | 0 | 0 | 0 | 0 | 0 | 0 | 0 | 0 | 0 | 0 | 0 | 0 | 0 | 0 | 0 | 0 | 0 | 0 | 0
F8_Industrial_Industrial - WA_New_Space Heating_Natural Gas_Furnace_A_Achievable Economic RVT Potential | F8 | Industrial | Industrial - WA | New | Space Heating | Natural Gas | Furnace | A | Cumulative Summer Peak Savings (MW) | Achievable Economic RVT Potential | 0 | 0 | 0 | 0 | 0 | 0 | 0 | 0 | 0 | 0 | 0 | 0 | 0 | 0 | 0 | 0 | 0 | 0 | 0 | 0 | 0 | 0 | 0 | 0 | 0 | 0 | 0
F9_Industrial_Industrial - WA_New_Space Heating_Natural Gas_Furnace_A_Achievable Economic RVT Potential | F9 | Industrial | Industrial - WA | New | Space Heating | Natural Gas | Furnace | A | Cumulative Winter Peak Savings (MW) | Achievable Economic RVT Potential | 0 | 0 | 0 | 0 | 0 | 0 | 0 | 0 | 0 | 0 | 0 | 0 | 0 | 0 | 0 | 0 | 0 | 0 | 0 | 0 | 0 | 0 | 0 | 0 | 0 | 0 | 0
F10_Industrial_Industrial - WA_New_Space Heating_Natural Gas_Furnace_A_Achievable Economic RVT Potential | F10 | Industrial | Industrial - WA | New | Space Heating | Natural Gas | Furnace | A | Purchases (Incremental) | Achievable Economic RVT Potential | 0 | 0 | 0 | 0 | 0 | 0 | 0 | 0 | 0 | 0 | 0 | 0 | 0 | 0 | 0 | 0 | 0 | 0 | 0 | 0 | 0 | 0 | 0 | 0 | 0 | 0 | 0
F11_Industrial_Industrial - WA_New_Space Heating_Natural Gas_Furnace_A_Achievable Economic RVT Potential | F11 | Industrial | Industrial - WA | New | Space Heating | Natural Gas | Furnace | A | Purchases (Cumulative) | Achievable Economic RVT Potential | 0 | 0 | 0 | 0 | 0 | 0 | 0 | 0 | 0 | 0 | 0 | 0 | 0 | 0 | 0 | 0 | 0 | 0 | 0 | 0 | 0 | 0 | 0 | 0 | 0 | 0 | 0
F1_Industrial_Industrial - WA_New_Space Heating_Natural Gas_Boiler_A_Achievable Economic RVT Potential | F1 | Industrial | Industrial - WA | New | Space Heating | Natural Gas | Boiler | A | Integrated Unit Energy Savings (kWh or therms) | Achievable Economic RVT Potential | 0 | 44.0904 | 43.9194 | 43.9194 | 43.9194 | 43.9194 | 43.9194 | 43.9194 | 43.9194 | 43.9194 | 43.9194 | 43.9194 | 43.9194 | 43.9194 | 43.9194 | 43.9194 | 43.9194 | 43.9194 | 43.9194 | 43.9194 | 43.9194 | 43.9194 | 43.9194 | 43.9194 | 43.9194 | 43.9194 | 43.9194
F2_Industrial_Industrial - WA_New_Space Heating_Natural Gas_Boiler_A_Achievable Economic RVT Potential | F2 | Industrial | Industrial - WA | New | Space Heating | Natural Gas | Boiler | A | Integrated Unit Summer Peak Savings (kW) | Achievable Economic RVT Potential | 0 | 0 | 0 | 0 | 0 | 0 | 0 | 0 | 0 | 0 | 0 | 0 | 0 | 0 | 0 | 0 | 0 | 0 | 0 | 0 | 0 | 0 | 0 | 0 | 0 | 0 | 0
F3_Industrial_Industrial - WA_New_Space Heating_Natural Gas_Boiler_A_Achievable Economic RVT Potential | F3 | Industrial | Industrial - WA | New | Space Heating | Natural Gas | Boiler | A | Integrated Unit Winter Peak Savings (kW) | Achievable Economic RVT Potential | 0 | 0 | 0 | 0 | 0 | 0 | 0 | 0 | 0 | 0 | 0 | 0 | 0 | 0 | 0 | 0 | 0 | 0 | 0 | 0 | 0 | 0 | 0 | 0 | 0 | 0 | 0
F4_Industrial_Industrial - WA_New_Space Heating_Natural Gas_Boiler_A_Achievable Economic RVT Potential | F4 | Industrial | Industrial - WA | New | Space Heating | Natural Gas | Boiler | A | Incremental Energy Savings (MWh or mTherms) | Achievable Economic RVT Potential | 0 | 0 | 0 | 0 | 0 | 0 | 0 | 0 | 0 | 0 | 0 | 0 | 0 | 0 | 0 | 0 | 0 | 0 | 0 | 0 | 0 | 0 | 0 | 0 | 0 | 0 | 0
F5_Industrial_Industrial - WA_New_Space Heating_Natural Gas_Boiler_A_Achievable Economic RVT Potential | F5 | Industrial | Industrial - WA | New | Space Heating | Natural Gas | Boiler | A | Incremental Summer Peak Savings (MW) | Achievable Economic RVT Potential | 0 | 0 | 0 | 0 | 0 | 0 | 0 | 0 | 0 | 0 | 0 | 0 | 0 | 0 | 0 | 0 | 0 | 0 | 0 | 0 | 0 | 0 | 0 | 0 | 0 | 0 | 0
F6_Industrial_Industrial - WA_New_Space Heating_Natural Gas_Boiler_A_Achievable Economic RVT Potential | F6 | Industrial | Industrial - WA | New | Space Heating | Natural Gas | Boiler | A | Incremental Winter Peak Savings (MW) | Achievable Economic RVT Potential | 0 | 0 | 0 | 0 | 0 | 0 | 0 | 0 | 0 | 0 | 0 | 0 | 0 | 0 | 0 | 0 | 0 | 0 | 0 | 0 | 0 | 0 | 0 | 0 | 0 | 0 | 0
F7_Industrial_Industrial - WA_New_Space Heating_Natural Gas_Boiler_A_Achievable Economic RVT Potential | F7 | Industrial | Industrial - WA | New | Space Heating | Natural Gas | Boiler | A | Cumulative Energy Savings (MWh or mTherms) | Achievable Economic RVT Potential | 0 | 0 | 0 | 0 | 0 | 0 | 0 | 0 | 0 | 0 | 0 | 0 | 0 | 0 | 0 | 0 | 0 | 0 | 0 | 0 | 0 | 0 | 0 | 0 | 0 | 0 | 0
F8_Industrial_Industrial - WA_New_Space Heating_Natural Gas_Boiler_A_Achievable Economic RVT Potential | F8 | Industrial | Industrial - WA | New | Space Heating | Natural Gas | Boiler | A | Cumulative Summer Peak Savings (MW) | Achievable Economic RVT Potential | 0 | 0 | 0 | 0 | 0 | 0 | 0 | 0 | 0 | 0 | 0 | 0 | 0 | 0 | 0 | 0 | 0 | 0 | 0 | 0 | 0 | 0 | 0 | 0 | 0 | 0 | 0
F9_Industrial_Industrial - WA_New_Space Heating_Natural Gas_Boiler_A_Achievable Economic RVT Potential | F9 | Industrial | Industrial - WA | New | Space Heating | Natural Gas | Boiler | A | Cumulative Winter Peak Savings (MW) | Achievable Economic RVT Potential | 0 | 0 | 0 | 0 | 0 | 0 | 0 | 0 | 0 | 0 | 0 | 0 | 0 | 0 | 0 | 0 | 0 | 0 | 0 | 0 | 0 | 0 | 0 | 0 | 0 | 0 | 0
F10_Industrial_Industrial - WA_New_Space Heating_Natural Gas_Boiler_A_Achievable Economic RVT Potential | F10 | Industrial | Industrial - WA | New | Space Heating | Natural Gas | Boiler | A | Purchases (Incremental) | Achievable Economic RVT Potential | 0 | 0 | 0 | 0 | 0 | 0 | 0 | 0 | 0 | 0 | 0 | 0 | 0 | 0 | 0 | 0 | 0 | 0 | 0 | 0 | 0 | 0 | 0 | 0 | 0 | 0 | 0
F11_Industrial_Industrial - WA_New_Space Heating_Natural Gas_Boiler_A_Achievable Economic RVT Potential | F11 | Industrial | Industrial - WA | New | Space Heating | Natural Gas | Boiler | A | Purchases (Cumulative) | Achievable Economic RVT Potential | 0 | 0 | 0 | 0 | 0 | 0 | 0 | 0 | 0 | 0 | 0 | 0 | 0 | 0 | 0 | 0 | 0 | 0 | 0 | 0 | 0 | 0 | 0 | 0 | 0 | 0 | 0
F1_Industrial_Industrial - WA_New_Space Heating_Natural Gas_Unit Heater_A_Achievable Economic RVT Potential | F1 | Industrial | Industrial - WA | New | Space Heating | Natural Gas | Unit Heater | A | Integrated Unit Energy Savings (kWh or therms) | Achievable Economic RVT Potential | 0 | 191840.798 | 191096.8947 | 191096.8947 | 191096.8947 | 191096.8947 | 191096.8947 | 191096.8947 | 191096.8947 | 191096.8947 | 191096.8947 | 191096.8947 | 191096.8947 | 191096.8947 | 191096.8947 | 191096.8947 | 191096.8947 | 191096.8947 | 191096.8947 | 191096.8947 | 191096.8947 | 191096.8947 | 191096.8947 | 191096.8947 | 191096.8947 | 191096.8947 | 191096.8947
F2_Industrial_Industrial - WA_New_Space Heating_Natural Gas_Unit Heater_A_Achievable Economic RVT Potential | F2 | Industrial | Industrial - WA | New | Space Heating | Natural Gas | Unit Heater | A | Integrated Unit Summer Peak Savings (kW) | Achievable Economic RVT Potential | 0 | 0 | 0 | 0 | 0 | 0 | 0 | 0 | 0 | 0 | 0 | 0 | 0 | 0 | 0 | 0 | 0 | 0 | 0 | 0 | 0 | 0 | 0 | 0 | 0 | 0 | 0
F3_Industrial_Industrial - WA_New_Space Heating_Natural Gas_Unit Heater_A_Achievable Economic RVT Potential | F3 | Industrial | Industrial - WA | New | Space Heating | Natural Gas | Unit Heater | A | Integrated Unit Winter Peak Savings (kW) | Achievable Economic RVT Potential | 0 | 0 | 0 | 0 | 0 | 0 | 0 | 0 | 0 | 0 | 0 | 0 | 0 | 0 | 0 | 0 | 0 | 0 | 0 | 0 | 0 | 0 | 0 | 0 | 0 | 0 | 0
F4_Industrial_Industrial - WA_New_Space Heating_Natural Gas_Unit Heater_A_Achievable Economic RVT Potential | F4 | Industrial | Industrial - WA | New | Space Heating | Natural Gas | Unit Heater | A | Incremental Energy Savings (MWh or mTherms) | Achievable Economic RVT Potential | 0 | 0 | 0 | 0 | 0 | 0 | 0 | 0 | 0 | 0 | 0 | 0 | 0 | 0 | 0 | 0 | 0 | 0 | 0 | 0 | 0 | 0 | 0 | 0 | 0 | 0 | 0
F5_Industrial_Industrial - WA_New_Space Heating_Natural Gas_Unit Heater_A_Achievable Economic RVT Potential | F5 | Industrial | Industrial - WA | New | Space Heating | Natural Gas | Unit Heater | A | Incremental Summer Peak Savings (MW) | Achievable Economic RVT Potential | 0 | 0 | 0 | 0 | 0 | 0 | 0 | 0 | 0 | 0 | 0 | 0 | 0 | 0 | 0 | 0 | 0 | 0 | 0 | 0 | 0 | 0 | 0 | 0 | 0 | 0 | 0
F6_Industrial_Industrial - WA_New_Space Heating_Natural Gas_Unit Heater_A_Achievable Economic RVT Potential | F6 | Industrial | Industrial - WA | New | Space Heating | Natural Gas | Unit Heater | A | Incremental Winter Peak Savings (MW) | Achievable Economic RVT Potential | 0 | 0 | 0 | 0 | 0 | 0 | 0 | 0 | 0 | 0 | 0 | 0 | 0 | 0 | 0 | 0 | 0 | 0 | 0 | 0 | 0 | 0 | 0 | 0 | 0 | 0 | 0
F7_Industrial_Industrial - WA_New_Space Heating_Natural Gas_Unit Heater_A_Achievable Economic RVT Potential | F7 | Industrial | Industrial - WA | New | Space Heating | Natural Gas | Unit Heater | A | Cumulative Energy Savings (MWh or mTherms) | Achievable Economic RVT Potential | 0 | 0 | 0 | 0 | 0 | 0 | 0 | 0 | 0 | 0 | 0 | 0 | 0 | 0 | 0 | 0 | 0 | 0 | 0 | 0 | 0 | 0 | 0 | 0 | 0 | 0 | 0
F8_Industrial_Industrial - WA_New_Space Heating_Natural Gas_Unit Heater_A_Achievable Economic RVT Potential | F8 | Industrial | Industrial - WA | New | Space Heating | Natural Gas | Unit Heater | A | Cumulative Summer Peak Savings (MW) | Achievable Economic RVT Potential | 0 | 0 | 0 | 0 | 0 | 0 | 0 | 0 | 0 | 0 | 0 | 0 | 0 | 0 | 0 | 0 | 0 | 0 | 0 | 0 | 0 | 0 | 0 | 0 | 0 | 0 | 0
F9_Industrial_Industrial - WA_New_Space Heating_Natural Gas_Unit Heater_A_Achievable Economic RVT Potential | F9 | Industrial | Industrial - WA | New | Space Heating | Natural Gas | Unit Heater | A | Cumulative Winter Peak Savings (MW) | Achievable Economic RVT Potential | 0 | 0 | 0 | 0 | 0 | 0 | 0 | 0 | 0 | 0 | 0 | 0 | 0 | 0 | 0 | 0 | 0 | 0 | 0 | 0 | 0 | 0 | 0 | 0 | 0 | 0 | 0
F10_Industrial_Industrial - WA_New_Space Heating_Natural Gas_Unit Heater_A_Achievable Economic RVT Potential | F10 | Industrial | Industrial - WA | New | Space Heating | Natural Gas | Unit Heater | A | Purchases (Incremental) | Achievable Economic RVT Potential | 0 | 0 | 0 | 0 | 0 | 0 | 0 | 0 | 0 | 0 | 0 | 0 | 0 | 0 | 0 | 0 | 0 | 0 | 0 | 0 | 0 | 0 | 0 | 0 | 0 | 0 | 0
F11_Industrial_Industrial - WA_New_Space Heating_Natural Gas_Unit Heater_A_Achievable Economic RVT Potential | F11 | Industrial | Industrial - WA | New | Space Heating | Natural Gas | Unit Heater | A | Purchases (Cumulative) | Achievable Economic RVT Potential | 0 | 0 | 0 | 0 | 0 | 0 | 0 | 0 | 0 | 0 | 0 | 0 | 0 | 0 | 0 | 0 | 0 | 0 | 0 | 0 | 0 | 0 | 0 | 0 | 0 | 0 | 0
F1_Industrial_Industrial - ID_Existing_Space Heating_Natural Gas_Furnace_A_Achievable Economic RVT Potential | F1 | Industrial | Industrial - ID | Existing | Space Heating | Natural Gas | Furnace | A | Integrated Unit Energy Savings (kWh or therms) | Achievable Economic RVT Potential | 0 | 55.8014 | 55.585 | 27.7925 | 27.7925 | 27.7925 | 27.7925 | 27.7925 | 27.7925 | 27.7925 | 27.7925 | 27.7925 | 27.7925 | 27.7925 | 27.7925 | 27.7925 | 27.7925 | 27.7925 | 27.7925 | 27.7925 | 27.7925 | 27.7925 | 27.7925 | 27.7925 | 27.7925 | 27.7925 | 27.7925
F2_Industrial_Industrial - ID_Existing_Space Heating_Natural Gas_Furnace_A_Achievable Economic RVT Potential | F2 | Industrial | Industrial - ID | Existing | Space Heating | Natural Gas | Furnace | A | Integrated Unit Summer Peak Savings (kW) | Achievable Economic RVT Potential | 0 | 0 | 0 | 0 | 0 | 0 | 0 | 0 | 0 | 0 | 0 | 0 | 0 | 0 | 0 | 0 | 0 | 0 | 0 | 0 | 0 | 0 | 0 | 0 | 0 | 0 | 0
F3_Industrial_Industrial - ID_Existing_Space Heating_Natural Gas_Furnace_A_Achievable Economic RVT Potential | F3 | Industrial | Industrial - ID | Existing | Space Heating | Natural Gas | Furnace | A | Integrated Unit Winter Peak Savings (kW) | Achievable Economic RVT Potential | 0 | 0 | 0 | 0 | 0 | 0 | 0 | 0 | 0 | 0 | 0 | 0 | 0 | 0 | 0 | 0 | 0 | 0 | 0 | 0 | 0 | 0 | 0 | 0 | 0 | 0 | 0
F4_Industrial_Industrial - ID_Existing_Space Heating_Natural Gas_Furnace_A_Achievable Economic RVT Potential | F4 | Industrial | Industrial - ID | Existing | Space Heating | Natural Gas | Furnace | A | Incremental Energy Savings (MWh or mTherms) | Achievable Economic RVT Potential | 0 | 0 | 0 | 0 | 0 | 0 | 0 | 0 | 0 | 0 | 0 | 0 | 0 | 0 | 0 | 0 | 0 | 0 | 0 | 0 | 0 | 0 | 0 | 0 | 0 | 0 | 0
F5_Industrial_Industrial - ID_Existing_Space Heating_Natural Gas_Furnace_A_Achievable Economic RVT Potential | F5 | Industrial | Industrial - ID | Existing | Space Heating | Natural Gas | Furnace | A | Incremental Summer Peak Savings (MW) | Achievable Economic RVT Potential | 0 | 0 | 0 | 0 | 0 | 0 | 0 | 0 | 0 | 0 | 0 | 0 | 0 | 0 | 0 | 0 | 0 | 0 | 0 | 0 | 0 | 0 | 0 | 0 | 0 | 0 | 0
F6_Industrial_Industrial - ID_Existing_Space Heating_Natural Gas_Furnace_A_Achievable Economic RVT Potential | F6 | Industrial | Industrial - ID | Existing | Space Heating | Natural Gas | Furnace | A | Incremental Winter Peak Savings (MW) | Achievable Economic RVT Potential | 0 | 0 | 0 | 0 | 0 | 0 | 0 | 0 | 0 | 0 | 0 | 0 | 0 | 0 | 0 | 0 | 0 | 0 | 0 | 0 | 0 | 0 | 0 | 0 | 0 | 0 | 0
F7_Industrial_Industrial - ID_Existing_Space Heating_Natural Gas_Furnace_A_Achievable Economic RVT Potential | F7 | Industrial | Industrial - ID | Existing | Space Heating | Natural Gas | Furnace | A | Cumulative Energy Savings (MWh or mTherms) | Achievable Economic RVT Potential | 0 | 0 | 0 | 0 | 0 | 0 | 0 | 0 | 0 | 0 | 0 | 0 | 0 | 0 | 0 | 0 | 0 | 0 | 0 | 0 | 0 | 0 | 0 | 0 | 0 | 0 | 0
F8_Industrial_Industrial - ID_Existing_Space Heating_Natural Gas_Furnace_A_Achievable Economic RVT Potential | F8 | Industrial | Industrial - ID | Existing | Space Heating | Natural Gas | Furnace | A | Cumulative Summer Peak Savings (MW) | Achievable Economic RVT Potential | 0 | 0 | 0 | 0 | 0 | 0 | 0 | 0 | 0 | 0 | 0 | 0 | 0 | 0 | 0 | 0 | 0 | 0 | 0 | 0 | 0 | 0 | 0 | 0 | 0 | 0 | 0
F9_Industrial_Industrial - ID_Existing_Space Heating_Natural Gas_Furnace_A_Achievable Economic RVT Potential | F9 | Industrial | Industrial - ID | Existing | Space Heating | Natural Gas | Furnace | A | Cumulative Winter Peak Savings (MW) | Achievable Economic RVT Potential | 0 | 0 | 0 | 0 | 0 | 0 | 0 | 0 | 0 | 0 | 0 | 0 | 0 | 0 | 0 | 0 | 0 | 0 | 0 | 0 | 0 | 0 | 0 | 0 | 0 | 0 | 0
F10_Industrial_Industrial - ID_Existing_Space Heating_Natural Gas_Furnace_A_Achievable Economic RVT Potential | F10 | Industrial | Industrial - ID | Existing | Space Heating | Natural Gas | Furnace | A | Purchases (Incremental) | Achievable Economic RVT Potential | 0 | 0 | 0 | 0 | 0 | 0 | 0 | 0 | 0 | 0 | 0 | 0 | 0 | 0 | 0 | 0 | 0 | 0 | 0 | 0 | 0 | 0 | 0 | 0 | 0 | 0 | 0
F11_Industrial_Industrial - ID_Existing_Space Heating_Natural Gas_Furnace_A_Achievable Economic RVT Potential | F11 | Industrial | Industrial - ID | Existing | Space Heating | Natural Gas | Furnace | A | Purchases (Cumulative) | Achievable Economic RVT Potential | 0 | 0 | 0 | 0 | 0 | 0 | 0 | 0 | 0 | 0 | 0 | 0 | 0 | 0 | 0 | 0 | 0 | 0 | 0 | 0 | 0 | 0 | 0 | 0 | 0 | 0 | 0
F1_Industrial_Industrial - ID_Existing_Space Heating_Natural Gas_Boiler_A_Achievable Economic RVT Potential | F1 | Industrial | Industrial - ID | Existing | Space Heating | Natural Gas | Boiler | A | Integrated Unit Energy Savings (kWh or therms) | Achievable Economic RVT Potential | 0 | 57.5568 | 57.3336 | 57.3336 | 57.3336 | 57.3336 | 57.3336 | 57.3336 | 57.3336 | 57.3336 | 57.3336 | 57.3336 | 57.3336 | 57.3336 | 57.3336 | 57.3336 | 57.3336 | 57.3336 | 57.3336 | 57.3336 | 57.3336 | 57.3336 | 57.3336 | 57.3336 | 57.3336 | 57.3336 | 57.3336
F2_Industrial_Industrial - ID_Existing_Space Heating_Natural Gas_Boiler_A_Achievable Economic RVT Potential | F2 | Industrial | Industrial - ID | Existing | Space Heating | Natural Gas | Boiler | A | Integrated Unit Summer Peak Savings (kW) | Achievable Economic RVT Potential | 0 | 0 | 0 | 0 | 0 | 0 | 0 | 0 | 0 | 0 | 0 | 0 | 0 | 0 | 0 | 0 | 0 | 0 | 0 | 0 | 0 | 0 | 0 | 0 | 0 | 0 | 0
F3_Industrial_Industrial - ID_Existing_Space Heating_Natural Gas_Boiler_A_Achievable Economic RVT Potential | F3 | Industrial | Industrial - ID | Existing | Space Heating | Natural Gas | Boiler | A | Integrated Unit Winter Peak Savings (kW) | Achievable Economic RVT Potential | 0 | 0 | 0 | 0 | 0 | 0 | 0 | 0 | 0 | 0 | 0 | 0 | 0 | 0 | 0 | 0 | 0 | 0 | 0 | 0 | 0 | 0 | 0 | 0 | 0 | 0 | 0
F4_Industrial_Industrial - ID_Existing_Space Heating_Natural Gas_Boiler_A_Achievable Economic RVT Potential | F4 | Industrial | Industrial - ID | Existing | Space Heating | Natural Gas | Boiler | A | Incremental Energy Savings (MWh or mTherms) | Achievable Economic RVT Potential | 0 | 0 | 0 | 0 | 0 | 0 | 0 | 0 | 0 | 0 | 0 | 0 | 0 | 0 | 0 | 0 | 0 | 0 | 0 | 0 | 0 | 0 | 0 | 0 | 0 | 0 | 0
F5_Industrial_Industrial - ID_Existing_Space Heating_Natural Gas_Boiler_A_Achievable Economic RVT Potential | F5 | Industrial | Industrial - ID | Existing | Space Heating | Natural Gas | Boiler | A | Incremental Summer Peak Savings (MW) | Achievable Economic RVT Potential | 0 | 0 | 0 | 0 | 0 | 0 | 0 | 0 | 0 | 0 | 0 | 0 | 0 | 0 | 0 | 0 | 0 | 0 | 0 | 0 | 0 | 0 | 0 | 0 | 0 | 0 | 0
F6_Industrial_Industrial - ID_Existing_Space Heating_Natural Gas_Boiler_A_Achievable Economic RVT Potential | F6 | Industrial | Industrial - ID | Existing | Space Heating | Natural Gas | Boiler | A | Incremental Winter Peak Savings (MW) | Achievable Economic RVT Potential | 0 | 0 | 0 | 0 | 0 | 0 | 0 | 0 | 0 | 0 | 0 | 0 | 0 | 0 | 0 | 0 | 0 | 0 | 0 | 0 | 0 | 0 | 0 | 0 | 0 | 0 | 0
F7_Industrial_Industrial - ID_Existing_Space Heating_Natural Gas_Boiler_A_Achievable Economic RVT Potential | F7 | Industrial | Industrial - ID | Existing | Space Heating | Natural Gas | Boiler | A | Cumulative Energy Savings (MWh or mTherms) | Achievable Economic RVT Potential | 0 | 0 | 0 | 0 | 0 | 0 | 0 | 0 | 0 | 0 | 0 | 0 | 0 | 0 | 0 | 0 | 0 | 0 | 0 | 0 | 0 | 0 | 0 | 0 | 0 | 0 | 0
F8_Industrial_Industrial - ID_Existing_Space Heating_Natural Gas_Boiler_A_Achievable Economic RVT Potential | F8 | Industrial | Industrial - ID | Existing | Space Heating | Natural Gas | Boiler | A | Cumulative Summer Peak Savings (MW) | Achievable Economic RVT Potential | 0 | 0 | 0 | 0 | 0 | 0 | 0 | 0 | 0 | 0 | 0 | 0 | 0 | 0 | 0 | 0 | 0 | 0 | 0 | 0 | 0 | 0 | 0 | 0 | 0 | 0 | 0
F9_Industrial_Industrial - ID_Existing_Space Heating_Natural Gas_Boiler_A_Achievable Economic RVT Potential | F9 | Industrial | Industrial - ID | Existing | Space Heating | Natural Gas | Boiler | A | Cumulative Winter Peak Savings (MW) | Achievable Economic RVT Potential | 0 | 0 | 0 | 0 | 0 | 0 | 0 | 0 | 0 | 0 | 0 | 0 | 0 | 0 | 0 | 0 | 0 | 0 | 0 | 0 | 0 | 0 | 0 | 0 | 0 | 0 | 0
F10_Industrial_Industrial - ID_Existing_Space Heating_Natural Gas_Boiler_A_Achievable Economic RVT Potential | F10 | Industrial | Industrial - ID | Existing | Space Heating | Natural Gas | Boiler | A | Purchases (Incremental) | Achievable Economic RVT Potential | 0 | 0 | 0 | 0 | 0 | 0 | 0 | 0 | 0 | 0 | 0 | 0 | 0 | 0 | 0 | 0 | 0 | 0 | 0 | 0 | 0 | 0 | 0 | 0 | 0 | 0 | 0
F11_Industrial_Industrial - ID_Existing_Space Heating_Natural Gas_Boiler_A_Achievable Economic RVT Potential | F11 | Industrial | Industrial - ID | Existing | Space Heating | Natural Gas | Boiler | A | Purchases (Cumulative) | Achievable Economic RVT Potential | 0 | 0 | 0 | 0 | 0 | 0 | 0 | 0 | 0 | 0 | 0 | 0 | 0 | 0 | 0 | 0 | 0 | 0 | 0 | 0 | 0 | 0 | 0 | 0 | 0 | 0 | 0
F1_Industrial_Industrial - ID_Existing_Space Heating_Natural Gas_Unit Heater_A_Achievable Economic RVT Potential | F1 | Industrial | Industrial - ID | Existing | Space Heating | Natural Gas | Unit Heater | A | Integrated Unit Energy Savings (kWh or therms) | Achievable Economic RVT Potential | 0 | 191840.798 | 191096.8947 | 191096.8947 | 191096.8947 | 191096.8947 | 191096.8947 | 191096.8947 | 191096.8947 | 191096.8947 | 191096.8947 | 191096.8947 | 191096.8947 | 191096.8947 | 191096.8947 | 191096.8947 | 191096.8947 | 191096.8947 | 191096.8947 | 191096.8947 | 191096.8947 | 191096.8947 | 191096.8947 | 191096.8947 | 191096.8947 | 191096.8947 | 191096.8947
F2_Industrial_Industrial - ID_Existing_Space Heating_Natural Gas_Unit Heater_A_Achievable Economic RVT Potential | F2 | Industrial | Industrial - ID | Existing | Space Heating | Natural Gas | Unit Heater | A | Integrated Unit Summer Peak Savings (kW) | Achievable Economic RVT Potential | 0 | 0 | 0 | 0 | 0 | 0 | 0 | 0 | 0 | 0 | 0 | 0 | 0 | 0 | 0 | 0 | 0 | 0 | 0 | 0 | 0 | 0 | 0 | 0 | 0 | 0 | 0
F3_Industrial_Industrial - ID_Existing_Space Heating_Natural Gas_Unit Heater_A_Achievable Economic RVT Potential | F3 | Industrial | Industrial - ID | Existing | Space Heating | Natural Gas | Unit Heater | A | Integrated Unit Winter Peak Savings (kW) | Achievable Economic RVT Potential | 0 | 0 | 0 | 0 | 0 | 0 | 0 | 0 | 0 | 0 | 0 | 0 | 0 | 0 | 0 | 0 | 0 | 0 | 0 | 0 | 0 | 0 | 0 | 0 | 0 | 0 | 0
F4_Industrial_Industrial - ID_Existing_Space Heating_Natural Gas_Unit Heater_A_Achievable Economic RVT Potential | F4 | Industrial | Industrial - ID | Existing | Space Heating | Natural Gas | Unit Heater | A | Incremental Energy Savings (MWh or mTherms) | Achievable Economic RVT Potential | 0 | 0 | 0 | 0 | 0 | 0 | 0 | 0 | 0 | 0 | 0 | 0 | 0 | 0 | 0 | 0 | 0 | 0 | 0 | 0 | 0 | 0 | 0 | 0 | 0 | 0 | 0
F5_Industrial_Industrial - ID_Existing_Space Heating_Natural Gas_Unit Heater_A_Achievable Economic RVT Potential | F5 | Industrial | Industrial - ID | Existing | Space Heating | Natural Gas | Unit Heater | A | Incremental Summer Peak Savings (MW) | Achievable Economic RVT Potential | 0 | 0 | 0 | 0 | 0 | 0 | 0 | 0 | 0 | 0 | 0 | 0 | 0 | 0 | 0 | 0 | 0 | 0 | 0 | 0 | 0 | 0 | 0 | 0 | 0 | 0 | 0
F6_Industrial_Industrial - ID_Existing_Space Heating_Natural Gas_Unit Heater_A_Achievable Economic RVT Potential | F6 | Industrial | Industrial - ID | Existing | Space Heating | Natural Gas | Unit Heater | A | Incremental Winter Peak Savings (MW) | Achievable Economic RVT Potential | 0 | 0 | 0 | 0 | 0 | 0 | 0 | 0 | 0 | 0 | 0 | 0 | 0 | 0 | 0 | 0 | 0 | 0 | 0 | 0 | 0 | 0 | 0 | 0 | 0 | 0 | 0
F7_Industrial_Industrial - ID_Existing_Space Heating_Natural Gas_Unit Heater_A_Achievable Economic RVT Potential | F7 | Industrial | Industrial - ID | Existing | Space Heating | Natural Gas | Unit Heater | A | Cumulative Energy Savings (MWh or mTherms) | Achievable Economic RVT Potential | 0 | 0 | 0 | 0 | 0 | 0 | 0 | 0 | 0 | 0 | 0 | 0 | 0 | 0 | 0 | 0 | 0 | 0 | 0 | 0 | 0 | 0 | 0 | 0 | 0 | 0 | 0
F8_Industrial_Industrial - ID_Existing_Space Heating_Natural Gas_Unit Heater_A_Achievable Economic RVT Potential | F8 | Industrial | Industrial - ID | Existing | Space Heating | Natural Gas | Unit Heater | A | Cumulative Summer Peak Savings (MW) | Achievable Economic RVT Potential | 0 | 0 | 0 | 0 | 0 | 0 | 0 | 0 | 0 | 0 | 0 | 0 | 0 | 0 | 0 | 0 | 0 | 0 | 0 | 0 | 0 | 0 | 0 | 0 | 0 | 0 | 0
F9_Industrial_Industrial - ID_Existing_Space Heating_Natural Gas_Unit Heater_A_Achievable Economic RVT Potential | F9 | Industrial | Industrial - ID | Existing | Space Heating | Natural Gas | Unit Heater | A | Cumulative Winter Peak Savings (MW) | Achievable Economic RVT Potential | 0 | 0 | 0 | 0 | 0 | 0 | 0 | 0 | 0 | 0 | 0 | 0 | 0 | 0 | 0 | 0 | 0 | 0 | 0 | 0 | 0 | 0 | 0 | 0 | 0 | 0 | 0
F10_Industrial_Industrial - ID_Existing_Space Heating_Natural Gas_Unit Heater_A_Achievable Economic RVT Potential | F10 | Industrial | Industrial - ID | Existing | Space Heating | Natural Gas | Unit Heater | A | Purchases (Incremental) | Achievable Economic RVT Potential | 0 | 0 | 0 | 0 | 0 | 0 | 0 | 0 | 0 | 0 | 0 | 0 | 0 | 0 | 0 | 0 | 0 | 0 | 0 | 0 | 0 | 0 | 0 | 0 | 0 | 0 | 0
F11_Industrial_Industrial - ID_Existing_Space Heating_Natural Gas_Unit Heater_A_Achievable Economic RVT Potential | F11 | Industrial | Industrial - ID | Existing | Space Heating | Natural Gas | Unit Heater | A | Purchases (Cumulative) | Achievable Economic RVT Potential | 0 | 0 | 0 | 0 | 0 | 0 | 0 | 0 | 0 | 0 | 0 | 0 | 0 | 0 | 0 | 0 | 0 | 0 | 0 | 0 | 0 | 0 | 0 | 0 | 0 | 0 | 0
F1_Industrial_Industrial - ID_New_Space Heating_Natural Gas_Furnace_A_Achievable Economic RVT Potential | F1 | Industrial | Industrial - ID | New | Space Heating | Natural Gas | Furnace | A | Integrated Unit Energy Savings (kWh or therms) | Achievable Economic RVT Potential | 0 | 42.7988 | 42.6329 | 21.3164 | 21.3164 | 21.3164 | 21.3164 | 21.3164 | 21.3164 | 21.3164 | 21.3164 | 21.3164 | 21.3164 | 21.3164 | 21.3164 | 21.3164 | 21.3164 | 21.3164 | 21.3164 | 21.3164 | 21.3164 | 21.3164 | 21.3164 | 21.3164 | 21.3164 | 21.3164 | 21.3164
F2_Industrial_Industrial - ID_New_Space Heating_Natural Gas_Furnace_A_Achievable Economic RVT Potential | F2 | Industrial | Industrial - ID | New | Space Heating | Natural Gas | Furnace | A | Integrated Unit Summer Peak Savings (kW) | Achievable Economic RVT Potential | 0 | 0 | 0 | 0 | 0 | 0 | 0 | 0 | 0 | 0 | 0 | 0 | 0 | 0 | 0 | 0 | 0 | 0 | 0 | 0 | 0 | 0 | 0 | 0 | 0 | 0 | 0
F3_Industrial_Industrial - ID_New_Space Heating_Natural Gas_Furnace_A_Achievable Economic RVT Potential | F3 | Industrial | Industrial - ID | New | Space Heating | Natural Gas | Furnace | A | Integrated Unit Winter Peak Savings (kW) | Achievable Economic RVT Potential | 0 | 0 | 0 | 0 | 0 | 0 | 0 | 0 | 0 | 0 | 0 | 0 | 0 | 0 | 0 | 0 | 0 | 0 | 0 | 0 | 0 | 0 | 0 | 0 | 0 | 0 | 0
F4_Industrial_Industrial - ID_New_Space Heating_Natural Gas_Furnace_A_Achievable Economic RVT Potential | F4 | Industrial | Industrial - ID | New | Space Heating | Natural Gas | Furnace | A | Incremental Energy Savings (MWh or mTherms) | Achievable Economic RVT Potential | 0 | 0 | 0 | 0 | 0 | 0 | 0 | 0 | 0 | 0 | 0 | 0 | 0 | 0 | 0 | 0 | 0 | 0 | 0 | 0 | 0 | 0 | 0 | 0 | 0 | 0 | 0
F5_Industrial_Industrial - ID_New_Space Heating_Natural Gas_Furnace_A_Achievable Economic RVT Potential | F5 | Industrial | Industrial - ID | New | Space Heating | Natural Gas | Furnace | A | Incremental Summer Peak Savings (MW) | Achievable Economic RVT Potential | 0 | 0 | 0 | 0 | 0 | 0 | 0 | 0 | 0 | 0 | 0 | 0 | 0 | 0 | 0 | 0 | 0 | 0 | 0 | 0 | 0 | 0 | 0 | 0 | 0 | 0 | 0
F6_Industrial_Industrial - ID_New_Space Heating_Natural Gas_Furnace_A_Achievable Economic RVT Potential | F6 | Industrial | Industrial - ID | New | Space Heating | Natural Gas | Furnace | A | Incremental Winter Peak Savings (MW) | Achievable Economic RVT Potential | 0 | 0 | 0 | 0 | 0 | 0 | 0 | 0 | 0 | 0 | 0 | 0 | 0 | 0 | 0 | 0 | 0 | 0 | 0 | 0 | 0 | 0 | 0 | 0 | 0 | 0 | 0
F7_Industrial_Industrial - ID_New_Space Heating_Natural Gas_Furnace_A_Achievable Economic RVT Potential | F7 | Industrial | Industrial - ID | New | Space Heating | Natural Gas | Furnace | A | Cumulative Energy Savings (MWh or mTherms) | Achievable Economic RVT Potential | 0 | 0 | 0 | 0 | 0 | 0 | 0 | 0 | 0 | 0 | 0 | 0 | 0 | 0 | 0 | 0 | 0 | 0 | 0 | 0 | 0 | 0 | 0 | 0 | 0 | 0 | 0
F8_Industrial_Industrial - ID_New_Space Heating_Natural Gas_Furnace_A_Achievable Economic RVT Potential | F8 | Industrial | Industrial - ID | New | Space Heating | Natural Gas | Furnace | A | Cumulative Summer Peak Savings (MW) | Achievable Economic RVT Potential | 0 | 0 | 0 | 0 | 0 | 0 | 0 | 0 | 0 | 0 | 0 | 0 | 0 | 0 | 0 | 0 | 0 | 0 | 0 | 0 | 0 | 0 | 0 | 0 | 0 | 0 | 0
F9_Industrial_Industrial - ID_New_Space Heating_Natural Gas_Furnace_A_Achievable Economic RVT Potential | F9 | Industrial | Industrial - ID | New | Space Heating | Natural Gas | Furnace | A | Cumulative Winter Peak Savings (MW) | Achievable Economic RVT Potential | 0 | 0 | 0 | 0 | 0 | 0 | 0 | 0 | 0 | 0 | 0 | 0 | 0 | 0 | 0 | 0 | 0 | 0 | 0 | 0 | 0 | 0 | 0 | 0 | 0 | 0 | 0
F10_Industrial_Industrial - ID_New_Space Heating_Natural Gas_Furnace_A_Achievable Economic RVT Potential | F10 | Industrial | Industrial - ID | New | Space Heating | Natural Gas | Furnace | A | Purchases (Incremental) | Achievable Economic RVT Potential | 0 | 0 | 0 | 0 | 0 | 0 | 0 | 0 | 0 | 0 | 0 | 0 | 0 | 0 | 0 | 0 | 0 | 0 | 0 | 0 | 0 | 0 | 0 | 0 | 0 | 0 | 0
F11_Industrial_Industrial - ID_New_Space Heating_Natural Gas_Furnace_A_Achievable Economic RVT Potential | F11 | Industrial | Industrial - ID | New | Space Heating | Natural Gas | Furnace | A | Purchases (Cumulative) | Achievable Economic RVT Potential | 0 | 0 | 0 | 0 | 0 | 0 | 0 | 0 | 0 | 0 | 0 | 0 | 0 | 0 | 0 | 0 | 0 | 0 | 0 | 0 | 0 | 0 | 0 | 0 | 0 | 0 | 0
F1_Industrial_Industrial - ID_New_Space Heating_Natural Gas_Boiler_A_Achievable Economic RVT Potential | F1 | Industrial | Industrial - ID | New | Space Heating | Natural Gas | Boiler | A | Integrated Unit Energy Savings (kWh or therms) | Achievable Economic RVT Potential | 0 | 51.583 | 51.383 | 51.383 | 51.383 | 51.383 | 51.383 | 51.383 | 51.383 | 51.383 | 51.383 | 51.383 | 51.383 | 51.383 | 51.383 | 51.383 | 51.383 | 51.383 | 51.383 | 51.383 | 51.383 | 51.383 | 51.383 | 51.383 | 51.383 | 51.383 | 51.383
F2_Industrial_Industrial - ID_New_Space Heating_Natural Gas_Boiler_A_Achievable Economic RVT Potential | F2 | Industrial | Industrial - ID | New | Space Heating | Natural Gas | Boiler | A | Integrated Unit Summer Peak Savings (kW) | Achievable Economic RVT Potential | 0 | 0 | 0 | 0 | 0 | 0 | 0 | 0 | 0 | 0 | 0 | 0 | 0 | 0 | 0 | 0 | 0 | 0 | 0 | 0 | 0 | 0 | 0 | 0 | 0 | 0 | 0
F3_Industrial_Industrial - ID_New_Space Heating_Natural Gas_Boiler_A_Achievable Economic RVT Potential | F3 | Industrial | Industrial - ID | New | Space Heating | Natural Gas | Boiler | A | Integrated Unit Winter Peak Savings (kW) | Achievable Economic RVT Potential | 0 | 0 | 0 | 0 | 0 | 0 | 0 | 0 | 0 | 0 | 0 | 0 | 0 | 0 | 0 | 0 | 0 | 0 | 0 | 0 | 0 | 0 | 0 | 0 | 0 | 0 | 0
F4_Industrial_Industrial - ID_New_Space Heating_Natural Gas_Boiler_A_Achievable Economic RVT Potential | F4 | Industrial | Industrial - ID | New | Space Heating | Natural Gas | Boiler | A | Incremental Energy Savings (MWh or mTherms) | Achievable Economic RVT Potential | 0 | 0 | 0 | 0 | 0 | 0 | 0 | 0 | 0 | 0 | 0 | 0 | 0 | 0 | 0 | 0 | 0 | 0 | 0 | 0 | 0 | 0 | 0 | 0 | 0 | 0 | 0
F5_Industrial_Industrial - ID_New_Space Heating_Natural Gas_Boiler_A_Achievable Economic RVT Potential | F5 | Industrial | Industrial - ID | New | Space Heating | Natural Gas | Boiler | A | Incremental Summer Peak Savings (MW) | Achievable Economic RVT Potential | 0 | 0 | 0 | 0 | 0 | 0 | 0 | 0 | 0 | 0 | 0 | 0 | 0 | 0 | 0 | 0 | 0 | 0 | 0 | 0 | 0 | 0 | 0 | 0 | 0 | 0 | 0
F6_Industrial_Industrial - ID_New_Space Heating_Natural Gas_Boiler_A_Achievable Economic RVT Potential | F6 | Industrial | Industrial - ID | New | Space Heating | Natural Gas | Boiler | A | Incremental Winter Peak Savings (MW) | Achievable Economic RVT Potential | 0 | 0 | 0 | 0 | 0 | 0 | 0 | 0 | 0 | 0 | 0 | 0 | 0 | 0 | 0 | 0 | 0 | 0 | 0 | 0 | 0 | 0 | 0 | 0 | 0 | 0 | 0
F7_Industrial_Industrial - ID_New_Space Heating_Natural Gas_Boiler_A_Achievable Economic RVT Potential | F7 | Industrial | Industrial - ID | New | Space Heating | Natural Gas | Boiler | A | Cumulative Energy Savings (MWh or mTherms) | Achievable Economic RVT Potential | 0 | 0 | 0 | 0 | 0 | 0 | 0 | 0 | 0 | 0 | 0 | 0 | 0 | 0 | 0 | 0 | 0 | 0 | 0 | 0 | 0 | 0 | 0 | 0 | 0 | 0 | 0
F8_Industrial_Industrial - ID_New_Space Heating_Natural Gas_Boiler_A_Achievable Economic RVT Potential | F8 | Industrial | Industrial - ID | New | Space Heating | Natural Gas | Boiler | A | Cumulative Summer Peak Savings (MW) | Achievable Economic RVT Potential | 0 | 0 | 0 | 0 | 0 | 0 | 0 | 0 | 0 | 0 | 0 | 0 | 0 | 0 | 0 | 0 | 0 | 0 | 0 | 0 | 0 | 0 | 0 | 0 | 0 | 0 | 0
F9_Industrial_Industrial - ID_New_Space Heating_Natural Gas_Boiler_A_Achievable Economic RVT Potential | F9 | Industrial | Industrial - ID | New | Space Heating | Natural Gas | Boiler | A | Cumulative Winter Peak Savings (MW) | Achievable Economic RVT Potential | 0 | 0 | 0 | 0 | 0 | 0 | 0 | 0 | 0 | 0 | 0 | 0 | 0 | 0 | 0 | 0 | 0 | 0 | 0 | 0 | 0 | 0 | 0 | 0 | 0 | 0 | 0
F10_Industrial_Industrial - ID_New_Space Heating_Natural Gas_Boiler_A_Achievable Economic RVT Potential | F10 | Industrial | Industrial - ID | New | Space Heating | Natural Gas | Boiler | A | Purchases (Incremental) | Achievable Economic RVT Potential | 0 | 0 | 0 | 0 | 0 | 0 | 0 | 0 | 0 | 0 | 0 | 0 | 0 | 0 | 0 | 0 | 0 | 0 | 0 | 0 | 0 | 0 | 0 | 0 | 0 | 0 | 0
F11_Industrial_Industrial - ID_New_Space Heating_Natural Gas_Boiler_A_Achievable Economic RVT Potential | F11 | Industrial | Industrial - ID | New | Space Heating | Natural Gas | Boiler | A | Purchases (Cumulative) | Achievable Economic RVT Potential | 0 | 0 | 0 | 0 | 0 | 0 | 0 | 0 | 0 | 0 | 0 | 0 | 0 | 0 | 0 | 0 | 0 | 0 | 0 | 0 | 0 | 0 | 0 | 0 | 0 | 0 | 0
F1_Industrial_Industrial - ID_New_Space Heating_Natural Gas_Unit Heater_A_Achievable Economic RVT Potential | F1 | Industrial | Industrial - ID | New | Space Heating | Natural Gas | Unit Heater | A | Integrated Unit Energy Savings (kWh or therms) | Achievable Economic RVT Potential | 0 | 191840.798 | 191096.8947 | 191096.8947 | 191096.8947 | 191096.8947 | 191096.8947 | 191096.8947 | 191096.8947 | 191096.8947 | 191096.8947 | 191096.8947 | 191096.8947 | 191096.8947 | 191096.8947 | 191096.8947 | 191096.8947 | 191096.8947 | 191096.8947 | 191096.8947 | 191096.8947 | 191096.8947 | 191096.8947 | 191096.8947 | 191096.8947 | 191096.8947 | 191096.8947
F2_Industrial_Industrial - ID_New_Space Heating_Natural Gas_Unit Heater_A_Achievable Economic RVT Potential | F2 | Industrial | Industrial - ID | New | Space Heating | Natural Gas | Unit Heater | A | Integrated Unit Summer Peak Savings (kW) | Achievable Economic RVT Potential | 0 | 0 | 0 | 0 | 0 | 0 | 0 | 0 | 0 | 0 | 0 | 0 | 0 | 0 | 0 | 0 | 0 | 0 | 0 | 0 | 0 | 0 | 0 | 0 | 0 | 0 | 0
F3_Industrial_Industrial - ID_New_Space Heating_Natural Gas_Unit Heater_A_Achievable Economic RVT Potential | F3 | Industrial | Industrial - ID | New | Space Heating | Natural Gas | Unit Heater | A | Integrated Unit Winter Peak Savings (kW) | Achievable Economic RVT Potential | 0 | 0 | 0 | 0 | 0 | 0 | 0 | 0 | 0 | 0 | 0 | 0 | 0 | 0 | 0 | 0 | 0 | 0 | 0 | 0 | 0 | 0 | 0 | 0 | 0 | 0 | 0
F4_Industrial_Industrial - ID_New_Space Heating_Natural Gas_Unit Heater_A_Achievable Economic RVT Potential | F4 | Industrial | Industrial - ID | New | Space Heating | Natural Gas | Unit Heater | A | Incremental Energy Savings (MWh or mTherms) | Achievable Economic RVT Potential | 0 | 0 | 0 | 0 | 0 | 0 | 0 | 0 | 0 | 0 | 0 | 0 | 0 | 0 | 0 | 0 | 0 | 0 | 0 | 0 | 0 | 0 | 0 | 0 | 0 | 0 | 0
F5_Industrial_Industrial - ID_New_Space Heating_Natural Gas_Unit Heater_A_Achievable Economic RVT Potential | F5 | Industrial | Industrial - ID | New | Space Heating | Natural Gas | Unit Heater | A | Incremental Summer Peak Savings (MW) | Achievable Economic RVT Potential | 0 | 0 | 0 | 0 | 0 | 0 | 0 | 0 | 0 | 0 | 0 | 0 | 0 | 0 | 0 | 0 | 0 | 0 | 0 | 0 | 0 | 0 | 0 | 0 | 0 | 0 | 0
F6_Industrial_Industrial - ID_New_Space Heating_Natural Gas_Unit Heater_A_Achievable Economic RVT Potential | F6 | Industrial | Industrial - ID | New | Space Heating | Natural Gas | Unit Heater | A | Incremental Winter Peak Savings (MW) | Achievable Economic RVT Potential | 0 | 0 | 0 | 0 | 0 | 0 | 0 | 0 | 0 | 0 | 0 | 0 | 0 | 0 | 0 | 0 | 0 | 0 | 0 | 0 | 0 | 0 | 0 | 0 | 0 | 0 | 0
F7_Industrial_Industrial - ID_New_Space Heating_Natural Gas_Unit Heater_A_Achievable Economic RVT Potential | F7 | Industrial | Industrial - ID | New | Space Heating | Natural Gas | Unit Heater | A | Cumulative Energy Savings (MWh or mTherms) | Achievable Economic RVT Potential | 0 | 0 | 0 | 0 | 0 | 0 | 0 | 0 | 0 | 0 | 0 | 0 | 0 | 0 | 0 | 0 | 0 | 0 | 0 | 0 | 0 | 0 | 0 | 0 | 0 | 0 | 0
F8_Industrial_Industrial - ID_New_Space Heating_Natural Gas_Unit Heater_A_Achievable Economic RVT Potential | F8 | Industrial | Industrial - ID | New | Space Heating | Natural Gas | Unit Heater | A | Cumulative Summer Peak Savings (MW) | Achievable Economic RVT Potential | 0 | 0 | 0 | 0 | 0 | 0 | 0 | 0 | 0 | 0 | 0 | 0 | 0 | 0 | 0 | 0 | 0 | 0 | 0 | 0 | 0 | 0 | 0 | 0 | 0 | 0 | 0
F9_Industrial_Industrial - ID_New_Space Heating_Natural Gas_Unit Heater_A_Achievable Economic RVT Potential | F9 | Industrial | Industrial - ID | New | Space Heating | Natural Gas | Unit Heater | A | Cumulative Winter Peak Savings (MW) | Achievable Economic RVT Potential | 0 | 0 | 0 | 0 | 0 | 0 | 0 | 0 | 0 | 0 | 0 | 0 | 0 | 0 | 0 | 0 | 0 | 0 | 0 | 0 | 0 | 0 | 0 | 0 | 0 | 0 | 0
F10_Industrial_Industrial - ID_New_Space Heating_Natural Gas_Unit Heater_A_Achievable Economic RVT Potential | F10 | Industrial | Industrial - ID | New | Space Heating | Natural Gas | Unit Heater | A | Purchases (Incremental) | Achievable Economic RVT Potential | 0 | 0 | 0 | 0 | 0 | 0 | 0 | 0 | 0 | 0 | 0 | 0 | 0 | 0 | 0 | 0 | 0 | 0 | 0 | 0 | 0 | 0 | 0 | 0 | 0 | 0 | 0
F11_Industrial_Industrial - ID_New_Space Heating_Natural Gas_Unit Heater_A_Achievable Economic RVT Potential | F11 | Industrial | Industrial - ID | New | Space Heating | Natural Gas | Unit Heater | A | Purchases (Cumulative) | Achievable Economic RVT Potential | 0 | 0 | 0 | 0 | 0 | 0 | 0 | 0 | 0 | 0 | 0 | 0 | 0 | 0 | 0 | 0 | 0 | 0 | 0 | 0 | 0 | 0 | 0 | 0 | 0 | 0 | 0
F1_Industrial_Industrial - WA_Existing_Space Heating_Natural Gas_Insulation - Ceiling_A_Achievable Economic RVT Potential | F1 | Industrial | Industrial - WA | Existing | Space Heating | Natural Gas | Insulation - Ceiling | A | Integrated Unit Energy Savings (kWh or therms) | Achievable Economic RVT Potential | 0 | 0 | 0.084132 | 0.083519 | 0.082867 | 0.082172 | 0.081428 | 0.080756 | 0.080032 | 0.079256 | 0.078432 | 0.077572 | 0.076689 | 0.075816 | 0.074954 | 0.074121 | 0.073331 | 0.072738 | 0.0722 | 0.071721 | 0.071295 | 0.070905 | 0.070609 | 0.070322 | 0.070042 | 0.06977 | 0.069503
F2_Industrial_Industrial - WA_Existing_Space Heating_Natural Gas_Insulation - Ceiling_A_Achievable Economic RVT Potential | F2 | Industrial | Industrial - WA | Existing | Space Heating | Natural Gas | Insulation - Ceiling | A | Integrated Unit Summer Peak Savings (kW) | Achievable Economic RVT Potential | 0 | 0 | 0 | 0 | 0 | 0 | 0 | 0 | 0 | 0 | 0 | 0 | 0 | 0 | 0 | 0 | 0 | 0 | 0 | 0 | 0 | 0 | 0 | 0 | 0 | 0 | 0
F3_Industrial_Industrial - WA_Existing_Space Heating_Natural Gas_Insulation - Ceiling_A_Achievable Economic RVT Potential | F3 | Industrial | Industrial - WA | Existing | Space Heating | Natural Gas | Insulation - Ceiling | A | Integrated Unit Winter Peak Savings (kW) | Achievable Economic RVT Potential | 0 | 0 | 0 | 0 | 0 | 0 | 0 | 0 | 0 | 0 | 0 | 0 | 0 | 0 | 0 | 0 | 0 | 0 | 0 | 0 | 0 | 0 | 0 | 0 | 0 | 0 | 0
F4_Industrial_Industrial - WA_Existing_Space Heating_Natural Gas_Insulation - Ceiling_A_Achievable Economic RVT Potential | F4 | Industrial | Industrial - WA | Existing | Space Heating | Natural Gas | Insulation - Ceiling | A | Incremental Energy Savings (MWh or mTherms) | Achievable Economic RVT Potential | 0 | 0 | 0 | 0 | 0 | 0 | 0 | 0 | 0 | 0 | 0 | 0 | 0 | 0 | 0 | 0 | 0 | 0 | 0 | 0 | 0 | 0 | 0 | 0 | 0 | 0 | 0
F5_Industrial_Industrial - WA_Existing_Space Heating_Natural Gas_Insulation - Ceiling_A_Achievable Economic RVT Potential | F5 | Industrial | Industrial - WA | Existing | Space Heating | Natural Gas | Insulation - Ceiling | A | Incremental Summer Peak Savings (MW) | Achievable Economic RVT Potential | 0 | 0 | 0 | 0 | 0 | 0 | 0 | 0 | 0 | 0 | 0 | 0 | 0 | 0 | 0 | 0 | 0 | 0 | 0 | 0 | 0 | 0 | 0 | 0 | 0 | 0 | 0
F6_Industrial_Industrial - WA_Existing_Space Heating_Natural Gas_Insulation - Ceiling_A_Achievable Economic RVT Potential | F6 | Industrial | Industrial - WA | Existing | Space Heating | Natural Gas | Insulation - Ceiling | A | Incremental Winter Peak Savings (MW) | Achievable Economic RVT Potential | 0 | 0 | 0 | 0 | 0 | 0 | 0 | 0 | 0 | 0 | 0 | 0 | 0 | 0 | 0 | 0 | 0 | 0 | 0 | 0 | 0 | 0 | 0 | 0 | 0 | 0 | 0
F7_Industrial_Industrial - WA_Existing_Space Heating_Natural Gas_Insulation - Ceiling_A_Achievable Economic RVT Potential | F7 | Industrial | Industrial - WA | Existing | Space Heating | Natural Gas | Insulation - Ceiling | A | Cumulative Energy Savings (MWh or mTherms) | Achievable Economic RVT Potential | 0 | 0 | 0 | 0 | 0 | 0 | 0 | 0 | 0 | 0 | 0 | 0 | 0 | 0 | 0 | 0 | 0 | 0 | 0 | 0 | 0 | 0 | 0 | 0 | 0 | 0 | 0
F8_Industrial_Industrial - WA_Existing_Space Heating_Natural Gas_Insulation - Ceiling_A_Achievable Economic RVT Potential | F8 | Industrial | Industrial - WA | Existing | Space Heating | Natural Gas | Insulation - Ceiling | A | Cumulative Summer Peak Savings (MW) | Achievable Economic RVT Potential | 0 | 0 | 0 | 0 | 0 | 0 | 0 | 0 | 0 | 0 | 0 | 0 | 0 | 0 | 0 | 0 | 0 | 0 | 0 | 0 | 0 | 0 | 0 | 0 | 0 | 0 | 0
F9_Industrial_Industrial - WA_Existing_Space Heating_Natural Gas_Insulation - Ceiling_A_Achievable Economic RVT Potential | F9 | Industrial | Industrial - WA | Existing | Space Heating | Natural Gas | Insulation - Ceiling | A | Cumulative Winter Peak Savings (MW) | Achievable Economic RVT Potential | 0 | 0 | 0 | 0 | 0 | 0 | 0 | 0 | 0 | 0 | 0 | 0 | 0 | 0 | 0 | 0 | 0 | 0 | 0 | 0 | 0 | 0 | 0 | 0 | 0 | 0 | 0
F10_Industrial_Industrial - WA_Existing_Space Heating_Natural Gas_Insulation - Ceiling_A_Achievable Economic RVT Potential | F10 | Industrial | Industrial - WA | Existing | Space Heating | Natural Gas | Insulation - Ceiling | A | Purchases (Incremental) | Achievable Economic RVT Potential | 0 | 0 | 0 | 0 | 0 | 0 | 0 | 0 | 0 | 0 | 0 | 0 | 0 | 0 | 0 | 0 | 0 | 0 | 0 | 0 | 0 | 0 | 0 | 0 | 0 | 0 | 0
F11_Industrial_Industrial - WA_Existing_Space Heating_Natural Gas_Insulation - Ceiling_A_Achievable Economic RVT Potential | F11 | Industrial | Industrial - WA | Existing | Space Heating | Natural Gas | Insulation - Ceiling | A | Purchases (Cumulative) | Achievable Economic RVT Potential | 0 | 0 | 0 | 0 | 0 | 0 | 0 | 0 | 0 | 0 | 0 | 0 | 0 | 0 | 0 | 0 | 0 | 0 | 0 | 0 | 0 | 0 | 0 | 0 | 0 | 0 | 0
F1_Industrial_Industrial - WA_Existing_Space Heating_Natural Gas_Insulation - Wall Cavity_A_Achievable Economic RVT Potential | F1 | Industrial | Industrial - WA | Existing | Space Heating | Natural Gas | Insulation - Wall Cavity | A | Integrated Unit Energy Savings (kWh or therms) | Achievable Economic RVT Potential | 0 | 0 | 0.12191 | 0.12114 | 0.12034 | 0.11949 | 0.1186 | 0.11785 | 0.11708 | 0.11627 | 0.11544 | 0.1146 | 0.11377 | 0.11295 | 0.11215 | 0.11137 | 0.11062 | 0.11012 | 0.10965 | 0.10921 | 0.10881 | 0.10844 | 0.1081 | 0.10776 | 0.10744 | 0.10714 | 0.10684
F2_Industrial_Industrial - WA_Existing_Space Heating_Natural Gas_Insulation - Wall Cavity_A_Achievable Economic RVT Potential | F2 | Industrial | Industrial - WA | Existing | Space Heating | Natural Gas | Insulation - Wall Cavity | A | Integrated Unit Summer Peak Savings (kW) | Achievable Economic RVT Potential | 0 | 0 | 0 | 0 | 0 | 0 | 0 | 0 | 0 | 0 | 0 | 0 | 0 | 0 | 0 | 0 | 0 | 0 | 0 | 0 | 0 | 0 | 0 | 0 | 0 | 0 | 0
F3_Industrial_Industrial - WA_Existing_Space Heating_Natural Gas_Insulation - Wall Cavity_A_Achievable Economic RVT Potential | F3 | Industrial | Industrial - WA | Existing | Space Heating | Natural Gas | Insulation - Wall Cavity | A | Integrated Unit Winter Peak Savings (kW) | Achievable Economic RVT Potential | 0 | 0 | 0 | 0 | 0 | 0 | 0 | 0 | 0 | 0 | 0 | 0 | 0 | 0 | 0 | 0 | 0 | 0 | 0 | 0 | 0 | 0 | 0 | 0 | 0 | 0 | 0
F4_Industrial_Industrial - WA_Existing_Space Heating_Natural Gas_Insulation - Wall Cavity_A_Achievable Economic RVT Potential | F4 | Industrial | Industrial - WA | Existing | Space Heating | Natural Gas | Insulation - Wall Cavity | A | Incremental Energy Savings (MWh or mTherms) | Achievable Economic RVT Potential | 0 | 0 | 4.0301e-05 | 0.00015726 | 0.000484 | 0.0012497 | 0.0028085 | 0.0056259 | 0.010163 | 0.016669 | 0.024881 | 0.033757 | 0.041455 | 0.045773 | 0.045039 | 0.03906 | 0.029474 | 0.01972 | 0.011284 | 0.0052941 | 0.0021159 | 0.00088145 | 0 | 0 | 0 | 0 | 0
F5_Industrial_Industrial - WA_Existing_Space Heating_Natural Gas_Insulation - Wall Cavity_A_Achievable Economic RVT Potential | F5 | Industrial | Industrial - WA | Existing | Space Heating | Natural Gas | Insulation - Wall Cavity | A | Incremental Summer Peak Savings (MW) | Achievable Economic RVT Potential | 0 | 0 | 0 | 0 | 0 | 0 | 0 | 0 | 0 | 0 | 0 | 0 | 0 | 0 | 0 | 0 | 0 | 0 | 0 | 0 | 0 | 0 | 0 | 0 | 0 | 0 | 0
F6_Industrial_Industrial - WA_Existing_Space Heating_Natural Gas_Insulation - Wall Cavity_A_Achievable Economic RVT Potential | F6 | Industrial | Industrial - WA | Existing | Space Heating | Natural Gas | Insulation - Wall Cavity | A | Incremental Winter Peak Savings (MW) | Achievable Economic RVT Potential | 0 | 0 | 0 | 0 | 0 | 0 | 0 | 0 | 0 | 0 | 0 | 0 | 0 | 0 | 0 | 0 | 0 | 0 | 0 | 0 | 0 | 0 | 0 | 0 | 0 | 0 | 0
F7_Industrial_Industrial - WA_Existing_Space Heating_Natural Gas_Insulation - Wall Cavity_A_Achievable Economic RVT Potential | F7 | Industrial | Industrial - WA | Existing | Space Heating | Natural Gas | Insulation - Wall Cavity | A | Cumulative Energy Savings (MWh or mTherms) | Achievable Economic RVT Potential | 0 | 0 | 4.0301e-05 | 0.00019731 | 0.00068 | 0.0019249 | 0.0047191 | 0.010315 | 0.02041 | 0.036938 | 0.061556 | 0.094867 | 0.13563 | 0.18043 | 0.22419 | 0.2617 | 0.2894 | 0.30781 | 0.31778 | 0.32181 | 0.32275 | 0.32253 | 0.3215 | 0.32051 | 0.31956 | 0.31865 | 0.31776
F8_Industrial_Industrial - WA_Existing_Space Heating_Natural Gas_Insulation - Wall Cavity_A_Achievable Economic RVT Potential | F8 | Industrial | Industrial - WA | Existing | Space Heating | Natural Gas | Insulation - Wall Cavity | A | Cumulative Summer Peak Savings (MW) | Achievable Economic RVT Potential | 0 | 0 | 0 | 0 | 0 | 0 | 0 | 0 | 0 | 0 | 0 | 0 | 0 | 0 | 0 | 0 | 0 | 0 | 0 | 0 | 0 | 0 | 0 | 0 | 0 | 0 | 0
F9_Industrial_Industrial - WA_Existing_Space Heating_Natural Gas_Insulation - Wall Cavity_A_Achievable Economic RVT Potential | F9 | Industrial | Industrial - WA | Existing | Space Heating | Natural Gas | Insulation - Wall Cavity | A | Cumulative Winter Peak Savings (MW) | Achievable Economic RVT Potential | 0 | 0 | 0 | 0 | 0 | 0 | 0 | 0 | 0 | 0 | 0 | 0 | 0 | 0 | 0 | 0 | 0 | 0 | 0 | 0 | 0 | 0 | 0 | 0 | 0 | 0 | 0
F10_Industrial_Industrial - WA_Existing_Space Heating_Natural Gas_Insulation - Wall Cavity_A_Achievable Economic RVT Potential | F10 | Industrial | Industrial - WA | Existing | Space Heating | Natural Gas | Insulation - Wall Cavity | A | Purchases (Incremental) | Achievable Economic RVT Potential | 0 | 0 | 0.33059 | 1.2982 | 4.022 | 10.4586 | 23.6802 | 47.7362 | 86.8057 | 143.3663 | 215.5323 | 294.5519 | 364.3713 | 405.2477 | 401.593 | 350.7124 | 266.4383 | 179.0783 | 102.915 | 48.4757 | 19.4456 | 8.1282 | 0 | 0 | 0 | 0 | 0
F11_Industrial_Industrial - WA_Existing_Space Heating_Natural Gas_Insulation - Wall Cavity_A_Achievable Economic RVT Potential | F11 | Industrial | Industrial - WA | Existing | Space Heating | Natural Gas | Insulation - Wall Cavity | A | Purchases (Cumulative) | Achievable Economic RVT Potential | 0 | 0 | 0.33059 | 1.6288 | 5.6508 | 16.1095 | 39.7897 | 87.5259 | 174.3316 | 317.698 | 533.2303 | 827.7822 | 1192.1535 | 1597.4012 | 1998.9942 | 2349.7065 | 2616.1449 | 2795.2232 | 2898.1382 | 2946.6138 | 2966.0594 | 2974.1877 | 2974.1877 | 2974.1877 | 2974.1877 | 2974.1877 | 2974.1877
F1_Industrial_Industrial - WA_Existing_Space Heating_Natural Gas_Insulation - Ducting_A_Achievable Economic RVT Potential | F1 | Industrial | Industrial - WA | Existing | Space Heating | Natural Gas | Insulation - Ducting | A | Integrated Unit Energy Savings (kWh or therms) | Achievable Economic RVT Potential | 0 | 0 | 0.0067231 | 0.0066617 | 0.0065937 | 0.0065224 | 0.0064441 | 0.0063687 | 0.0062872 | 0.0061995 | 0.0061072 | 0.0060097 | 0.0059094 | 0.0058088 | 0.0057087 | 0.0056116 | 0.0055193 | 0.0054441 | 0.005375 | 0.0053141 | 0.00526 | 0.0052109 | 0.005172 | 0.0051346 | 0.0050988 | 0.0050643 | 0.005031
F2_Industrial_Industrial - WA_Existing_Space Heating_Natural Gas_Insulation - Ducting_A_Achievable Economic RVT Potential | F2 | Industrial | Industrial - WA | Existing | Space Heating | Natural Gas | Insulation - Ducting | A | Integrated Unit Summer Peak Savings (kW) | Achievable Economic RVT Potential | 0 | 0 | 0 | 0 | 0 | 0 | 0 | 0 | 0 | 0 | 0 | 0 | 0 | 0 | 0 | 0 | 0 | 0 | 0 | 0 | 0 | 0 | 0 | 0 | 0 | 0 | 0
F3_Industrial_Industrial - WA_Existing_Space Heating_Natural Gas_Insulation - Ducting_A_Achievable Economic RVT Potential | F3 | Industrial | Industrial - WA | Existing | Space Heating | Natural Gas | Insulation - Ducting | A | Integrated Unit Winter Peak Savings (kW) | Achievable Economic RVT Potential | 0 | 0 | 0 | 0 | 0 | 0 | 0 | 0 | 0 | 0 | 0 | 0 | 0 | 0 | 0 | 0 | 0 | 0 | 0 | 0 | 0 | 0 | 0 | 0 | 0 | 0 | 0
F4_Industrial_Industrial - WA_Existing_Space Heating_Natural Gas_Insulation - Ducting_A_Achievable Economic RVT Potential | F4 | Industrial | Industrial - WA | Existing | Space Heating | Natural Gas | Insulation - Ducting | A | Incremental Energy Savings (MWh or mTherms) | Achievable Economic RVT Potential | 0 | 0 | 0 | 0 | 0 | 0 | 0 | 0 | 0 | 0 | 0 | 0 | 0 | 0 | 0 | 0 | 0 | 0 | 0 | 0 | 0 | 0 | 0 | 0 | 0 | 0 | 0
F5_Industrial_Industrial - WA_Existing_Space Heating_Natural Gas_Insulation - Ducting_A_Achievable Economic RVT Potential | F5 | Industrial | Industrial - WA | Existing | Space Heating | Natural Gas | Insulation - Ducting | A | Incremental Summer Peak Savings (MW) | Achievable Economic RVT Potential | 0 | 0 | 0 | 0 | 0 | 0 | 0 | 0 | 0 | 0 | 0 | 0 | 0 | 0 | 0 | 0 | 0 | 0 | 0 | 0 | 0 | 0 | 0 | 0 | 0 | 0 | 0
F6_Industrial_Industrial - WA_Existing_Space Heating_Natural Gas_Insulation - Ducting_A_Achievable Economic RVT Potential | F6 | Industrial | Industrial - WA | Existing | Space Heating | Natural Gas | Insulation - Ducting | A | Incremental Winter Peak Savings (MW) | Achievable Economic RVT Potential | 0 | 0 | 0 | 0 | 0 | 0 | 0 | 0 | 0 | 0 | 0 | 0 | 0 | 0 | 0 | 0 | 0 | 0 | 0 | 0 | 0 | 0 | 0 | 0 | 0 | 0 | 0
F7_Industrial_Industrial - WA_Existing_Space Heating_Natural Gas_Insulation - Ducting_A_Achievable Economic RVT Potential | F7 | Industrial | Industrial - WA | Existing | Space Heating | Natural Gas | Insulation - Ducting | A | Cumulative Energy Savings (MWh or mTherms) | Achievable Economic RVT Potential | 0 | 0 | 0 | 0 | 0 | 0 | 0 | 0 | 0 | 0 | 0 | 0 | 0 | 0 | 0 | 0 | 0 | 0 | 0 | 0 | 0 | 0 | 0 | 0 | 0 | 0 | 0
F8_Industrial_Industrial - WA_Existing_Space Heating_Natural Gas_Insulation - Ducting_A_Achievable Economic RVT Potential | F8 | Industrial | Industrial - WA | Existing | Space Heating | Natural Gas | Insulation - Ducting | A | Cumulative Summer Peak Savings (MW) | Achievable Economic RVT Potential | 0 | 0 | 0 | 0 | 0 | 0 | 0 | 0 | 0 | 0 | 0 | 0 | 0 | 0 | 0 | 0 | 0 | 0 | 0 | 0 | 0 | 0 | 0 | 0 | 0 | 0 | 0
F9_Industrial_Industrial - WA_Existing_Space Heating_Natural Gas_Insulation - Ducting_A_Achievable Economic RVT Potential | F9 | Industrial | Industrial - WA | Existing | Space Heating | Natural Gas | Insulation - Ducting | A | Cumulative Winter Peak Savings (MW) | Achievable Economic RVT Potential | 0 | 0 | 0 | 0 | 0 | 0 | 0 | 0 | 0 | 0 | 0 | 0 | 0 | 0 | 0 | 0 | 0 | 0 | 0 | 0 | 0 | 0 | 0 | 0 | 0 | 0 | 0
F10_Industrial_Industrial - WA_Existing_Space Heating_Natural Gas_Insulation - Ducting_A_Achievable Economic RVT Potential | F10 | Industrial | Industrial - WA | Existing | Space Heating | Natural Gas | Insulation - Ducting | A | Purchases (Incremental) | Achievable Economic RVT Potential | 0 | 0 | 0 | 0 | 0 | 0 | 0 | 0 | 0 | 0 | 0 | 0 | 0 | 0 | 0 | 0 | 0 | 0 | 0 | 0 | 0 | 0 | 0 | 0 | 0 | 0 | 0
F11_Industrial_Industrial - WA_Existing_Space Heating_Natural Gas_Insulation - Ducting_A_Achievable Economic RVT Potential | F11 | Industrial | Industrial - WA | Existing | Space Heating | Natural Gas | Insulation - Ducting | A | Purchases (Cumulative) | Achievable Economic RVT Potential | 0 | 0 | 0 | 0 | 0 | 0 | 0 | 0 | 0 | 0 | 0 | 0 | 0 | 0 | 0 | 0 | 0 | 0 | 0 | 0 | 0 | 0 | 0 | 0 | 0 | 0 | 0
F1_Industrial_Industrial - WA_Existing_Space Heating_Natural Gas_Ducting - Repair and Sealing_A_Achievable Economic RVT Potential | F1 | Industrial | Industrial - WA | Existing | Space Heating | Natural Gas | Ducting - Repair and Sealing | A | Integrated Unit Energy Savings (kWh or therms) | Achievable Economic RVT Potential | 0 | 0 | 0.275 | 0.2733 | 0.27142 | 0.26937 | 0.26717 | 0.26524 | 0.26321 | 0.26108 | 0.25889 | 0.25667 | 0.25444 | 0.25221 | 0.25 | 0.2478 | 0.24561 | 0.24392 | 0.24224 | 0.24065 | 0.23916 | 0.23776 | 0.23645 | 0.23521 | 0.23404 | 0.23294 | 0.2319
F2_Industrial_Industrial - WA_Existing_Space Heating_Natural Gas_Ducting - Repair and Sealing_A_Achievable Economic RVT Potential | F2 | Industrial | Industrial - WA | Existing | Space Heating | Natural Gas | Ducting - Repair and Sealing | A | Integrated Unit Summer Peak Savings (kW) | Achievable Economic RVT Potential | 0 | 0 | 0 | 0 | 0 | 0 | 0 | 0 | 0 | 0 | 0 | 0 | 0 | 0 | 0 | 0 | 0 | 0 | 0 | 0 | 0 | 0 | 0 | 0 | 0 | 0 | 0
F3_Industrial_Industrial - WA_Existing_Space Heating_Natural Gas_Ducting - Repair and Sealing_A_Achievable Economic RVT Potential | F3 | Industrial | Industrial - WA | Existing | Space Heating | Natural Gas | Ducting - Repair and Sealing | A | Integrated Unit Winter Peak Savings (kW) | Achievable Economic RVT Potential | 0 | 0 | 0 | 0 | 0 | 0 | 0 | 0 | 0 | 0 | 0 | 0 | 0 | 0 | 0 | 0 | 0 | 0 | 0 | 0 | 0 | 0 | 0 | 0 | 0 | 0 | 0
F4_Industrial_Industrial - WA_Existing_Space Heating_Natural Gas_Ducting - Repair and Sealing_A_Achievable Economic RVT Potential | F4 | Industrial | Industrial - WA | Existing | Space Heating | Natural Gas | Ducting - Repair and Sealing | A | Incremental Energy Savings (MWh or mTherms) | Achievable Economic RVT Potential | 0 | 0 | 1.2399e-05 | 4.8388e-05 | 0.00014888 | 0.00038423 | 0.00086286 | 0.0017268 | 0.003116 | 0.0051048 | 0.00761 | 0.010311 | 0.012644 | 0.01394 | 0.013693 | 0.011853 | 0.0089249 | 0.0059573 | 0.0034 | 0.001591 | 0.00062349 | 0.00022148 | 0 | 0 | 0 | 0 | 0
F5_Industrial_Industrial - WA_Existing_Space Heating_Natural Gas_Ducting - Repair and Sealing_A_Achievable Economic RVT Potential | F5 | Industrial | Industrial - WA | Existing | Space Heating | Natural Gas | Ducting - Repair and Sealing | A | Incremental Summer Peak Savings (MW) | Achievable Economic RVT Potential | 0 | 0 | 0 | 0 | 0 | 0 | 0 | 0 | 0 | 0 | 0 | 0 | 0 | 0 | 0 | 0 | 0 | 0 | 0 | 0 | 0 | 0 | 0 | 0 | 0 | 0 | 0
F6_Industrial_Industrial - WA_Existing_Space Heating_Natural Gas_Ducting - Repair and Sealing_A_Achievable Economic RVT Potential | F6 | Industrial | Industrial - WA | Existing | Space Heating | Natural Gas | Ducting - Repair and Sealing | A | Incremental Winter Peak Savings (MW) | Achievable Economic RVT Potential | 0 | 0 | 0 | 0 | 0 | 0 | 0 | 0 | 0 | 0 | 0 | 0 | 0 | 0 | 0 | 0 | 0 | 0 | 0 | 0 | 0 | 0 | 0 | 0 | 0 | 0 | 0
F7_Industrial_Industrial - WA_Existing_Space Heating_Natural Gas_Ducting - Repair and Sealing_A_Achievable Economic RVT Potential | F7 | Industrial | Industrial - WA | Existing | Space Heating | Natural Gas | Ducting - Repair and Sealing | A | Cumulative Energy Savings (MWh or mTherms) | Achievable Economic RVT Potential | 0 | 0 | 1.2399e-05 | 6.071e-05 | 0.00020918 | 0.00059183 | 0.0014498 | 0.0031662 | 0.0062579 | 0.011312 | 0.018827 | 0.028976 | 0.041368 | 0.054947 | 0.068158 | 0.079411 | 0.087634 | 0.092988 | 0.095745 | 0.096711 | 0.096735 | 0.096391 | 0.095857 | 0.095356 | 0.094883 | 0.094436 | 0.094014
F8_Industrial_Industrial - WA_Existing_Space Heating_Natural Gas_Ducting - Repair and Sealing_A_Achievable Economic RVT Potential | F8 | Industrial | Industrial - WA | Existing | Space Heating | Natural Gas | Ducting - Repair and Sealing | A | Cumulative Summer Peak Savings (MW) | Achievable Economic RVT Potential | 0 | 0 | 0 | 0 | 0 | 0 | 0 | 0 | 0 | 0 | 0 | 0 | 0 | 0 | 0 | 0 | 0 | 0 | 0 | 0 | 0 | 0 | 0 | 0 | 0 | 0 | 0
F9_Industrial_Industrial - WA_Existing_Space Heating_Natural Gas_Ducting - Repair and Sealing_A_Achievable Economic RVT Potential | F9 | Industrial | Industrial - WA | Existing | Space Heating | Natural Gas | Ducting - Repair and Sealing | A | Cumulative Winter Peak Savings (MW) | Achievable Economic RVT Potential | 0 | 0 | 0 | 0 | 0 | 0 | 0 | 0 | 0 | 0 | 0 | 0 | 0 | 0 | 0 | 0 | 0 | 0 | 0 | 0 | 0 | 0 | 0 | 0 | 0 | 0 | 0
F10_Industrial_Industrial - WA_Existing_Space Heating_Natural Gas_Ducting - Repair and Sealing_A_Achievable Economic RVT Potential | F10 | Industrial | Industrial - WA | Existing | Space Heating | Natural Gas | Ducting - Repair and Sealing | A | Purchases (Incremental) | Achievable Economic RVT Potential | 0 | 0 | 0.045087 | 0.17705 | 0.54854 | 1.4264 | 3.2296 | 6.5104 | 11.8388 | 19.5527 | 29.3949 | 40.1719 | 49.694 | 55.2689 | 54.7704 | 47.8312 | 36.3377 | 24.4232 | 14.0359 | 6.6113 | 2.607 | 0.9315 | 0 | 0 | 0 | 0 | 0
F11_Industrial_Industrial - WA_Existing_Space Heating_Natural Gas_Ducting - Repair and Sealing_A_Achievable Economic RVT Potential | F11 | Industrial | Industrial - WA | Existing | Space Heating | Natural Gas | Ducting - Repair and Sealing | A | Purchases (Cumulative) | Achievable Economic RVT Potential | 0 | 0 | 0.045087 | 0.22214 | 0.77068 | 2.1971 | 5.4266 | 11.937 | 23.7759 | 43.3286 | 72.7235 | 112.8954 | 162.5894 | 217.8583 | 272.6288 | 320.46 | 356.7976 | 381.2209 | 395.2567 | 401.868 | 404.4749 | 405.4064 | 405.4064 | 405.4064 | 405.4064 | 405.4064 | 405.4064
F1_Industrial_Industrial - WA_Existing_Space Heating_Natural Gas_Building Shell - Air Sealing (Infiltration Control)_A_Achievable Economic RVT Potential | F1 | Industrial | Industrial - WA | Existing | Space Heating | Natural Gas | Building Shell - Air Sealing (Infiltration Control) | A | Integrated Unit Energy Savings (kWh or therms) | Achievable Economic RVT Potential | 0 | 0 | 63.4036 | 63.078 | 62.7413 | 62.3949 | 62.0398 | 61.7738 | 61.5032 | 61.2279 | 60.9485 | 60.666 | 60.3809 | 60.0938 | 59.8053 | 59.516 | 59.2262 | 59.0356 | 58.8467 | 58.6679 | 58.498 | 58.3379 | 58.1868 | 58.0438 | 57.9083 | 57.7795 | 57.6568
F2_Industrial_Industrial - WA_Existing_Space Heating_Natural Gas_Building Shell - Air Sealing (Infiltration Control)_A_Achievable Economic RVT Potential | F2 | Industrial | Industrial - WA | Existing | Space Heating | Natural Gas | Building Shell - Air Sealing (Infiltration Control) | A | Integrated Unit Summer Peak Savings (kW) | Achievable Economic RVT Potential | 0 | 0 | 0 | 0 | 0 | 0 | 0 | 0 | 0 | 0 | 0 | 0 | 0 | 0 | 0 | 0 | 0 | 0 | 0 | 0 | 0 | 0 | 0 | 0 | 0 | 0 | 0
F3_Industrial_Industrial - WA_Existing_Space Heating_Natural Gas_Building Shell - Air Sealing (Infiltration Control)_A_Achievable Economic RVT Potential | F3 | Industrial | Industrial - WA | Existing | Space Heating | Natural Gas | Building Shell - Air Sealing (Infiltration Control) | A | Integrated Unit Winter Peak Savings (kW) | Achievable Economic RVT Potential | 0 | 0 | 0 | 0 | 0 | 0 | 0 | 0 | 0 | 0 | 0 | 0 | 0 | 0 | 0 | 0 | 0 | 0 | 0 | 0 | 0 | 0 | 0 | 0 | 0 | 0 | 0
F4_Industrial_Industrial - WA_Existing_Space Heating_Natural Gas_Building Shell - Air Sealing (Infiltration Control)_A_Achievable Economic RVT Potential | F4 | Industrial | Industrial - WA | Existing | Space Heating | Natural Gas | Building Shell - Air Sealing (Infiltration Control) | A | Incremental Energy Savings (MWh or mTherms) | Achievable Economic RVT Potential | 0 | 0 | 2.124e-06 | 8.2979e-06 | 2.5572e-05 | 6.6127e-05 | 0.00014887 | 0.00029882 | 0.00054101 | 0.00088951 | 0.0013312 | 0.0018108 | 0.0022274 | 0.0024599 | 0.0024094 | 0.0020521 | 0.0014569 | 0.00078573 | 9.6063e-05 | 0 | 0 | 0 | 0 | 0 | 0 | 0 | 0
F5_Industrial_Industrial - WA_Existing_Space Heating_Natural Gas_Building Shell - Air Sealing (Infiltration Control)_A_Achievable Economic RVT Potential | F5 | Industrial | Industrial - WA | Existing | Space Heating | Natural Gas | Building Shell - Air Sealing (Infiltration Control) | A | Incremental Summer Peak Savings (MW) | Achievable Economic RVT Potential | 0 | 0 | 0 | 0 | 0 | 0 | 0 | 0 | 0 | 0 | 0 | 0 | 0 | 0 | 0 | 0 | 0 | 0 | 0 | 0 | 0 | 0 | 0 | 0 | 0 | 0 | 0
F6_Industrial_Industrial - WA_Existing_Space Heating_Natural Gas_Building Shell - Air Sealing (Infiltration Control)_A_Achievable Economic RVT Potential | F6 | Industrial | Industrial - WA | Existing | Space Heating | Natural Gas | Building Shell - Air Sealing (Infiltration Control) | A | Incremental Winter Peak Savings (MW) | Achievable Economic RVT Potential | 0 | 0 | 0 | 0 | 0 | 0 | 0 | 0 | 0 | 0 | 0 | 0 | 0 | 0 | 0 | 0 | 0 | 0 | 0 | 0 | 0 | 0 | 0 | 0 | 0 | 0 | 0
F7_Industrial_Industrial - WA_Existing_Space Heating_Natural Gas_Building Shell - Air Sealing (Infiltration Control)_A_Achievable Economic RVT Potential | F7 | Industrial | Industrial - WA | Existing | Space Heating | Natural Gas | Building Shell - Air Sealing (Infiltration Control) | A | Cumulative Energy Savings (MWh or mTherms) | Achievable Economic RVT Potential | 0 | 0 | 2.124e-06 | 1.0411e-05 | 3.5927e-05 | 0.00010186 | 0.00025015 | 0.00054789 | 0.0010865 | 0.0019711 | 0.0032933 | 0.0050888 | 0.0072923 | 0.0097175 | 0.01208 | 0.014074 | 0.015462 | 0.016198 | 0.016243 | 0.016193 | 0.016146 | 0.016102 | 0.01606 | 0.016021 | 0.015984 | 0.015948 | 0.015914
F8_Industrial_Industrial - WA_Existing_Space Heating_Natural Gas_Building Shell - Air Sealing (Infiltration Control)_A_Achievable Economic RVT Potential | F8 | Industrial | Industrial - WA | Existing | Space Heating | Natural Gas | Building Shell - Air Sealing (Infiltration Control) | A | Cumulative Summer Peak Savings (MW) | Achievable Economic RVT Potential | 0 | 0 | 0 | 0 | 0 | 0 | 0 | 0 | 0 | 0 | 0 | 0 | 0 | 0 | 0 | 0 | 0 | 0 | 0 | 0 | 0 | 0 | 0 | 0 | 0 | 0 | 0
F9_Industrial_Industrial - WA_Existing_Space Heating_Natural Gas_Building Shell - Air Sealing (Infiltration Control)_A_Achievable Economic RVT Potential | F9 | Industrial | Industrial - WA | Existing | Space Heating | Natural Gas | Building Shell - Air Sealing (Infiltration Control) | A | Cumulative Winter Peak Savings (MW) | Achievable Economic RVT Potential | 0 | 0 | 0 | 0 | 0 | 0 | 0 | 0 | 0 | 0 | 0 | 0 | 0 | 0 | 0 | 0 | 0 | 0 | 0 | 0 | 0 | 0 | 0 | 0 | 0 | 0 | 0
F10_Industrial_Industrial - WA_Existing_Space Heating_Natural Gas_Building Shell - Air Sealing (Infiltration Control)_A_Achievable Economic RVT Potential | F10 | Industrial | Industrial - WA | Existing | Space Heating | Natural Gas | Building Shell - Air Sealing (Infiltration Control) | A | Purchases (Incremental) | Achievable Economic RVT Potential | 0 | 0 | 3.35e-05 | 0.00013155 | 0.00040757 | 0.0010598 | 0.0023996 | 0.0048373 | 0.0087964 | 0.014528 | 0.021841 | 0.029848 | 0.03689 | 0.040934 | 0.040288 | 0.034479 | 0.0246 | 0.013309 | 0.0016324 | 0 | 0 | 0 | 0 | 0 | 0 | 0 | 0
F11_Industrial_Industrial - WA_Existing_Space Heating_Natural Gas_Building Shell - Air Sealing (Infiltration Control)_A_Achievable Economic RVT Potential | F11 | Industrial | Industrial - WA | Existing | Space Heating | Natural Gas | Building Shell - Air Sealing (Infiltration Control) | A | Purchases (Cumulative) | Achievable Economic RVT Potential | 0 | 0 | 3.35e-05 | 0.00016505 | 0.00057262 | 0.0016324 | 0.0040321 | 0.0088694 | 0.017666 | 0.032194 | 0.054034 | 0.083883 | 0.12077 | 0.16171 | 0.20199 | 0.23647 | 0.26107 | 0.27438 | 0.27601 | 0.27601 | 0.27601 | 0.27601 | 0.27601 | 0.27601 | 0.27601 | 0.27601 | 0.27601
F1_Industrial_Industrial - WA_Existing_Space Heating_Natural Gas_Ventilation - Demand Controlled_A_Achievable Economic RVT Potential | F1 | Industrial | Industrial - WA | Existing | Space Heating | Natural Gas | Ventilation - Demand Controlled | A | Integrated Unit Energy Savings (kWh or therms) | Achievable Economic RVT Potential | 0 | 0 | 0.050705 | 0.05033 | 0.049909 | 0.049438 | 0.048914 | 0.048408 | 0.047845 | 0.047224 | 0.046552 | 0.045835 | 0.045088 | 0.044336 | 0.043587 | 0.042859 | 0.042167 | 0.041603 | 0.041086 | 0.04063 | 0.040227 | 0.039863 | 0.039576 | 0.039301 | 0.039038 | 0.038785 | 0.038541
F2_Industrial_Industrial - WA_Existing_Space Heating_Natural Gas_Ventilation - Demand Controlled_A_Achievable Economic RVT Potential | F2 | Industrial | Industrial - WA | Existing | Space Heating | Natural Gas | Ventilation - Demand Controlled | A | Integrated Unit Summer Peak Savings (kW) | Achievable Economic RVT Potential | 0 | 0 | 0 | 0 | 0 | 0 | 0 | 0 | 0 | 0 | 0 | 0 | 0 | 0 | 0 | 0 | 0 | 0 | 0 | 0 | 0 | 0 | 0 | 0 | 0 | 0 | 0
F3_Industrial_Industrial - WA_Existing_Space Heating_Natural Gas_Ventilation - Demand Controlled_A_Achievable Economic RVT Potential | F3 | Industrial | Industrial - WA | Existing | Space Heating | Natural Gas | Ventilation - Demand Controlled | A | Integrated Unit Winter Peak Savings (kW) | Achievable Economic RVT Potential | 0 | 0 | 0 | 0 | 0 | 0 | 0 | 0 | 0 | 0 | 0 | 0 | 0 | 0 | 0 | 0 | 0 | 0 | 0 | 0 | 0 | 0 | 0 | 0 | 0 | 0 | 0
F4_Industrial_Industrial - WA_Existing_Space Heating_Natural Gas_Ventilation - Demand Controlled_A_Achievable Economic RVT Potential | F4 | Industrial | Industrial - WA | Existing | Space Heating | Natural Gas | Ventilation - Demand Controlled | A | Incremental Energy Savings (MWh or mTherms) | Achievable Economic RVT Potential | 0 | 0 | 0 | 0 | 0 | 0 | 0 | 0 | 0 | 0 | 0 | 0 | 0 | 0 | 0 | 0 | 0 | 0 | 0 | 0 | 0 | 0 | 0 | 0 | 0 | 0 | 0
F5_Industrial_Industrial - WA_Existing_Space Heating_Natural Gas_Ventilation - Demand Controlled_A_Achievable Economic RVT Potential | F5 | Industrial | Industrial - WA | Existing | Space Heating | Natural Gas | Ventilation - Demand Controlled | A | Incremental Summer Peak Savings (MW) | Achievable Economic RVT Potential | 0 | 0 | 0 | 0 | 0 | 0 | 0 | 0 | 0 | 0 | 0 | 0 | 0 | 0 | 0 | 0 | 0 | 0 | 0 | 0 | 0 | 0 | 0 | 0 | 0 | 0 | 0
F6_Industrial_Industrial - WA_Existing_Space Heating_Natural Gas_Ventilation - Demand Controlled_A_Achievable Economic RVT Potential | F6 | Industrial | Industrial - WA | Existing | Space Heating | Natural Gas | Ventilation - Demand Controlled | A | Incremental Winter Peak Savings (MW) | Achievable Economic RVT Potential | 0 | 0 | 0 | 0 | 0 | 0 | 0 | 0 | 0 | 0 | 0 | 0 | 0 | 0 | 0 | 0 | 0 | 0 | 0 | 0 | 0 | 0 | 0 | 0 | 0 | 0 | 0
F7_Industrial_Industrial - WA_Existing_Space Heating_Natural Gas_Ventilation - Demand Controlled_A_Achievable Economic RVT Potential | F7 | Industrial | Industrial - WA | Existing | Space Heating | Natural Gas | Ventilation - Demand Controlled | A | Cumulative Energy Savings (MWh or mTherms) | Achievable Economic RVT Potential | 0 | 0 | 0 | 0 | 0 | 0 | 0 | 0 | 0 | 0 | 0 | 0 | 0 | 0 | 0 | 0 | 0 | 0 | 0 | 0 | 0 | 0 | 0 | 0 | 0 | 0 | 0
F8_Industrial_Industrial - WA_Existing_Space Heating_Natural Gas_Ventilation - Demand Controlled_A_Achievable Economic RVT Potential | F8 | Industrial | Industrial - WA | Existing | Space Heating | Natural Gas | Ventilation - Demand Controlled | A | Cumulative Summer Peak Savings (MW) | Achievable Economic RVT Potential | 0 | 0 | 0 | 0 | 0 | 0 | 0 | 0 | 0 | 0 | 0 | 0 | 0 | 0 | 0 | 0 | 0 | 0 | 0 | 0 | 0 | 0 | 0 | 0 | 0 | 0 | 0
F9_Industrial_Industrial - WA_Existing_Space Heating_Natural Gas_Ventilation - Demand Controlled_A_Achievable Economic RVT Potential | F9 | Industrial | Industrial - WA | Existing | Space Heating | Natural Gas | Ventilation - Demand Controlled | A | Cumulative Winter Peak Savings (MW) | Achievable Economic RVT Potential | 0 | 0 | 0 | 0 | 0 | 0 | 0 | 0 | 0 | 0 | 0 | 0 | 0 | 0 | 0 | 0 | 0 | 0 | 0 | 0 | 0 | 0 | 0 | 0 | 0 | 0 | 0
F10_Industrial_Industrial - WA_Existing_Space Heating_Natural Gas_Ventilation - Demand Controlled_A_Achievable Economic RVT Potential | F10 | Industrial | Industrial - WA | Existing | Space Heating | Natural Gas | Ventilation - Demand Controlled | A | Purchases (Incremental) | Achievable Economic RVT Potential | 0 | 0 | 0 | 0 | 0 | 0 | 0 | 0 | 0 | 0 | 0 | 0 | 0 | 0 | 0 | 0 | 0 | 0 | 0 | 0 | 0 | 0 | 0 | 0 | 0 | 0 | 0
F11_Industrial_Industrial - WA_Existing_Space Heating_Natural Gas_Ventilation - Demand Controlled_A_Achievable Economic RVT Potential | F11 | Industrial | Industrial - WA | Existing | Space Heating | Natural Gas | Ventilation - Demand Controlled | A | Purchases (Cumulative) | Achievable Economic RVT Potential | 0 | 0 | 0 | 0 | 0 | 0 | 0 | 0 | 0 | 0 | 0 | 0 | 0 | 0 | 0 | 0 | 0 | 0 | 0 | 0 | 0 | 0 | 0 | 0 | 0 | 0 | 0
F1_Industrial_Industrial - WA_Existing_Space Heating_Natural Gas_Destratification Fans (HVLS)_A_Achievable Economic RVT Potential | F1 | Industrial | Industrial - WA | Existing | Space Heating | Natural Gas | Destratification Fans (HVLS) | A | Integrated Unit Energy Savings (kWh or therms) | Achievable Economic RVT Potential | 0 | 0 | 122705.5987 | 122279.1173 | 121833.3051 | 121370.5958 | 120893.2204 | 120591.6245 | 120283.9134 | 119969.5809 | 119650.2076 | 119327.2481 | 119002.0415 | 118675.8199 | 118349.7172 | 118024.7771 | 117701.9597 | 117382.1483 | 117066.1558 | 116771.0767 | 116494.5426 | 116238.3591 | 116000.8348 | 115780.4161 | 115575.6759 | 115385.3031 | 115208.093
F2_Industrial_Industrial - WA_Existing_Space Heating_Natural Gas_Destratification Fans (HVLS)_A_Achievable Economic RVT Potential | F2 | Industrial | Industrial - WA | Existing | Space Heating | Natural Gas | Destratification Fans (HVLS) | A | Integrated Unit Summer Peak Savings (kW) | Achievable Economic RVT Potential | 0 | 0 | 0 | 0 | 0 | 0 | 0 | 0 | 0 | 0 | 0 | 0 | 0 | 0 | 0 | 0 | 0 | 0 | 0 | 0 | 0 | 0 | 0 | 0 | 0 | 0 | 0
F3_Industrial_Industrial - WA_Existing_Space Heating_Natural Gas_Destratification Fans (HVLS)_A_Achievable Economic RVT Potential | F3 | Industrial | Industrial - WA | Existing | Space Heating | Natural Gas | Destratification Fans (HVLS) | A | Integrated Unit Winter Peak Savings (kW) | Achievable Economic RVT Potential | 0 | 0 | 0 | 0 | 0 | 0 | 0 | 0 | 0 | 0 | 0 | 0 | 0 | 0 | 0 | 0 | 0 | 0 | 0 | 0 | 0 | 0 | 0 | 0 | 0 | 0 | 0
F4_Industrial_Industrial - WA_Existing_Space Heating_Natural Gas_Destratification Fans (HVLS)_A_Achievable Economic RVT Potential | F4 | Industrial | Industrial - WA | Existing | Space Heating | Natural Gas | Destratification Fans (HVLS) | A | Incremental Energy Savings (MWh or mTherms) | Achievable Economic RVT Potential | 0 | 0 | 0 | 0 | 0 | 0 | 0 | 0 | 0 | 0 | 0 | 0 | 0 | 0 | 0 | 0 | 0 | 0 | 0 | 0 | 0 | 0 | 0 | 0 | 0 | 0 | 0
F5_Industrial_Industrial - WA_Existing_Space Heating_Natural Gas_Destratification Fans (HVLS)_A_Achievable Economic RVT Potential | F5 | Industrial | Industrial - WA | Existing | Space Heating | Natural Gas | Destratification Fans (HVLS) | A | Incremental Summer Peak Savings (MW) | Achievable Economic RVT Potential | 0 | 0 | 0 | 0 | 0 | 0 | 0 | 0 | 0 | 0 | 0 | 0 | 0 | 0 | 0 | 0 | 0 | 0 | 0 | 0 | 0 | 0 | 0 | 0 | 0 | 0 | 0
F6_Industrial_Industrial - WA_Existing_Space Heating_Natural Gas_Destratification Fans (HVLS)_A_Achievable Economic RVT Potential | F6 | Industrial | Industrial - WA | Existing | Space Heating | Natural Gas | Destratification Fans (HVLS) | A | Incremental Winter Peak Savings (MW) | Achievable Economic RVT Potential | 0 | 0 | 0 | 0 | 0 | 0 | 0 | 0 | 0 | 0 | 0 | 0 | 0 | 0 | 0 | 0 | 0 | 0 | 0 | 0 | 0 | 0 | 0 | 0 | 0 | 0 | 0
F7_Industrial_Industrial - WA_Existing_Space Heating_Natural Gas_Destratification Fans (HVLS)_A_Achievable Economic RVT Potential | F7 | Industrial | Industrial - WA | Existing | Space Heating | Natural Gas | Destratification Fans (HVLS) | A | Cumulative Energy Savings (MWh or mTherms) | Achievable Economic RVT Potential | 0 | 0 | 0 | 0 | 0 | 0 | 0 | 0 | 0 | 0 | 0 | 0 | 0 | 0 | 0 | 0 | 0 | 0 | 0 | 0 | 0 | 0 | 0 | 0 | 0 | 0 | 0
F8_Industrial_Industrial - WA_Existing_Space Heating_Natural Gas_Destratification Fans (HVLS)_A_Achievable Economic RVT Potential | F8 | Industrial | Industrial - WA | Existing | Space Heating | Natural Gas | Destratification Fans (HVLS) | A | Cumulative Summer Peak Savings (MW) | Achievable Economic RVT Potential | 0 | 0 | 0 | 0 | 0 | 0 | 0 | 0 | 0 | 0 | 0 | 0 | 0 | 0 | 0 | 0 | 0 | 0 | 0 | 0 | 0 | 0 | 0 | 0 | 0 | 0 | 0
F9_Industrial_Industrial - WA_Existing_Space Heating_Natural Gas_Destratification Fans (HVLS)_A_Achievable Economic RVT Potential | F9 | Industrial | Industrial - WA | Existing | Space Heating | Natural Gas | Destratification Fans (HVLS) | A | Cumulative Winter Peak Savings (MW) | Achievable Economic RVT Potential | 0 | 0 | 0 | 0 | 0 | 0 | 0 | 0 | 0 | 0 | 0 | 0 | 0 | 0 | 0 | 0 | 0 | 0 | 0 | 0 | 0 | 0 | 0 | 0 | 0 | 0 | 0
F10_Industrial_Industrial - WA_Existing_Space Heating_Natural Gas_Destratification Fans (HVLS)_A_Achievable Economic RVT Potential | F10 | Industrial | Industrial - WA | Existing | Space Heating | Natural Gas | Destratification Fans (HVLS) | A | Purchases (Incremental) | Achievable Economic RVT Potential | 0 | 0 | 0 | 0 | 0 | 0 | 0 | 0 | 0 | 0 | 0 | 0 | 0 | 0 | 0 | 0 | 0 | 0 | 0 | 0 | 0 | 0 | 0 | 0 | 0 | 0 | 0
F11_Industrial_Industrial - WA_Existing_Space Heating_Natural Gas_Destratification Fans (HVLS)_A_Achievable Economic RVT Potential | F11 | Industrial | Industrial - WA | Existing | Space Heating | Natural Gas | Destratification Fans (HVLS) | A | Purchases (Cumulative) | Achievable Economic RVT Potential | 0 | 0 | 0 | 0 | 0 | 0 | 0 | 0 | 0 | 0 | 0 | 0 | 0 | 0 | 0 | 0 | 0 | 0 | 0 | 0 | 0 | 0 | 0 | 0 | 0 | 0 | 0
F1_Industrial_Industrial - WA_Existing_Space Heating_Natural Gas_Condensing RTU_A_Achievable Economic RVT Potential | F1 | Industrial | Industrial - WA | Existing | Space Heating | Natural Gas | Condensing RTU | A | Integrated Unit Energy Savings (kWh or therms) | Achievable Economic RVT Potential | 0 | 0 | 0.081474 | 0.08073 | 0.079906 | 0.079042 | 0.078093 | 0.07718 | 0.076191 | 0.07513 | 0.07401 | 0.072829 | 0.071614 | 0.070394 | 0.069182 | 0.068004 | 0.066886 | 0.065975 | 0.065138 | 0.064399 | 0.063744 | 0.063149 | 0.062677 | 0.062224 | 0.06179 | 0.061372 | 0.060968
F2_Industrial_Industrial - WA_Existing_Space Heating_Natural Gas_Condensing RTU_A_Achievable Economic RVT Potential | F2 | Industrial | Industrial - WA | Existing | Space Heating | Natural Gas | Condensing RTU | A | Integrated Unit Summer Peak Savings (kW) | Achievable Economic RVT Potential | 0 | 0 | 0 | 0 | 0 | 0 | 0 | 0 | 0 | 0 | 0 | 0 | 0 | 0 | 0 | 0 | 0 | 0 | 0 | 0 | 0 | 0 | 0 | 0 | 0 | 0 | 0
F3_Industrial_Industrial - WA_Existing_Space Heating_Natural Gas_Condensing RTU_A_Achievable Economic RVT Potential | F3 | Industrial | Industrial - WA | Existing | Space Heating | Natural Gas | Condensing RTU | A | Integrated Unit Winter Peak Savings (kW) | Achievable Economic RVT Potential | 0 | 0 | 0 | 0 | 0 | 0 | 0 | 0 | 0 | 0 | 0 | 0 | 0 | 0 | 0 | 0 | 0 | 0 | 0 | 0 | 0 | 0 | 0 | 0 | 0 | 0 | 0
F4_Industrial_Industrial - WA_Existing_Space Heating_Natural Gas_Condensing RTU_A_Achievable Economic RVT Potential | F4 | Industrial | Industrial - WA | Existing | Space Heating | Natural Gas | Condensing RTU | A | Incremental Energy Savings (MWh or mTherms) | Achievable Economic RVT Potential | 0 | 0 | 0 | 0 | 0 | 0 | 0 | 0 | 0 | 0 | 0 | 0 | 0 | 0 | 0 | 0 | 0 | 0 | 0 | 0 | 0 | 0 | 0 | 0 | 0 | 0 | 0
F5_Industrial_Industrial - WA_Existing_Space Heating_Natural Gas_Condensing RTU_A_Achievable Economic RVT Potential | F5 | Industrial | Industrial - WA | Existing | Space Heating | Natural Gas | Condensing RTU | A | Incremental Summer Peak Savings (MW) | Achievable Economic RVT Potential | 0 | 0 | 0 | 0 | 0 | 0 | 0 | 0 | 0 | 0 | 0 | 0 | 0 | 0 | 0 | 0 | 0 | 0 | 0 | 0 | 0 | 0 | 0 | 0 | 0 | 0 | 0
F6_Industrial_Industrial - WA_Existing_Space Heating_Natural Gas_Condensing RTU_A_Achievable Economic RVT Potential | F6 | Industrial | Industrial - WA | Existing | Space Heating | Natural Gas | Condensing RTU | A | Incremental Winter Peak Savings (MW) | Achievable Economic RVT Potential | 0 | 0 | 0 | 0 | 0 | 0 | 0 | 0 | 0 | 0 | 0 | 0 | 0 | 0 | 0 | 0 | 0 | 0 | 0 | 0 | 0 | 0 | 0 | 0 | 0 | 0 | 0
F7_Industrial_Industrial - WA_Existing_Space Heating_Natural Gas_Condensing RTU_A_Achievable Economic RVT Potential | F7 | Industrial | Industrial - WA | Existing | Space Heating | Natural Gas | Condensing RTU | A | Cumulative Energy Savings (MWh or mTherms) | Achievable Economic RVT Potential | 0 | 0 | 0 | 0 | 0 | 0 | 0 | 0 | 0 | 0 | 0 | 0 | 0 | 0 | 0 | 0 | 0 | 0 | 0 | 0 | 0 | 0 | 0 | 0 | 0 | 0 | 0
F8_Industrial_Industrial - WA_Existing_Space Heating_Natural Gas_Condensing RTU_A_Achievable Economic RVT Potential | F8 | Industrial | Industrial - WA | Existing | Space Heating | Natural Gas | Condensing RTU | A | Cumulative Summer Peak Savings (MW) | Achievable Economic RVT Potential | 0 | 0 | 0 | 0 | 0 | 0 | 0 | 0 | 0 | 0 | 0 | 0 | 0 | 0 | 0 | 0 | 0 | 0 | 0 | 0 | 0 | 0 | 0 | 0 | 0 | 0 | 0
F9_Industrial_Industrial - WA_Existing_Space Heating_Natural Gas_Condensing RTU_A_Achievable Economic RVT Potential | F9 | Industrial | Industrial - WA | Existing | Space Heating | Natural Gas | Condensing RTU | A | Cumulative Winter Peak Savings (MW) | Achievable Economic RVT Potential | 0 | 0 | 0 | 0 | 0 | 0 | 0 | 0 | 0 | 0 | 0 | 0 | 0 | 0 | 0 | 0 | 0 | 0 | 0 | 0 | 0 | 0 | 0 | 0 | 0 | 0 | 0
F10_Industrial_Industrial - WA_Existing_Space Heating_Natural Gas_Condensing RTU_A_Achievable Economic RVT Potential | F10 | Industrial | Industrial - WA | Existing | Space Heating | Natural Gas | Condensing RTU | A | Purchases (Incremental) | Achievable Economic RVT Potential | 0 | 0 | 0 | 0 | 0 | 0 | 0 | 0 | 0 | 0 | 0 | 0 | 0 | 0 | 0 | 0 | 0 | 0 | 0 | 0 | 0 | 0 | 0 | 0 | 0 | 0 | 0
F11_Industrial_Industrial - WA_Existing_Space Heating_Natural Gas_Condensing RTU_A_Achievable Economic RVT Potential | F11 | Industrial | Industrial - WA | Existing | Space Heating | Natural Gas | Condensing RTU | A | Purchases (Cumulative) | Achievable Economic RVT Potential | 0 | 0 | 0 | 0 | 0 | 0 | 0 | 0 | 0 | 0 | 0 | 0 | 0 | 0 | 0 | 0 | 0 | 0 | 0 | 0 | 0 | 0 | 0 | 0 | 0 | 0 | 0
F1_Industrial_Industrial - WA_Existing_Space Heating_Natural Gas_Industrial Air Curtains_A_Achievable Economic RVT Potential | F1 | Industrial | Industrial - WA | Existing | Space Heating | Natural Gas | Industrial Air Curtains | A | Integrated Unit Energy Savings (kWh or therms) | Achievable Economic RVT Potential | 0 | 0 | -0.018169 | -0.018134 | -0.018098 | -0.018059 | -0.018018 | -0.017976 | -0.017933 | -0.017889 | -0.017844 | -0.017799 | -0.017753 | -0.017707 | -0.017661 | -0.017616 | -0.01757 | -0.017526 | -0.017482 | -0.017441 | -0.017403 | -0.017367 | -0.017335 | -0.017306 | -0.017278 | -0.017253 | -0.01723
F2_Industrial_Industrial - WA_Existing_Space Heating_Natural Gas_Industrial Air Curtains_A_Achievable Economic RVT Potential | F2 | Industrial | Industrial - WA | Existing | Space Heating | Natural Gas | Industrial Air Curtains | A | Integrated Unit Summer Peak Savings (kW) | Achievable Economic RVT Potential | 0 | 0 | 0 | 0 | 0 | 0 | 0 | 0 | 0 | 0 | 0 | 0 | 0 | 0 | 0 | 0 | 0 | 0 | 0 | 0 | 0 | 0 | 0 | 0 | 0 | 0 | 0
F3_Industrial_Industrial - WA_Existing_Space Heating_Natural Gas_Industrial Air Curtains_A_Achievable Economic RVT Potential | F3 | Industrial | Industrial - WA | Existing | Space Heating | Natural Gas | Industrial Air Curtains | A | Integrated Unit Winter Peak Savings (kW) | Achievable Economic RVT Potential | 0 | 0 | 0 | 0 | 0 | 0 | 0 | 0 | 0 | 0 | 0 | 0 | 0 | 0 | 0 | 0 | 0 | 0 | 0 | 0 | 0 | 0 | 0 | 0 | 0 | 0 | 0
F4_Industrial_Industrial - WA_Existing_Space Heating_Natural Gas_Industrial Air Curtains_A_Achievable Economic RVT Potential | F4 | Industrial | Industrial - WA | Existing | Space Heating | Natural Gas | Industrial Air Curtains | A | Incremental Energy Savings (MWh or mTherms) | Achievable Economic RVT Potential | 0 | 0 | 0 | 0 | 0 | 0 | 0 | 0 | 0 | 0 | 0 | 0 | 0 | 0 | 0 | 0 | 0 | 0 | 0 | 0 | 0 | 0 | 0 | 0 | 0 | 0 | 0
F5_Industrial_Industrial - WA_Existing_Space Heating_Natural Gas_Industrial Air Curtains_A_Achievable Economic RVT Potential | F5 | Industrial | Industrial - WA | Existing | Space Heating | Natural Gas | Industrial Air Curtains | A | Incremental Summer Peak Savings (MW) | Achievable Economic RVT Potential | 0 | 0 | 0 | 0 | 0 | 0 | 0 | 0 | 0 | 0 | 0 | 0 | 0 | 0 | 0 | 0 | 0 | 0 | 0 | 0 | 0 | 0 | 0 | 0 | 0 | 0 | 0
F6_Industrial_Industrial - WA_Existing_Space Heating_Natural Gas_Industrial Air Curtains_A_Achievable Economic RVT Potential | F6 | Industrial | Industrial - WA | Existing | Space Heating | Natural Gas | Industrial Air Curtains | A | Incremental Winter Peak Savings (MW) | Achievable Economic RVT Potential | 0 | 0 | 0 | 0 | 0 | 0 | 0 | 0 | 0 | 0 | 0 | 0 | 0 | 0 | 0 | 0 | 0 | 0 | 0 | 0 | 0 | 0 | 0 | 0 | 0 | 0 | 0
F7_Industrial_Industrial - WA_Existing_Space Heating_Natural Gas_Industrial Air Curtains_A_Achievable Economic RVT Potential | F7 | Industrial | Industrial - WA | Existing | Space Heating | Natural Gas | Industrial Air Curtains | A | Cumulative Energy Savings (MWh or mTherms) | Achievable Economic RVT Potential | 0 | 0 | 0 | 0 | 0 | 0 | 0 | 0 | 0 | 0 | 0 | 0 | 0 | 0 | 0 | 0 | 0 | 0 | 0 | 0 | 0 | 0 | 0 | 0 | 0 | 0 | 0
F8_Industrial_Industrial - WA_Existing_Space Heating_Natural Gas_Industrial Air Curtains_A_Achievable Economic RVT Potential | F8 | Industrial | Industrial - WA | Existing | Space Heating | Natural Gas | Industrial Air Curtains | A | Cumulative Summer Peak Savings (MW) | Achievable Economic RVT Potential | 0 | 0 | 0 | 0 | 0 | 0 | 0 | 0 | 0 | 0 | 0 | 0 | 0 | 0 | 0 | 0 | 0 | 0 | 0 | 0 | 0 | 0 | 0 | 0 | 0 | 0 | 0
F9_Industrial_Industrial - WA_Existing_Space Heating_Natural Gas_Industrial Air Curtains_A_Achievable Economic RVT Potential | F9 | Industrial | Industrial - WA | Existing | Space Heating | Natural Gas | Industrial Air Curtains | A | Cumulative Winter Peak Savings (MW) | Achievable Economic RVT Potential | 0 | 0 | 0 | 0 | 0 | 0 | 0 | 0 | 0 | 0 | 0 | 0 | 0 | 0 | 0 | 0 | 0 | 0 | 0 | 0 | 0 | 0 | 0 | 0 | 0 | 0 | 0
F10_Industrial_Industrial - WA_Existing_Space Heating_Natural Gas_Industrial Air Curtains_A_Achievable Economic RVT Potential | F10 | Industrial | Industrial - WA | Existing | Space Heating | Natural Gas | Industrial Air Curtains | A | Purchases (Incremental) | Achievable Economic RVT Potential | 0 | 0 | 0 | 0 | 0 | 0 | 0 | 0 | 0 | 0 | 0 | 0 | 0 | 0 | 0 | 0 | 0 | 0 | 0 | 0 | 0 | 0 | 0 | 0 | 0 | 0 | 0
F11_Industrial_Industrial - WA_Existing_Space Heating_Natural Gas_Industrial Air Curtains_A_Achievable Economic RVT Potential | F11 | Industrial | Industrial - WA | Existing | Space Heating | Natural Gas | Industrial Air Curtains | A | Purchases (Cumulative) | Achievable Economic RVT Potential | 0 | 0 | 0 | 0 | 0 | 0 | 0 | 0 | 0 | 0 | 0 | 0 | 0 | 0 | 0 | 0 | 0 | 0 | 0 | 0 | 0 | 0 | 0 | 0 | 0 | 0 | 0
F1_Industrial_Industrial - WA_Existing_Space Heating_Natural Gas_HVAC - Energy Recovery Ventilator_A_Achievable Economic RVT Potential | F1 | Industrial | Industrial - WA | Existing | Space Heating | Natural Gas | HVAC - Energy Recovery Ventilator | A | Integrated Unit Energy Savings (kWh or therms) | Achievable Economic RVT Potential | 0 | 0 | 0.20573 | 0.20436 | 0.2029 | 0.20134 | 0.19965 | 0.19814 | 0.1965 | 0.19474 | 0.19286 | 0.19088 | 0.18886 | 0.18685 | 0.18487 | 0.18297 | 0.18116 | 0.17985 | 0.17867 | 0.17764 | 0.17674 | 0.17593 | 0.17525 | 0.17458 | 0.17394 | 0.17331 | 0.1727
F2_Industrial_Industrial - WA_Existing_Space Heating_Natural Gas_HVAC - Energy Recovery Ventilator_A_Achievable Economic RVT Potential | F2 | Industrial | Industrial - WA | Existing | Space Heating | Natural Gas | HVAC - Energy Recovery Ventilator | A | Integrated Unit Summer Peak Savings (kW) | Achievable Economic RVT Potential | 0 | 0 | 0 | 0 | 0 | 0 | 0 | 0 | 0 | 0 | 0 | 0 | 0 | 0 | 0 | 0 | 0 | 0 | 0 | 0 | 0 | 0 | 0 | 0 | 0 | 0 | 0
F3_Industrial_Industrial - WA_Existing_Space Heating_Natural Gas_HVAC - Energy Recovery Ventilator_A_Achievable Economic RVT Potential | F3 | Industrial | Industrial - WA | Existing | Space Heating | Natural Gas | HVAC - Energy Recovery Ventilator | A | Integrated Unit Winter Peak Savings (kW) | Achievable Economic RVT Potential | 0 | 0 | 0 | 0 | 0 | 0 | 0 | 0 | 0 | 0 | 0 | 0 | 0 | 0 | 0 | 0 | 0 | 0 | 0 | 0 | 0 | 0 | 0 | 0 | 0 | 0 | 0
F4_Industrial_Industrial - WA_Existing_Space Heating_Natural Gas_HVAC - Energy Recovery Ventilator_A_Achievable Economic RVT Potential | F4 | Industrial | Industrial - WA | Existing | Space Heating | Natural Gas | HVAC - Energy Recovery Ventilator | A | Incremental Energy Savings (MWh or mTherms) | Achievable Economic RVT Potential | 0 | 0 | 0 | 0 | 0 | 0 | 0 | 0 | 0 | 0 | 0 | 0 | 0 | 0 | 0 | 0 | 0 | 0 | 0 | 0 | 0 | 0 | 0 | 0 | 0 | 0 | 0
F5_Industrial_Industrial - WA_Existing_Space Heating_Natural Gas_HVAC - Energy Recovery Ventilator_A_Achievable Economic RVT Potential | F5 | Industrial | Industrial - WA | Existing | Space Heating | Natural Gas | HVAC - Energy Recovery Ventilator | A | Incremental Summer Peak Savings (MW) | Achievable Economic RVT Potential | 0 | 0 | 0 | 0 | 0 | 0 | 0 | 0 | 0 | 0 | 0 | 0 | 0 | 0 | 0 | 0 | 0 | 0 | 0 | 0 | 0 | 0 | 0 | 0 | 0 | 0 | 0
F6_Industrial_Industrial - WA_Existing_Space Heating_Natural Gas_HVAC - Energy Recovery Ventilator_A_Achievable Economic RVT Potential | F6 | Industrial | Industrial - WA | Existing | Space Heating | Natural Gas | HVAC - Energy Recovery Ventilator | A | Incremental Winter Peak Savings (MW) | Achievable Economic RVT Potential | 0 | 0 | 0 | 0 | 0 | 0 | 0 | 0 | 0 | 0 | 0 | 0 | 0 | 0 | 0 | 0 | 0 | 0 | 0 | 0 | 0 | 0 | 0 | 0 | 0 | 0 | 0
F7_Industrial_Industrial - WA_Existing_Space Heating_Natural Gas_HVAC - Energy Recovery Ventilator_A_Achievable Economic RVT Potential | F7 | Industrial | Industrial - WA | Existing | Space Heating | Natural Gas | HVAC - Energy Recovery Ventilator | A | Cumulative Energy Savings (MWh or mTherms) | Achievable Economic RVT Potential | 0 | 0 | 0 | 0 | 0 | 0 | 0 | 0 | 0 | 0 | 0 | 0 | 0 | 0 | 0 | 0 | 0 | 0 | 0 | 0 | 0 | 0 | 0 | 0 | 0 | 0 | 0
F8_Industrial_Industrial - WA_Existing_Space Heating_Natural Gas_HVAC - Energy Recovery Ventilator_A_Achievable Economic RVT Potential | F8 | Industrial | Industrial - WA | Existing | Space Heating | Natural Gas | HVAC - Energy Recovery Ventilator | A | Cumulative Summer Peak Savings (MW) | Achievable Economic RVT Potential | 0 | 0 | 0 | 0 | 0 | 0 | 0 | 0 | 0 | 0 | 0 | 0 | 0 | 0 | 0 | 0 | 0 | 0 | 0 | 0 | 0 | 0 | 0 | 0 | 0 | 0 | 0
F9_Industrial_Industrial - WA_Existing_Space Heating_Natural Gas_HVAC - Energy Recovery Ventilator_A_Achievable Economic RVT Potential | F9 | Industrial | Industrial - WA | Existing | Space Heating | Natural Gas | HVAC - Energy Recovery Ventilator | A | Cumulative Winter Peak Savings (MW) | Achievable Economic RVT Potential | 0 | 0 | 0 | 0 | 0 | 0 | 0 | 0 | 0 | 0 | 0 | 0 | 0 | 0 | 0 | 0 | 0 | 0 | 0 | 0 | 0 | 0 | 0 | 0 | 0 | 0 | 0
F10_Industrial_Industrial - WA_Existing_Space Heating_Natural Gas_HVAC - Energy Recovery Ventilator_A_Achievable Economic RVT Potential | F10 | Industrial | Industrial - WA | Existing | Space Heating | Natural Gas | HVAC - Energy Recovery Ventilator | A | Purchases (Incremental) | Achievable Economic RVT Potential | 0 | 0 | 0 | 0 | 0 | 0 | 0 | 0 | 0 | 0 | 0 | 0 | 0 | 0 | 0 | 0 | 0 | 0 | 0 | 0 | 0 | 0 | 0 | 0 | 0 | 0 | 0
F11_Industrial_Industrial - WA_Existing_Space Heating_Natural Gas_HVAC - Energy Recovery Ventilator_A_Achievable Economic RVT Potential | F11 | Industrial | Industrial - WA | Existing | Space Heating | Natural Gas | HVAC - Energy Recovery Ventilator | A | Purchases (Cumulative) | Achievable Economic RVT Potential | 0 | 0 | 0 | 0 | 0 | 0 | 0 | 0 | 0 | 0 | 0 | 0 | 0 | 0 | 0 | 0 | 0 | 0 | 0 | 0 | 0 | 0 | 0 | 0 | 0 | 0 | 0
F1_Industrial_Industrial - WA_Existing_Space Heating_Natural Gas_Thermostat - Connected_A_Achievable Economic RVT Potential | F1 | Industrial | Industrial - WA | Existing | Space Heating | Natural Gas | Thermostat - Connected | A | Integrated Unit Energy Savings (kWh or therms) | Achievable Economic RVT Potential | 0 | 0 | 7346.8731 | 7332.918 | 7317.9609 | 7302.1459 | 7285.6053 | 7268.4612 | 7250.9617 | 7233.0762 | 7214.9001 | 7196.5212 | 7178.0204 | 7159.472 | 7140.9447 | 7122.5017 | 7104.2011 | 7086.0966 | 7068.2375 | 7051.6565 | 7036.2115 | 7022.0122 | 7008.9576 | 6996.9545 | 6985.9177 | 6975.7686 | 6966.4354
F2_Industrial_Industrial - WA_Existing_Space Heating_Natural Gas_Thermostat - Connected_A_Achievable Economic RVT Potential | F2 | Industrial | Industrial - WA | Existing | Space Heating | Natural Gas | Thermostat - Connected | A | Integrated Unit Summer Peak Savings (kW) | Achievable Economic RVT Potential | 0 | 0 | 0 | 0 | 0 | 0 | 0 | 0 | 0 | 0 | 0 | 0 | 0 | 0 | 0 | 0 | 0 | 0 | 0 | 0 | 0 | 0 | 0 | 0 | 0 | 0 | 0
F3_Industrial_Industrial - WA_Existing_Space Heating_Natural Gas_Thermostat - Connected_A_Achievable Economic RVT Potential | F3 | Industrial | Industrial - WA | Existing | Space Heating | Natural Gas | Thermostat - Connected | A | Integrated Unit Winter Peak Savings (kW) | Achievable Economic RVT Potential | 0 | 0 | 0 | 0 | 0 | 0 | 0 | 0 | 0 | 0 | 0 | 0 | 0 | 0 | 0 | 0 | 0 | 0 | 0 | 0 | 0 | 0 | 0 | 0 | 0 | 0 | 0
F4_Industrial_Industrial - WA_Existing_Space Heating_Natural Gas_Thermostat - Connected_A_Achievable Economic RVT Potential | F4 | Industrial | Industrial - WA | Existing | Space Heating | Natural Gas | Thermostat - Connected | A | Incremental Energy Savings (MWh or mTherms) | Achievable Economic RVT Potential | 0 | 0 | 0 | 0 | 0 | 0 | 0 | 0 | 0 | 0 | 0 | 0 | 0 | 0 | 0 | 0 | 0 | 0 | 0 | 0 | 0 | 0 | 0 | 0 | 0 | 0 | 0
F5_Industrial_Industrial - WA_Existing_Space Heating_Natural Gas_Thermostat - Connected_A_Achievable Economic RVT Potential | F5 | Industrial | Industrial - WA | Existing | Space Heating | Natural Gas | Thermostat - Connected | A | Incremental Summer Peak Savings (MW) | Achievable Economic RVT Potential | 0 | 0 | 0 | 0 | 0 | 0 | 0 | 0 | 0 | 0 | 0 | 0 | 0 | 0 | 0 | 0 | 0 | 0 | 0 | 0 | 0 | 0 | 0 | 0 | 0 | 0 | 0
F6_Industrial_Industrial - WA_Existing_Space Heating_Natural Gas_Thermostat - Connected_A_Achievable Economic RVT Potential | F6 | Industrial | Industrial - WA | Existing | Space Heating | Natural Gas | Thermostat - Connected | A | Incremental Winter Peak Savings (MW) | Achievable Economic RVT Potential | 0 | 0 | 0 | 0 | 0 | 0 | 0 | 0 | 0 | 0 | 0 | 0 | 0 | 0 | 0 | 0 | 0 | 0 | 0 | 0 | 0 | 0 | 0 | 0 | 0 | 0 | 0
F7_Industrial_Industrial - WA_Existing_Space Heating_Natural Gas_Thermostat - Connected_A_Achievable Economic RVT Potential | F7 | Industrial | Industrial - WA | Existing | Space Heating | Natural Gas | Thermostat - Connected | A | Cumulative Energy Savings (MWh or mTherms) | Achievable Economic RVT Potential | 0 | 0 | 0 | 0 | 0 | 0 | 0 | 0 | 0 | 0 | 0 | 0 | 0 | 0 | 0 | 0 | 0 | 0 | 0 | 0 | 0 | 0 | 0 | 0 | 0 | 0 | 0
F8_Industrial_Industrial - WA_Existing_Space Heating_Natural Gas_Thermostat - Connected_A_Achievable Economic RVT Potential | F8 | Industrial | Industrial - WA | Existing | Space Heating | Natural Gas | Thermostat - Connected | A | Cumulative Summer Peak Savings (MW) | Achievable Economic RVT Potential | 0 | 0 | 0 | 0 | 0 | 0 | 0 | 0 | 0 | 0 | 0 | 0 | 0 | 0 | 0 | 0 | 0 | 0 | 0 | 0 | 0 | 0 | 0 | 0 | 0 | 0 | 0
F9_Industrial_Industrial - WA_Existing_Space Heating_Natural Gas_Thermostat - Connected_A_Achievable Economic RVT Potential | F9 | Industrial | Industrial - WA | Existing | Space Heating | Natural Gas | Thermostat - Connected | A | Cumulative Winter Peak Savings (MW) | Achievable Economic RVT Potential | 0 | 0 | 0 | 0 | 0 | 0 | 0 | 0 | 0 | 0 | 0 | 0 | 0 | 0 | 0 | 0 | 0 | 0 | 0 | 0 | 0 | 0 | 0 | 0 | 0 | 0 | 0
F10_Industrial_Industrial - WA_Existing_Space Heating_Natural Gas_Thermostat - Connected_A_Achievable Economic RVT Potential | F10 | Industrial | Industrial - WA | Existing | Space Heating | Natural Gas | Thermostat - Connected | A | Purchases (Incremental) | Achievable Economic RVT Potential | 0 | 0 | 0 | 0 | 0 | 0 | 0 | 0 | 0 | 0 | 0 | 0 | 0 | 0 | 0 | 0 | 0 | 0 | 0 | 0 | 0 | 0 | 0 | 0 | 0 | 0 | 0
F11_Industrial_Industrial - WA_Existing_Space Heating_Natural Gas_Thermostat - Connected_A_Achievable Economic RVT Potential | F11 | Industrial | Industrial - WA | Existing | Space Heating | Natural Gas | Thermostat - Connected | A | Purchases (Cumulative) | Achievable Economic RVT Potential | 0 | 0 | 0 | 0 | 0 | 0 | 0 | 0 | 0 | 0 | 0 | 0 | 0 | 0 | 0 | 0 | 0 | 0 | 0 | 0 | 0 | 0 | 0 | 0 | 0 | 0 | 0
F1_Industrial_Industrial - WA_Existing_Space Heating_Natural Gas_Gas Boiler - Maintenance_A_Achievable Economic RVT Potential | F1 | Industrial | Industrial - WA | Existing | Space Heating | Natural Gas | Gas Boiler - Maintenance | A | Integrated Unit Energy Savings (kWh or therms) | Achievable Economic RVT Potential | 0 | 0 | 0.69159 | 0.68533 | 0.67882 | 0.67198 | 0.66472 | 0.65804 | 0.65095 | 0.64339 | 0.63538 | 0.62699 | 0.61844 | 0.60996 | 0.60164 | 0.59369 | 0.58632 | 0.58082 | 0.57602 | 0.57189 | 0.56834 | 0.56514 | 0.56287 | 0.56063 | 0.55842 | 0.55622 | 0.55403
F2_Industrial_Industrial - WA_Existing_Space Heating_Natural Gas_Gas Boiler - Maintenance_A_Achievable Economic RVT Potential | F2 | Industrial | Industrial - WA | Existing | Space Heating | Natural Gas | Gas Boiler - Maintenance | A | Integrated Unit Summer Peak Savings (kW) | Achievable Economic RVT Potential | 0 | 0 | 0 | 0 | 0 | 0 | 0 | 0 | 0 | 0 | 0 | 0 | 0 | 0 | 0 | 0 | 0 | 0 | 0 | 0 | 0 | 0 | 0 | 0 | 0 | 0 | 0
F3_Industrial_Industrial - WA_Existing_Space Heating_Natural Gas_Gas Boiler - Maintenance_A_Achievable Economic RVT Potential | F3 | Industrial | Industrial - WA | Existing | Space Heating | Natural Gas | Gas Boiler - Maintenance | A | Integrated Unit Winter Peak Savings (kW) | Achievable Economic RVT Potential | 0 | 0 | 0 | 0 | 0 | 0 | 0 | 0 | 0 | 0 | 0 | 0 | 0 | 0 | 0 | 0 | 0 | 0 | 0 | 0 | 0 | 0 | 0 | 0 | 0 | 0 | 0
F4_Industrial_Industrial - WA_Existing_Space Heating_Natural Gas_Gas Boiler - Maintenance_A_Achievable Economic RVT Potential | F4 | Industrial | Industrial - WA | Existing | Space Heating | Natural Gas | Gas Boiler - Maintenance | A | Incremental Energy Savings (MWh or mTherms) | Achievable Economic RVT Potential | 0 | 0 | 0 | 0 | 0 | 0 | 0 | 0 | 0 | 0 | 0 | 0 | 0 | 0 | 0 | 0 | 0 | 0 | 0 | 0 | 0 | 0 | 0 | 0 | 0 | 0 | 0
F5_Industrial_Industrial - WA_Existing_Space Heating_Natural Gas_Gas Boiler - Maintenance_A_Achievable Economic RVT Potential | F5 | Industrial | Industrial - WA | Existing | Space Heating | Natural Gas | Gas Boiler - Maintenance | A | Incremental Summer Peak Savings (MW) | Achievable Economic RVT Potential | 0 | 0 | 0 | 0 | 0 | 0 | 0 | 0 | 0 | 0 | 0 | 0 | 0 | 0 | 0 | 0 | 0 | 0 | 0 | 0 | 0 | 0 | 0 | 0 | 0 | 0 | 0
F6_Industrial_Industrial - WA_Existing_Space Heating_Natural Gas_Gas Boiler - Maintenance_A_Achievable Economic RVT Potential | F6 | Industrial | Industrial - WA | Existing | Space Heating | Natural Gas | Gas Boiler - Maintenance | A | Incremental Winter Peak Savings (MW) | Achievable Economic RVT Potential | 0 | 0 | 0 | 0 | 0 | 0 | 0 | 0 | 0 | 0 | 0 | 0 | 0 | 0 | 0 | 0 | 0 | 0 | 0 | 0 | 0 | 0 | 0 | 0 | 0 | 0 | 0
F7_Industrial_Industrial - WA_Existing_Space Heating_Natural Gas_Gas Boiler - Maintenance_A_Achievable Economic RVT Potential | F7 | Industrial | Industrial - WA | Existing | Space Heating | Natural Gas | Gas Boiler - Maintenance | A | Cumulative Energy Savings (MWh or mTherms) | Achievable Economic RVT Potential | 0 | 0 | 0 | 0 | 0 | 0 | 0 | 0 | 0 | 0 | 0 | 0 | 0 | 0 | 0 | 0 | 0 | 0 | 0 | 0 | 0 | 0 | 0 | 0 | 0 | 0 | 0
F8_Industrial_Industrial - WA_Existing_Space Heating_Natural Gas_Gas Boiler - Maintenance_A_Achievable Economic RVT Potential | F8 | Industrial | Industrial - WA | Existing | Space Heating | Natural Gas | Gas Boiler - Maintenance | A | Cumulative Summer Peak Savings (MW) | Achievable Economic RVT Potential | 0 | 0 | 0 | 0 | 0 | 0 | 0 | 0 | 0 | 0 | 0 | 0 | 0 | 0 | 0 | 0 | 0 | 0 | 0 | 0 | 0 | 0 | 0 | 0 | 0 | 0 | 0
F9_Industrial_Industrial - WA_Existing_Space Heating_Natural Gas_Gas Boiler - Maintenance_A_Achievable Economic RVT Potential | F9 | Industrial | Industrial - WA | Existing | Space Heating | Natural Gas | Gas Boiler - Maintenance | A | Cumulative Winter Peak Savings (MW) | Achievable Economic RVT Potential | 0 | 0 | 0 | 0 | 0 | 0 | 0 | 0 | 0 | 0 | 0 | 0 | 0 | 0 | 0 | 0 | 0 | 0 | 0 | 0 | 0 | 0 | 0 | 0 | 0 | 0 | 0
F10_Industrial_Industrial - WA_Existing_Space Heating_Natural Gas_Gas Boiler - Maintenance_A_Achievable Economic RVT Potential | F10 | Industrial | Industrial - WA | Existing | Space Heating | Natural Gas | Gas Boiler - Maintenance | A | Purchases (Incremental) | Achievable Economic RVT Potential | 0 | 0 | 0 | 0 | 0 | 0 | 0 | 0 | 0 | 0 | 0 | 0 | 0 | 0 | 0 | 0 | 0 | 0 | 0 | 0 | 0 | 0 | 0 | 0 | 0 | 0 | 0
F11_Industrial_Industrial - WA_Existing_Space Heating_Natural Gas_Gas Boiler - Maintenance_A_Achievable Economic RVT Potential | F11 | Industrial | Industrial - WA | Existing | Space Heating | Natural Gas | Gas Boiler - Maintenance | A | Purchases (Cumulative) | Achievable Economic RVT Potential | 0 | 0 | 0 | 0 | 0 | 0 | 0 | 0 | 0 | 0 | 0 | 0 | 0 | 0 | 0 | 0 | 0 | 0 | 0 | 0 | 0 | 0 | 0 | 0 | 0 | 0 | 0
F1_Industrial_Industrial - WA_Existing_Space Heating_Natural Gas_Gas Furnace - Maintenance_A_Achievable Economic RVT Potential | F1 | Industrial | Industrial - WA | Existing | Space Heating | Natural Gas | Gas Furnace - Maintenance | A | Integrated Unit Energy Savings (kWh or therms) | Achievable Economic RVT Potential | 0 | 0 | 0.69457 | 0.68866 | 0.68213 | 0.67499 | 0.66712 | 0.65956 | 0.65135 | 0.64245 | 0.63292 | 0.62286 | 0.61251 | 0.60211 | 0.59178 | 0.58175 | 0.57222 | 0.56447 | 0.55735 | 0.55107 | 0.5455 | 0.54045 | 0.53645 | 0.53262 | 0.52894 | 0.52541 | 0.522
F2_Industrial_Industrial - WA_Existing_Space Heating_Natural Gas_Gas Furnace - Maintenance_A_Achievable Economic RVT Potential | F2 | Industrial | Industrial - WA | Existing | Space Heating | Natural Gas | Gas Furnace - Maintenance | A | Integrated Unit Summer Peak Savings (kW) | Achievable Economic RVT Potential | 0 | 0 | 0 | 0 | 0 | 0 | 0 | 0 | 0 | 0 | 0 | 0 | 0 | 0 | 0 | 0 | 0 | 0 | 0 | 0 | 0 | 0 | 0 | 0 | 0 | 0 | 0
F3_Industrial_Industrial - WA_Existing_Space Heating_Natural Gas_Gas Furnace - Maintenance_A_Achievable Economic RVT Potential | F3 | Industrial | Industrial - WA | Existing | Space Heating | Natural Gas | Gas Furnace - Maintenance | A | Integrated Unit Winter Peak Savings (kW) | Achievable Economic RVT Potential | 0 | 0 | 0 | 0 | 0 | 0 | 0 | 0 | 0 | 0 | 0 | 0 | 0 | 0 | 0 | 0 | 0 | 0 | 0 | 0 | 0 | 0 | 0 | 0 | 0 | 0 | 0
F4_Industrial_Industrial - WA_Existing_Space Heating_Natural Gas_Gas Furnace - Maintenance_A_Achievable Economic RVT Potential | F4 | Industrial | Industrial - WA | Existing | Space Heating | Natural Gas | Gas Furnace - Maintenance | A | Incremental Energy Savings (MWh or mTherms) | Achievable Economic RVT Potential | 0 | 0 | 0 | 0 | 0 | 0 | 0 | 0 | 0 | 0 | 0 | 0 | 0 | 0 | 0 | 0 | 0 | 0 | 0 | 0 | 0 | 0 | 0 | 0 | 0 | 0 | 0
F5_Industrial_Industrial - WA_Existing_Space Heating_Natural Gas_Gas Furnace - Maintenance_A_Achievable Economic RVT Potential | F5 | Industrial | Industrial - WA | Existing | Space Heating | Natural Gas | Gas Furnace - Maintenance | A | Incremental Summer Peak Savings (MW) | Achievable Economic RVT Potential | 0 | 0 | 0 | 0 | 0 | 0 | 0 | 0 | 0 | 0 | 0 | 0 | 0 | 0 | 0 | 0 | 0 | 0 | 0 | 0 | 0 | 0 | 0 | 0 | 0 | 0 | 0
F6_Industrial_Industrial - WA_Existing_Space Heating_Natural Gas_Gas Furnace - Maintenance_A_Achievable Economic RVT Potential | F6 | Industrial | Industrial - WA | Existing | Space Heating | Natural Gas | Gas Furnace - Maintenance | A | Incremental Winter Peak Savings (MW) | Achievable Economic RVT Potential | 0 | 0 | 0 | 0 | 0 | 0 | 0 | 0 | 0 | 0 | 0 | 0 | 0 | 0 | 0 | 0 | 0 | 0 | 0 | 0 | 0 | 0 | 0 | 0 | 0 | 0 | 0
F7_Industrial_Industrial - WA_Existing_Space Heating_Natural Gas_Gas Furnace - Maintenance_A_Achievable Economic RVT Potential | F7 | Industrial | Industrial - WA | Existing | Space Heating | Natural Gas | Gas Furnace - Maintenance | A | Cumulative Energy Savings (MWh or mTherms) | Achievable Economic RVT Potential | 0 | 0 | 0 | 0 | 0 | 0 | 0 | 0 | 0 | 0 | 0 | 0 | 0 | 0 | 0 | 0 | 0 | 0 | 0 | 0 | 0 | 0 | 0 | 0 | 0 | 0 | 0
F8_Industrial_Industrial - WA_Existing_Space Heating_Natural Gas_Gas Furnace - Maintenance_A_Achievable Economic RVT Potential | F8 | Industrial | Industrial - WA | Existing | Space Heating | Natural Gas | Gas Furnace - Maintenance | A | Cumulative Summer Peak Savings (MW) | Achievable Economic RVT Potential | 0 | 0 | 0 | 0 | 0 | 0 | 0 | 0 | 0 | 0 | 0 | 0 | 0 | 0 | 0 | 0 | 0 | 0 | 0 | 0 | 0 | 0 | 0 | 0 | 0 | 0 | 0
F9_Industrial_Industrial - WA_Existing_Space Heating_Natural Gas_Gas Furnace - Maintenance_A_Achievable Economic RVT Potential | F9 | Industrial | Industrial - WA | Existing | Space Heating | Natural Gas | Gas Furnace - Maintenance | A | Cumulative Winter Peak Savings (MW) | Achievable Economic RVT Potential | 0 | 0 | 0 | 0 | 0 | 0 | 0 | 0 | 0 | 0 | 0 | 0 | 0 | 0 | 0 | 0 | 0 | 0 | 0 | 0 | 0 | 0 | 0 | 0 | 0 | 0 | 0
F10_Industrial_Industrial - WA_Existing_Space Heating_Natural Gas_Gas Furnace - Maintenance_A_Achievable Economic RVT Potential | F10 | Industrial | Industrial - WA | Existing | Space Heating | Natural Gas | Gas Furnace - Maintenance | A | Purchases (Incremental) | Achievable Economic RVT Potential | 0 | 0 | 0 | 0 | 0 | 0 | 0 | 0 | 0 | 0 | 0 | 0 | 0 | 0 | 0 | 0 | 0 | 0 | 0 | 0 | 0 | 0 | 0 | 0 | 0 | 0 | 0
F11_Industrial_Industrial - WA_Existing_Space Heating_Natural Gas_Gas Furnace - Maintenance_A_Achievable Economic RVT Potential | F11 | Industrial | Industrial - WA | Existing | Space Heating | Natural Gas | Gas Furnace - Maintenance | A | Purchases (Cumulative) | Achievable Economic RVT Potential | 0 | 0 | 0 | 0 | 0 | 0 | 0 | 0 | 0 | 0 | 0 | 0 | 0 | 0 | 0 | 0 | 0 | 0 | 0 | 0 | 0 | 0 | 0 | 0 | 0 | 0 | 0
F1_Industrial_Industrial - WA_Existing_Space Heating_Natural Gas_Gas Furnace - Tube Inserts_A_Achievable Economic RVT Potential | F1 | Industrial | Industrial - WA | Existing | Space Heating | Natural Gas | Gas Furnace - Tube Inserts | A | Integrated Unit Energy Savings (kWh or therms) | Achievable Economic RVT Potential | 0 | 0 | 0 | 0 | 0 | 0 | 0 | 0 | 0 | 0 | 0 | 0 | 0 | 0 | 0 | 0 | 0 | 0 | 0 | 0 | 0 | 0 | 0 | 0 | 0 | 0 | 0
F2_Industrial_Industrial - WA_Existing_Space Heating_Natural Gas_Gas Furnace - Tube Inserts_A_Achievable Economic RVT Potential | F2 | Industrial | Industrial - WA | Existing | Space Heating | Natural Gas | Gas Furnace - Tube Inserts | A | Integrated Unit Summer Peak Savings (kW) | Achievable Economic RVT Potential | 0 | 0 | 0 | 0 | 0 | 0 | 0 | 0 | 0 | 0 | 0 | 0 | 0 | 0 | 0 | 0 | 0 | 0 | 0 | 0 | 0 | 0 | 0 | 0 | 0 | 0 | 0
F3_Industrial_Industrial - WA_Existing_Space Heating_Natural Gas_Gas Furnace - Tube Inserts_A_Achievable Economic RVT Potential | F3 | Industrial | Industrial - WA | Existing | Space Heating | Natural Gas | Gas Furnace - Tube Inserts | A | Integrated Unit Winter Peak Savings (kW) | Achievable Economic RVT Potential | 0 | 0 | 0 | 0 | 0 | 0 | 0 | 0 | 0 | 0 | 0 | 0 | 0 | 0 | 0 | 0 | 0 | 0 | 0 | 0 | 0 | 0 | 0 | 0 | 0 | 0 | 0
F4_Industrial_Industrial - WA_Existing_Space Heating_Natural Gas_Gas Furnace - Tube Inserts_A_Achievable Economic RVT Potential | F4 | Industrial | Industrial - WA | Existing | Space Heating | Natural Gas | Gas Furnace - Tube Inserts | A | Incremental Energy Savings (MWh or mTherms) | Achievable Economic RVT Potential | 0 | 0 | 0 | 0 | 0 | 0 | 0 | 0 | 0 | 0 | 0 | 0 | 0 | 0 | 0 | 0 | 0 | 0 | 0 | 0 | 0 | 0 | 0 | 0 | 0 | 0 | 0
F5_Industrial_Industrial - WA_Existing_Space Heating_Natural Gas_Gas Furnace - Tube Inserts_A_Achievable Economic RVT Potential | F5 | Industrial | Industrial - WA | Existing | Space Heating | Natural Gas | Gas Furnace - Tube Inserts | A | Incremental Summer Peak Savings (MW) | Achievable Economic RVT Potential | 0 | 0 | 0 | 0 | 0 | 0 | 0 | 0 | 0 | 0 | 0 | 0 | 0 | 0 | 0 | 0 | 0 | 0 | 0 | 0 | 0 | 0 | 0 | 0 | 0 | 0 | 0
F6_Industrial_Industrial - WA_Existing_Space Heating_Natural Gas_Gas Furnace - Tube Inserts_A_Achievable Economic RVT Potential | F6 | Industrial | Industrial - WA | Existing | Space Heating | Natural Gas | Gas Furnace - Tube Inserts | A | Incremental Winter Peak Savings (MW) | Achievable Economic RVT Potential | 0 | 0 | 0 | 0 | 0 | 0 | 0 | 0 | 0 | 0 | 0 | 0 | 0 | 0 | 0 | 0 | 0 | 0 | 0 | 0 | 0 | 0 | 0 | 0 | 0 | 0 | 0
F7_Industrial_Industrial - WA_Existing_Space Heating_Natural Gas_Gas Furnace - Tube Inserts_A_Achievable Economic RVT Potential | F7 | Industrial | Industrial - WA | Existing | Space Heating | Natural Gas | Gas Furnace - Tube Inserts | A | Cumulative Energy Savings (MWh or mTherms) | Achievable Economic RVT Potential | 0 | 0 | 0 | 0 | 0 | 0 | 0 | 0 | 0 | 0 | 0 | 0 | 0 | 0 | 0 | 0 | 0 | 0 | 0 | 0 | 0 | 0 | 0 | 0 | 0 | 0 | 0
F8_Industrial_Industrial - WA_Existing_Space Heating_Natural Gas_Gas Furnace - Tube Inserts_A_Achievable Economic RVT Potential | F8 | Industrial | Industrial - WA | Existing | Space Heating | Natural Gas | Gas Furnace - Tube Inserts | A | Cumulative Summer Peak Savings (MW) | Achievable Economic RVT Potential | 0 | 0 | 0 | 0 | 0 | 0 | 0 | 0 | 0 | 0 | 0 | 0 | 0 | 0 | 0 | 0 | 0 | 0 | 0 | 0 | 0 | 0 | 0 | 0 | 0 | 0 | 0
F9_Industrial_Industrial - WA_Existing_Space Heating_Natural Gas_Gas Furnace - Tube Inserts_A_Achievable Economic RVT Potential | F9 | Industrial | Industrial - WA | Existing | Space Heating | Natural Gas | Gas Furnace - Tube Inserts | A | Cumulative Winter Peak Savings (MW) | Achievable Economic RVT Potential | 0 | 0 | 0 | 0 | 0 | 0 | 0 | 0 | 0 | 0 | 0 | 0 | 0 | 0 | 0 | 0 | 0 | 0 | 0 | 0 | 0 | 0 | 0 | 0 | 0 | 0 | 0
F10_Industrial_Industrial - WA_Existing_Space Heating_Natural Gas_Gas Furnace - Tube Inserts_A_Achievable Economic RVT Potential | F10 | Industrial | Industrial - WA | Existing | Space Heating | Natural Gas | Gas Furnace - Tube Inserts | A | Purchases (Incremental) | Achievable Economic RVT Potential | 0 | 0 | 0 | 0 | 0 | 0 | 0 | 0 | 0 | 0 | 0 | 0 | 0 | 0 | 0 | 0 | 0 | 0 | 0 | 0 | 0 | 0 | 0 | 0 | 0 | 0 | 0
F11_Industrial_Industrial - WA_Existing_Space Heating_Natural Gas_Gas Furnace - Tube Inserts_A_Achievable Economic RVT Potential | F11 | Industrial | Industrial - WA | Existing | Space Heating | Natural Gas | Gas Furnace - Tube Inserts | A | Purchases (Cumulative) | Achievable Economic RVT Potential | 0 | 0 | 0 | 0 | 0 | 0 | 0 | 0 | 0 | 0 | 0 | 0 | 0 | 0 | 0 | 0 | 0 | 0 | 0 | 0 | 0 | 0 | 0 | 0 | 0 | 0 | 0
F1_Industrial_Industrial - WA_Existing_Space Heating_Natural Gas_Gas Boiler - Burner Control Optimization_A_Achievable Economic RVT Potential | F1 | Industrial | Industrial - WA | Existing | Space Heating | Natural Gas | Gas Boiler - Burner Control Optimization | A | Integrated Unit Energy Savings (kWh or therms) | Achievable Economic RVT Potential | 0 | 0 | 0.33495 | 0.33267 | 0.33036 | 0.32803 | 0.32567 | 0.32381 | 0.32195 | 0.32011 | 0.3183 | 0.31654 | 0.31484 | 0.31322 | 0.31166 | 0.31016 | 0.3087 | 0.30792 | 0.30718 | 0.30646 | 0.30578 | 0.30512 | 0.30448 | 0.30387 | 0.30328 | 0.3027 | 0.30214
F2_Industrial_Industrial - WA_Existing_Space Heating_Natural Gas_Gas Boiler - Burner Control Optimization_A_Achievable Economic RVT Potential | F2 | Industrial | Industrial - WA | Existing | Space Heating | Natural Gas | Gas Boiler - Burner Control Optimization | A | Integrated Unit Summer Peak Savings (kW) | Achievable Economic RVT Potential | 0 | 0 | 0 | 0 | 0 | 0 | 0 | 0 | 0 | 0 | 0 | 0 | 0 | 0 | 0 | 0 | 0 | 0 | 0 | 0 | 0 | 0 | 0 | 0 | 0 | 0 | 0
F3_Industrial_Industrial - WA_Existing_Space Heating_Natural Gas_Gas Boiler - Burner Control Optimization_A_Achievable Economic RVT Potential | F3 | Industrial | Industrial - WA | Existing | Space Heating | Natural Gas | Gas Boiler - Burner Control Optimization | A | Integrated Unit Winter Peak Savings (kW) | Achievable Economic RVT Potential | 0 | 0 | 0 | 0 | 0 | 0 | 0 | 0 | 0 | 0 | 0 | 0 | 0 | 0 | 0 | 0 | 0 | 0 | 0 | 0 | 0 | 0 | 0 | 0 | 0 | 0 | 0
F4_Industrial_Industrial - WA_Existing_Space Heating_Natural Gas_Gas Boiler - Burner Control Optimization_A_Achievable Economic RVT Potential | F4 | Industrial | Industrial - WA | Existing | Space Heating | Natural Gas | Gas Boiler - Burner Control Optimization | A | Incremental Energy Savings (MWh or mTherms) | Achievable Economic RVT Potential | 0 | 0 | 0 | 0 | 0 | 0 | 0 | 0 | 0 | 0 | 0 | 0 | 0 | 0 | 0 | 0 | 0 | 0 | 0 | 0 | 0 | 0 | 0 | 0 | 0 | 0 | 0
F5_Industrial_Industrial - WA_Existing_Space Heating_Natural Gas_Gas Boiler - Burner Control Optimization_A_Achievable Economic RVT Potential | F5 | Industrial | Industrial - WA | Existing | Space Heating | Natural Gas | Gas Boiler - Burner Control Optimization | A | Incremental Summer Peak Savings (MW) | Achievable Economic RVT Potential | 0 | 0 | 0 | 0 | 0 | 0 | 0 | 0 | 0 | 0 | 0 | 0 | 0 | 0 | 0 | 0 | 0 | 0 | 0 | 0 | 0 | 0 | 0 | 0 | 0 | 0 | 0
F6_Industrial_Industrial - WA_Existing_Space Heating_Natural Gas_Gas Boiler - Burner Control Optimization_A_Achievable Economic RVT Potential | F6 | Industrial | Industrial - WA | Existing | Space Heating | Natural Gas | Gas Boiler - Burner Control Optimization | A | Incremental Winter Peak Savings (MW) | Achievable Economic RVT Potential | 0 | 0 | 0 | 0 | 0 | 0 | 0 | 0 | 0 | 0 | 0 | 0 | 0 | 0 | 0 | 0 | 0 | 0 | 0 | 0 | 0 | 0 | 0 | 0 | 0 | 0 | 0
F7_Industrial_Industrial - WA_Existing_Space Heating_Natural Gas_Gas Boiler - Burner Control Optimization_A_Achievable Economic RVT Potential | F7 | Industrial | Industrial - WA | Existing | Space Heating | Natural Gas | Gas Boiler - Burner Control Optimization | A | Cumulative Energy Savings (MWh or mTherms) | Achievable Economic RVT Potential | 0 | 0 | 0 | 0 | 0 | 0 | 0 | 0 | 0 | 0 | 0 | 0 | 0 | 0 | 0 | 0 | 0 | 0 | 0 | 0 | 0 | 0 | 0 | 0 | 0 | 0 | 0
F8_Industrial_Industrial - WA_Existing_Space Heating_Natural Gas_Gas Boiler - Burner Control Optimization_A_Achievable Economic RVT Potential | F8 | Industrial | Industrial - WA | Existing | Space Heating | Natural Gas | Gas Boiler - Burner Control Optimization | A | Cumulative Summer Peak Savings (MW) | Achievable Economic RVT Potential | 0 | 0 | 0 | 0 | 0 | 0 | 0 | 0 | 0 | 0 | 0 | 0 | 0 | 0 | 0 | 0 | 0 | 0 | 0 | 0 | 0 | 0 | 0 | 0 | 0 | 0 | 0
F9_Industrial_Industrial - WA_Existing_Space Heating_Natural Gas_Gas Boiler - Burner Control Optimization_A_Achievable Economic RVT Potential | F9 | Industrial | Industrial - WA | Existing | Space Heating | Natural Gas | Gas Boiler - Burner Control Optimization | A | Cumulative Winter Peak Savings (MW) | Achievable Economic RVT Potential | 0 | 0 | 0 | 0 | 0 | 0 | 0 | 0 | 0 | 0 | 0 | 0 | 0 | 0 | 0 | 0 | 0 | 0 | 0 | 0 | 0 | 0 | 0 | 0 | 0 | 0 | 0
F10_Industrial_Industrial - WA_Existing_Space Heating_Natural Gas_Gas Boiler - Burner Control Optimization_A_Achievable Economic RVT Potential | F10 | Industrial | Industrial - WA | Existing | Space Heating | Natural Gas | Gas Boiler - Burner Control Optimization | A | Purchases (Incremental) | Achievable Economic RVT Potential | 0 | 0 | 0 | 0 | 0 | 0 | 0 | 0 | 0 | 0 | 0 | 0 | 0 | 0 | 0 | 0 | 0 | 0 | 0 | 0 | 0 | 0 | 0 | 0 | 0 | 0 | 0
F11_Industrial_Industrial - WA_Existing_Space Heating_Natural Gas_Gas Boiler - Burner Control Optimization_A_Achievable Economic RVT Potential | F11 | Industrial | Industrial - WA | Existing | Space Heating | Natural Gas | Gas Boiler - Burner Control Optimization | A | Purchases (Cumulative) | Achievable Economic RVT Potential | 0 | 0 | 0 | 0 | 0 | 0 | 0 | 0 | 0 | 0 | 0 | 0 | 0 | 0 | 0 | 0 | 0 | 0 | 0 | 0 | 0 | 0 | 0 | 0 | 0 | 0 | 0
F1_Industrial_Industrial - WA_Existing_Space Heating_Natural Gas_Gas Boiler - High Turndown Burner_A_Achievable Economic RVT Potential | F1 | Industrial | Industrial - WA | Existing | Space Heating | Natural Gas | Gas Boiler - High Turndown Burner | A | Integrated Unit Energy Savings (kWh or therms) | Achievable Economic RVT Potential | 0 | 0 | 1.1554 | 1.148 | 1.1404 | 1.1328 | 1.1251 | 1.119 | 1.113 | 1.1069 | 1.1008 | 1.095 | 1.0893 | 1.0838 | 1.0786 | 1.0735 | 1.0686 | 1.0659 | 1.0635 | 1.0611 | 1.0588 | 1.0566 | 1.0545 | 1.0524 | 1.0505 | 1.0485 | 1.0467
F2_Industrial_Industrial - WA_Existing_Space Heating_Natural Gas_Gas Boiler - High Turndown Burner_A_Achievable Economic RVT Potential | F2 | Industrial | Industrial - WA | Existing | Space Heating | Natural Gas | Gas Boiler - High Turndown Burner | A | Integrated Unit Summer Peak Savings (kW) | Achievable Economic RVT Potential | 0 | 0 | 0 | 0 | 0 | 0 | 0 | 0 | 0 | 0 | 0 | 0 | 0 | 0 | 0 | 0 | 0 | 0 | 0 | 0 | 0 | 0 | 0 | 0 | 0 | 0 | 0
F3_Industrial_Industrial - WA_Existing_Space Heating_Natural Gas_Gas Boiler - High Turndown Burner_A_Achievable Economic RVT Potential | F3 | Industrial | Industrial - WA | Existing | Space Heating | Natural Gas | Gas Boiler - High Turndown Burner | A | Integrated Unit Winter Peak Savings (kW) | Achievable Economic RVT Potential | 0 | 0 | 0 | 0 | 0 | 0 | 0 | 0 | 0 | 0 | 0 | 0 | 0 | 0 | 0 | 0 | 0 | 0 | 0 | 0 | 0 | 0 | 0 | 0 | 0 | 0 | 0
F4_Industrial_Industrial - WA_Existing_Space Heating_Natural Gas_Gas Boiler - High Turndown Burner_A_Achievable Economic RVT Potential | F4 | Industrial | Industrial - WA | Existing | Space Heating | Natural Gas | Gas Boiler - High Turndown Burner | A | Incremental Energy Savings (MWh or mTherms) | Achievable Economic RVT Potential | 0 | 0 | 0 | 0 | 0 | 0 | 0 | 0 | 0 | 0 | 0 | 0 | 0 | 0 | 0 | 0 | 0 | 0 | 0 | 0 | 0 | 0 | 0 | 0 | 0 | 0 | 0
F5_Industrial_Industrial - WA_Existing_Space Heating_Natural Gas_Gas Boiler - High Turndown Burner_A_Achievable Economic RVT Potential | F5 | Industrial | Industrial - WA | Existing | Space Heating | Natural Gas | Gas Boiler - High Turndown Burner | A | Incremental Summer Peak Savings (MW) | Achievable Economic RVT Potential | 0 | 0 | 0 | 0 | 0 | 0 | 0 | 0 | 0 | 0 | 0 | 0 | 0 | 0 | 0 | 0 | 0 | 0 | 0 | 0 | 0 | 0 | 0 | 0 | 0 | 0 | 0
F6_Industrial_Industrial - WA_Existing_Space Heating_Natural Gas_Gas Boiler - High Turndown Burner_A_Achievable Economic RVT Potential | F6 | Industrial | Industrial - WA | Existing | Space Heating | Natural Gas | Gas Boiler - High Turndown Burner | A | Incremental Winter Peak Savings (MW) | Achievable Economic RVT Potential | 0 | 0 | 0 | 0 | 0 | 0 | 0 | 0 | 0 | 0 | 0 | 0 | 0 | 0 | 0 | 0 | 0 | 0 | 0 | 0 | 0 | 0 | 0 | 0 | 0 | 0 | 0
F7_Industrial_Industrial - WA_Existing_Space Heating_Natural Gas_Gas Boiler - High Turndown Burner_A_Achievable Economic RVT Potential | F7 | Industrial | Industrial - WA | Existing | Space Heating | Natural Gas | Gas Boiler - High Turndown Burner | A | Cumulative Energy Savings (MWh or mTherms) | Achievable Economic RVT Potential | 0 | 0 | 0 | 0 | 0 | 0 | 0 | 0 | 0 | 0 | 0 | 0 | 0 | 0 | 0 | 0 | 0 | 0 | 0 | 0 | 0 | 0 | 0 | 0 | 0 | 0 | 0
F8_Industrial_Industrial - WA_Existing_Space Heating_Natural Gas_Gas Boiler - High Turndown Burner_A_Achievable Economic RVT Potential | F8 | Industrial | Industrial - WA | Existing | Space Heating | Natural Gas | Gas Boiler - High Turndown Burner | A | Cumulative Summer Peak Savings (MW) | Achievable Economic RVT Potential | 0 | 0 | 0 | 0 | 0 | 0 | 0 | 0 | 0 | 0 | 0 | 0 | 0 | 0 | 0 | 0 | 0 | 0 | 0 | 0 | 0 | 0 | 0 | 0 | 0 | 0 | 0
F9_Industrial_Industrial - WA_Existing_Space Heating_Natural Gas_Gas Boiler - High Turndown Burner_A_Achievable Economic RVT Potential | F9 | Industrial | Industrial - WA | Existing | Space Heating | Natural Gas | Gas Boiler - High Turndown Burner | A | Cumulative Winter Peak Savings (MW) | Achievable Economic RVT Potential | 0 | 0 | 0 | 0 | 0 | 0 | 0 | 0 | 0 | 0 | 0 | 0 | 0 | 0 | 0 | 0 | 0 | 0 | 0 | 0 | 0 | 0 | 0 | 0 | 0 | 0 | 0
F10_Industrial_Industrial - WA_Existing_Space Heating_Natural Gas_Gas Boiler - High Turndown Burner_A_Achievable Economic RVT Potential | F10 | Industrial | Industrial - WA | Existing | Space Heating | Natural Gas | Gas Boiler - High Turndown Burner | A | Purchases (Incremental) | Achievable Economic RVT Potential | 0 | 0 | 0 | 0 | 0 | 0 | 0 | 0 | 0 | 0 | 0 | 0 | 0 | 0 | 0 | 0 | 0 | 0 | 0 | 0 | 0 | 0 | 0 | 0 | 0 | 0 | 0
F11_Industrial_Industrial - WA_Existing_Space Heating_Natural Gas_Gas Boiler - High Turndown Burner_A_Achievable Economic RVT Potential | F11 | Industrial | Industrial - WA | Existing | Space Heating | Natural Gas | Gas Boiler - High Turndown Burner | A | Purchases (Cumulative) | Achievable Economic RVT Potential | 0 | 0 | 0 | 0 | 0 | 0 | 0 | 0 | 0 | 0 | 0 | 0 | 0 | 0 | 0 | 0 | 0 | 0 | 0 | 0 | 0 | 0 | 0 | 0 | 0 | 0 | 0
F1_Industrial_Industrial - WA_Existing_Space Heating_Natural Gas_Gas Boiler - Hot Water Reset_A_Achievable Economic RVT Potential | F1 | Industrial | Industrial - WA | Existing | Space Heating | Natural Gas | Gas Boiler - Hot Water Reset | A | Integrated Unit Energy Savings (kWh or therms) | Achievable Economic RVT Potential | 0 | 0 | 1233.1875 | 1226.0859 | 1218.9923 | 1211.9097 | 1204.8399 | 1199.6578 | 1194.5295 | 1189.4339 | 1184.3738 | 1179.3536 | 1174.3867 | 1169.4833 | 1164.6589 | 1159.9308 | 1155.3155 | 1152.7632 | 1150.3713 | 1148.0857 | 1145.9076 | 1143.8382 | 1141.866 | 1139.9805 | 1138.1722 | 1136.4324 | 1134.7533
F2_Industrial_Industrial - WA_Existing_Space Heating_Natural Gas_Gas Boiler - Hot Water Reset_A_Achievable Economic RVT Potential | F2 | Industrial | Industrial - WA | Existing | Space Heating | Natural Gas | Gas Boiler - Hot Water Reset | A | Integrated Unit Summer Peak Savings (kW) | Achievable Economic RVT Potential | 0 | 0 | 0 | 0 | 0 | 0 | 0 | 0 | 0 | 0 | 0 | 0 | 0 | 0 | 0 | 0 | 0 | 0 | 0 | 0 | 0 | 0 | 0 | 0 | 0 | 0 | 0
F3_Industrial_Industrial - WA_Existing_Space Heating_Natural Gas_Gas Boiler - Hot Water Reset_A_Achievable Economic RVT Potential | F3 | Industrial | Industrial - WA | Existing | Space Heating | Natural Gas | Gas Boiler - Hot Water Reset | A | Integrated Unit Winter Peak Savings (kW) | Achievable Economic RVT Potential | 0 | 0 | 0 | 0 | 0 | 0 | 0 | 0 | 0 | 0 | 0 | 0 | 0 | 0 | 0 | 0 | 0 | 0 | 0 | 0 | 0 | 0 | 0 | 0 | 0 | 0 | 0
F4_Industrial_Industrial - WA_Existing_Space Heating_Natural Gas_Gas Boiler - Hot Water Reset_A_Achievable Economic RVT Potential | F4 | Industrial | Industrial - WA | Existing | Space Heating | Natural Gas | Gas Boiler - Hot Water Reset | A | Incremental Energy Savings (MWh or mTherms) | Achievable Economic RVT Potential | 0 | 0 | 0 | 0 | 0 | 0 | 0 | 0 | 0 | 0 | 0 | 0 | 0 | 0 | 0 | 0 | 0 | 0 | 0 | 0 | 0 | 0 | 0 | 0 | 0 | 0 | 0
F5_Industrial_Industrial - WA_Existing_Space Heating_Natural Gas_Gas Boiler - Hot Water Reset_A_Achievable Economic RVT Potential | F5 | Industrial | Industrial - WA | Existing | Space Heating | Natural Gas | Gas Boiler - Hot Water Reset | A | Incremental Summer Peak Savings (MW) | Achievable Economic RVT Potential | 0 | 0 | 0 | 0 | 0 | 0 | 0 | 0 | 0 | 0 | 0 | 0 | 0 | 0 | 0 | 0 | 0 | 0 | 0 | 0 | 0 | 0 | 0 | 0 | 0 | 0 | 0
F6_Industrial_Industrial - WA_Existing_Space Heating_Natural Gas_Gas Boiler - Hot Water Reset_A_Achievable Economic RVT Potential | F6 | Industrial | Industrial - WA | Existing | Space Heating | Natural Gas | Gas Boiler - Hot Water Reset | A | Incremental Winter Peak Savings (MW) | Achievable Economic RVT Potential | 0 | 0 | 0 | 0 | 0 | 0 | 0 | 0 | 0 | 0 | 0 | 0 | 0 | 0 | 0 | 0 | 0 | 0 | 0 | 0 | 0 | 0 | 0 | 0 | 0 | 0 | 0
F7_Industrial_Industrial - WA_Existing_Space Heating_Natural Gas_Gas Boiler - Hot Water Reset_A_Achievable Economic RVT Potential | F7 | Industrial | Industrial - WA | Existing | Space Heating | Natural Gas | Gas Boiler - Hot Water Reset | A | Cumulative Energy Savings (MWh or mTherms) | Achievable Economic RVT Potential | 0 | 0 | 0 | 0 | 0 | 0 | 0 | 0 | 0 | 0 | 0 | 0 | 0 | 0 | 0 | 0 | 0 | 0 | 0 | 0 | 0 | 0 | 0 | 0 | 0 | 0 | 0
F8_Industrial_Industrial - WA_Existing_Space Heating_Natural Gas_Gas Boiler - Hot Water Reset_A_Achievable Economic RVT Potential | F8 | Industrial | Industrial - WA | Existing | Space Heating | Natural Gas | Gas Boiler - Hot Water Reset | A | Cumulative Summer Peak Savings (MW) | Achievable Economic RVT Potential | 0 | 0 | 0 | 0 | 0 | 0 | 0 | 0 | 0 | 0 | 0 | 0 | 0 | 0 | 0 | 0 | 0 | 0 | 0 | 0 | 0 | 0 | 0 | 0 | 0 | 0 | 0
F9_Industrial_Industrial - WA_Existing_Space Heating_Natural Gas_Gas Boiler - Hot Water Reset_A_Achievable Economic RVT Potential | F9 | Industrial | Industrial - WA | Existing | Space Heating | Natural Gas | Gas Boiler - Hot Water Reset | A | Cumulative Winter Peak Savings (MW) | Achievable Economic RVT Potential | 0 | 0 | 0 | 0 | 0 | 0 | 0 | 0 | 0 | 0 | 0 | 0 | 0 | 0 | 0 | 0 | 0 | 0 | 0 | 0 | 0 | 0 | 0 | 0 | 0 | 0 | 0
F10_Industrial_Industrial - WA_Existing_Space Heating_Natural Gas_Gas Boiler - Hot Water Reset_A_Achievable Economic RVT Potential | F10 | Industrial | Industrial - WA | Existing | Space Heating | Natural Gas | Gas Boiler - Hot Water Reset | A | Purchases (Incremental) | Achievable Economic RVT Potential | 0 | 0 | 0 | 0 | 0 | 0 | 0 | 0 | 0 | 0 | 0 | 0 | 0 | 0 | 0 | 0 | 0 | 0 | 0 | 0 | 0 | 0 | 0 | 0 | 0 | 0 | 0
F11_Industrial_Industrial - WA_Existing_Space Heating_Natural Gas_Gas Boiler - Hot Water Reset_A_Achievable Economic RVT Potential | F11 | Industrial | Industrial - WA | Existing | Space Heating | Natural Gas | Gas Boiler - Hot Water Reset | A | Purchases (Cumulative) | Achievable Economic RVT Potential | 0 | 0 | 0 | 0 | 0 | 0 | 0 | 0 | 0 | 0 | 0 | 0 | 0 | 0 | 0 | 0 | 0 | 0 | 0 | 0 | 0 | 0 | 0 | 0 | 0 | 0 | 0
F1_Industrial_Industrial - WA_Existing_Space Heating_Natural Gas_Gas Boiler - Insulate Hot Water Lines_A_Achievable Economic RVT Potential | F1 | Industrial | Industrial - WA | Existing | Space Heating | Natural Gas | Gas Boiler - Insulate Hot Water Lines | A | Integrated Unit Energy Savings (kWh or therms) | Achievable Economic RVT Potential | 0 | 0 | 5.2116 | 5.1749 | 5.1368 | 5.0969 | 5.0548 | 5.018 | 4.9786 | 4.9366 | 4.8922 | 4.846 | 4.7988 | 4.7516 | 4.7055 | 4.6615 | 4.6205 | 4.5922 | 4.5676 | 4.5464 | 4.5283 | 4.5121 | 4.4988 | 4.4857 | 4.4728 | 4.4602 | 4.4477
F2_Industrial_Industrial - WA_Existing_Space Heating_Natural Gas_Gas Boiler - Insulate Hot Water Lines_A_Achievable Economic RVT Potential | F2 | Industrial | Industrial - WA | Existing | Space Heating | Natural Gas | Gas Boiler - Insulate Hot Water Lines | A | Integrated Unit Summer Peak Savings (kW) | Achievable Economic RVT Potential | 0 | 0 | 0 | 0 | 0 | 0 | 0 | 0 | 0 | 0 | 0 | 0 | 0 | 0 | 0 | 0 | 0 | 0 | 0 | 0 | 0 | 0 | 0 | 0 | 0 | 0 | 0
F3_Industrial_Industrial - WA_Existing_Space Heating_Natural Gas_Gas Boiler - Insulate Hot Water Lines_A_Achievable Economic RVT Potential | F3 | Industrial | Industrial - WA | Existing | Space Heating | Natural Gas | Gas Boiler - Insulate Hot Water Lines | A | Integrated Unit Winter Peak Savings (kW) | Achievable Economic RVT Potential | 0 | 0 | 0 | 0 | 0 | 0 | 0 | 0 | 0 | 0 | 0 | 0 | 0 | 0 | 0 | 0 | 0 | 0 | 0 | 0 | 0 | 0 | 0 | 0 | 0 | 0 | 0
F4_Industrial_Industrial - WA_Existing_Space Heating_Natural Gas_Gas Boiler - Insulate Hot Water Lines_A_Achievable Economic RVT Potential | F4 | Industrial | Industrial - WA | Existing | Space Heating | Natural Gas | Gas Boiler - Insulate Hot Water Lines | A | Incremental Energy Savings (MWh or mTherms) | Achievable Economic RVT Potential | 0 | 0 | 0 | 0 | 0 | 0 | 0 | 0 | 0 | 0 | 0 | 0 | 0 | 0 | 0 | 0 | 0 | 0 | 0 | 0 | 0 | 0 | 0 | 0 | 0 | 0 | 0
F5_Industrial_Industrial - WA_Existing_Space Heating_Natural Gas_Gas Boiler - Insulate Hot Water Lines_A_Achievable Economic RVT Potential | F5 | Industrial | Industrial - WA | Existing | Space Heating | Natural Gas | Gas Boiler - Insulate Hot Water Lines | A | Incremental Summer Peak Savings (MW) | Achievable Economic RVT Potential | 0 | 0 | 0 | 0 | 0 | 0 | 0 | 0 | 0 | 0 | 0 | 0 | 0 | 0 | 0 | 0 | 0 | 0 | 0 | 0 | 0 | 0 | 0 | 0 | 0 | 0 | 0
F6_Industrial_Industrial - WA_Existing_Space Heating_Natural Gas_Gas Boiler - Insulate Hot Water Lines_A_Achievable Economic RVT Potential | F6 | Industrial | Industrial - WA | Existing | Space Heating | Natural Gas | Gas Boiler - Insulate Hot Water Lines | A | Incremental Winter Peak Savings (MW) | Achievable Economic RVT Potential | 0 | 0 | 0 | 0 | 0 | 0 | 0 | 0 | 0 | 0 | 0 | 0 | 0 | 0 | 0 | 0 | 0 | 0 | 0 | 0 | 0 | 0 | 0 | 0 | 0 | 0 | 0
F7_Industrial_Industrial - WA_Existing_Space Heating_Natural Gas_Gas Boiler - Insulate Hot Water Lines_A_Achievable Economic RVT Potential | F7 | Industrial | Industrial - WA | Existing | Space Heating | Natural Gas | Gas Boiler - Insulate Hot Water Lines | A | Cumulative Energy Savings (MWh or mTherms) | Achievable Economic RVT Potential | 0 | 0 | 0 | 0 | 0 | 0 | 0 | 0 | 0 | 0 | 0 | 0 | 0 | 0 | 0 | 0 | 0 | 0 | 0 | 0 | 0 | 0 | 0 | 0 | 0 | 0 | 0
F8_Industrial_Industrial - WA_Existing_Space Heating_Natural Gas_Gas Boiler - Insulate Hot Water Lines_A_Achievable Economic RVT Potential | F8 | Industrial | Industrial - WA | Existing | Space Heating | Natural Gas | Gas Boiler - Insulate Hot Water Lines | A | Cumulative Summer Peak Savings (MW) | Achievable Economic RVT Potential | 0 | 0 | 0 | 0 | 0 | 0 | 0 | 0 | 0 | 0 | 0 | 0 | 0 | 0 | 0 | 0 | 0 | 0 | 0 | 0 | 0 | 0 | 0 | 0 | 0 | 0 | 0
F9_Industrial_Industrial - WA_Existing_Space Heating_Natural Gas_Gas Boiler - Insulate Hot Water Lines_A_Achievable Economic RVT Potential | F9 | Industrial | Industrial - WA | Existing | Space Heating | Natural Gas | Gas Boiler - Insulate Hot Water Lines | A | Cumulative Winter Peak Savings (MW) | Achievable Economic RVT Potential | 0 | 0 | 0 | 0 | 0 | 0 | 0 | 0 | 0 | 0 | 0 | 0 | 0 | 0 | 0 | 0 | 0 | 0 | 0 | 0 | 0 | 0 | 0 | 0 | 0 | 0 | 0
F10_Industrial_Industrial - WA_Existing_Space Heating_Natural Gas_Gas Boiler - Insulate Hot Water Lines_A_Achievable Economic RVT Potential | F10 | Industrial | Industrial - WA | Existing | Space Heating | Natural Gas | Gas Boiler - Insulate Hot Water Lines | A | Purchases (Incremental) | Achievable Economic RVT Potential | 0 | 0 | 0 | 0 | 0 | 0 | 0 | 0 | 0 | 0 | 0 | 0 | 0 | 0 | 0 | 0 | 0 | 0 | 0 | 0 | 0 | 0 | 0 | 0 | 0 | 0 | 0
F11_Industrial_Industrial - WA_Existing_Space Heating_Natural Gas_Gas Boiler - Insulate Hot Water Lines_A_Achievable Economic RVT Potential | F11 | Industrial | Industrial - WA | Existing | Space Heating | Natural Gas | Gas Boiler - Insulate Hot Water Lines | A | Purchases (Cumulative) | Achievable Economic RVT Potential | 0 | 0 | 0 | 0 | 0 | 0 | 0 | 0 | 0 | 0 | 0 | 0 | 0 | 0 | 0 | 0 | 0 | 0 | 0 | 0 | 0 | 0 | 0 | 0 | 0 | 0 | 0
F1_Industrial_Industrial - WA_Existing_Space Heating_Natural Gas_Gas Boiler - Insulate Steam Lines/Condensate Tank_A_Achievable Economic RVT Potential | F1 | Industrial | Industrial - WA | Existing | Space Heating | Natural Gas | Gas Boiler - Insulate Steam Lines/Condensate Tank | A | Integrated Unit Energy Savings (kWh or therms) | Achievable Economic RVT Potential | 0 | 0 | 7.7911 | 7.7434 | 7.695 | 7.6461 | 7.5968 | 7.5585 | 7.52 | 7.4815 | 7.4435 | 7.4065 | 7.3708 | 7.3367 | 7.304 | 7.2726 | 7.2424 | 7.2252 | 7.209 | 7.1935 | 7.1787 | 7.1646 | 7.1511 | 7.1381 | 7.1255 | 7.1134 | 7.1017
F2_Industrial_Industrial - WA_Existing_Space Heating_Natural Gas_Gas Boiler - Insulate Steam Lines/Condensate Tank_A_Achievable Economic RVT Potential | F2 | Industrial | Industrial - WA | Existing | Space Heating | Natural Gas | Gas Boiler - Insulate Steam Lines/Condensate Tank | A | Integrated Unit Summer Peak Savings (kW) | Achievable Economic RVT Potential | 0 | 0 | 0 | 0 | 0 | 0 | 0 | 0 | 0 | 0 | 0 | 0 | 0 | 0 | 0 | 0 | 0 | 0 | 0 | 0 | 0 | 0 | 0 | 0 | 0 | 0 | 0
F3_Industrial_Industrial - WA_Existing_Space Heating_Natural Gas_Gas Boiler - Insulate Steam Lines/Condensate Tank_A_Achievable Economic RVT Potential | F3 | Industrial | Industrial - WA | Existing | Space Heating | Natural Gas | Gas Boiler - Insulate Steam Lines/Condensate Tank | A | Integrated Unit Winter Peak Savings (kW) | Achievable Economic RVT Potential | 0 | 0 | 0 | 0 | 0 | 0 | 0 | 0 | 0 | 0 | 0 | 0 | 0 | 0 | 0 | 0 | 0 | 0 | 0 | 0 | 0 | 0 | 0 | 0 | 0 | 0 | 0
F4_Industrial_Industrial - WA_Existing_Space Heating_Natural Gas_Gas Boiler - Insulate Steam Lines/Condensate Tank_A_Achievable Economic RVT Potential | F4 | Industrial | Industrial - WA | Existing | Space Heating | Natural Gas | Gas Boiler - Insulate Steam Lines/Condensate Tank | A | Incremental Energy Savings (MWh or mTherms) | Achievable Economic RVT Potential | 0 | 0 | 0 | 0 | 0 | 0 | 0 | 0 | 0 | 0 | 0 | 0 | 0 | 0 | 0 | 0 | 0 | 0 | 0 | 0 | 0 | 0 | 0 | 0 | 0 | 0 | 0
F5_Industrial_Industrial - WA_Existing_Space Heating_Natural Gas_Gas Boiler - Insulate Steam Lines/Condensate Tank_A_Achievable Economic RVT Potential | F5 | Industrial | Industrial - WA | Existing | Space Heating | Natural Gas | Gas Boiler - Insulate Steam Lines/Condensate Tank | A | Incremental Summer Peak Savings (MW) | Achievable Economic RVT Potential | 0 | 0 | 0 | 0 | 0 | 0 | 0 | 0 | 0 | 0 | 0 | 0 | 0 | 0 | 0 | 0 | 0 | 0 | 0 | 0 | 0 | 0 | 0 | 0 | 0 | 0 | 0
F6_Industrial_Industrial - WA_Existing_Space Heating_Natural Gas_Gas Boiler - Insulate Steam Lines/Condensate Tank_A_Achievable Economic RVT Potential | F6 | Industrial | Industrial - WA | Existing | Space Heating | Natural Gas | Gas Boiler - Insulate Steam Lines/Condensate Tank | A | Incremental Winter Peak Savings (MW) | Achievable Economic RVT Potential | 0 | 0 | 0 | 0 | 0 | 0 | 0 | 0 | 0 | 0 | 0 | 0 | 0 | 0 | 0 | 0 | 0 | 0 | 0 | 0 | 0 | 0 | 0 | 0 | 0 | 0 | 0
F7_Industrial_Industrial - WA_Existing_Space Heating_Natural Gas_Gas Boiler - Insulate Steam Lines/Condensate Tank_A_Achievable Economic RVT Potential | F7 | Industrial | Industrial - WA | Existing | Space Heating | Natural Gas | Gas Boiler - Insulate Steam Lines/Condensate Tank | A | Cumulative Energy Savings (MWh or mTherms) | Achievable Economic RVT Potential | 0 | 0 | 0 | 0 | 0 | 0 | 0 | 0 | 0 | 0 | 0 | 0 | 0 | 0 | 0 | 0 | 0 | 0 | 0 | 0 | 0 | 0 | 0 | 0 | 0 | 0 | 0
F8_Industrial_Industrial - WA_Existing_Space Heating_Natural Gas_Gas Boiler - Insulate Steam Lines/Condensate Tank_A_Achievable Economic RVT Potential | F8 | Industrial | Industrial - WA | Existing | Space Heating | Natural Gas | Gas Boiler - Insulate Steam Lines/Condensate Tank | A | Cumulative Summer Peak Savings (MW) | Achievable Economic RVT Potential | 0 | 0 | 0 | 0 | 0 | 0 | 0 | 0 | 0 | 0 | 0 | 0 | 0 | 0 | 0 | 0 | 0 | 0 | 0 | 0 | 0 | 0 | 0 | 0 | 0 | 0 | 0
F9_Industrial_Industrial - WA_Existing_Space Heating_Natural Gas_Gas Boiler - Insulate Steam Lines/Condensate Tank_A_Achievable Economic RVT Potential | F9 | Industrial | Industrial - WA | Existing | Space Heating | Natural Gas | Gas Boiler - Insulate Steam Lines/Condensate Tank | A | Cumulative Winter Peak Savings (MW) | Achievable Economic RVT Potential | 0 | 0 | 0 | 0 | 0 | 0 | 0 | 0 | 0 | 0 | 0 | 0 | 0 | 0 | 0 | 0 | 0 | 0 | 0 | 0 | 0 | 0 | 0 | 0 | 0 | 0 | 0
F10_Industrial_Industrial - WA_Existing_Space Heating_Natural Gas_Gas Boiler - Insulate Steam Lines/Condensate Tank_A_Achievable Economic RVT Potential | F10 | Industrial | Industrial - WA | Existing | Space Heating | Natural Gas | Gas Boiler - Insulate Steam Lines/Condensate Tank | A | Purchases (Incremental) | Achievable Economic RVT Potential | 0 | 0 | 0 | 0 | 0 | 0 | 0 | 0 | 0 | 0 | 0 | 0 | 0 | 0 | 0 | 0 | 0 | 0 | 0 | 0 | 0 | 0 | 0 | 0 | 0 | 0 | 0
F11_Industrial_Industrial - WA_Existing_Space Heating_Natural Gas_Gas Boiler - Insulate Steam Lines/Condensate Tank_A_Achievable Economic RVT Potential | F11 | Industrial | Industrial - WA | Existing | Space Heating | Natural Gas | Gas Boiler - Insulate Steam Lines/Condensate Tank | A | Purchases (Cumulative) | Achievable Economic RVT Potential | 0 | 0 | 0 | 0 | 0 | 0 | 0 | 0 | 0 | 0 | 0 | 0 | 0 | 0 | 0 | 0 | 0 | 0 | 0 | 0 | 0 | 0 | 0 | 0 | 0 | 0 | 0
F1_Industrial_Industrial - WA_Existing_Space Heating_Natural Gas_Gas Boiler - Stack Economizer_A_Achievable Economic RVT Potential | F1 | Industrial | Industrial - WA | Existing | Space Heating | Natural Gas | Gas Boiler - Stack Economizer | A | Integrated Unit Energy Savings (kWh or therms) | Achievable Economic RVT Potential | 0 | 0 | 1.1071 | 1.0978 | 1.0879 | 1.0776 | 1.0666 | 1.0565 | 1.0455 | 1.0338 | 1.0213 | 1.0081 | 0.99458 | 0.98117 | 0.96797 | 0.95536 | 0.94366 | 0.93491 | 0.9273 | 0.92076 | 0.91514 | 0.9101 | 0.90656 | 0.90306 | 0.8996 | 0.89617 | 0.89275
F2_Industrial_Industrial - WA_Existing_Space Heating_Natural Gas_Gas Boiler - Stack Economizer_A_Achievable Economic RVT Potential | F2 | Industrial | Industrial - WA | Existing | Space Heating | Natural Gas | Gas Boiler - Stack Economizer | A | Integrated Unit Summer Peak Savings (kW) | Achievable Economic RVT Potential | 0 | 0 | 0 | 0 | 0 | 0 | 0 | 0 | 0 | 0 | 0 | 0 | 0 | 0 | 0 | 0 | 0 | 0 | 0 | 0 | 0 | 0 | 0 | 0 | 0 | 0 | 0
F3_Industrial_Industrial - WA_Existing_Space Heating_Natural Gas_Gas Boiler - Stack Economizer_A_Achievable Economic RVT Potential | F3 | Industrial | Industrial - WA | Existing | Space Heating | Natural Gas | Gas Boiler - Stack Economizer | A | Integrated Unit Winter Peak Savings (kW) | Achievable Economic RVT Potential | 0 | 0 | 0 | 0 | 0 | 0 | 0 | 0 | 0 | 0 | 0 | 0 | 0 | 0 | 0 | 0 | 0 | 0 | 0 | 0 | 0 | 0 | 0 | 0 | 0 | 0 | 0
F4_Industrial_Industrial - WA_Existing_Space Heating_Natural Gas_Gas Boiler - Stack Economizer_A_Achievable Economic RVT Potential | F4 | Industrial | Industrial - WA | Existing | Space Heating | Natural Gas | Gas Boiler - Stack Economizer | A | Incremental Energy Savings (MWh or mTherms) | Achievable Economic RVT Potential | 0 | 0 | 0 | 0 | 0 | 0 | 0 | 0 | 0 | 0 | 0 | 0 | 0 | 0 | 0 | 0 | 0 | 0 | 0 | 0 | 0 | 0 | 0 | 0 | 0 | 0 | 0
F5_Industrial_Industrial - WA_Existing_Space Heating_Natural Gas_Gas Boiler - Stack Economizer_A_Achievable Economic RVT Potential | F5 | Industrial | Industrial - WA | Existing | Space Heating | Natural Gas | Gas Boiler - Stack Economizer | A | Incremental Summer Peak Savings (MW) | Achievable Economic RVT Potential | 0 | 0 | 0 | 0 | 0 | 0 | 0 | 0 | 0 | 0 | 0 | 0 | 0 | 0 | 0 | 0 | 0 | 0 | 0 | 0 | 0 | 0 | 0 | 0 | 0 | 0 | 0
F6_Industrial_Industrial - WA_Existing_Space Heating_Natural Gas_Gas Boiler - Stack Economizer_A_Achievable Economic RVT Potential | F6 | Industrial | Industrial - WA | Existing | Space Heating | Natural Gas | Gas Boiler - Stack Economizer | A | Incremental Winter Peak Savings (MW) | Achievable Economic RVT Potential | 0 | 0 | 0 | 0 | 0 | 0 | 0 | 0 | 0 | 0 | 0 | 0 | 0 | 0 | 0 | 0 | 0 | 0 | 0 | 0 | 0 | 0 | 0 | 0 | 0 | 0 | 0
F7_Industrial_Industrial - WA_Existing_Space Heating_Natural Gas_Gas Boiler - Stack Economizer_A_Achievable Economic RVT Potential | F7 | Industrial | Industrial - WA | Existing | Space Heating | Natural Gas | Gas Boiler - Stack Economizer | A | Cumulative Energy Savings (MWh or mTherms) | Achievable Economic RVT Potential | 0 | 0 | 0 | 0 | 0 | 0 | 0 | 0 | 0 | 0 | 0 | 0 | 0 | 0 | 0 | 0 | 0 | 0 | 0 | 0 | 0 | 0 | 0 | 0 | 0 | 0 | 0
F8_Industrial_Industrial - WA_Existing_Space Heating_Natural Gas_Gas Boiler - Stack Economizer_A_Achievable Economic RVT Potential | F8 | Industrial | Industrial - WA | Existing | Space Heating | Natural Gas | Gas Boiler - Stack Economizer | A | Cumulative Summer Peak Savings (MW) | Achievable Economic RVT Potential | 0 | 0 | 0 | 0 | 0 | 0 | 0 | 0 | 0 | 0 | 0 | 0 | 0 | 0 | 0 | 0 | 0 | 0 | 0 | 0 | 0 | 0 | 0 | 0 | 0 | 0 | 0
F9_Industrial_Industrial - WA_Existing_Space Heating_Natural Gas_Gas Boiler - Stack Economizer_A_Achievable Economic RVT Potential | F9 | Industrial | Industrial - WA | Existing | Space Heating | Natural Gas | Gas Boiler - Stack Economizer | A | Cumulative Winter Peak Savings (MW) | Achievable Economic RVT Potential | 0 | 0 | 0 | 0 | 0 | 0 | 0 | 0 | 0 | 0 | 0 | 0 | 0 | 0 | 0 | 0 | 0 | 0 | 0 | 0 | 0 | 0 | 0 | 0 | 0 | 0 | 0
F10_Industrial_Industrial - WA_Existing_Space Heating_Natural Gas_Gas Boiler - Stack Economizer_A_Achievable Economic RVT Potential | F10 | Industrial | Industrial - WA | Existing | Space Heating | Natural Gas | Gas Boiler - Stack Economizer | A | Purchases (Incremental) | Achievable Economic RVT Potential | 0 | 0 | 0 | 0 | 0 | 0 | 0 | 0 | 0 | 0 | 0 | 0 | 0 | 0 | 0 | 0 | 0 | 0 | 0 | 0 | 0 | 0 | 0 | 0 | 0 | 0 | 0
F11_Industrial_Industrial - WA_Existing_Space Heating_Natural Gas_Gas Boiler - Stack Economizer_A_Achievable Economic RVT Potential | F11 | Industrial | Industrial - WA | Existing | Space Heating | Natural Gas | Gas Boiler - Stack Economizer | A | Purchases (Cumulative) | Achievable Economic RVT Potential | 0 | 0 | 0 | 0 | 0 | 0 | 0 | 0 | 0 | 0 | 0 | 0 | 0 | 0 | 0 | 0 | 0 | 0 | 0 | 0 | 0 | 0 | 0 | 0 | 0 | 0 | 0
F1_Industrial_Industrial - WA_Existing_Space Heating_Natural Gas_Gas Boiler - Steam Trap Replacement_A_Achievable Economic RVT Potential | F1 | Industrial | Industrial - WA | Existing | Space Heating | Natural Gas | Gas Boiler - Steam Trap Replacement | A | Integrated Unit Energy Savings (kWh or therms) | Achievable Economic RVT Potential | 0 | 0 | 34913.1947 | 34826.0148 | 34740.5267 | 34656.9433 | 34575.4581 | 34496.2471 | 34419.4702 | 34345.2729 | 34273.7872 | 34205.1333 | 34139.4206 | 34076.7483 | 34017.2066 | 33960.8778 | 33907.8363 | 33858.1501 | 33811.8807 | 33769.0842 | 33729.8117 | 33694.1094 | 33661.6528 | 33632.1467 | 33605.3231 | 33580.9379 | 33558.7696
F2_Industrial_Industrial - WA_Existing_Space Heating_Natural Gas_Gas Boiler - Steam Trap Replacement_A_Achievable Economic RVT Potential | F2 | Industrial | Industrial - WA | Existing | Space Heating | Natural Gas | Gas Boiler - Steam Trap Replacement | A | Integrated Unit Summer Peak Savings (kW) | Achievable Economic RVT Potential | 0 | 0 | 0 | 0 | 0 | 0 | 0 | 0 | 0 | 0 | 0 | 0 | 0 | 0 | 0 | 0 | 0 | 0 | 0 | 0 | 0 | 0 | 0 | 0 | 0 | 0 | 0
F3_Industrial_Industrial - WA_Existing_Space Heating_Natural Gas_Gas Boiler - Steam Trap Replacement_A_Achievable Economic RVT Potential | F3 | Industrial | Industrial - WA | Existing | Space Heating | Natural Gas | Gas Boiler - Steam Trap Replacement | A | Integrated Unit Winter Peak Savings (kW) | Achievable Economic RVT Potential | 0 | 0 | 0 | 0 | 0 | 0 | 0 | 0 | 0 | 0 | 0 | 0 | 0 | 0 | 0 | 0 | 0 | 0 | 0 | 0 | 0 | 0 | 0 | 0 | 0 | 0 | 0
F4_Industrial_Industrial - WA_Existing_Space Heating_Natural Gas_Gas Boiler - Steam Trap Replacement_A_Achievable Economic RVT Potential | F4 | Industrial | Industrial - WA | Existing | Space Heating | Natural Gas | Gas Boiler - Steam Trap Replacement | A | Incremental Energy Savings (MWh or mTherms) | Achievable Economic RVT Potential | 0 | 0 | 0 | 0 | 0 | 0 | 0 | 0 | 0 | 0 | 0 | 0 | 0 | 0 | 0 | 0 | 0 | 0 | 0 | 0 | 0 | 0 | 0 | 0 | 0 | 0 | 0
F5_Industrial_Industrial - WA_Existing_Space Heating_Natural Gas_Gas Boiler - Steam Trap Replacement_A_Achievable Economic RVT Potential | F5 | Industrial | Industrial - WA | Existing | Space Heating | Natural Gas | Gas Boiler - Steam Trap Replacement | A | Incremental Summer Peak Savings (MW) | Achievable Economic RVT Potential | 0 | 0 | 0 | 0 | 0 | 0 | 0 | 0 | 0 | 0 | 0 | 0 | 0 | 0 | 0 | 0 | 0 | 0 | 0 | 0 | 0 | 0 | 0 | 0 | 0 | 0 | 0
F6_Industrial_Industrial - WA_Existing_Space Heating_Natural Gas_Gas Boiler - Steam Trap Replacement_A_Achievable Economic RVT Potential | F6 | Industrial | Industrial - WA | Existing | Space Heating | Natural Gas | Gas Boiler - Steam Trap Replacement | A | Incremental Winter Peak Savings (MW) | Achievable Economic RVT Potential | 0 | 0 | 0 | 0 | 0 | 0 | 0 | 0 | 0 | 0 | 0 | 0 | 0 | 0 | 0 | 0 | 0 | 0 | 0 | 0 | 0 | 0 | 0 | 0 | 0 | 0 | 0
F7_Industrial_Industrial - WA_Existing_Space Heating_Natural Gas_Gas Boiler - Steam Trap Replacement_A_Achievable Economic RVT Potential | F7 | Industrial | Industrial - WA | Existing | Space Heating | Natural Gas | Gas Boiler - Steam Trap Replacement | A | Cumulative Energy Savings (MWh or mTherms) | Achievable Economic RVT Potential | 0 | 0 | 0 | 0 | 0 | 0 | 0 | 0 | 0 | 0 | 0 | 0 | 0 | 0 | 0 | 0 | 0 | 0 | 0 | 0 | 0 | 0 | 0 | 0 | 0 | 0 | 0
F8_Industrial_Industrial - WA_Existing_Space Heating_Natural Gas_Gas Boiler - Steam Trap Replacement_A_Achievable Economic RVT Potential | F8 | Industrial | Industrial - WA | Existing | Space Heating | Natural Gas | Gas Boiler - Steam Trap Replacement | A | Cumulative Summer Peak Savings (MW) | Achievable Economic RVT Potential | 0 | 0 | 0 | 0 | 0 | 0 | 0 | 0 | 0 | 0 | 0 | 0 | 0 | 0 | 0 | 0 | 0 | 0 | 0 | 0 | 0 | 0 | 0 | 0 | 0 | 0 | 0
F9_Industrial_Industrial - WA_Existing_Space Heating_Natural Gas_Gas Boiler - Steam Trap Replacement_A_Achievable Economic RVT Potential | F9 | Industrial | Industrial - WA | Existing | Space Heating | Natural Gas | Gas Boiler - Steam Trap Replacement | A | Cumulative Winter Peak Savings (MW) | Achievable Economic RVT Potential | 0 | 0 | 0 | 0 | 0 | 0 | 0 | 0 | 0 | 0 | 0 | 0 | 0 | 0 | 0 | 0 | 0 | 0 | 0 | 0 | 0 | 0 | 0 | 0 | 0 | 0 | 0
F10_Industrial_Industrial - WA_Existing_Space Heating_Natural Gas_Gas Boiler - Steam Trap Replacement_A_Achievable Economic RVT Potential | F10 | Industrial | Industrial - WA | Existing | Space Heating | Natural Gas | Gas Boiler - Steam Trap Replacement | A | Purchases (Incremental) | Achievable Economic RVT Potential | 0 | 0 | 0 | 0 | 0 | 0 | 0 | 0 | 0 | 0 | 0 | 0 | 0 | 0 | 0 | 0 | 0 | 0 | 0 | 0 | 0 | 0 | 0 | 0 | 0 | 0 | 0
F11_Industrial_Industrial - WA_Existing_Space Heating_Natural Gas_Gas Boiler - Steam Trap Replacement_A_Achievable Economic RVT Potential | F11 | Industrial | Industrial - WA | Existing | Space Heating | Natural Gas | Gas Boiler - Steam Trap Replacement | A | Purchases (Cumulative) | Achievable Economic RVT Potential | 0 | 0 | 0 | 0 | 0 | 0 | 0 | 0 | 0 | 0 | 0 | 0 | 0 | 0 | 0 | 0 | 0 | 0 | 0 | 0 | 0 | 0 | 0 | 0 | 0 | 0 | 0
F1_Industrial_Industrial - WA_Existing_Process_Natural Gas_Process Boiler - Hot Water Reset_A_Achievable Economic RVT Potential | F1 | Industrial | Industrial - WA | Existing | Process | Natural Gas | Process Boiler - Hot Water Reset | A | Integrated Unit Energy Savings (kWh or therms) | Achievable Economic RVT Potential | 0 | 0 | 8443.6125 | 8443.4572 | 8443.2992 | 8443.1385 | 8442.9749 | 8442.8085 | 8442.7917 | 8442.7747 | 8442.7573 | 8442.7396 | 8442.7216 | 8442.7033 | 8442.6847 | 8442.6657 | 8442.6464 | 8442.6268 | 8442.6069 | 8442.5865 | 8442.5659 | 8442.5448 | 8442.5234 | 8442.5016 | 8442.4795 | 8442.4569 | 8442.434
F2_Industrial_Industrial - WA_Existing_Process_Natural Gas_Process Boiler - Hot Water Reset_A_Achievable Economic RVT Potential | F2 | Industrial | Industrial - WA | Existing | Process | Natural Gas | Process Boiler - Hot Water Reset | A | Integrated Unit Summer Peak Savings (kW) | Achievable Economic RVT Potential | 0 | 0 | 0 | 0 | 0 | 0 | 0 | 0 | 0 | 0 | 0 | 0 | 0 | 0 | 0 | 0 | 0 | 0 | 0 | 0 | 0 | 0 | 0 | 0 | 0 | 0 | 0
F3_Industrial_Industrial - WA_Existing_Process_Natural Gas_Process Boiler - Hot Water Reset_A_Achievable Economic RVT Potential | F3 | Industrial | Industrial - WA | Existing | Process | Natural Gas | Process Boiler - Hot Water Reset | A | Integrated Unit Winter Peak Savings (kW) | Achievable Economic RVT Potential | 0 | 0 | 0 | 0 | 0 | 0 | 0 | 0 | 0 | 0 | 0 | 0 | 0 | 0 | 0 | 0 | 0 | 0 | 0 | 0 | 0 | 0 | 0 | 0 | 0 | 0 | 0
F4_Industrial_Industrial - WA_Existing_Process_Natural Gas_Process Boiler - Hot Water Reset_A_Achievable Economic RVT Potential | F4 | Industrial | Industrial - WA | Existing | Process | Natural Gas | Process Boiler - Hot Water Reset | A | Incremental Energy Savings (MWh or mTherms) | Achievable Economic RVT Potential | 0 | 0 | 0 | 0 | 0 | 0 | 0 | 0 | 0 | 0 | 0 | 0 | 0 | 0 | 0 | 0 | 0 | 0 | 0 | 0 | 0 | 0 | 0 | 0 | 0 | 0 | 0
F5_Industrial_Industrial - WA_Existing_Process_Natural Gas_Process Boiler - Hot Water Reset_A_Achievable Economic RVT Potential | F5 | Industrial | Industrial - WA | Existing | Process | Natural Gas | Process Boiler - Hot Water Reset | A | Incremental Summer Peak Savings (MW) | Achievable Economic RVT Potential | 0 | 0 | 0 | 0 | 0 | 0 | 0 | 0 | 0 | 0 | 0 | 0 | 0 | 0 | 0 | 0 | 0 | 0 | 0 | 0 | 0 | 0 | 0 | 0 | 0 | 0 | 0
F6_Industrial_Industrial - WA_Existing_Process_Natural Gas_Process Boiler - Hot Water Reset_A_Achievable Economic RVT Potential | F6 | Industrial | Industrial - WA | Existing | Process | Natural Gas | Process Boiler - Hot Water Reset | A | Incremental Winter Peak Savings (MW) | Achievable Economic RVT Potential | 0 | 0 | 0 | 0 | 0 | 0 | 0 | 0 | 0 | 0 | 0 | 0 | 0 | 0 | 0 | 0 | 0 | 0 | 0 | 0 | 0 | 0 | 0 | 0 | 0 | 0 | 0
F7_Industrial_Industrial - WA_Existing_Process_Natural Gas_Process Boiler - Hot Water Reset_A_Achievable Economic RVT Potential | F7 | Industrial | Industrial - WA | Existing | Process | Natural Gas | Process Boiler - Hot Water Reset | A | Cumulative Energy Savings (MWh or mTherms) | Achievable Economic RVT Potential | 0 | 0 | 0 | 0 | 0 | 0 | 0 | 0 | 0 | 0 | 0 | 0 | 0 | 0 | 0 | 0 | 0 | 0 | 0 | 0 | 0 | 0 | 0 | 0 | 0 | 0 | 0
F8_Industrial_Industrial - WA_Existing_Process_Natural Gas_Process Boiler - Hot Water Reset_A_Achievable Economic RVT Potential | F8 | Industrial | Industrial - WA | Existing | Process | Natural Gas | Process Boiler - Hot Water Reset | A | Cumulative Summer Peak Savings (MW) | Achievable Economic RVT Potential | 0 | 0 | 0 | 0 | 0 | 0 | 0 | 0 | 0 | 0 | 0 | 0 | 0 | 0 | 0 | 0 | 0 | 0 | 0 | 0 | 0 | 0 | 0 | 0 | 0 | 0 | 0
F9_Industrial_Industrial - WA_Existing_Process_Natural Gas_Process Boiler - Hot Water Reset_A_Achievable Economic RVT Potential | F9 | Industrial | Industrial - WA | Existing | Process | Natural Gas | Process Boiler - Hot Water Reset | A | Cumulative Winter Peak Savings (MW) | Achievable Economic RVT Potential | 0 | 0 | 0 | 0 | 0 | 0 | 0 | 0 | 0 | 0 | 0 | 0 | 0 | 0 | 0 | 0 | 0 | 0 | 0 | 0 | 0 | 0 | 0 | 0 | 0 | 0 | 0
F10_Industrial_Industrial - WA_Existing_Process_Natural Gas_Process Boiler - Hot Water Reset_A_Achievable Economic RVT Potential | F10 | Industrial | Industrial - WA | Existing | Process | Natural Gas | Process Boiler - Hot Water Reset | A | Purchases (Incremental) | Achievable Economic RVT Potential | 0 | 0 | 0 | 0 | 0 | 0 | 0 | 0 | 0 | 0 | 0 | 0 | 0 | 0 | 0 | 0 | 0 | 0 | 0 | 0 | 0 | 0 | 0 | 0 | 0 | 0 | 0
F11_Industrial_Industrial - WA_Existing_Process_Natural Gas_Process Boiler - Hot Water Reset_A_Achievable Economic RVT Potential | F11 | Industrial | Industrial - WA | Existing | Process | Natural Gas | Process Boiler - Hot Water Reset | A | Purchases (Cumulative) | Achievable Economic RVT Potential | 0 | 0 | 0 | 0 | 0 | 0 | 0 | 0 | 0 | 0 | 0 | 0 | 0 | 0 | 0 | 0 | 0 | 0 | 0 | 0 | 0 | 0 | 0 | 0 | 0 | 0 | 0
F1_Industrial_Industrial - WA_Existing_Process_Natural Gas_Process Boiler - Burner Control Optimization_A_Achievable Economic RVT Potential | F1 | Industrial | Industrial - WA | Existing | Process | Natural Gas | Process Boiler - Burner Control Optimization | A | Integrated Unit Energy Savings (kWh or therms) | Achievable Economic RVT Potential | 0 | 0 | 2.2942 | 2.2927 | 2.2909 | 2.2889 | 2.2867 | 2.2843 | 2.2817 | 2.279 | 2.2764 | 2.274 | 2.2718 | 2.27 | 2.2684 | 2.2671 | 2.2658 | 2.2653 | 2.2647 | 2.2642 | 2.2636 | 2.2631 | 2.2625 | 2.2619 | 2.2613 | 2.2607 | 2.2601
F2_Industrial_Industrial - WA_Existing_Process_Natural Gas_Process Boiler - Burner Control Optimization_A_Achievable Economic RVT Potential | F2 | Industrial | Industrial - WA | Existing | Process | Natural Gas | Process Boiler - Burner Control Optimization | A | Integrated Unit Summer Peak Savings (kW) | Achievable Economic RVT Potential | 0 | 0 | 0 | 0 | 0 | 0 | 0 | 0 | 0 | 0 | 0 | 0 | 0 | 0 | 0 | 0 | 0 | 0 | 0 | 0 | 0 | 0 | 0 | 0 | 0 | 0 | 0
F3_Industrial_Industrial - WA_Existing_Process_Natural Gas_Process Boiler - Burner Control Optimization_A_Achievable Economic RVT Potential | F3 | Industrial | Industrial - WA | Existing | Process | Natural Gas | Process Boiler - Burner Control Optimization | A | Integrated Unit Winter Peak Savings (kW) | Achievable Economic RVT Potential | 0 | 0 | 0 | 0 | 0 | 0 | 0 | 0 | 0 | 0 | 0 | 0 | 0 | 0 | 0 | 0 | 0 | 0 | 0 | 0 | 0 | 0 | 0 | 0 | 0 | 0 | 0
F4_Industrial_Industrial - WA_Existing_Process_Natural Gas_Process Boiler - Burner Control Optimization_A_Achievable Economic RVT Potential | F4 | Industrial | Industrial - WA | Existing | Process | Natural Gas | Process Boiler - Burner Control Optimization | A | Incremental Energy Savings (MWh or mTherms) | Achievable Economic RVT Potential | 0 | 0 | 0 | 0 | 0 | 0 | 0 | 0 | 0 | 0 | 0 | 0 | 0 | 0 | 0 | 0 | 0 | 0 | 0 | 0 | 0 | 0 | 0 | 0 | 0 | 0 | 0
F5_Industrial_Industrial - WA_Existing_Process_Natural Gas_Process Boiler - Burner Control Optimization_A_Achievable Economic RVT Potential | F5 | Industrial | Industrial - WA | Existing | Process | Natural Gas | Process Boiler - Burner Control Optimization | A | Incremental Summer Peak Savings (MW) | Achievable Economic RVT Potential | 0 | 0 | 0 | 0 | 0 | 0 | 0 | 0 | 0 | 0 | 0 | 0 | 0 | 0 | 0 | 0 | 0 | 0 | 0 | 0 | 0 | 0 | 0 | 0 | 0 | 0 | 0
F6_Industrial_Industrial - WA_Existing_Process_Natural Gas_Process Boiler - Burner Control Optimization_A_Achievable Economic RVT Potential | F6 | Industrial | Industrial - WA | Existing | Process | Natural Gas | Process Boiler - Burner Control Optimization | A | Incremental Winter Peak Savings (MW) | Achievable Economic RVT Potential | 0 | 0 | 0 | 0 | 0 | 0 | 0 | 0 | 0 | 0 | 0 | 0 | 0 | 0 | 0 | 0 | 0 | 0 | 0 | 0 | 0 | 0 | 0 | 0 | 0 | 0 | 0
F7_Industrial_Industrial - WA_Existing_Process_Natural Gas_Process Boiler - Burner Control Optimization_A_Achievable Economic RVT Potential | F7 | Industrial | Industrial - WA | Existing | Process | Natural Gas | Process Boiler - Burner Control Optimization | A | Cumulative Energy Savings (MWh or mTherms) | Achievable Economic RVT Potential | 0 | 0 | 0 | 0 | 0 | 0 | 0 | 0 | 0 | 0 | 0 | 0 | 0 | 0 | 0 | 0 | 0 | 0 | 0 | 0 | 0 | 0 | 0 | 0 | 0 | 0 | 0
F8_Industrial_Industrial - WA_Existing_Process_Natural Gas_Process Boiler - Burner Control Optimization_A_Achievable Economic RVT Potential | F8 | Industrial | Industrial - WA | Existing | Process | Natural Gas | Process Boiler - Burner Control Optimization | A | Cumulative Summer Peak Savings (MW) | Achievable Economic RVT Potential | 0 | 0 | 0 | 0 | 0 | 0 | 0 | 0 | 0 | 0 | 0 | 0 | 0 | 0 | 0 | 0 | 0 | 0 | 0 | 0 | 0 | 0 | 0 | 0 | 0 | 0 | 0
F9_Industrial_Industrial - WA_Existing_Process_Natural Gas_Process Boiler - Burner Control Optimization_A_Achievable Economic RVT Potential | F9 | Industrial | Industrial - WA | Existing | Process | Natural Gas | Process Boiler - Burner Control Optimization | A | Cumulative Winter Peak Savings (MW) | Achievable Economic RVT Potential | 0 | 0 | 0 | 0 | 0 | 0 | 0 | 0 | 0 | 0 | 0 | 0 | 0 | 0 | 0 | 0 | 0 | 0 | 0 | 0 | 0 | 0 | 0 | 0 | 0 | 0 | 0
F10_Industrial_Industrial - WA_Existing_Process_Natural Gas_Process Boiler - Burner Control Optimization_A_Achievable Economic RVT Potential | F10 | Industrial | Industrial - WA | Existing | Process | Natural Gas | Process Boiler - Burner Control Optimization | A | Purchases (Incremental) | Achievable Economic RVT Potential | 0 | 0 | 0 | 0 | 0 | 0 | 0 | 0 | 0 | 0 | 0 | 0 | 0 | 0 | 0 | 0 | 0 | 0 | 0 | 0 | 0 | 0 | 0 | 0 | 0 | 0 | 0
F11_Industrial_Industrial - WA_Existing_Process_Natural Gas_Process Boiler - Burner Control Optimization_A_Achievable Economic RVT Potential | F11 | Industrial | Industrial - WA | Existing | Process | Natural Gas | Process Boiler - Burner Control Optimization | A | Purchases (Cumulative) | Achievable Economic RVT Potential | 0 | 0 | 0 | 0 | 0 | 0 | 0 | 0 | 0 | 0 | 0 | 0 | 0 | 0 | 0 | 0 | 0 | 0 | 0 | 0 | 0 | 0 | 0 | 0 | 0 | 0 | 0
F1_Industrial_Industrial - WA_Existing_Process_Natural Gas_Process Boiler - Insulate Hot Water Lines_A_Achievable Economic RVT Potential | F1 | Industrial | Industrial - WA | Existing | Process | Natural Gas | Process Boiler - Insulate Hot Water Lines | A | Integrated Unit Energy Savings (kWh or therms) | Achievable Economic RVT Potential | 0 | 0 | 35.7013 | 35.6758 | 35.6461 | 35.6121 | 35.5731 | 35.5281 | 35.4787 | 35.4265 | 35.3742 | 35.3245 | 35.2797 | 35.2411 | 35.2081 | 35.1796 | 35.1538 | 35.1404 | 35.1281 | 35.1164 | 35.1058 | 35.0951 | 35.0841 | 35.0729 | 35.0616 | 35.05 | 35.0383
F2_Industrial_Industrial - WA_Existing_Process_Natural Gas_Process Boiler - Insulate Hot Water Lines_A_Achievable Economic RVT Potential | F2 | Industrial | Industrial - WA | Existing | Process | Natural Gas | Process Boiler - Insulate Hot Water Lines | A | Integrated Unit Summer Peak Savings (kW) | Achievable Economic RVT Potential | 0 | 0 | 0 | 0 | 0 | 0 | 0 | 0 | 0 | 0 | 0 | 0 | 0 | 0 | 0 | 0 | 0 | 0 | 0 | 0 | 0 | 0 | 0 | 0 | 0 | 0 | 0
F3_Industrial_Industrial - WA_Existing_Process_Natural Gas_Process Boiler - Insulate Hot Water Lines_A_Achievable Economic RVT Potential | F3 | Industrial | Industrial - WA | Existing | Process | Natural Gas | Process Boiler - Insulate Hot Water Lines | A | Integrated Unit Winter Peak Savings (kW) | Achievable Economic RVT Potential | 0 | 0 | 0 | 0 | 0 | 0 | 0 | 0 | 0 | 0 | 0 | 0 | 0 | 0 | 0 | 0 | 0 | 0 | 0 | 0 | 0 | 0 | 0 | 0 | 0 | 0 | 0
F4_Industrial_Industrial - WA_Existing_Process_Natural Gas_Process Boiler - Insulate Hot Water Lines_A_Achievable Economic RVT Potential | F4 | Industrial | Industrial - WA | Existing | Process | Natural Gas | Process Boiler - Insulate Hot Water Lines | A | Incremental Energy Savings (MWh or mTherms) | Achievable Economic RVT Potential | 0 | 0 | 0 | 0 | 0 | 0 | 0 | 0 | 0 | 0 | 0 | 0 | 0 | 0 | 0 | 0 | 0 | 0 | 0 | 0 | 0 | 0 | 0 | 0 | 0 | 0 | 0
F5_Industrial_Industrial - WA_Existing_Process_Natural Gas_Process Boiler - Insulate Hot Water Lines_A_Achievable Economic RVT Potential | F5 | Industrial | Industrial - WA | Existing | Process | Natural Gas | Process Boiler - Insulate Hot Water Lines | A | Incremental Summer Peak Savings (MW) | Achievable Economic RVT Potential | 0 | 0 | 0 | 0 | 0 | 0 | 0 | 0 | 0 | 0 | 0 | 0 | 0 | 0 | 0 | 0 | 0 | 0 | 0 | 0 | 0 | 0 | 0 | 0 | 0 | 0 | 0
F6_Industrial_Industrial - WA_Existing_Process_Natural Gas_Process Boiler - Insulate Hot Water Lines_A_Achievable Economic RVT Potential | F6 | Industrial | Industrial - WA | Existing | Process | Natural Gas | Process Boiler - Insulate Hot Water Lines | A | Incremental Winter Peak Savings (MW) | Achievable Economic RVT Potential | 0 | 0 | 0 | 0 | 0 | 0 | 0 | 0 | 0 | 0 | 0 | 0 | 0 | 0 | 0 | 0 | 0 | 0 | 0 | 0 | 0 | 0 | 0 | 0 | 0 | 0 | 0
F7_Industrial_Industrial - WA_Existing_Process_Natural Gas_Process Boiler - Insulate Hot Water Lines_A_Achievable Economic RVT Potential | F7 | Industrial | Industrial - WA | Existing | Process | Natural Gas | Process Boiler - Insulate Hot Water Lines | A | Cumulative Energy Savings (MWh or mTherms) | Achievable Economic RVT Potential | 0 | 0 | 0 | 0 | 0 | 0 | 0 | 0 | 0 | 0 | 0 | 0 | 0 | 0 | 0 | 0 | 0 | 0 | 0 | 0 | 0 | 0 | 0 | 0 | 0 | 0 | 0
F8_Industrial_Industrial - WA_Existing_Process_Natural Gas_Process Boiler - Insulate Hot Water Lines_A_Achievable Economic RVT Potential | F8 | Industrial | Industrial - WA | Existing | Process | Natural Gas | Process Boiler - Insulate Hot Water Lines | A | Cumulative Summer Peak Savings (MW) | Achievable Economic RVT Potential | 0 | 0 | 0 | 0 | 0 | 0 | 0 | 0 | 0 | 0 | 0 | 0 | 0 | 0 | 0 | 0 | 0 | 0 | 0 | 0 | 0 | 0 | 0 | 0 | 0 | 0 | 0
F9_Industrial_Industrial - WA_Existing_Process_Natural Gas_Process Boiler - Insulate Hot Water Lines_A_Achievable Economic RVT Potential | F9 | Industrial | Industrial - WA | Existing | Process | Natural Gas | Process Boiler - Insulate Hot Water Lines | A | Cumulative Winter Peak Savings (MW) | Achievable Economic RVT Potential | 0 | 0 | 0 | 0 | 0 | 0 | 0 | 0 | 0 | 0 | 0 | 0 | 0 | 0 | 0 | 0 | 0 | 0 | 0 | 0 | 0 | 0 | 0 | 0 | 0 | 0 | 0
F10_Industrial_Industrial - WA_Existing_Process_Natural Gas_Process Boiler - Insulate Hot Water Lines_A_Achievable Economic RVT Potential | F10 | Industrial | Industrial - WA | Existing | Process | Natural Gas | Process Boiler - Insulate Hot Water Lines | A | Purchases (Incremental) | Achievable Economic RVT Potential | 0 | 0 | 0 | 0 | 0 | 0 | 0 | 0 | 0 | 0 | 0 | 0 | 0 | 0 | 0 | 0 | 0 | 0 | 0 | 0 | 0 | 0 | 0 | 0 | 0 | 0 | 0
F11_Industrial_Industrial - WA_Existing_Process_Natural Gas_Process Boiler - Insulate Hot Water Lines_A_Achievable Economic RVT Potential | F11 | Industrial | Industrial - WA | Existing | Process | Natural Gas | Process Boiler - Insulate Hot Water Lines | A | Purchases (Cumulative) | Achievable Economic RVT Potential | 0 | 0 | 0 | 0 | 0 | 0 | 0 | 0 | 0 | 0 | 0 | 0 | 0 | 0 | 0 | 0 | 0 | 0 | 0 | 0 | 0 | 0 | 0 | 0 | 0 | 0 | 0
F1_Industrial_Industrial - WA_Existing_Process_Natural Gas_Process Boiler - Insulate Steam Lines/Condensate Tank_A_Achievable Economic RVT Potential | F1 | Industrial | Industrial - WA | Existing | Process | Natural Gas | Process Boiler - Insulate Steam Lines/Condensate Tank | A | Integrated Unit Energy Savings (kWh or therms) | Achievable Economic RVT Potential | 0 | 0 | 53.3464 | 53.3261 | 53.3013 | 53.2722 | 53.2389 | 53.1998 | 53.1574 | 53.1135 | 53.0711 | 53.0333 | 53.0023 | 52.9792 | 52.9628 | 52.9511 | 52.9419 | 52.9338 | 52.926 | 52.9183 | 52.9105 | 52.9026 | 52.8945 | 52.8863 | 52.8779 | 52.8694 | 52.8608
F2_Industrial_Industrial - WA_Existing_Process_Natural Gas_Process Boiler - Insulate Steam Lines/Condensate Tank_A_Achievable Economic RVT Potential | F2 | Industrial | Industrial - WA | Existing | Process | Natural Gas | Process Boiler - Insulate Steam Lines/Condensate Tank | A | Integrated Unit Summer Peak Savings (kW) | Achievable Economic RVT Potential | 0 | 0 | 0 | 0 | 0 | 0 | 0 | 0 | 0 | 0 | 0 | 0 | 0 | 0 | 0 | 0 | 0 | 0 | 0 | 0 | 0 | 0 | 0 | 0 | 0 | 0 | 0
F3_Industrial_Industrial - WA_Existing_Process_Natural Gas_Process Boiler - Insulate Steam Lines/Condensate Tank_A_Achievable Economic RVT Potential | F3 | Industrial | Industrial - WA | Existing | Process | Natural Gas | Process Boiler - Insulate Steam Lines/Condensate Tank | A | Integrated Unit Winter Peak Savings (kW) | Achievable Economic RVT Potential | 0 | 0 | 0 | 0 | 0 | 0 | 0 | 0 | 0 | 0 | 0 | 0 | 0 | 0 | 0 | 0 | 0 | 0 | 0 | 0 | 0 | 0 | 0 | 0 | 0 | 0 | 0
F4_Industrial_Industrial - WA_Existing_Process_Natural Gas_Process Boiler - Insulate Steam Lines/Condensate Tank_A_Achievable Economic RVT Potential | F4 | Industrial | Industrial - WA | Existing | Process | Natural Gas | Process Boiler - Insulate Steam Lines/Condensate Tank | A | Incremental Energy Savings (MWh or mTherms) | Achievable Economic RVT Potential | 0 | 0 | 0 | 0 | 0 | 0 | 0 | 0 | 0 | 0 | 0 | 0 | 0 | 0 | 0 | 0 | 0 | 0 | 0 | 0 | 0 | 0 | 0 | 0 | 0 | 0 | 0
F5_Industrial_Industrial - WA_Existing_Process_Natural Gas_Process Boiler - Insulate Steam Lines/Condensate Tank_A_Achievable Economic RVT Potential | F5 | Industrial | Industrial - WA | Existing | Process | Natural Gas | Process Boiler - Insulate Steam Lines/Condensate Tank | A | Incremental Summer Peak Savings (MW) | Achievable Economic RVT Potential | 0 | 0 | 0 | 0 | 0 | 0 | 0 | 0 | 0 | 0 | 0 | 0 | 0 | 0 | 0 | 0 | 0 | 0 | 0 | 0 | 0 | 0 | 0 | 0 | 0 | 0 | 0
F6_Industrial_Industrial - WA_Existing_Process_Natural Gas_Process Boiler - Insulate Steam Lines/Condensate Tank_A_Achievable Economic RVT Potential | F6 | Industrial | Industrial - WA | Existing | Process | Natural Gas | Process Boiler - Insulate Steam Lines/Condensate Tank | A | Incremental Winter Peak Savings (MW) | Achievable Economic RVT Potential | 0 | 0 | 0 | 0 | 0 | 0 | 0 | 0 | 0 | 0 | 0 | 0 | 0 | 0 | 0 | 0 | 0 | 0 | 0 | 0 | 0 | 0 | 0 | 0 | 0 | 0 | 0
F7_Industrial_Industrial - WA_Existing_Process_Natural Gas_Process Boiler - Insulate Steam Lines/Condensate Tank_A_Achievable Economic RVT Potential | F7 | Industrial | Industrial - WA | Existing | Process | Natural Gas | Process Boiler - Insulate Steam Lines/Condensate Tank | A | Cumulative Energy Savings (MWh or mTherms) | Achievable Economic RVT Potential | 0 | 0 | 0 | 0 | 0 | 0 | 0 | 0 | 0 | 0 | 0 | 0 | 0 | 0 | 0 | 0 | 0 | 0 | 0 | 0 | 0 | 0 | 0 | 0 | 0 | 0 | 0
F8_Industrial_Industrial - WA_Existing_Process_Natural Gas_Process Boiler - Insulate Steam Lines/Condensate Tank_A_Achievable Economic RVT Potential | F8 | Industrial | Industrial - WA | Existing | Process | Natural Gas | Process Boiler - Insulate Steam Lines/Condensate Tank | A | Cumulative Summer Peak Savings (MW) | Achievable Economic RVT Potential | 0 | 0 | 0 | 0 | 0 | 0 | 0 | 0 | 0 | 0 | 0 | 0 | 0 | 0 | 0 | 0 | 0 | 0 | 0 | 0 | 0 | 0 | 0 | 0 | 0 | 0 | 0
F9_Industrial_Industrial - WA_Existing_Process_Natural Gas_Process Boiler - Insulate Steam Lines/Condensate Tank_A_Achievable Economic RVT Potential | F9 | Industrial | Industrial - WA | Existing | Process | Natural Gas | Process Boiler - Insulate Steam Lines/Condensate Tank | A | Cumulative Winter Peak Savings (MW) | Achievable Economic RVT Potential | 0 | 0 | 0 | 0 | 0 | 0 | 0 | 0 | 0 | 0 | 0 | 0 | 0 | 0 | 0 | 0 | 0 | 0 | 0 | 0 | 0 | 0 | 0 | 0 | 0 | 0 | 0
F10_Industrial_Industrial - WA_Existing_Process_Natural Gas_Process Boiler - Insulate Steam Lines/Condensate Tank_A_Achievable Economic RVT Potential | F10 | Industrial | Industrial - WA | Existing | Process | Natural Gas | Process Boiler - Insulate Steam Lines/Condensate Tank | A | Purchases (Incremental) | Achievable Economic RVT Potential | 0 | 0 | 0 | 0 | 0 | 0 | 0 | 0 | 0 | 0 | 0 | 0 | 0 | 0 | 0 | 0 | 0 | 0 | 0 | 0 | 0 | 0 | 0 | 0 | 0 | 0 | 0
F11_Industrial_Industrial - WA_Existing_Process_Natural Gas_Process Boiler - Insulate Steam Lines/Condensate Tank_A_Achievable Economic RVT Potential | F11 | Industrial | Industrial - WA | Existing | Process | Natural Gas | Process Boiler - Insulate Steam Lines/Condensate Tank | A | Purchases (Cumulative) | Achievable Economic RVT Potential | 0 | 0 | 0 | 0 | 0 | 0 | 0 | 0 | 0 | 0 | 0 | 0 | 0 | 0 | 0 | 0 | 0 | 0 | 0 | 0 | 0 | 0 | 0 | 0 | 0 | 0 | 0
F1_Industrial_Industrial - WA_Existing_Process_Natural Gas_Process Boiler - Stack Economizer_A_Achievable Economic RVT Potential | F1 | Industrial | Industrial - WA | Existing | Process | Natural Gas | Process Boiler - Stack Economizer | A | Integrated Unit Energy Savings (kWh or therms) | Achievable Economic RVT Potential | 0 | 0 | 7.5918 | 7.5839 | 7.5753 | 7.5664 | 7.5565 | 7.5452 | 7.5329 | 7.5201 | 7.5072 | 7.4948 | 7.4834 | 7.4748 | 7.4675 | 7.461 | 7.4552 | 7.4519 | 7.4489 | 7.446 | 7.4433 | 7.4406 | 7.4378 | 7.435 | 7.4322 | 7.4293 | 7.4263
F2_Industrial_Industrial - WA_Existing_Process_Natural Gas_Process Boiler - Stack Economizer_A_Achievable Economic RVT Potential | F2 | Industrial | Industrial - WA | Existing | Process | Natural Gas | Process Boiler - Stack Economizer | A | Integrated Unit Summer Peak Savings (kW) | Achievable Economic RVT Potential | 0 | 0 | 0 | 0 | 0 | 0 | 0 | 0 | 0 | 0 | 0 | 0 | 0 | 0 | 0 | 0 | 0 | 0 | 0 | 0 | 0 | 0 | 0 | 0 | 0 | 0 | 0
F3_Industrial_Industrial - WA_Existing_Process_Natural Gas_Process Boiler - Stack Economizer_A_Achievable Economic RVT Potential | F3 | Industrial | Industrial - WA | Existing | Process | Natural Gas | Process Boiler - Stack Economizer | A | Integrated Unit Winter Peak Savings (kW) | Achievable Economic RVT Potential | 0 | 0 | 0 | 0 | 0 | 0 | 0 | 0 | 0 | 0 | 0 | 0 | 0 | 0 | 0 | 0 | 0 | 0 | 0 | 0 | 0 | 0 | 0 | 0 | 0 | 0 | 0
F4_Industrial_Industrial - WA_Existing_Process_Natural Gas_Process Boiler - Stack Economizer_A_Achievable Economic RVT Potential | F4 | Industrial | Industrial - WA | Existing | Process | Natural Gas | Process Boiler - Stack Economizer | A | Incremental Energy Savings (MWh or mTherms) | Achievable Economic RVT Potential | 0 | 0 | 0 | 0 | 0 | 0 | 0 | 0 | 0 | 0 | 0 | 0 | 0 | 0 | 0 | 0 | 0 | 0 | 0 | 0 | 0 | 0 | 0 | 0 | 0 | 0 | 0
F5_Industrial_Industrial - WA_Existing_Process_Natural Gas_Process Boiler - Stack Economizer_A_Achievable Economic RVT Potential | F5 | Industrial | Industrial - WA | Existing | Process | Natural Gas | Process Boiler - Stack Economizer | A | Incremental Summer Peak Savings (MW) | Achievable Economic RVT Potential | 0 | 0 | 0 | 0 | 0 | 0 | 0 | 0 | 0 | 0 | 0 | 0 | 0 | 0 | 0 | 0 | 0 | 0 | 0 | 0 | 0 | 0 | 0 | 0 | 0 | 0 | 0
F6_Industrial_Industrial - WA_Existing_Process_Natural Gas_Process Boiler - Stack Economizer_A_Achievable Economic RVT Potential | F6 | Industrial | Industrial - WA | Existing | Process | Natural Gas | Process Boiler - Stack Economizer | A | Incremental Winter Peak Savings (MW) | Achievable Economic RVT Potential | 0 | 0 | 0 | 0 | 0 | 0 | 0 | 0 | 0 | 0 | 0 | 0 | 0 | 0 | 0 | 0 | 0 | 0 | 0 | 0 | 0 | 0 | 0 | 0 | 0 | 0 | 0
F7_Industrial_Industrial - WA_Existing_Process_Natural Gas_Process Boiler - Stack Economizer_A_Achievable Economic RVT Potential | F7 | Industrial | Industrial - WA | Existing | Process | Natural Gas | Process Boiler - Stack Economizer | A | Cumulative Energy Savings (MWh or mTherms) | Achievable Economic RVT Potential | 0 | 0 | 0 | 0 | 0 | 0 | 0 | 0 | 0 | 0 | 0 | 0 | 0 | 0 | 0 | 0 | 0 | 0 | 0 | 0 | 0 | 0 | 0 | 0 | 0 | 0 | 0
F8_Industrial_Industrial - WA_Existing_Process_Natural Gas_Process Boiler - Stack Economizer_A_Achievable Economic RVT Potential | F8 | Industrial | Industrial - WA | Existing | Process | Natural Gas | Process Boiler - Stack Economizer | A | Cumulative Summer Peak Savings (MW) | Achievable Economic RVT Potential | 0 | 0 | 0 | 0 | 0 | 0 | 0 | 0 | 0 | 0 | 0 | 0 | 0 | 0 | 0 | 0 | 0 | 0 | 0 | 0 | 0 | 0 | 0 | 0 | 0 | 0 | 0
F9_Industrial_Industrial - WA_Existing_Process_Natural Gas_Process Boiler - Stack Economizer_A_Achievable Economic RVT Potential | F9 | Industrial | Industrial - WA | Existing | Process | Natural Gas | Process Boiler - Stack Economizer | A | Cumulative Winter Peak Savings (MW) | Achievable Economic RVT Potential | 0 | 0 | 0 | 0 | 0 | 0 | 0 | 0 | 0 | 0 | 0 | 0 | 0 | 0 | 0 | 0 | 0 | 0 | 0 | 0 | 0 | 0 | 0 | 0 | 0 | 0 | 0
F10_Industrial_Industrial - WA_Existing_Process_Natural Gas_Process Boiler - Stack Economizer_A_Achievable Economic RVT Potential | F10 | Industrial | Industrial - WA | Existing | Process | Natural Gas | Process Boiler - Stack Economizer | A | Purchases (Incremental) | Achievable Economic RVT Potential | 0 | 0 | 0 | 0 | 0 | 0 | 0 | 0 | 0 | 0 | 0 | 0 | 0 | 0 | 0 | 0 | 0 | 0 | 0 | 0 | 0 | 0 | 0 | 0 | 0 | 0 | 0
F11_Industrial_Industrial - WA_Existing_Process_Natural Gas_Process Boiler - Stack Economizer_A_Achievable Economic RVT Potential | F11 | Industrial | Industrial - WA | Existing | Process | Natural Gas | Process Boiler - Stack Economizer | A | Purchases (Cumulative) | Achievable Economic RVT Potential | 0 | 0 | 0 | 0 | 0 | 0 | 0 | 0 | 0 | 0 | 0 | 0 | 0 | 0 | 0 | 0 | 0 | 0 | 0 | 0 | 0 | 0 | 0 | 0 | 0 | 0 | 0
F1_Industrial_Industrial - WA_Existing_Process_Natural Gas_Process Boiler - Steam Trap Replacement_A_Achievable Economic RVT Potential | F1 | Industrial | Industrial - WA | Existing | Process | Natural Gas | Process Boiler - Steam Trap Replacement | A | Integrated Unit Energy Savings (kWh or therms) | Achievable Economic RVT Potential | 0 | 0 | 238288.3345 | 238288.3345 | 238288.3345 | 238288.3345 | 238288.3345 | 238288.3345 | 238288.3345 | 238288.3345 | 238288.3345 | 238288.3345 | 238288.3345 | 238288.3345 | 238288.3345 | 238288.3345 | 238288.3345 | 238288.3345 | 238288.3345 | 238288.3345 | 238288.3345 | 238288.3345 | 238288.3345 | 238288.3345 | 238288.3345 | 238288.3345 | 238288.3345
F2_Industrial_Industrial - WA_Existing_Process_Natural Gas_Process Boiler - Steam Trap Replacement_A_Achievable Economic RVT Potential | F2 | Industrial | Industrial - WA | Existing | Process | Natural Gas | Process Boiler - Steam Trap Replacement | A | Integrated Unit Summer Peak Savings (kW) | Achievable Economic RVT Potential | 0 | 0 | 0 | 0 | 0 | 0 | 0 | 0 | 0 | 0 | 0 | 0 | 0 | 0 | 0 | 0 | 0 | 0 | 0 | 0 | 0 | 0 | 0 | 0 | 0 | 0 | 0
F3_Industrial_Industrial - WA_Existing_Process_Natural Gas_Process Boiler - Steam Trap Replacement_A_Achievable Economic RVT Potential | F3 | Industrial | Industrial - WA | Existing | Process | Natural Gas | Process Boiler - Steam Trap Replacement | A | Integrated Unit Winter Peak Savings (kW) | Achievable Economic RVT Potential | 0 | 0 | 0 | 0 | 0 | 0 | 0 | 0 | 0 | 0 | 0 | 0 | 0 | 0 | 0 | 0 | 0 | 0 | 0 | 0 | 0 | 0 | 0 | 0 | 0 | 0 | 0
F4_Industrial_Industrial - WA_Existing_Process_Natural Gas_Process Boiler - Steam Trap Replacement_A_Achievable Economic RVT Potential | F4 | Industrial | Industrial - WA | Existing | Process | Natural Gas | Process Boiler - Steam Trap Replacement | A | Incremental Energy Savings (MWh or mTherms) | Achievable Economic RVT Potential | 0 | 0 | 0 | 0 | 0 | 0 | 0 | 0 | 0 | 0 | 0 | 0 | 0 | 0 | 0 | 0 | 0 | 0 | 0 | 0 | 0 | 0 | 0 | 0 | 0 | 0 | 0
F5_Industrial_Industrial - WA_Existing_Process_Natural Gas_Process Boiler - Steam Trap Replacement_A_Achievable Economic RVT Potential | F5 | Industrial | Industrial - WA | Existing | Process | Natural Gas | Process Boiler - Steam Trap Replacement | A | Incremental Summer Peak Savings (MW) | Achievable Economic RVT Potential | 0 | 0 | 0 | 0 | 0 | 0 | 0 | 0 | 0 | 0 | 0 | 0 | 0 | 0 | 0 | 0 | 0 | 0 | 0 | 0 | 0 | 0 | 0 | 0 | 0 | 0 | 0
F6_Industrial_Industrial - WA_Existing_Process_Natural Gas_Process Boiler - Steam Trap Replacement_A_Achievable Economic RVT Potential | F6 | Industrial | Industrial - WA | Existing | Process | Natural Gas | Process Boiler - Steam Trap Replacement | A | Incremental Winter Peak Savings (MW) | Achievable Economic RVT Potential | 0 | 0 | 0 | 0 | 0 | 0 | 0 | 0 | 0 | 0 | 0 | 0 | 0 | 0 | 0 | 0 | 0 | 0 | 0 | 0 | 0 | 0 | 0 | 0 | 0 | 0 | 0
F7_Industrial_Industrial - WA_Existing_Process_Natural Gas_Process Boiler - Steam Trap Replacement_A_Achievable Economic RVT Potential | F7 | Industrial | Industrial - WA | Existing | Process | Natural Gas | Process Boiler - Steam Trap Replacement | A | Cumulative Energy Savings (MWh or mTherms) | Achievable Economic RVT Potential | 0 | 0 | 0 | 0 | 0 | 0 | 0 | 0 | 0 | 0 | 0 | 0 | 0 | 0 | 0 | 0 | 0 | 0 | 0 | 0 | 0 | 0 | 0 | 0 | 0 | 0 | 0
F8_Industrial_Industrial - WA_Existing_Process_Natural Gas_Process Boiler - Steam Trap Replacement_A_Achievable Economic RVT Potential | F8 | Industrial | Industrial - WA | Existing | Process | Natural Gas | Process Boiler - Steam Trap Replacement | A | Cumulative Summer Peak Savings (MW) | Achievable Economic RVT Potential | 0 | 0 | 0 | 0 | 0 | 0 | 0 | 0 | 0 | 0 | 0 | 0 | 0 | 0 | 0 | 0 | 0 | 0 | 0 | 0 | 0 | 0 | 0 | 0 | 0 | 0 | 0
F9_Industrial_Industrial - WA_Existing_Process_Natural Gas_Process Boiler - Steam Trap Replacement_A_Achievable Economic RVT Potential | F9 | Industrial | Industrial - WA | Existing | Process | Natural Gas | Process Boiler - Steam Trap Replacement | A | Cumulative Winter Peak Savings (MW) | Achievable Economic RVT Potential | 0 | 0 | 0 | 0 | 0 | 0 | 0 | 0 | 0 | 0 | 0 | 0 | 0 | 0 | 0 | 0 | 0 | 0 | 0 | 0 | 0 | 0 | 0 | 0 | 0 | 0 | 0
F10_Industrial_Industrial - WA_Existing_Process_Natural Gas_Process Boiler - Steam Trap Replacement_A_Achievable Economic RVT Potential | F10 | Industrial | Industrial - WA | Existing | Process | Natural Gas | Process Boiler - Steam Trap Replacement | A | Purchases (Incremental) | Achievable Economic RVT Potential | 0 | 0 | 0 | 0 | 0 | 0 | 0 | 0 | 0 | 0 | 0 | 0 | 0 | 0 | 0 | 0 | 0 | 0 | 0 | 0 | 0 | 0 | 0 | 0 | 0 | 0 | 0
F11_Industrial_Industrial - WA_Existing_Process_Natural Gas_Process Boiler - Steam Trap Replacement_A_Achievable Economic RVT Potential | F11 | Industrial | Industrial - WA | Existing | Process | Natural Gas | Process Boiler - Steam Trap Replacement | A | Purchases (Cumulative) | Achievable Economic RVT Potential | 0 | 0 | 0 | 0 | 0 | 0 | 0 | 0 | 0 | 0 | 0 | 0 | 0 | 0 | 0 | 0 | 0 | 0 | 0 | 0 | 0 | 0 | 0 | 0 | 0 | 0 | 0
F1_Industrial_Industrial - WA_Existing_Process_Natural Gas_Process Boiler - Maintenance_A_Achievable Economic RVT Potential | F1 | Industrial | Industrial - WA | Existing | Process | Natural Gas | Process Boiler - Maintenance | A | Integrated Unit Energy Savings (kWh or therms) | Achievable Economic RVT Potential | 0 | 0 | 4.7457 | 4.7413 | 4.7364 | 4.7308 | 4.7246 | 4.7176 | 4.71 | 4.702 | 4.6939 | 4.6862 | 4.6791 | 4.6738 | 4.6692 | 4.6653 | 4.6616 | 4.6596 | 4.6578 | 4.656 | 4.6544 | 4.6527 | 4.651 | 4.6493 | 4.6476 | 4.6458 | 4.644
F2_Industrial_Industrial - WA_Existing_Process_Natural Gas_Process Boiler - Maintenance_A_Achievable Economic RVT Potential | F2 | Industrial | Industrial - WA | Existing | Process | Natural Gas | Process Boiler - Maintenance | A | Integrated Unit Summer Peak Savings (kW) | Achievable Economic RVT Potential | 0 | 0 | 0 | 0 | 0 | 0 | 0 | 0 | 0 | 0 | 0 | 0 | 0 | 0 | 0 | 0 | 0 | 0 | 0 | 0 | 0 | 0 | 0 | 0 | 0 | 0 | 0
F3_Industrial_Industrial - WA_Existing_Process_Natural Gas_Process Boiler - Maintenance_A_Achievable Economic RVT Potential | F3 | Industrial | Industrial - WA | Existing | Process | Natural Gas | Process Boiler - Maintenance | A | Integrated Unit Winter Peak Savings (kW) | Achievable Economic RVT Potential | 0 | 0 | 0 | 0 | 0 | 0 | 0 | 0 | 0 | 0 | 0 | 0 | 0 | 0 | 0 | 0 | 0 | 0 | 0 | 0 | 0 | 0 | 0 | 0 | 0 | 0 | 0
F4_Industrial_Industrial - WA_Existing_Process_Natural Gas_Process Boiler - Maintenance_A_Achievable Economic RVT Potential | F4 | Industrial | Industrial - WA | Existing | Process | Natural Gas | Process Boiler - Maintenance | A | Incremental Energy Savings (MWh or mTherms) | Achievable Economic RVT Potential | 0 | 0 | 0 | 0 | 0 | 0 | 0 | 0 | 0 | 0 | 0 | 0 | 0 | 0 | 0 | 0 | 0 | 0 | 0 | 0 | 0 | 0 | 0 | 0 | 0 | 0 | 0
F5_Industrial_Industrial - WA_Existing_Process_Natural Gas_Process Boiler - Maintenance_A_Achievable Economic RVT Potential | F5 | Industrial | Industrial - WA | Existing | Process | Natural Gas | Process Boiler - Maintenance | A | Incremental Summer Peak Savings (MW) | Achievable Economic RVT Potential | 0 | 0 | 0 | 0 | 0 | 0 | 0 | 0 | 0 | 0 | 0 | 0 | 0 | 0 | 0 | 0 | 0 | 0 | 0 | 0 | 0 | 0 | 0 | 0 | 0 | 0 | 0
F6_Industrial_Industrial - WA_Existing_Process_Natural Gas_Process Boiler - Maintenance_A_Achievable Economic RVT Potential | F6 | Industrial | Industrial - WA | Existing | Process | Natural Gas | Process Boiler - Maintenance | A | Incremental Winter Peak Savings (MW) | Achievable Economic RVT Potential | 0 | 0 | 0 | 0 | 0 | 0 | 0 | 0 | 0 | 0 | 0 | 0 | 0 | 0 | 0 | 0 | 0 | 0 | 0 | 0 | 0 | 0 | 0 | 0 | 0 | 0 | 0
F7_Industrial_Industrial - WA_Existing_Process_Natural Gas_Process Boiler - Maintenance_A_Achievable Economic RVT Potential | F7 | Industrial | Industrial - WA | Existing | Process | Natural Gas | Process Boiler - Maintenance | A | Cumulative Energy Savings (MWh or mTherms) | Achievable Economic RVT Potential | 0 | 0 | 0 | 0 | 0 | 0 | 0 | 0 | 0 | 0 | 0 | 0 | 0 | 0 | 0 | 0 | 0 | 0 | 0 | 0 | 0 | 0 | 0 | 0 | 0 | 0 | 0
F8_Industrial_Industrial - WA_Existing_Process_Natural Gas_Process Boiler - Maintenance_A_Achievable Economic RVT Potential | F8 | Industrial | Industrial - WA | Existing | Process | Natural Gas | Process Boiler - Maintenance | A | Cumulative Summer Peak Savings (MW) | Achievable Economic RVT Potential | 0 | 0 | 0 | 0 | 0 | 0 | 0 | 0 | 0 | 0 | 0 | 0 | 0 | 0 | 0 | 0 | 0 | 0 | 0 | 0 | 0 | 0 | 0 | 0 | 0 | 0 | 0
F9_Industrial_Industrial - WA_Existing_Process_Natural Gas_Process Boiler - Maintenance_A_Achievable Economic RVT Potential | F9 | Industrial | Industrial - WA | Existing | Process | Natural Gas | Process Boiler - Maintenance | A | Cumulative Winter Peak Savings (MW) | Achievable Economic RVT Potential | 0 | 0 | 0 | 0 | 0 | 0 | 0 | 0 | 0 | 0 | 0 | 0 | 0 | 0 | 0 | 0 | 0 | 0 | 0 | 0 | 0 | 0 | 0 | 0 | 0 | 0 | 0
F10_Industrial_Industrial - WA_Existing_Process_Natural Gas_Process Boiler - Maintenance_A_Achievable Economic RVT Potential | F10 | Industrial | Industrial - WA | Existing | Process | Natural Gas | Process Boiler - Maintenance | A | Purchases (Incremental) | Achievable Economic RVT Potential | 0 | 0 | 0 | 0 | 0 | 0 | 0 | 0 | 0 | 0 | 0 | 0 | 0 | 0 | 0 | 0 | 0 | 0 | 0 | 0 | 0 | 0 | 0 | 0 | 0 | 0 | 0
F11_Industrial_Industrial - WA_Existing_Process_Natural Gas_Process Boiler - Maintenance_A_Achievable Economic RVT Potential | F11 | Industrial | Industrial - WA | Existing | Process | Natural Gas | Process Boiler - Maintenance | A | Purchases (Cumulative) | Achievable Economic RVT Potential | 0 | 0 | 0 | 0 | 0 | 0 | 0 | 0 | 0 | 0 | 0 | 0 | 0 | 0 | 0 | 0 | 0 | 0 | 0 | 0 | 0 | 0 | 0 | 0 | 0 | 0 | 0
F1_Industrial_Industrial - WA_Existing_Process_Natural Gas_Process - Heat Recovery_A_Achievable Economic RVT Potential | F1 | Industrial | Industrial - WA | Existing | Process | Natural Gas | Process - Heat Recovery | A | Integrated Unit Energy Savings (kWh or therms) | Achievable Economic RVT Potential | 0 | 0 | 0.70841 | 0.70729 | 0.7061 | 0.70488 | 0.70355 | 0.70213 | 0.70068 | 0.69922 | 0.6978 | 0.69646 | 0.69523 | 0.69429 | 0.69347 | 0.69275 | 0.6921 | 0.69173 | 0.69138 | 0.69104 | 0.69072 | 0.69039 | 0.69006 | 0.68972 | 0.68938 | 0.68903 | 0.68867
F2_Industrial_Industrial - WA_Existing_Process_Natural Gas_Process - Heat Recovery_A_Achievable Economic RVT Potential | F2 | Industrial | Industrial - WA | Existing | Process | Natural Gas | Process - Heat Recovery | A | Integrated Unit Summer Peak Savings (kW) | Achievable Economic RVT Potential | 0 | 0 | 0 | 0 | 0 | 0 | 0 | 0 | 0 | 0 | 0 | 0 | 0 | 0 | 0 | 0 | 0 | 0 | 0 | 0 | 0 | 0 | 0 | 0 | 0 | 0 | 0
F3_Industrial_Industrial - WA_Existing_Process_Natural Gas_Process - Heat Recovery_A_Achievable Economic RVT Potential | F3 | Industrial | Industrial - WA | Existing | Process | Natural Gas | Process - Heat Recovery | A | Integrated Unit Winter Peak Savings (kW) | Achievable Economic RVT Potential | 0 | 0 | 0 | 0 | 0 | 0 | 0 | 0 | 0 | 0 | 0 | 0 | 0 | 0 | 0 | 0 | 0 | 0 | 0 | 0 | 0 | 0 | 0 | 0 | 0 | 0 | 0
F4_Industrial_Industrial - WA_Existing_Process_Natural Gas_Process - Heat Recovery_A_Achievable Economic RVT Potential | F4 | Industrial | Industrial - WA | Existing | Process | Natural Gas | Process - Heat Recovery | A | Incremental Energy Savings (MWh or mTherms) | Achievable Economic RVT Potential | 0 | 0 | 0 | 0 | 0 | 0 | 0 | 0 | 0 | 0 | 0 | 0 | 0 | 0 | 0 | 0 | 0 | 0 | 0 | 0 | 0 | 0 | 0 | 0 | 0 | 0 | 0
F5_Industrial_Industrial - WA_Existing_Process_Natural Gas_Process - Heat Recovery_A_Achievable Economic RVT Potential | F5 | Industrial | Industrial - WA | Existing | Process | Natural Gas | Process - Heat Recovery | A | Incremental Summer Peak Savings (MW) | Achievable Economic RVT Potential | 0 | 0 | 0 | 0 | 0 | 0 | 0 | 0 | 0 | 0 | 0 | 0 | 0 | 0 | 0 | 0 | 0 | 0 | 0 | 0 | 0 | 0 | 0 | 0 | 0 | 0 | 0
F6_Industrial_Industrial - WA_Existing_Process_Natural Gas_Process - Heat Recovery_A_Achievable Economic RVT Potential | F6 | Industrial | Industrial - WA | Existing | Process | Natural Gas | Process - Heat Recovery | A | Incremental Winter Peak Savings (MW) | Achievable Economic RVT Potential | 0 | 0 | 0 | 0 | 0 | 0 | 0 | 0 | 0 | 0 | 0 | 0 | 0 | 0 | 0 | 0 | 0 | 0 | 0 | 0 | 0 | 0 | 0 | 0 | 0 | 0 | 0
F7_Industrial_Industrial - WA_Existing_Process_Natural Gas_Process - Heat Recovery_A_Achievable Economic RVT Potential | F7 | Industrial | Industrial - WA | Existing | Process | Natural Gas | Process - Heat Recovery | A | Cumulative Energy Savings (MWh or mTherms) | Achievable Economic RVT Potential | 0 | 0 | 0 | 0 | 0 | 0 | 0 | 0 | 0 | 0 | 0 | 0 | 0 | 0 | 0 | 0 | 0 | 0 | 0 | 0 | 0 | 0 | 0 | 0 | 0 | 0 | 0
F8_Industrial_Industrial - WA_Existing_Process_Natural Gas_Process - Heat Recovery_A_Achievable Economic RVT Potential | F8 | Industrial | Industrial - WA | Existing | Process | Natural Gas | Process - Heat Recovery | A | Cumulative Summer Peak Savings (MW) | Achievable Economic RVT Potential | 0 | 0 | 0 | 0 | 0 | 0 | 0 | 0 | 0 | 0 | 0 | 0 | 0 | 0 | 0 | 0 | 0 | 0 | 0 | 0 | 0 | 0 | 0 | 0 | 0 | 0 | 0
F9_Industrial_Industrial - WA_Existing_Process_Natural Gas_Process - Heat Recovery_A_Achievable Economic RVT Potential | F9 | Industrial | Industrial - WA | Existing | Process | Natural Gas | Process - Heat Recovery | A | Cumulative Winter Peak Savings (MW) | Achievable Economic RVT Potential | 0 | 0 | 0 | 0 | 0 | 0 | 0 | 0 | 0 | 0 | 0 | 0 | 0 | 0 | 0 | 0 | 0 | 0 | 0 | 0 | 0 | 0 | 0 | 0 | 0 | 0 | 0
F10_Industrial_Industrial - WA_Existing_Process_Natural Gas_Process - Heat Recovery_A_Achievable Economic RVT Potential | F10 | Industrial | Industrial - WA | Existing | Process | Natural Gas | Process - Heat Recovery | A | Purchases (Incremental) | Achievable Economic RVT Potential | 0 | 0 | 0 | 0 | 0 | 0 | 0 | 0 | 0 | 0 | 0 | 0 | 0 | 0 | 0 | 0 | 0 | 0 | 0 | 0 | 0 | 0 | 0 | 0 | 0 | 0 | 0
F11_Industrial_Industrial - WA_Existing_Process_Natural Gas_Process - Heat Recovery_A_Achievable Economic RVT Potential | F11 | Industrial | Industrial - WA | Existing | Process | Natural Gas | Process - Heat Recovery | A | Purchases (Cumulative) | Achievable Economic RVT Potential | 0 | 0 | 0 | 0 | 0 | 0 | 0 | 0 | 0 | 0 | 0 | 0 | 0 | 0 | 0 | 0 | 0 | 0 | 0 | 0 | 0 | 0 | 0 | 0 | 0 | 0 | 0
F1_Industrial_Industrial - WA_Existing_Space Heating_Natural Gas_Strategic Energy Management_A_Achievable Economic RVT Potential | F1 | Industrial | Industrial - WA | Existing | Space Heating | Natural Gas | Strategic Energy Management | A | Integrated Unit Energy Savings (kWh or therms) | Achievable Economic RVT Potential | 0 | 0 | 0.033443 | 0.033154 | 0.032849 | 0.032526 | 0.032177 | 0.031852 | 0.031503 | 0.031128 | 0.030726 | 0.030304 | 0.029871 | 0.029439 | 0.029012 | 0.028602 | 0.028218 | 0.027923 | 0.02766 | 0.027432 | 0.027233 | 0.027053 | 0.02692 | 0.02679 | 0.026663 | 0.026539 | 0.026416
F2_Industrial_Industrial - WA_Existing_Space Heating_Natural Gas_Strategic Energy Management_A_Achievable Economic RVT Potential | F2 | Industrial | Industrial - WA | Existing | Space Heating | Natural Gas | Strategic Energy Management | A | Integrated Unit Summer Peak Savings (kW) | Achievable Economic RVT Potential | 0 | 0 | 0 | 0 | 0 | 0 | 0 | 0 | 0 | 0 | 0 | 0 | 0 | 0 | 0 | 0 | 0 | 0 | 0 | 0 | 0 | 0 | 0 | 0 | 0 | 0 | 0
F3_Industrial_Industrial - WA_Existing_Space Heating_Natural Gas_Strategic Energy Management_A_Achievable Economic RVT Potential | F3 | Industrial | Industrial - WA | Existing | Space Heating | Natural Gas | Strategic Energy Management | A | Integrated Unit Winter Peak Savings (kW) | Achievable Economic RVT Potential | 0 | 0 | 0 | 0 | 0 | 0 | 0 | 0 | 0 | 0 | 0 | 0 | 0 | 0 | 0 | 0 | 0 | 0 | 0 | 0 | 0 | 0 | 0 | 0 | 0 | 0 | 0
F4_Industrial_Industrial - WA_Existing_Space Heating_Natural Gas_Strategic Energy Management_A_Achievable Economic RVT Potential | F4 | Industrial | Industrial - WA | Existing | Space Heating | Natural Gas | Strategic Energy Management | A | Incremental Energy Savings (MWh or mTherms) | Achievable Economic RVT Potential | 0 | 0 | 0 | 0 | 0 | 0 | 0 | 0 | 0 | 0 | 0 | 0 | 0 | 0 | 0 | 0 | 0 | 0 | 0 | 0 | 0 | 0 | 0 | 0 | 0 | 0 | 0
F5_Industrial_Industrial - WA_Existing_Space Heating_Natural Gas_Strategic Energy Management_A_Achievable Economic RVT Potential | F5 | Industrial | Industrial - WA | Existing | Space Heating | Natural Gas | Strategic Energy Management | A | Incremental Summer Peak Savings (MW) | Achievable Economic RVT Potential | 0 | 0 | 0 | 0 | 0 | 0 | 0 | 0 | 0 | 0 | 0 | 0 | 0 | 0 | 0 | 0 | 0 | 0 | 0 | 0 | 0 | 0 | 0 | 0 | 0 | 0 | 0
F6_Industrial_Industrial - WA_Existing_Space Heating_Natural Gas_Strategic Energy Management_A_Achievable Economic RVT Potential | F6 | Industrial | Industrial - WA | Existing | Space Heating | Natural Gas | Strategic Energy Management | A | Incremental Winter Peak Savings (MW) | Achievable Economic RVT Potential | 0 | 0 | 0 | 0 | 0 | 0 | 0 | 0 | 0 | 0 | 0 | 0 | 0 | 0 | 0 | 0 | 0 | 0 | 0 | 0 | 0 | 0 | 0 | 0 | 0 | 0 | 0
F7_Industrial_Industrial - WA_Existing_Space Heating_Natural Gas_Strategic Energy Management_A_Achievable Economic RVT Potential | F7 | Industrial | Industrial - WA | Existing | Space Heating | Natural Gas | Strategic Energy Management | A | Cumulative Energy Savings (MWh or mTherms) | Achievable Economic RVT Potential | 0 | 0 | 0 | 0 | 0 | 0 | 0 | 0 | 0 | 0 | 0 | 0 | 0 | 0 | 0 | 0 | 0 | 0 | 0 | 0 | 0 | 0 | 0 | 0 | 0 | 0 | 0
F8_Industrial_Industrial - WA_Existing_Space Heating_Natural Gas_Strategic Energy Management_A_Achievable Economic RVT Potential | F8 | Industrial | Industrial - WA | Existing | Space Heating | Natural Gas | Strategic Energy Management | A | Cumulative Summer Peak Savings (MW) | Achievable Economic RVT Potential | 0 | 0 | 0 | 0 | 0 | 0 | 0 | 0 | 0 | 0 | 0 | 0 | 0 | 0 | 0 | 0 | 0 | 0 | 0 | 0 | 0 | 0 | 0 | 0 | 0 | 0 | 0
F9_Industrial_Industrial - WA_Existing_Space Heating_Natural Gas_Strategic Energy Management_A_Achievable Economic RVT Potential | F9 | Industrial | Industrial - WA | Existing | Space Heating | Natural Gas | Strategic Energy Management | A | Cumulative Winter Peak Savings (MW) | Achievable Economic RVT Potential | 0 | 0 | 0 | 0 | 0 | 0 | 0 | 0 | 0 | 0 | 0 | 0 | 0 | 0 | 0 | 0 | 0 | 0 | 0 | 0 | 0 | 0 | 0 | 0 | 0 | 0 | 0
F10_Industrial_Industrial - WA_Existing_Space Heating_Natural Gas_Strategic Energy Management_A_Achievable Economic RVT Potential | F10 | Industrial | Industrial - WA | Existing | Space Heating | Natural Gas | Strategic Energy Management | A | Purchases (Incremental) | Achievable Economic RVT Potential | 0 | 0 | 0 | 0 | 0 | 0 | 0 | 0 | 0 | 0 | 0 | 0 | 0 | 0 | 0 | 0 | 0 | 0 | 0 | 0 | 0 | 0 | 0 | 0 | 0 | 0 | 0
F11_Industrial_Industrial - WA_Existing_Space Heating_Natural Gas_Strategic Energy Management_A_Achievable Economic RVT Potential | F11 | Industrial | Industrial - WA | Existing | Space Heating | Natural Gas | Strategic Energy Management | A | Purchases (Cumulative) | Achievable Economic RVT Potential | 0 | 0 | 0 | 0 | 0 | 0 | 0 | 0 | 0 | 0 | 0 | 0 | 0 | 0 | 0 | 0 | 0 | 0 | 0 | 0 | 0 | 0 | 0 | 0 | 0 | 0 | 0
F1_Industrial_Industrial - WA_Existing_Process_Natural Gas_Strategic Energy Management_A_Achievable Economic RVT Potential | F1 | Industrial | Industrial - WA | Existing | Process | Natural Gas | Strategic Energy Management | A | Integrated Unit Energy Savings (kWh or therms) | Achievable Economic RVT Potential | 0 | 0 | 0.11472 | 0.11387 | 0.11299 | 0.1121 | 0.11119 | 0.11025 | 0.10929 | 0.10833 | 0.10736 | 0.10639 | 0.10543 | 0.1045 | 0.10358 | 0.10266 | 0.10174 | 0.10085 | 0.099941 | 0.099024 | 0.098095 | 0.097151 | 0.096836 | 0.096516 | 0.096191 | 0.09586 | 0.095523
F2_Industrial_Industrial - WA_Existing_Process_Natural Gas_Strategic Energy Management_A_Achievable Economic RVT Potential | F2 | Industrial | Industrial - WA | Existing | Process | Natural Gas | Strategic Energy Management | A | Integrated Unit Summer Peak Savings (kW) | Achievable Economic RVT Potential | 0 | 0 | 0 | 0 | 0 | 0 | 0 | 0 | 0 | 0 | 0 | 0 | 0 | 0 | 0 | 0 | 0 | 0 | 0 | 0 | 0 | 0 | 0 | 0 | 0 | 0 | 0
F3_Industrial_Industrial - WA_Existing_Process_Natural Gas_Strategic Energy Management_A_Achievable Economic RVT Potential | F3 | Industrial | Industrial - WA | Existing | Process | Natural Gas | Strategic Energy Management | A | Integrated Unit Winter Peak Savings (kW) | Achievable Economic RVT Potential | 0 | 0 | 0 | 0 | 0 | 0 | 0 | 0 | 0 | 0 | 0 | 0 | 0 | 0 | 0 | 0 | 0 | 0 | 0 | 0 | 0 | 0 | 0 | 0 | 0 | 0 | 0
F4_Industrial_Industrial - WA_Existing_Process_Natural Gas_Strategic Energy Management_A_Achievable Economic RVT Potential | F4 | Industrial | Industrial - WA | Existing | Process | Natural Gas | Strategic Energy Management | A | Incremental Energy Savings (MWh or mTherms) | Achievable Economic RVT Potential | 0 | 0 | 0 | 0 | 0 | 0 | 0 | 0 | 0 | 0 | 0 | 0 | 0 | 0 | 0 | 0 | 0 | 0 | 0 | 0 | 0 | 0 | 0 | 0 | 0 | 0 | 0
F5_Industrial_Industrial - WA_Existing_Process_Natural Gas_Strategic Energy Management_A_Achievable Economic RVT Potential | F5 | Industrial | Industrial - WA | Existing | Process | Natural Gas | Strategic Energy Management | A | Incremental Summer Peak Savings (MW) | Achievable Economic RVT Potential | 0 | 0 | 0 | 0 | 0 | 0 | 0 | 0 | 0 | 0 | 0 | 0 | 0 | 0 | 0 | 0 | 0 | 0 | 0 | 0 | 0 | 0 | 0 | 0 | 0 | 0 | 0
F6_Industrial_Industrial - WA_Existing_Process_Natural Gas_Strategic Energy Management_A_Achievable Economic RVT Potential | F6 | Industrial | Industrial - WA | Existing | Process | Natural Gas | Strategic Energy Management | A | Incremental Winter Peak Savings (MW) | Achievable Economic RVT Potential | 0 | 0 | 0 | 0 | 0 | 0 | 0 | 0 | 0 | 0 | 0 | 0 | 0 | 0 | 0 | 0 | 0 | 0 | 0 | 0 | 0 | 0 | 0 | 0 | 0 | 0 | 0
F7_Industrial_Industrial - WA_Existing_Process_Natural Gas_Strategic Energy Management_A_Achievable Economic RVT Potential | F7 | Industrial | Industrial - WA | Existing | Process | Natural Gas | Strategic Energy Management | A | Cumulative Energy Savings (MWh or mTherms) | Achievable Economic RVT Potential | 0 | 0 | 0 | 0 | 0 | 0 | 0 | 0 | 0 | 0 | 0 | 0 | 0 | 0 | 0 | 0 | 0 | 0 | 0 | 0 | 0 | 0 | 0 | 0 | 0 | 0 | 0
F8_Industrial_Industrial - WA_Existing_Process_Natural Gas_Strategic Energy Management_A_Achievable Economic RVT Potential | F8 | Industrial | Industrial - WA | Existing | Process | Natural Gas | Strategic Energy Management | A | Cumulative Summer Peak Savings (MW) | Achievable Economic RVT Potential | 0 | 0 | 0 | 0 | 0 | 0 | 0 | 0 | 0 | 0 | 0 | 0 | 0 | 0 | 0 | 0 | 0 | 0 | 0 | 0 | 0 | 0 | 0 | 0 | 0 | 0 | 0
F9_Industrial_Industrial - WA_Existing_Process_Natural Gas_Strategic Energy Management_A_Achievable Economic RVT Potential | F9 | Industrial | Industrial - WA | Existing | Process | Natural Gas | Strategic Energy Management | A | Cumulative Winter Peak Savings (MW) | Achievable Economic RVT Potential | 0 | 0 | 0 | 0 | 0 | 0 | 0 | 0 | 0 | 0 | 0 | 0 | 0 | 0 | 0 | 0 | 0 | 0 | 0 | 0 | 0 | 0 | 0 | 0 | 0 | 0 | 0
F10_Industrial_Industrial - WA_Existing_Process_Natural Gas_Strategic Energy Management_A_Achievable Economic RVT Potential | F10 | Industrial | Industrial - WA | Existing | Process | Natural Gas | Strategic Energy Management | A | Purchases (Incremental) | Achievable Economic RVT Potential | 0 | 0 | 0 | 0 | 0 | 0 | 0 | 0 | 0 | 0 | 0 | 0 | 0 | 0 | 0 | 0 | 0 | 0 | 0 | 0 | 0 | 0 | 0 | 0 | 0 | 0 | 0
F11_Industrial_Industrial - WA_Existing_Process_Natural Gas_Strategic Energy Management_A_Achievable Economic RVT Potential | F11 | Industrial | Industrial - WA | Existing | Process | Natural Gas | Strategic Energy Management | A | Purchases (Cumulative) | Achievable Economic RVT Potential | 0 | 0 | 0 | 0 | 0 | 0 | 0 | 0 | 0 | 0 | 0 | 0 | 0 | 0 | 0 | 0 | 0 | 0 | 0 | 0 | 0 | 0 | 0 | 0 | 0 | 0 | 0
F1_Industrial_Industrial - WA_Existing_Miscellaneous_Natural Gas_Strategic Energy Management_A_Achievable Economic RVT Potential | F1 | Industrial | Industrial - WA | Existing | Miscellaneous | Natural Gas | Strategic Energy Management | A | Integrated Unit Energy Savings (kWh or therms) | Achievable Economic RVT Potential | 0 | 0 | 0.025233 | 0.025233 | 0.025233 | 0.025233 | 0.025233 | 0.025233 | 0.025233 | 0.025233 | 0.025233 | 0.025233 | 0.025233 | 0.025233 | 0.025233 | 0.025233 | 0.025233 | 0.025233 | 0.025233 | 0.025233 | 0.025233 | 0.025233 | 0.025233 | 0.025233 | 0.025233 | 0.025233 | 0.025233
F2_Industrial_Industrial - WA_Existing_Miscellaneous_Natural Gas_Strategic Energy Management_A_Achievable Economic RVT Potential | F2 | Industrial | Industrial - WA | Existing | Miscellaneous | Natural Gas | Strategic Energy Management | A | Integrated Unit Summer Peak Savings (kW) | Achievable Economic RVT Potential | 0 | 0 | 0 | 0 | 0 | 0 | 0 | 0 | 0 | 0 | 0 | 0 | 0 | 0 | 0 | 0 | 0 | 0 | 0 | 0 | 0 | 0 | 0 | 0 | 0 | 0 | 0
F3_Industrial_Industrial - WA_Existing_Miscellaneous_Natural Gas_Strategic Energy Management_A_Achievable Economic RVT Potential | F3 | Industrial | Industrial - WA | Existing | Miscellaneous | Natural Gas | Strategic Energy Management | A | Integrated Unit Winter Peak Savings (kW) | Achievable Economic RVT Potential | 0 | 0 | 0 | 0 | 0 | 0 | 0 | 0 | 0 | 0 | 0 | 0 | 0 | 0 | 0 | 0 | 0 | 0 | 0 | 0 | 0 | 0 | 0 | 0 | 0 | 0 | 0
F4_Industrial_Industrial - WA_Existing_Miscellaneous_Natural Gas_Strategic Energy Management_A_Achievable Economic RVT Potential | F4 | Industrial | Industrial - WA | Existing | Miscellaneous | Natural Gas | Strategic Energy Management | A | Incremental Energy Savings (MWh or mTherms) | Achievable Economic RVT Potential | 0 | 0 | 0 | 0 | 0 | 0 | 0 | 0 | 0 | 0 | 0 | 0 | 0 | 0 | 0 | 0 | 0 | 0 | 0 | 0 | 0 | 0 | 0 | 0 | 0 | 0 | 0
F5_Industrial_Industrial - WA_Existing_Miscellaneous_Natural Gas_Strategic Energy Management_A_Achievable Economic RVT Potential | F5 | Industrial | Industrial - WA | Existing | Miscellaneous | Natural Gas | Strategic Energy Management | A | Incremental Summer Peak Savings (MW) | Achievable Economic RVT Potential | 0 | 0 | 0 | 0 | 0 | 0 | 0 | 0 | 0 | 0 | 0 | 0 | 0 | 0 | 0 | 0 | 0 | 0 | 0 | 0 | 0 | 0 | 0 | 0 | 0 | 0 | 0
F6_Industrial_Industrial - WA_Existing_Miscellaneous_Natural Gas_Strategic Energy Management_A_Achievable Economic RVT Potential | F6 | Industrial | Industrial - WA | Existing | Miscellaneous | Natural Gas | Strategic Energy Management | A | Incremental Winter Peak Savings (MW) | Achievable Economic RVT Potential | 0 | 0 | 0 | 0 | 0 | 0 | 0 | 0 | 0 | 0 | 0 | 0 | 0 | 0 | 0 | 0 | 0 | 0 | 0 | 0 | 0 | 0 | 0 | 0 | 0 | 0 | 0
F7_Industrial_Industrial - WA_Existing_Miscellaneous_Natural Gas_Strategic Energy Management_A_Achievable Economic RVT Potential | F7 | Industrial | Industrial - WA | Existing | Miscellaneous | Natural Gas | Strategic Energy Management | A | Cumulative Energy Savings (MWh or mTherms) | Achievable Economic RVT Potential | 0 | 0 | 0 | 0 | 0 | 0 | 0 | 0 | 0 | 0 | 0 | 0 | 0 | 0 | 0 | 0 | 0 | 0 | 0 | 0 | 0 | 0 | 0 | 0 | 0 | 0 | 0
F8_Industrial_Industrial - WA_Existing_Miscellaneous_Natural Gas_Strategic Energy Management_A_Achievable Economic RVT Potential | F8 | Industrial | Industrial - WA | Existing | Miscellaneous | Natural Gas | Strategic Energy Management | A | Cumulative Summer Peak Savings (MW) | Achievable Economic RVT Potential | 0 | 0 | 0 | 0 | 0 | 0 | 0 | 0 | 0 | 0 | 0 | 0 | 0 | 0 | 0 | 0 | 0 | 0 | 0 | 0 | 0 | 0 | 0 | 0 | 0 | 0 | 0
F9_Industrial_Industrial - WA_Existing_Miscellaneous_Natural Gas_Strategic Energy Management_A_Achievable Economic RVT Potential | F9 | Industrial | Industrial - WA | Existing | Miscellaneous | Natural Gas | Strategic Energy Management | A | Cumulative Winter Peak Savings (MW) | Achievable Economic RVT Potential | 0 | 0 | 0 | 0 | 0 | 0 | 0 | 0 | 0 | 0 | 0 | 0 | 0 | 0 | 0 | 0 | 0 | 0 | 0 | 0 | 0 | 0 | 0 | 0 | 0 | 0 | 0
F10_Industrial_Industrial - WA_Existing_Miscellaneous_Natural Gas_Strategic Energy Management_A_Achievable Economic RVT Potential | F10 | Industrial | Industrial - WA | Existing | Miscellaneous | Natural Gas | Strategic Energy Management | A | Purchases (Incremental) | Achievable Economic RVT Potential | 0 | 0 | 0 | 0 | 0 | 0 | 0 | 0 | 0 | 0 | 0 | 0 | 0 | 0 | 0 | 0 | 0 | 0 | 0 | 0 | 0 | 0 | 0 | 0 | 0 | 0 | 0
F11_Industrial_Industrial - WA_Existing_Miscellaneous_Natural Gas_Strategic Energy Management_A_Achievable Economic RVT Potential | F11 | Industrial | Industrial - WA | Existing | Miscellaneous | Natural Gas | Strategic Energy Management | A | Purchases (Cumulative) | Achievable Economic RVT Potential | 0 | 0 | 0 | 0 | 0 | 0 | 0 | 0 | 0 | 0 | 0 | 0 | 0 | 0 | 0 | 0 | 0 | 0 | 0 | 0 | 0 | 0 | 0 | 0 | 0 | 0 | 0
F1_Industrial_Industrial - WA_Existing_Space Heating_Natural Gas_Retrocommissioning_A_Achievable Economic RVT Potential | F1 | Industrial | Industrial - WA | Existing | Space Heating | Natural Gas | Retrocommissioning | A | Integrated Unit Energy Savings (kWh or therms) | Achievable Economic RVT Potential | 0 | 0 | 0.041065 | 0.04071 | 0.040335 | 0.039939 | 0.039511 | 0.039112 | 0.038683 | 0.038222 | 0.037729 | 0.03721 | 0.036679 | 0.036148 | 0.035624 | 0.035121 | 0.034649 | 0.034287 | 0.033964 | 0.033684 | 0.033439 | 0.033219 | 0.033056 | 0.032896 | 0.03274 | 0.032587 | 0.032436
F2_Industrial_Industrial - WA_Existing_Space Heating_Natural Gas_Retrocommissioning_A_Achievable Economic RVT Potential | F2 | Industrial | Industrial - WA | Existing | Space Heating | Natural Gas | Retrocommissioning | A | Integrated Unit Summer Peak Savings (kW) | Achievable Economic RVT Potential | 0 | 0 | 0 | 0 | 0 | 0 | 0 | 0 | 0 | 0 | 0 | 0 | 0 | 0 | 0 | 0 | 0 | 0 | 0 | 0 | 0 | 0 | 0 | 0 | 0 | 0 | 0
F3_Industrial_Industrial - WA_Existing_Space Heating_Natural Gas_Retrocommissioning_A_Achievable Economic RVT Potential | F3 | Industrial | Industrial - WA | Existing | Space Heating | Natural Gas | Retrocommissioning | A | Integrated Unit Winter Peak Savings (kW) | Achievable Economic RVT Potential | 0 | 0 | 0 | 0 | 0 | 0 | 0 | 0 | 0 | 0 | 0 | 0 | 0 | 0 | 0 | 0 | 0 | 0 | 0 | 0 | 0 | 0 | 0 | 0 | 0 | 0 | 0
F4_Industrial_Industrial - WA_Existing_Space Heating_Natural Gas_Retrocommissioning_A_Achievable Economic RVT Potential | F4 | Industrial | Industrial - WA | Existing | Space Heating | Natural Gas | Retrocommissioning | A | Incremental Energy Savings (MWh or mTherms) | Achievable Economic RVT Potential | 0 | 0 | 0 | 0 | 0 | 0 | 0 | 0 | 0 | 0 | 0 | 0 | 0 | 0 | 0 | 0 | 0 | 0 | 0 | 0 | 0 | 0 | 0 | 0 | 0 | 0 | 0
F5_Industrial_Industrial - WA_Existing_Space Heating_Natural Gas_Retrocommissioning_A_Achievable Economic RVT Potential | F5 | Industrial | Industrial - WA | Existing | Space Heating | Natural Gas | Retrocommissioning | A | Incremental Summer Peak Savings (MW) | Achievable Economic RVT Potential | 0 | 0 | 0 | 0 | 0 | 0 | 0 | 0 | 0 | 0 | 0 | 0 | 0 | 0 | 0 | 0 | 0 | 0 | 0 | 0 | 0 | 0 | 0 | 0 | 0 | 0 | 0
F6_Industrial_Industrial - WA_Existing_Space Heating_Natural Gas_Retrocommissioning_A_Achievable Economic RVT Potential | F6 | Industrial | Industrial - WA | Existing | Space Heating | Natural Gas | Retrocommissioning | A | Incremental Winter Peak Savings (MW) | Achievable Economic RVT Potential | 0 | 0 | 0 | 0 | 0 | 0 | 0 | 0 | 0 | 0 | 0 | 0 | 0 | 0 | 0 | 0 | 0 | 0 | 0 | 0 | 0 | 0 | 0 | 0 | 0 | 0 | 0
F7_Industrial_Industrial - WA_Existing_Space Heating_Natural Gas_Retrocommissioning_A_Achievable Economic RVT Potential | F7 | Industrial | Industrial - WA | Existing | Space Heating | Natural Gas | Retrocommissioning | A | Cumulative Energy Savings (MWh or mTherms) | Achievable Economic RVT Potential | 0 | 0 | 0 | 0 | 0 | 0 | 0 | 0 | 0 | 0 | 0 | 0 | 0 | 0 | 0 | 0 | 0 | 0 | 0 | 0 | 0 | 0 | 0 | 0 | 0 | 0 | 0
F8_Industrial_Industrial - WA_Existing_Space Heating_Natural Gas_Retrocommissioning_A_Achievable Economic RVT Potential | F8 | Industrial | Industrial - WA | Existing | Space Heating | Natural Gas | Retrocommissioning | A | Cumulative Summer Peak Savings (MW) | Achievable Economic RVT Potential | 0 | 0 | 0 | 0 | 0 | 0 | 0 | 0 | 0 | 0 | 0 | 0 | 0 | 0 | 0 | 0 | 0 | 0 | 0 | 0 | 0 | 0 | 0 | 0 | 0 | 0 | 0
F9_Industrial_Industrial - WA_Existing_Space Heating_Natural Gas_Retrocommissioning_A_Achievable Economic RVT Potential | F9 | Industrial | Industrial - WA | Existing | Space Heating | Natural Gas | Retrocommissioning | A | Cumulative Winter Peak Savings (MW) | Achievable Economic RVT Potential | 0 | 0 | 0 | 0 | 0 | 0 | 0 | 0 | 0 | 0 | 0 | 0 | 0 | 0 | 0 | 0 | 0 | 0 | 0 | 0 | 0 | 0 | 0 | 0 | 0 | 0 | 0
F10_Industrial_Industrial - WA_Existing_Space Heating_Natural Gas_Retrocommissioning_A_Achievable Economic RVT Potential | F10 | Industrial | Industrial - WA | Existing | Space Heating | Natural Gas | Retrocommissioning | A | Purchases (Incremental) | Achievable Economic RVT Potential | 0 | 0 | 0 | 0 | 0 | 0 | 0 | 0 | 0 | 0 | 0 | 0 | 0 | 0 | 0 | 0 | 0 | 0 | 0 | 0 | 0 | 0 | 0 | 0 | 0 | 0 | 0
F11_Industrial_Industrial - WA_Existing_Space Heating_Natural Gas_Retrocommissioning_A_Achievable Economic RVT Potential | F11 | Industrial | Industrial - WA | Existing | Space Heating | Natural Gas | Retrocommissioning | A | Purchases (Cumulative) | Achievable Economic RVT Potential | 0 | 0 | 0 | 0 | 0 | 0 | 0 | 0 | 0 | 0 | 0 | 0 | 0 | 0 | 0 | 0 | 0 | 0 | 0 | 0 | 0 | 0 | 0 | 0 | 0 | 0 | 0
F1_Industrial_Industrial - WA_Existing_Process_Natural Gas_Retrocommissioning_A_Achievable Economic RVT Potential | F1 | Industrial | Industrial - WA | Existing | Process | Natural Gas | Retrocommissioning | A | Integrated Unit Energy Savings (kWh or therms) | Achievable Economic RVT Potential | 0 | 0 | 0 | 0 | 0 | 0 | 0 | 0 | 0 | 0 | 0 | 0 | 0 | 0 | 0 | 0 | 0 | 0 | 0 | 0 | 0 | 0 | 0 | 0 | 0 | 0 | 0
F2_Industrial_Industrial - WA_Existing_Process_Natural Gas_Retrocommissioning_A_Achievable Economic RVT Potential | F2 | Industrial | Industrial - WA | Existing | Process | Natural Gas | Retrocommissioning | A | Integrated Unit Summer Peak Savings (kW) | Achievable Economic RVT Potential | 0 | 0 | 0 | 0 | 0 | 0 | 0 | 0 | 0 | 0 | 0 | 0 | 0 | 0 | 0 | 0 | 0 | 0 | 0 | 0 | 0 | 0 | 0 | 0 | 0 | 0 | 0
F3_Industrial_Industrial - WA_Existing_Process_Natural Gas_Retrocommissioning_A_Achievable Economic RVT Potential | F3 | Industrial | Industrial - WA | Existing | Process | Natural Gas | Retrocommissioning | A | Integrated Unit Winter Peak Savings (kW) | Achievable Economic RVT Potential | 0 | 0 | 0 | 0 | 0 | 0 | 0 | 0 | 0 | 0 | 0 | 0 | 0 | 0 | 0 | 0 | 0 | 0 | 0 | 0 | 0 | 0 | 0 | 0 | 0 | 0 | 0
F4_Industrial_Industrial - WA_Existing_Process_Natural Gas_Retrocommissioning_A_Achievable Economic RVT Potential | F4 | Industrial | Industrial - WA | Existing | Process | Natural Gas | Retrocommissioning | A | Incremental Energy Savings (MWh or mTherms) | Achievable Economic RVT Potential | 0 | 0 | 0 | 0 | 0 | 0 | 0 | 0 | 0 | 0 | 0 | 0 | 0 | 0 | 0 | 0 | 0 | 0 | 0 | 0 | 0 | 0 | 0 | 0 | 0 | 0 | 0
F5_Industrial_Industrial - WA_Existing_Process_Natural Gas_Retrocommissioning_A_Achievable Economic RVT Potential | F5 | Industrial | Industrial - WA | Existing | Process | Natural Gas | Retrocommissioning | A | Incremental Summer Peak Savings (MW) | Achievable Economic RVT Potential | 0 | 0 | 0 | 0 | 0 | 0 | 0 | 0 | 0 | 0 | 0 | 0 | 0 | 0 | 0 | 0 | 0 | 0 | 0 | 0 | 0 | 0 | 0 | 0 | 0 | 0 | 0
F6_Industrial_Industrial - WA_Existing_Process_Natural Gas_Retrocommissioning_A_Achievable Economic RVT Potential | F6 | Industrial | Industrial - WA | Existing | Process | Natural Gas | Retrocommissioning | A | Incremental Winter Peak Savings (MW) | Achievable Economic RVT Potential | 0 | 0 | 0 | 0 | 0 | 0 | 0 | 0 | 0 | 0 | 0 | 0 | 0 | 0 | 0 | 0 | 0 | 0 | 0 | 0 | 0 | 0 | 0 | 0 | 0 | 0 | 0
F7_Industrial_Industrial - WA_Existing_Process_Natural Gas_Retrocommissioning_A_Achievable Economic RVT Potential | F7 | Industrial | Industrial - WA | Existing | Process | Natural Gas | Retrocommissioning | A | Cumulative Energy Savings (MWh or mTherms) | Achievable Economic RVT Potential | 0 | 0 | 0 | 0 | 0 | 0 | 0 | 0 | 0 | 0 | 0 | 0 | 0 | 0 | 0 | 0 | 0 | 0 | 0 | 0 | 0 | 0 | 0 | 0 | 0 | 0 | 0
F8_Industrial_Industrial - WA_Existing_Process_Natural Gas_Retrocommissioning_A_Achievable Economic RVT Potential | F8 | Industrial | Industrial - WA | Existing | Process | Natural Gas | Retrocommissioning | A | Cumulative Summer Peak Savings (MW) | Achievable Economic RVT Potential | 0 | 0 | 0 | 0 | 0 | 0 | 0 | 0 | 0 | 0 | 0 | 0 | 0 | 0 | 0 | 0 | 0 | 0 | 0 | 0 | 0 | 0 | 0 | 0 | 0 | 0 | 0
F9_Industrial_Industrial - WA_Existing_Process_Natural Gas_Retrocommissioning_A_Achievable Economic RVT Potential | F9 | Industrial | Industrial - WA | Existing | Process | Natural Gas | Retrocommissioning | A | Cumulative Winter Peak Savings (MW) | Achievable Economic RVT Potential | 0 | 0 | 0 | 0 | 0 | 0 | 0 | 0 | 0 | 0 | 0 | 0 | 0 | 0 | 0 | 0 | 0 | 0 | 0 | 0 | 0 | 0 | 0 | 0 | 0 | 0 | 0
F10_Industrial_Industrial - WA_Existing_Process_Natural Gas_Retrocommissioning_A_Achievable Economic RVT Potential | F10 | Industrial | Industrial - WA | Existing | Process | Natural Gas | Retrocommissioning | A | Purchases (Incremental) | Achievable Economic RVT Potential | 0 | 0 | 0 | 0 | 0 | 0 | 0 | 0 | 0 | 0 | 0 | 0 | 0 | 0 | 0 | 0 | 0 | 0 | 0 | 0 | 0 | 0 | 0 | 0 | 0 | 0 | 0
F11_Industrial_Industrial - WA_Existing_Process_Natural Gas_Retrocommissioning_A_Achievable Economic RVT Potential | F11 | Industrial | Industrial - WA | Existing | Process | Natural Gas | Retrocommissioning | A | Purchases (Cumulative) | Achievable Economic RVT Potential | 0 | 0 | 0 | 0 | 0 | 0 | 0 | 0 | 0 | 0 | 0 | 0 | 0 | 0 | 0 | 0 | 0 | 0 | 0 | 0 | 0 | 0 | 0 | 0 | 0 | 0 | 0
F1_Industrial_Industrial - WA_New_Space Heating_Natural Gas_Insulation - Ceiling_A_Achievable Economic RVT Potential | F1 | Industrial | Industrial - WA | New | Space Heating | Natural Gas | Insulation - Ceiling | A | Integrated Unit Energy Savings (kWh or therms) | Achievable Economic RVT Potential | 0 | 0 | 0.074735 | 0.073949 | 0.073472 | 0.073111 | 0.07281 | 0.072607 | 0.072453 | 0.072321 | 0.072193 | 0.072068 | 0.071948 | 0.071835 | 0.071728 | 0.071628 | 0.071534 | 0.071481 | 0.071442 | 0.071386 | 0.071318 | 0.071258 | 0.071258 | 0.071261 | 0.071265 | 0.071271 | 0.071278
F2_Industrial_Industrial - WA_New_Space Heating_Natural Gas_Insulation - Ceiling_A_Achievable Economic RVT Potential | F2 | Industrial | Industrial - WA | New | Space Heating | Natural Gas | Insulation - Ceiling | A | Integrated Unit Summer Peak Savings (kW) | Achievable Economic RVT Potential | 0 | 0 | 0 | 0 | 0 | 0 | 0 | 0 | 0 | 0 | 0 | 0 | 0 | 0 | 0 | 0 | 0 | 0 | 0 | 0 | 0 | 0 | 0 | 0 | 0 | 0 | 0
F3_Industrial_Industrial - WA_New_Space Heating_Natural Gas_Insulation - Ceiling_A_Achievable Economic RVT Potential | F3 | Industrial | Industrial - WA | New | Space Heating | Natural Gas | Insulation - Ceiling | A | Integrated Unit Winter Peak Savings (kW) | Achievable Economic RVT Potential | 0 | 0 | 0 | 0 | 0 | 0 | 0 | 0 | 0 | 0 | 0 | 0 | 0 | 0 | 0 | 0 | 0 | 0 | 0 | 0 | 0 | 0 | 0 | 0 | 0 | 0 | 0
F4_Industrial_Industrial - WA_New_Space Heating_Natural Gas_Insulation - Ceiling_A_Achievable Economic RVT Potential | F4 | Industrial | Industrial - WA | New | Space Heating | Natural Gas | Insulation - Ceiling | A | Incremental Energy Savings (MWh or mTherms) | Achievable Economic RVT Potential | 0 | 0 | 0 | 0 | 0 | 0 | 0 | 0 | 0 | 0 | 0 | 0 | 0 | 0 | 0 | 0 | 0 | 0 | 0 | 0 | 0 | 0 | 0 | 0 | 0 | 0 | 0
F5_Industrial_Industrial - WA_New_Space Heating_Natural Gas_Insulation - Ceiling_A_Achievable Economic RVT Potential | F5 | Industrial | Industrial - WA | New | Space Heating | Natural Gas | Insulation - Ceiling | A | Incremental Summer Peak Savings (MW) | Achievable Economic RVT Potential | 0 | 0 | 0 | 0 | 0 | 0 | 0 | 0 | 0 | 0 | 0 | 0 | 0 | 0 | 0 | 0 | 0 | 0 | 0 | 0 | 0 | 0 | 0 | 0 | 0 | 0 | 0
F6_Industrial_Industrial - WA_New_Space Heating_Natural Gas_Insulation - Ceiling_A_Achievable Economic RVT Potential | F6 | Industrial | Industrial - WA | New | Space Heating | Natural Gas | Insulation - Ceiling | A | Incremental Winter Peak Savings (MW) | Achievable Economic RVT Potential | 0 | 0 | 0 | 0 | 0 | 0 | 0 | 0 | 0 | 0 | 0 | 0 | 0 | 0 | 0 | 0 | 0 | 0 | 0 | 0 | 0 | 0 | 0 | 0 | 0 | 0 | 0
F7_Industrial_Industrial - WA_New_Space Heating_Natural Gas_Insulation - Ceiling_A_Achievable Economic RVT Potential | F7 | Industrial | Industrial - WA | New | Space Heating | Natural Gas | Insulation - Ceiling | A | Cumulative Energy Savings (MWh or mTherms) | Achievable Economic RVT Potential | 0 | 0 | 0 | 0 | 0 | 0 | 0 | 0 | 0 | 0 | 0 | 0 | 0 | 0 | 0 | 0 | 0 | 0 | 0 | 0 | 0 | 0 | 0 | 0 | 0 | 0 | 0
F8_Industrial_Industrial - WA_New_Space Heating_Natural Gas_Insulation - Ceiling_A_Achievable Economic RVT Potential | F8 | Industrial | Industrial - WA | New | Space Heating | Natural Gas | Insulation - Ceiling | A | Cumulative Summer Peak Savings (MW) | Achievable Economic RVT Potential | 0 | 0 | 0 | 0 | 0 | 0 | 0 | 0 | 0 | 0 | 0 | 0 | 0 | 0 | 0 | 0 | 0 | 0 | 0 | 0 | 0 | 0 | 0 | 0 | 0 | 0 | 0
F9_Industrial_Industrial - WA_New_Space Heating_Natural Gas_Insulation - Ceiling_A_Achievable Economic RVT Potential | F9 | Industrial | Industrial - WA | New | Space Heating | Natural Gas | Insulation - Ceiling | A | Cumulative Winter Peak Savings (MW) | Achievable Economic RVT Potential | 0 | 0 | 0 | 0 | 0 | 0 | 0 | 0 | 0 | 0 | 0 | 0 | 0 | 0 | 0 | 0 | 0 | 0 | 0 | 0 | 0 | 0 | 0 | 0 | 0 | 0 | 0
F10_Industrial_Industrial - WA_New_Space Heating_Natural Gas_Insulation - Ceiling_A_Achievable Economic RVT Potential | F10 | Industrial | Industrial - WA | New | Space Heating | Natural Gas | Insulation - Ceiling | A | Purchases (Incremental) | Achievable Economic RVT Potential | 0 | 0 | 0 | 0 | 0 | 0 | 0 | 0 | 0 | 0 | 0 | 0 | 0 | 0 | 0 | 0 | 0 | 0 | 0 | 0 | 0 | 0 | 0 | 0 | 0 | 0 | 0
F11_Industrial_Industrial - WA_New_Space Heating_Natural Gas_Insulation - Ceiling_A_Achievable Economic RVT Potential | F11 | Industrial | Industrial - WA | New | Space Heating | Natural Gas | Insulation - Ceiling | A | Purchases (Cumulative) | Achievable Economic RVT Potential | 0 | 0 | 0 | 0 | 0 | 0 | 0 | 0 | 0 | 0 | 0 | 0 | 0 | 0 | 0 | 0 | 0 | 0 | 0 | 0 | 0 | 0 | 0 | 0 | 0 | 0 | 0
F1_Industrial_Industrial - WA_New_Space Heating_Natural Gas_Insulation - Wall Cavity_A_Achievable Economic RVT Potential | F1 | Industrial | Industrial - WA | New | Space Heating | Natural Gas | Insulation - Wall Cavity | A | Integrated Unit Energy Savings (kWh or therms) | Achievable Economic RVT Potential | 0 | 0 | 0.10819 | 0.10705 | 0.10636 | 0.10584 | 0.1054 | 0.10511 | 0.10489 | 0.10469 | 0.10451 | 0.10433 | 0.10415 | 0.10399 | 0.10384 | 0.10369 | 0.10356 | 0.10348 | 0.10342 | 0.10334 | 0.10324 | 0.10315 | 0.10316 | 0.10316 | 0.10317 | 0.10317 | 0.10318
F2_Industrial_Industrial - WA_New_Space Heating_Natural Gas_Insulation - Wall Cavity_A_Achievable Economic RVT Potential | F2 | Industrial | Industrial - WA | New | Space Heating | Natural Gas | Insulation - Wall Cavity | A | Integrated Unit Summer Peak Savings (kW) | Achievable Economic RVT Potential | 0 | 0 | 0 | 0 | 0 | 0 | 0 | 0 | 0 | 0 | 0 | 0 | 0 | 0 | 0 | 0 | 0 | 0 | 0 | 0 | 0 | 0 | 0 | 0 | 0 | 0 | 0
F3_Industrial_Industrial - WA_New_Space Heating_Natural Gas_Insulation - Wall Cavity_A_Achievable Economic RVT Potential | F3 | Industrial | Industrial - WA | New | Space Heating | Natural Gas | Insulation - Wall Cavity | A | Integrated Unit Winter Peak Savings (kW) | Achievable Economic RVT Potential | 0 | 0 | 0 | 0 | 0 | 0 | 0 | 0 | 0 | 0 | 0 | 0 | 0 | 0 | 0 | 0 | 0 | 0 | 0 | 0 | 0 | 0 | 0 | 0 | 0 | 0 | 0
F4_Industrial_Industrial - WA_New_Space Heating_Natural Gas_Insulation - Wall Cavity_A_Achievable Economic RVT Potential | F4 | Industrial | Industrial - WA | New | Space Heating | Natural Gas | Insulation - Wall Cavity | A | Incremental Energy Savings (MWh or mTherms) | Achievable Economic RVT Potential | 0 | 0 | 0 | 0 | 0 | 0 | 0 | 0 | 0 | 0 | 0 | 0 | 0 | 0 | 0 | 0 | 0 | 0 | 0 | 0 | 0 | 0 | 0 | 0 | 0 | 0 | 0
F5_Industrial_Industrial - WA_New_Space Heating_Natural Gas_Insulation - Wall Cavity_A_Achievable Economic RVT Potential | F5 | Industrial | Industrial - WA | New | Space Heating | Natural Gas | Insulation - Wall Cavity | A | Incremental Summer Peak Savings (MW) | Achievable Economic RVT Potential | 0 | 0 | 0 | 0 | 0 | 0 | 0 | 0 | 0 | 0 | 0 | 0 | 0 | 0 | 0 | 0 | 0 | 0 | 0 | 0 | 0 | 0 | 0 | 0 | 0 | 0 | 0
F6_Industrial_Industrial - WA_New_Space Heating_Natural Gas_Insulation - Wall Cavity_A_Achievable Economic RVT Potential | F6 | Industrial | Industrial - WA | New | Space Heating | Natural Gas | Insulation - Wall Cavity | A | Incremental Winter Peak Savings (MW) | Achievable Economic RVT Potential | 0 | 0 | 0 | 0 | 0 | 0 | 0 | 0 | 0 | 0 | 0 | 0 | 0 | 0 | 0 | 0 | 0 | 0 | 0 | 0 | 0 | 0 | 0 | 0 | 0 | 0 | 0
F7_Industrial_Industrial - WA_New_Space Heating_Natural Gas_Insulation - Wall Cavity_A_Achievable Economic RVT Potential | F7 | Industrial | Industrial - WA | New | Space Heating | Natural Gas | Insulation - Wall Cavity | A | Cumulative Energy Savings (MWh or mTherms) | Achievable Economic RVT Potential | 0 | 0 | 0 | 0 | 0 | 0 | 0 | 0 | 0 | 0 | 0 | 0 | 0 | 0 | 0 | 0 | 0 | 0 | 0 | 0 | 0 | 0 | 0 | 0 | 0 | 0 | 0
F8_Industrial_Industrial - WA_New_Space Heating_Natural Gas_Insulation - Wall Cavity_A_Achievable Economic RVT Potential | F8 | Industrial | Industrial - WA | New | Space Heating | Natural Gas | Insulation - Wall Cavity | A | Cumulative Summer Peak Savings (MW) | Achievable Economic RVT Potential | 0 | 0 | 0 | 0 | 0 | 0 | 0 | 0 | 0 | 0 | 0 | 0 | 0 | 0 | 0 | 0 | 0 | 0 | 0 | 0 | 0 | 0 | 0 | 0 | 0 | 0 | 0
F9_Industrial_Industrial - WA_New_Space Heating_Natural Gas_Insulation - Wall Cavity_A_Achievable Economic RVT Potential | F9 | Industrial | Industrial - WA | New | Space Heating | Natural Gas | Insulation - Wall Cavity | A | Cumulative Winter Peak Savings (MW) | Achievable Economic RVT Potential | 0 | 0 | 0 | 0 | 0 | 0 | 0 | 0 | 0 | 0 | 0 | 0 | 0 | 0 | 0 | 0 | 0 | 0 | 0 | 0 | 0 | 0 | 0 | 0 | 0 | 0 | 0
F10_Industrial_Industrial - WA_New_Space Heating_Natural Gas_Insulation - Wall Cavity_A_Achievable Economic RVT Potential | F10 | Industrial | Industrial - WA | New | Space Heating | Natural Gas | Insulation - Wall Cavity | A | Purchases (Incremental) | Achievable Economic RVT Potential | 0 | 0 | 0 | 0 | 0 | 0 | 0 | 0 | 0 | 0 | 0 | 0 | 0 | 0 | 0 | 0 | 0 | 0 | 0 | 0 | 0 | 0 | 0 | 0 | 0 | 0 | 0
F11_Industrial_Industrial - WA_New_Space Heating_Natural Gas_Insulation - Wall Cavity_A_Achievable Economic RVT Potential | F11 | Industrial | Industrial - WA | New | Space Heating | Natural Gas | Insulation - Wall Cavity | A | Purchases (Cumulative) | Achievable Economic RVT Potential | 0 | 0 | 0 | 0 | 0 | 0 | 0 | 0 | 0 | 0 | 0 | 0 | 0 | 0 | 0 | 0 | 0 | 0 | 0 | 0 | 0 | 0 | 0 | 0 | 0 | 0 | 0
F1_Industrial_Industrial - WA_New_Space Heating_Natural Gas_Insulation - Ducting_A_Achievable Economic RVT Potential | F1 | Industrial | Industrial - WA | New | Space Heating | Natural Gas | Insulation - Ducting | A | Integrated Unit Energy Savings (kWh or therms) | Achievable Economic RVT Potential | 0 | 0 | 0.048153 | 0.046677 | 0.045887 | 0.045363 | 0.045 | 0.044726 | 0.044506 | 0.044319 | 0.044149 | 0.043994 | 0.043852 | 0.043721 | 0.043602 | 0.043493 | 0.043394 | 0.043324 | 0.043267 | 0.043158 | 0.043015 | 0.042888 | 0.042808 | 0.042739 | 0.042678 | 0.042626 | 0.04258
F2_Industrial_Industrial - WA_New_Space Heating_Natural Gas_Insulation - Ducting_A_Achievable Economic RVT Potential | F2 | Industrial | Industrial - WA | New | Space Heating | Natural Gas | Insulation - Ducting | A | Integrated Unit Summer Peak Savings (kW) | Achievable Economic RVT Potential | 0 | 0 | 0 | 0 | 0 | 0 | 0 | 0 | 0 | 0 | 0 | 0 | 0 | 0 | 0 | 0 | 0 | 0 | 0 | 0 | 0 | 0 | 0 | 0 | 0 | 0 | 0
F3_Industrial_Industrial - WA_New_Space Heating_Natural Gas_Insulation - Ducting_A_Achievable Economic RVT Potential | F3 | Industrial | Industrial - WA | New | Space Heating | Natural Gas | Insulation - Ducting | A | Integrated Unit Winter Peak Savings (kW) | Achievable Economic RVT Potential | 0 | 0 | 0 | 0 | 0 | 0 | 0 | 0 | 0 | 0 | 0 | 0 | 0 | 0 | 0 | 0 | 0 | 0 | 0 | 0 | 0 | 0 | 0 | 0 | 0 | 0 | 0
F4_Industrial_Industrial - WA_New_Space Heating_Natural Gas_Insulation - Ducting_A_Achievable Economic RVT Potential | F4 | Industrial | Industrial - WA | New | Space Heating | Natural Gas | Insulation - Ducting | A | Incremental Energy Savings (MWh or mTherms) | Achievable Economic RVT Potential | 0 | 0 | 0 | 0 | 0 | 0 | 0 | 0 | 0 | 0 | 0 | 0 | 0 | 0 | 0 | 0 | 0 | 0 | 0 | 0 | 0 | 0 | 0 | 0 | 0 | 0 | 0
F5_Industrial_Industrial - WA_New_Space Heating_Natural Gas_Insulation - Ducting_A_Achievable Economic RVT Potential | F5 | Industrial | Industrial - WA | New | Space Heating | Natural Gas | Insulation - Ducting | A | Incremental Summer Peak Savings (MW) | Achievable Economic RVT Potential | 0 | 0 | 0 | 0 | 0 | 0 | 0 | 0 | 0 | 0 | 0 | 0 | 0 | 0 | 0 | 0 | 0 | 0 | 0 | 0 | 0 | 0 | 0 | 0 | 0 | 0 | 0
F6_Industrial_Industrial - WA_New_Space Heating_Natural Gas_Insulation - Ducting_A_Achievable Economic RVT Potential | F6 | Industrial | Industrial - WA | New | Space Heating | Natural Gas | Insulation - Ducting | A | Incremental Winter Peak Savings (MW) | Achievable Economic RVT Potential | 0 | 0 | 0 | 0 | 0 | 0 | 0 | 0 | 0 | 0 | 0 | 0 | 0 | 0 | 0 | 0 | 0 | 0 | 0 | 0 | 0 | 0 | 0 | 0 | 0 | 0 | 0
F7_Industrial_Industrial - WA_New_Space Heating_Natural Gas_Insulation - Ducting_A_Achievable Economic RVT Potential | F7 | Industrial | Industrial - WA | New | Space Heating | Natural Gas | Insulation - Ducting | A | Cumulative Energy Savings (MWh or mTherms) | Achievable Economic RVT Potential | 0 | 0 | 0 | 0 | 0 | 0 | 0 | 0 | 0 | 0 | 0 | 0 | 0 | 0 | 0 | 0 | 0 | 0 | 0 | 0 | 0 | 0 | 0 | 0 | 0 | 0 | 0
F8_Industrial_Industrial - WA_New_Space Heating_Natural Gas_Insulation - Ducting_A_Achievable Economic RVT Potential | F8 | Industrial | Industrial - WA | New | Space Heating | Natural Gas | Insulation - Ducting | A | Cumulative Summer Peak Savings (MW) | Achievable Economic RVT Potential | 0 | 0 | 0 | 0 | 0 | 0 | 0 | 0 | 0 | 0 | 0 | 0 | 0 | 0 | 0 | 0 | 0 | 0 | 0 | 0 | 0 | 0 | 0 | 0 | 0 | 0 | 0
F9_Industrial_Industrial - WA_New_Space Heating_Natural Gas_Insulation - Ducting_A_Achievable Economic RVT Potential | F9 | Industrial | Industrial - WA | New | Space Heating | Natural Gas | Insulation - Ducting | A | Cumulative Winter Peak Savings (MW) | Achievable Economic RVT Potential | 0 | 0 | 0 | 0 | 0 | 0 | 0 | 0 | 0 | 0 | 0 | 0 | 0 | 0 | 0 | 0 | 0 | 0 | 0 | 0 | 0 | 0 | 0 | 0 | 0 | 0 | 0
F10_Industrial_Industrial - WA_New_Space Heating_Natural Gas_Insulation - Ducting_A_Achievable Economic RVT Potential | F10 | Industrial | Industrial - WA | New | Space Heating | Natural Gas | Insulation - Ducting | A | Purchases (Incremental) | Achievable Economic RVT Potential | 0 | 0 | 0 | 0 | 0 | 0 | 0 | 0 | 0 | 0 | 0 | 0 | 0 | 0 | 0 | 0 | 0 | 0 | 0 | 0 | 0 | 0 | 0 | 0 | 0 | 0 | 0
F11_Industrial_Industrial - WA_New_Space Heating_Natural Gas_Insulation - Ducting_A_Achievable Economic RVT Potential | F11 | Industrial | Industrial - WA | New | Space Heating | Natural Gas | Insulation - Ducting | A | Purchases (Cumulative) | Achievable Economic RVT Potential | 0 | 0 | 0 | 0 | 0 | 0 | 0 | 0 | 0 | 0 | 0 | 0 | 0 | 0 | 0 | 0 | 0 | 0 | 0 | 0 | 0 | 0 | 0 | 0 | 0 | 0 | 0
F1_Industrial_Industrial - WA_New_Space Heating_Natural Gas_Ducting - Repair and Sealing_A_Achievable Economic RVT Potential | F1 | Industrial | Industrial - WA | New | Space Heating | Natural Gas | Ducting - Repair and Sealing | A | Integrated Unit Energy Savings (kWh or therms) | Achievable Economic RVT Potential | 0 | 0 | 0.19135 | 0.18557 | 0.1825 | 0.18048 | 0.17911 | 0.17807 | 0.17724 | 0.17652 | 0.17586 | 0.17525 | 0.17468 | 0.17416 | 0.17368 | 0.17324 | 0.17284 | 0.17254 | 0.1723 | 0.17185 | 0.17126 | 0.17075 | 0.17042 | 0.17013 | 0.16988 | 0.16966 | 0.16947
F2_Industrial_Industrial - WA_New_Space Heating_Natural Gas_Ducting - Repair and Sealing_A_Achievable Economic RVT Potential | F2 | Industrial | Industrial - WA | New | Space Heating | Natural Gas | Ducting - Repair and Sealing | A | Integrated Unit Summer Peak Savings (kW) | Achievable Economic RVT Potential | 0 | 0 | 0 | 0 | 0 | 0 | 0 | 0 | 0 | 0 | 0 | 0 | 0 | 0 | 0 | 0 | 0 | 0 | 0 | 0 | 0 | 0 | 0 | 0 | 0 | 0 | 0
F3_Industrial_Industrial - WA_New_Space Heating_Natural Gas_Ducting - Repair and Sealing_A_Achievable Economic RVT Potential | F3 | Industrial | Industrial - WA | New | Space Heating | Natural Gas | Ducting - Repair and Sealing | A | Integrated Unit Winter Peak Savings (kW) | Achievable Economic RVT Potential | 0 | 0 | 0 | 0 | 0 | 0 | 0 | 0 | 0 | 0 | 0 | 0 | 0 | 0 | 0 | 0 | 0 | 0 | 0 | 0 | 0 | 0 | 0 | 0 | 0 | 0 | 0
F4_Industrial_Industrial - WA_New_Space Heating_Natural Gas_Ducting - Repair and Sealing_A_Achievable Economic RVT Potential | F4 | Industrial | Industrial - WA | New | Space Heating | Natural Gas | Ducting - Repair and Sealing | A | Incremental Energy Savings (MWh or mTherms) | Achievable Economic RVT Potential | 0 | 0 | 0 | 0 | 0 | 0 | 0 | 0 | 0 | 0 | 0 | 0 | 0 | 0 | 0 | 0 | 0 | 0 | 0 | 0 | 0 | 0 | 0 | 0 | 0 | 0 | 0
F5_Industrial_Industrial - WA_New_Space Heating_Natural Gas_Ducting - Repair and Sealing_A_Achievable Economic RVT Potential | F5 | Industrial | Industrial - WA | New | Space Heating | Natural Gas | Ducting - Repair and Sealing | A | Incremental Summer Peak Savings (MW) | Achievable Economic RVT Potential | 0 | 0 | 0 | 0 | 0 | 0 | 0 | 0 | 0 | 0 | 0 | 0 | 0 | 0 | 0 | 0 | 0 | 0 | 0 | 0 | 0 | 0 | 0 | 0 | 0 | 0 | 0
F6_Industrial_Industrial - WA_New_Space Heating_Natural Gas_Ducting - Repair and Sealing_A_Achievable Economic RVT Potential | F6 | Industrial | Industrial - WA | New | Space Heating | Natural Gas | Ducting - Repair and Sealing | A | Incremental Winter Peak Savings (MW) | Achievable Economic RVT Potential | 0 | 0 | 0 | 0 | 0 | 0 | 0 | 0 | 0 | 0 | 0 | 0 | 0 | 0 | 0 | 0 | 0 | 0 | 0 | 0 | 0 | 0 | 0 | 0 | 0 | 0 | 0
F7_Industrial_Industrial - WA_New_Space Heating_Natural Gas_Ducting - Repair and Sealing_A_Achievable Economic RVT Potential | F7 | Industrial | Industrial - WA | New | Space Heating | Natural Gas | Ducting - Repair and Sealing | A | Cumulative Energy Savings (MWh or mTherms) | Achievable Economic RVT Potential | 0 | 0 | 0 | 0 | 0 | 0 | 0 | 0 | 0 | 0 | 0 | 0 | 0 | 0 | 0 | 0 | 0 | 0 | 0 | 0 | 0 | 0 | 0 | 0 | 0 | 0 | 0
F8_Industrial_Industrial - WA_New_Space Heating_Natural Gas_Ducting - Repair and Sealing_A_Achievable Economic RVT Potential | F8 | Industrial | Industrial - WA | New | Space Heating | Natural Gas | Ducting - Repair and Sealing | A | Cumulative Summer Peak Savings (MW) | Achievable Economic RVT Potential | 0 | 0 | 0 | 0 | 0 | 0 | 0 | 0 | 0 | 0 | 0 | 0 | 0 | 0 | 0 | 0 | 0 | 0 | 0 | 0 | 0 | 0 | 0 | 0 | 0 | 0 | 0
F9_Industrial_Industrial - WA_New_Space Heating_Natural Gas_Ducting - Repair and Sealing_A_Achievable Economic RVT Potential | F9 | Industrial | Industrial - WA | New | Space Heating | Natural Gas | Ducting - Repair and Sealing | A | Cumulative Winter Peak Savings (MW) | Achievable Economic RVT Potential | 0 | 0 | 0 | 0 | 0 | 0 | 0 | 0 | 0 | 0 | 0 | 0 | 0 | 0 | 0 | 0 | 0 | 0 | 0 | 0 | 0 | 0 | 0 | 0 | 0 | 0 | 0
F10_Industrial_Industrial - WA_New_Space Heating_Natural Gas_Ducting - Repair and Sealing_A_Achievable Economic RVT Potential | F10 | Industrial | Industrial - WA | New | Space Heating | Natural Gas | Ducting - Repair and Sealing | A | Purchases (Incremental) | Achievable Economic RVT Potential | 0 | 0 | 0 | 0 | 0 | 0 | 0 | 0 | 0 | 0 | 0 | 0 | 0 | 0 | 0 | 0 | 0 | 0 | 0 | 0 | 0 | 0 | 0 | 0 | 0 | 0 | 0
F11_Industrial_Industrial - WA_New_Space Heating_Natural Gas_Ducting - Repair and Sealing_A_Achievable Economic RVT Potential | F11 | Industrial | Industrial - WA | New | Space Heating | Natural Gas | Ducting - Repair and Sealing | A | Purchases (Cumulative) | Achievable Economic RVT Potential | 0 | 0 | 0 | 0 | 0 | 0 | 0 | 0 | 0 | 0 | 0 | 0 | 0 | 0 | 0 | 0 | 0 | 0 | 0 | 0 | 0 | 0 | 0 | 0 | 0 | 0 | 0
F1_Industrial_Industrial - WA_New_Space Heating_Natural Gas_Building Shell - Air Sealing (Infiltration Control)_A_Achievable Economic RVT Potential | F1 | Industrial | Industrial - WA | New | Space Heating | Natural Gas | Building Shell - Air Sealing (Infiltration Control) | A | Integrated Unit Energy Savings (kWh or therms) | Achievable Economic RVT Potential | 0 | 0 | 53.5083 | 52.9467 | 52.6085 | 52.3553 | 52.148 | 52.014 | 51.9187 | 51.8412 | 51.7677 | 51.6974 | 51.6297 | 51.5643 | 51.5006 | 51.4386 | 51.3778 | 51.342 | 51.3132 | 51.2699 | 51.2168 | 51.1696 | 51.1659 | 51.164 | 51.1635 | 51.1643 | 51.1662
F2_Industrial_Industrial - WA_New_Space Heating_Natural Gas_Building Shell - Air Sealing (Infiltration Control)_A_Achievable Economic RVT Potential | F2 | Industrial | Industrial - WA | New | Space Heating | Natural Gas | Building Shell - Air Sealing (Infiltration Control) | A | Integrated Unit Summer Peak Savings (kW) | Achievable Economic RVT Potential | 0 | 0 | 0 | 0 | 0 | 0 | 0 | 0 | 0 | 0 | 0 | 0 | 0 | 0 | 0 | 0 | 0 | 0 | 0 | 0 | 0 | 0 | 0 | 0 | 0 | 0 | 0
F3_Industrial_Industrial - WA_New_Space Heating_Natural Gas_Building Shell - Air Sealing (Infiltration Control)_A_Achievable Economic RVT Potential | F3 | Industrial | Industrial - WA | New | Space Heating | Natural Gas | Building Shell - Air Sealing (Infiltration Control) | A | Integrated Unit Winter Peak Savings (kW) | Achievable Economic RVT Potential | 0 | 0 | 0 | 0 | 0 | 0 | 0 | 0 | 0 | 0 | 0 | 0 | 0 | 0 | 0 | 0 | 0 | 0 | 0 | 0 | 0 | 0 | 0 | 0 | 0 | 0 | 0
F4_Industrial_Industrial - WA_New_Space Heating_Natural Gas_Building Shell - Air Sealing (Infiltration Control)_A_Achievable Economic RVT Potential | F4 | Industrial | Industrial - WA | New | Space Heating | Natural Gas | Building Shell - Air Sealing (Infiltration Control) | A | Incremental Energy Savings (MWh or mTherms) | Achievable Economic RVT Potential | 0 | 0 | 2.0465e-07 | 1.0776e-06 | 4.0362e-06 | 1.204e-05 | 2.9863e-05 | 6.5591e-05 | 0.0001293 | 0.00023043 | 0.0003722 | 0.00054446 | 0.00071833 | 0.00084896 | 0.00088962 | 0.00081399 | 0.00063305 | 0.0004047 | 0.00015616 | 0 | 0 | 0 | 0 | 0 | 0 | 0 | 0
F5_Industrial_Industrial - WA_New_Space Heating_Natural Gas_Building Shell - Air Sealing (Infiltration Control)_A_Achievable Economic RVT Potential | F5 | Industrial | Industrial - WA | New | Space Heating | Natural Gas | Building Shell - Air Sealing (Infiltration Control) | A | Incremental Summer Peak Savings (MW) | Achievable Economic RVT Potential | 0 | 0 | 0 | 0 | 0 | 0 | 0 | 0 | 0 | 0 | 0 | 0 | 0 | 0 | 0 | 0 | 0 | 0 | 0 | 0 | 0 | 0 | 0 | 0 | 0 | 0 | 0
F6_Industrial_Industrial - WA_New_Space Heating_Natural Gas_Building Shell - Air Sealing (Infiltration Control)_A_Achievable Economic RVT Potential | F6 | Industrial | Industrial - WA | New | Space Heating | Natural Gas | Building Shell - Air Sealing (Infiltration Control) | A | Incremental Winter Peak Savings (MW) | Achievable Economic RVT Potential | 0 | 0 | 0 | 0 | 0 | 0 | 0 | 0 | 0 | 0 | 0 | 0 | 0 | 0 | 0 | 0 | 0 | 0 | 0 | 0 | 0 | 0 | 0 | 0 | 0 | 0 | 0
F7_Industrial_Industrial - WA_New_Space Heating_Natural Gas_Building Shell - Air Sealing (Infiltration Control)_A_Achievable Economic RVT Potential | F7 | Industrial | Industrial - WA | New | Space Heating | Natural Gas | Building Shell - Air Sealing (Infiltration Control) | A | Cumulative Energy Savings (MWh or mTherms) | Achievable Economic RVT Potential | 0 | 0 | 2.0465e-07 | 1.2801e-06 | 5.3081e-06 | 1.7323e-05 | 4.7117e-05 | 0.00011259 | 0.00024168 | 0.00047175 | 0.00084328 | 0.0013866 | 0.0021031 | 0.0029494 | 0.0038354 | 0.0046448 | 0.0052723 | 0.0056733 | 0.0058263 | 0.0058214 | 0.0058154 | 0.00581 | 0.0058096 | 0.0058094 | 0.0058093 | 0.0058094 | 0.0058096
F8_Industrial_Industrial - WA_New_Space Heating_Natural Gas_Building Shell - Air Sealing (Infiltration Control)_A_Achievable Economic RVT Potential | F8 | Industrial | Industrial - WA | New | Space Heating | Natural Gas | Building Shell - Air Sealing (Infiltration Control) | A | Cumulative Summer Peak Savings (MW) | Achievable Economic RVT Potential | 0 | 0 | 0 | 0 | 0 | 0 | 0 | 0 | 0 | 0 | 0 | 0 | 0 | 0 | 0 | 0 | 0 | 0 | 0 | 0 | 0 | 0 | 0 | 0 | 0 | 0 | 0
F9_Industrial_Industrial - WA_New_Space Heating_Natural Gas_Building Shell - Air Sealing (Infiltration Control)_A_Achievable Economic RVT Potential | F9 | Industrial | Industrial - WA | New | Space Heating | Natural Gas | Building Shell - Air Sealing (Infiltration Control) | A | Cumulative Winter Peak Savings (MW) | Achievable Economic RVT Potential | 0 | 0 | 0 | 0 | 0 | 0 | 0 | 0 | 0 | 0 | 0 | 0 | 0 | 0 | 0 | 0 | 0 | 0 | 0 | 0 | 0 | 0 | 0 | 0 | 0 | 0 | 0
F10_Industrial_Industrial - WA_New_Space Heating_Natural Gas_Building Shell - Air Sealing (Infiltration Control)_A_Achievable Economic RVT Potential | F10 | Industrial | Industrial - WA | New | Space Heating | Natural Gas | Building Shell - Air Sealing (Infiltration Control) | A | Purchases (Incremental) | Achievable Economic RVT Potential | 0 | 0 | 3.8246e-06 | 2.0352e-05 | 7.6721e-05 | 0.00022997 | 0.00057266 | 0.001261 | 0.0024904 | 0.0044449 | 0.0071898 | 0.010532 | 0.013913 | 0.016464 | 0.017274 | 0.015824 | 0.012321 | 0.0078825 | 0.0030434 | 0 | 0 | 0 | 0 | 0 | 0 | 0 | 0
F11_Industrial_Industrial - WA_New_Space Heating_Natural Gas_Building Shell - Air Sealing (Infiltration Control)_A_Achievable Economic RVT Potential | F11 | Industrial | Industrial - WA | New | Space Heating | Natural Gas | Building Shell - Air Sealing (Infiltration Control) | A | Purchases (Cumulative) | Achievable Economic RVT Potential | 0 | 0 | 3.8246e-06 | 2.4176e-05 | 0.0001009 | 0.00033087 | 0.00090352 | 0.0021645 | 0.004655 | 0.0090998 | 0.01629 | 0.026821 | 0.040735 | 0.057199 | 0.074473 | 0.090297 | 0.10262 | 0.1105 | 0.11354 | 0.11354 | 0.11354 | 0.11354 | 0.11354 | 0.11354 | 0.11354 | 0.11354 | 0.11354
F1_Industrial_Industrial - WA_New_Space Heating_Natural Gas_Ventilation - Demand Controlled_A_Achievable Economic RVT Potential | F1 | Industrial | Industrial - WA | New | Space Heating | Natural Gas | Ventilation - Demand Controlled | A | Integrated Unit Energy Savings (kWh or therms) | Achievable Economic RVT Potential | 0 | 0 | 0.035305 | 0.034238 | 0.033672 | 0.0333 | 0.033046 | 0.032855 | 0.032701 | 0.032568 | 0.032446 | 0.032333 | 0.032229 | 0.032133 | 0.032045 | 0.031964 | 0.031889 | 0.031835 | 0.031789 | 0.031707 | 0.031599 | 0.031504 | 0.031443 | 0.03139 | 0.031343 | 0.031303 | 0.031268
F2_Industrial_Industrial - WA_New_Space Heating_Natural Gas_Ventilation - Demand Controlled_A_Achievable Economic RVT Potential | F2 | Industrial | Industrial - WA | New | Space Heating | Natural Gas | Ventilation - Demand Controlled | A | Integrated Unit Summer Peak Savings (kW) | Achievable Economic RVT Potential | 0 | 0 | 0 | 0 | 0 | 0 | 0 | 0 | 0 | 0 | 0 | 0 | 0 | 0 | 0 | 0 | 0 | 0 | 0 | 0 | 0 | 0 | 0 | 0 | 0 | 0 | 0
F3_Industrial_Industrial - WA_New_Space Heating_Natural Gas_Ventilation - Demand Controlled_A_Achievable Economic RVT Potential | F3 | Industrial | Industrial - WA | New | Space Heating | Natural Gas | Ventilation - Demand Controlled | A | Integrated Unit Winter Peak Savings (kW) | Achievable Economic RVT Potential | 0 | 0 | 0 | 0 | 0 | 0 | 0 | 0 | 0 | 0 | 0 | 0 | 0 | 0 | 0 | 0 | 0 | 0 | 0 | 0 | 0 | 0 | 0 | 0 | 0 | 0 | 0
F4_Industrial_Industrial - WA_New_Space Heating_Natural Gas_Ventilation - Demand Controlled_A_Achievable Economic RVT Potential | F4 | Industrial | Industrial - WA | New | Space Heating | Natural Gas | Ventilation - Demand Controlled | A | Incremental Energy Savings (MWh or mTherms) | Achievable Economic RVT Potential | 0 | 0 | 0 | 0 | 0 | 0 | 0 | 0 | 0 | 0 | 0 | 0 | 0 | 0 | 0 | 0 | 0 | 0 | 0 | 0 | 0 | 0 | 0 | 0 | 0 | 0 | 0
F5_Industrial_Industrial - WA_New_Space Heating_Natural Gas_Ventilation - Demand Controlled_A_Achievable Economic RVT Potential | F5 | Industrial | Industrial - WA | New | Space Heating | Natural Gas | Ventilation - Demand Controlled | A | Incremental Summer Peak Savings (MW) | Achievable Economic RVT Potential | 0 | 0 | 0 | 0 | 0 | 0 | 0 | 0 | 0 | 0 | 0 | 0 | 0 | 0 | 0 | 0 | 0 | 0 | 0 | 0 | 0 | 0 | 0 | 0 | 0 | 0 | 0
F6_Industrial_Industrial - WA_New_Space Heating_Natural Gas_Ventilation - Demand Controlled_A_Achievable Economic RVT Potential | F6 | Industrial | Industrial - WA | New | Space Heating | Natural Gas | Ventilation - Demand Controlled | A | Incremental Winter Peak Savings (MW) | Achievable Economic RVT Potential | 0 | 0 | 0 | 0 | 0 | 0 | 0 | 0 | 0 | 0 | 0 | 0 | 0 | 0 | 0 | 0 | 0 | 0 | 0 | 0 | 0 | 0 | 0 | 0 | 0 | 0 | 0
F7_Industrial_Industrial - WA_New_Space Heating_Natural Gas_Ventilation - Demand Controlled_A_Achievable Economic RVT Potential | F7 | Industrial | Industrial - WA | New | Space Heating | Natural Gas | Ventilation - Demand Controlled | A | Cumulative Energy Savings (MWh or mTherms) | Achievable Economic RVT Potential | 0 | 0 | 0 | 0 | 0 | 0 | 0 | 0 | 0 | 0 | 0 | 0 | 0 | 0 | 0 | 0 | 0 | 0 | 0 | 0 | 0 | 0 | 0 | 0 | 0 | 0 | 0
F8_Industrial_Industrial - WA_New_Space Heating_Natural Gas_Ventilation - Demand Controlled_A_Achievable Economic RVT Potential | F8 | Industrial | Industrial - WA | New | Space Heating | Natural Gas | Ventilation - Demand Controlled | A | Cumulative Summer Peak Savings (MW) | Achievable Economic RVT Potential | 0 | 0 | 0 | 0 | 0 | 0 | 0 | 0 | 0 | 0 | 0 | 0 | 0 | 0 | 0 | 0 | 0 | 0 | 0 | 0 | 0 | 0 | 0 | 0 | 0 | 0 | 0
F9_Industrial_Industrial - WA_New_Space Heating_Natural Gas_Ventilation - Demand Controlled_A_Achievable Economic RVT Potential | F9 | Industrial | Industrial - WA | New | Space Heating | Natural Gas | Ventilation - Demand Controlled | A | Cumulative Winter Peak Savings (MW) | Achievable Economic RVT Potential | 0 | 0 | 0 | 0 | 0 | 0 | 0 | 0 | 0 | 0 | 0 | 0 | 0 | 0 | 0 | 0 | 0 | 0 | 0 | 0 | 0 | 0 | 0 | 0 | 0 | 0 | 0
F10_Industrial_Industrial - WA_New_Space Heating_Natural Gas_Ventilation - Demand Controlled_A_Achievable Economic RVT Potential | F10 | Industrial | Industrial - WA | New | Space Heating | Natural Gas | Ventilation - Demand Controlled | A | Purchases (Incremental) | Achievable Economic RVT Potential | 0 | 0 | 0 | 0 | 0 | 0 | 0 | 0 | 0 | 0 | 0 | 0 | 0 | 0 | 0 | 0 | 0 | 0 | 0 | 0 | 0 | 0 | 0 | 0 | 0 | 0 | 0
F11_Industrial_Industrial - WA_New_Space Heating_Natural Gas_Ventilation - Demand Controlled_A_Achievable Economic RVT Potential | F11 | Industrial | Industrial - WA | New | Space Heating | Natural Gas | Ventilation - Demand Controlled | A | Purchases (Cumulative) | Achievable Economic RVT Potential | 0 | 0 | 0 | 0 | 0 | 0 | 0 | 0 | 0 | 0 | 0 | 0 | 0 | 0 | 0 | 0 | 0 | 0 | 0 | 0 | 0 | 0 | 0 | 0 | 0 | 0 | 0
F1_Industrial_Industrial - WA_New_Space Heating_Natural Gas_Destratification Fans (HVLS)_A_Achievable Economic RVT Potential | F1 | Industrial | Industrial - WA | New | Space Heating | Natural Gas | Destratification Fans (HVLS) | A | Integrated Unit Energy Savings (kWh or therms) | Achievable Economic RVT Potential | 0 | 0 | 98516.7916 | 97597.0175 | 97081.526 | 96721.7103 | 96453.7152 | 96315.9462 | 96245.8269 | 96205.6883 | 96170.5213 | 96139.4538 | 96111.7995 | 96087.0285 | 96064.7153 | 96044.514 | 96026.1408 | 96009.3605 | 95993.9767 | 95943.915 | 95870.4924 | 95806.1339 | 95749.631 | 95699.9571 | 95656.236 | 95617.7168 | 95583.7539
F2_Industrial_Industrial - WA_New_Space Heating_Natural Gas_Destratification Fans (HVLS)_A_Achievable Economic RVT Potential | F2 | Industrial | Industrial - WA | New | Space Heating | Natural Gas | Destratification Fans (HVLS) | A | Integrated Unit Summer Peak Savings (kW) | Achievable Economic RVT Potential | 0 | 0 | 0 | 0 | 0 | 0 | 0 | 0 | 0 | 0 | 0 | 0 | 0 | 0 | 0 | 0 | 0 | 0 | 0 | 0 | 0 | 0 | 0 | 0 | 0 | 0 | 0
F3_Industrial_Industrial - WA_New_Space Heating_Natural Gas_Destratification Fans (HVLS)_A_Achievable Economic RVT Potential | F3 | Industrial | Industrial - WA | New | Space Heating | Natural Gas | Destratification Fans (HVLS) | A | Integrated Unit Winter Peak Savings (kW) | Achievable Economic RVT Potential | 0 | 0 | 0 | 0 | 0 | 0 | 0 | 0 | 0 | 0 | 0 | 0 | 0 | 0 | 0 | 0 | 0 | 0 | 0 | 0 | 0 | 0 | 0 | 0 | 0 | 0 | 0
F4_Industrial_Industrial - WA_New_Space Heating_Natural Gas_Destratification Fans (HVLS)_A_Achievable Economic RVT Potential | F4 | Industrial | Industrial - WA | New | Space Heating | Natural Gas | Destratification Fans (HVLS) | A | Incremental Energy Savings (MWh or mTherms) | Achievable Economic RVT Potential | 0 | 0 | 0 | 0 | 0 | 0 | 0 | 0 | 0 | 0 | 0 | 0 | 0 | 0 | 0 | 0 | 0 | 0 | 0 | 0 | 0 | 0 | 0 | 0 | 0 | 0 | 0
F5_Industrial_Industrial - WA_New_Space Heating_Natural Gas_Destratification Fans (HVLS)_A_Achievable Economic RVT Potential | F5 | Industrial | Industrial - WA | New | Space Heating | Natural Gas | Destratification Fans (HVLS) | A | Incremental Summer Peak Savings (MW) | Achievable Economic RVT Potential | 0 | 0 | 0 | 0 | 0 | 0 | 0 | 0 | 0 | 0 | 0 | 0 | 0 | 0 | 0 | 0 | 0 | 0 | 0 | 0 | 0 | 0 | 0 | 0 | 0 | 0 | 0
F6_Industrial_Industrial - WA_New_Space Heating_Natural Gas_Destratification Fans (HVLS)_A_Achievable Economic RVT Potential | F6 | Industrial | Industrial - WA | New | Space Heating | Natural Gas | Destratification Fans (HVLS) | A | Incremental Winter Peak Savings (MW) | Achievable Economic RVT Potential | 0 | 0 | 0 | 0 | 0 | 0 | 0 | 0 | 0 | 0 | 0 | 0 | 0 | 0 | 0 | 0 | 0 | 0 | 0 | 0 | 0 | 0 | 0 | 0 | 0 | 0 | 0
F7_Industrial_Industrial - WA_New_Space Heating_Natural Gas_Destratification Fans (HVLS)_A_Achievable Economic RVT Potential | F7 | Industrial | Industrial - WA | New | Space Heating | Natural Gas | Destratification Fans (HVLS) | A | Cumulative Energy Savings (MWh or mTherms) | Achievable Economic RVT Potential | 0 | 0 | 0 | 0 | 0 | 0 | 0 | 0 | 0 | 0 | 0 | 0 | 0 | 0 | 0 | 0 | 0 | 0 | 0 | 0 | 0 | 0 | 0 | 0 | 0 | 0 | 0
F8_Industrial_Industrial - WA_New_Space Heating_Natural Gas_Destratification Fans (HVLS)_A_Achievable Economic RVT Potential | F8 | Industrial | Industrial - WA | New | Space Heating | Natural Gas | Destratification Fans (HVLS) | A | Cumulative Summer Peak Savings (MW) | Achievable Economic RVT Potential | 0 | 0 | 0 | 0 | 0 | 0 | 0 | 0 | 0 | 0 | 0 | 0 | 0 | 0 | 0 | 0 | 0 | 0 | 0 | 0 | 0 | 0 | 0 | 0 | 0 | 0 | 0
F9_Industrial_Industrial - WA_New_Space Heating_Natural Gas_Destratification Fans (HVLS)_A_Achievable Economic RVT Potential | F9 | Industrial | Industrial - WA | New | Space Heating | Natural Gas | Destratification Fans (HVLS) | A | Cumulative Winter Peak Savings (MW) | Achievable Economic RVT Potential | 0 | 0 | 0 | 0 | 0 | 0 | 0 | 0 | 0 | 0 | 0 | 0 | 0 | 0 | 0 | 0 | 0 | 0 | 0 | 0 | 0 | 0 | 0 | 0 | 0 | 0 | 0
F10_Industrial_Industrial - WA_New_Space Heating_Natural Gas_Destratification Fans (HVLS)_A_Achievable Economic RVT Potential | F10 | Industrial | Industrial - WA | New | Space Heating | Natural Gas | Destratification Fans (HVLS) | A | Purchases (Incremental) | Achievable Economic RVT Potential | 0 | 0 | 0 | 0 | 0 | 0 | 0 | 0 | 0 | 0 | 0 | 0 | 0 | 0 | 0 | 0 | 0 | 0 | 0 | 0 | 0 | 0 | 0 | 0 | 0 | 0 | 0
F11_Industrial_Industrial - WA_New_Space Heating_Natural Gas_Destratification Fans (HVLS)_A_Achievable Economic RVT Potential | F11 | Industrial | Industrial - WA | New | Space Heating | Natural Gas | Destratification Fans (HVLS) | A | Purchases (Cumulative) | Achievable Economic RVT Potential | 0 | 0 | 0 | 0 | 0 | 0 | 0 | 0 | 0 | 0 | 0 | 0 | 0 | 0 | 0 | 0 | 0 | 0 | 0 | 0 | 0 | 0 | 0 | 0 | 0 | 0 | 0
F1_Industrial_Industrial - WA_New_Space Heating_Natural Gas_Condensing RTU_A_Achievable Economic RVT Potential | F1 | Industrial | Industrial - WA | New | Space Heating | Natural Gas | Condensing RTU | A | Integrated Unit Energy Savings (kWh or therms) | Achievable Economic RVT Potential | 0 | 0 | 0.056809 | 0.055068 | 0.054136 | 0.053518 | 0.05309 | 0.052766 | 0.052507 | 0.052286 | 0.052085 | 0.051902 | 0.051734 | 0.051581 | 0.05144 | 0.051312 | 0.051194 | 0.051112 | 0.051045 | 0.050917 | 0.050747 | 0.050598 | 0.050504 | 0.050422 | 0.05035 | 0.050288 | 0.050234
F2_Industrial_Industrial - WA_New_Space Heating_Natural Gas_Condensing RTU_A_Achievable Economic RVT Potential | F2 | Industrial | Industrial - WA | New | Space Heating | Natural Gas | Condensing RTU | A | Integrated Unit Summer Peak Savings (kW) | Achievable Economic RVT Potential | 0 | 0 | 0 | 0 | 0 | 0 | 0 | 0 | 0 | 0 | 0 | 0 | 0 | 0 | 0 | 0 | 0 | 0 | 0 | 0 | 0 | 0 | 0 | 0 | 0 | 0 | 0
F3_Industrial_Industrial - WA_New_Space Heating_Natural Gas_Condensing RTU_A_Achievable Economic RVT Potential | F3 | Industrial | Industrial - WA | New | Space Heating | Natural Gas | Condensing RTU | A | Integrated Unit Winter Peak Savings (kW) | Achievable Economic RVT Potential | 0 | 0 | 0 | 0 | 0 | 0 | 0 | 0 | 0 | 0 | 0 | 0 | 0 | 0 | 0 | 0 | 0 | 0 | 0 | 0 | 0 | 0 | 0 | 0 | 0 | 0 | 0
F4_Industrial_Industrial - WA_New_Space Heating_Natural Gas_Condensing RTU_A_Achievable Economic RVT Potential | F4 | Industrial | Industrial - WA | New | Space Heating | Natural Gas | Condensing RTU | A | Incremental Energy Savings (MWh or mTherms) | Achievable Economic RVT Potential | 0 | 0 | 0 | 0 | 0 | 0 | 0 | 0 | 0 | 0 | 0 | 0 | 0 | 0 | 0 | 0 | 0 | 0 | 0 | 0 | 0 | 0 | 0 | 0 | 0 | 0 | 0
F5_Industrial_Industrial - WA_New_Space Heating_Natural Gas_Condensing RTU_A_Achievable Economic RVT Potential | F5 | Industrial | Industrial - WA | New | Space Heating | Natural Gas | Condensing RTU | A | Incremental Summer Peak Savings (MW) | Achievable Economic RVT Potential | 0 | 0 | 0 | 0 | 0 | 0 | 0 | 0 | 0 | 0 | 0 | 0 | 0 | 0 | 0 | 0 | 0 | 0 | 0 | 0 | 0 | 0 | 0 | 0 | 0 | 0 | 0
F6_Industrial_Industrial - WA_New_Space Heating_Natural Gas_Condensing RTU_A_Achievable Economic RVT Potential | F6 | Industrial | Industrial - WA | New | Space Heating | Natural Gas | Condensing RTU | A | Incremental Winter Peak Savings (MW) | Achievable Economic RVT Potential | 0 | 0 | 0 | 0 | 0 | 0 | 0 | 0 | 0 | 0 | 0 | 0 | 0 | 0 | 0 | 0 | 0 | 0 | 0 | 0 | 0 | 0 | 0 | 0 | 0 | 0 | 0
F7_Industrial_Industrial - WA_New_Space Heating_Natural Gas_Condensing RTU_A_Achievable Economic RVT Potential | F7 | Industrial | Industrial - WA | New | Space Heating | Natural Gas | Condensing RTU | A | Cumulative Energy Savings (MWh or mTherms) | Achievable Economic RVT Potential | 0 | 0 | 0 | 0 | 0 | 0 | 0 | 0 | 0 | 0 | 0 | 0 | 0 | 0 | 0 | 0 | 0 | 0 | 0 | 0 | 0 | 0 | 0 | 0 | 0 | 0 | 0
F8_Industrial_Industrial - WA_New_Space Heating_Natural Gas_Condensing RTU_A_Achievable Economic RVT Potential | F8 | Industrial | Industrial - WA | New | Space Heating | Natural Gas | Condensing RTU | A | Cumulative Summer Peak Savings (MW) | Achievable Economic RVT Potential | 0 | 0 | 0 | 0 | 0 | 0 | 0 | 0 | 0 | 0 | 0 | 0 | 0 | 0 | 0 | 0 | 0 | 0 | 0 | 0 | 0 | 0 | 0 | 0 | 0 | 0 | 0
F9_Industrial_Industrial - WA_New_Space Heating_Natural Gas_Condensing RTU_A_Achievable Economic RVT Potential | F9 | Industrial | Industrial - WA | New | Space Heating | Natural Gas | Condensing RTU | A | Cumulative Winter Peak Savings (MW) | Achievable Economic RVT Potential | 0 | 0 | 0 | 0 | 0 | 0 | 0 | 0 | 0 | 0 | 0 | 0 | 0 | 0 | 0 | 0 | 0 | 0 | 0 | 0 | 0 | 0 | 0 | 0 | 0 | 0 | 0
F10_Industrial_Industrial - WA_New_Space Heating_Natural Gas_Condensing RTU_A_Achievable Economic RVT Potential | F10 | Industrial | Industrial - WA | New | Space Heating | Natural Gas | Condensing RTU | A | Purchases (Incremental) | Achievable Economic RVT Potential | 0 | 0 | 0 | 0 | 0 | 0 | 0 | 0 | 0 | 0 | 0 | 0 | 0 | 0 | 0 | 0 | 0 | 0 | 0 | 0 | 0 | 0 | 0 | 0 | 0 | 0 | 0
F11_Industrial_Industrial - WA_New_Space Heating_Natural Gas_Condensing RTU_A_Achievable Economic RVT Potential | F11 | Industrial | Industrial - WA | New | Space Heating | Natural Gas | Condensing RTU | A | Purchases (Cumulative) | Achievable Economic RVT Potential | 0 | 0 | 0 | 0 | 0 | 0 | 0 | 0 | 0 | 0 | 0 | 0 | 0 | 0 | 0 | 0 | 0 | 0 | 0 | 0 | 0 | 0 | 0 | 0 | 0 | 0 | 0
F1_Industrial_Industrial - WA_New_Space Heating_Natural Gas_Industrial Air Curtains_A_Achievable Economic RVT Potential | F1 | Industrial | Industrial - WA | New | Space Heating | Natural Gas | Industrial Air Curtains | A | Integrated Unit Energy Savings (kWh or therms) | Achievable Economic RVT Potential | 0 | 0 | -0.016936 | -0.016802 | -0.016735 | -0.016695 | -0.016673 | -0.016654 | -0.016638 | -0.016624 | -0.016611 | -0.0166 | -0.016591 | -0.016582 | -0.016574 | -0.016567 | -0.016561 | -0.016555 | -0.016549 | -0.016538 | -0.016523 | -0.01651 | -0.016498 | -0.016488 | -0.016479 | -0.016471 | -0.016463
F2_Industrial_Industrial - WA_New_Space Heating_Natural Gas_Industrial Air Curtains_A_Achievable Economic RVT Potential | F2 | Industrial | Industrial - WA | New | Space Heating | Natural Gas | Industrial Air Curtains | A | Integrated Unit Summer Peak Savings (kW) | Achievable Economic RVT Potential | 0 | 0 | 0 | 0 | 0 | 0 | 0 | 0 | 0 | 0 | 0 | 0 | 0 | 0 | 0 | 0 | 0 | 0 | 0 | 0 | 0 | 0 | 0 | 0 | 0 | 0 | 0
F3_Industrial_Industrial - WA_New_Space Heating_Natural Gas_Industrial Air Curtains_A_Achievable Economic RVT Potential | F3 | Industrial | Industrial - WA | New | Space Heating | Natural Gas | Industrial Air Curtains | A | Integrated Unit Winter Peak Savings (kW) | Achievable Economic RVT Potential | 0 | 0 | 0 | 0 | 0 | 0 | 0 | 0 | 0 | 0 | 0 | 0 | 0 | 0 | 0 | 0 | 0 | 0 | 0 | 0 | 0 | 0 | 0 | 0 | 0 | 0 | 0
F4_Industrial_Industrial - WA_New_Space Heating_Natural Gas_Industrial Air Curtains_A_Achievable Economic RVT Potential | F4 | Industrial | Industrial - WA | New | Space Heating | Natural Gas | Industrial Air Curtains | A | Incremental Energy Savings (MWh or mTherms) | Achievable Economic RVT Potential | 0 | 0 | 0 | 0 | 0 | 0 | 0 | 0 | 0 | 0 | 0 | 0 | 0 | 0 | 0 | 0 | 0 | 0 | 0 | 0 | 0 | 0 | 0 | 0 | 0 | 0 | 0
F5_Industrial_Industrial - WA_New_Space Heating_Natural Gas_Industrial Air Curtains_A_Achievable Economic RVT Potential | F5 | Industrial | Industrial - WA | New | Space Heating | Natural Gas | Industrial Air Curtains | A | Incremental Summer Peak Savings (MW) | Achievable Economic RVT Potential | 0 | 0 | 0 | 0 | 0 | 0 | 0 | 0 | 0 | 0 | 0 | 0 | 0 | 0 | 0 | 0 | 0 | 0 | 0 | 0 | 0 | 0 | 0 | 0 | 0 | 0 | 0
F6_Industrial_Industrial - WA_New_Space Heating_Natural Gas_Industrial Air Curtains_A_Achievable Economic RVT Potential | F6 | Industrial | Industrial - WA | New | Space Heating | Natural Gas | Industrial Air Curtains | A | Incremental Winter Peak Savings (MW) | Achievable Economic RVT Potential | 0 | 0 | 0 | 0 | 0 | 0 | 0 | 0 | 0 | 0 | 0 | 0 | 0 | 0 | 0 | 0 | 0 | 0 | 0 | 0 | 0 | 0 | 0 | 0 | 0 | 0 | 0
F7_Industrial_Industrial - WA_New_Space Heating_Natural Gas_Industrial Air Curtains_A_Achievable Economic RVT Potential | F7 | Industrial | Industrial - WA | New | Space Heating | Natural Gas | Industrial Air Curtains | A | Cumulative Energy Savings (MWh or mTherms) | Achievable Economic RVT Potential | 0 | 0 | 0 | 0 | 0 | 0 | 0 | 0 | 0 | 0 | 0 | 0 | 0 | 0 | 0 | 0 | 0 | 0 | 0 | 0 | 0 | 0 | 0 | 0 | 0 | 0 | 0
F8_Industrial_Industrial - WA_New_Space Heating_Natural Gas_Industrial Air Curtains_A_Achievable Economic RVT Potential | F8 | Industrial | Industrial - WA | New | Space Heating | Natural Gas | Industrial Air Curtains | A | Cumulative Summer Peak Savings (MW) | Achievable Economic RVT Potential | 0 | 0 | 0 | 0 | 0 | 0 | 0 | 0 | 0 | 0 | 0 | 0 | 0 | 0 | 0 | 0 | 0 | 0 | 0 | 0 | 0 | 0 | 0 | 0 | 0 | 0 | 0
F9_Industrial_Industrial - WA_New_Space Heating_Natural Gas_Industrial Air Curtains_A_Achievable Economic RVT Potential | F9 | Industrial | Industrial - WA | New | Space Heating | Natural Gas | Industrial Air Curtains | A | Cumulative Winter Peak Savings (MW) | Achievable Economic RVT Potential | 0 | 0 | 0 | 0 | 0 | 0 | 0 | 0 | 0 | 0 | 0 | 0 | 0 | 0 | 0 | 0 | 0 | 0 | 0 | 0 | 0 | 0 | 0 | 0 | 0 | 0 | 0
F10_Industrial_Industrial - WA_New_Space Heating_Natural Gas_Industrial Air Curtains_A_Achievable Economic RVT Potential | F10 | Industrial | Industrial - WA | New | Space Heating | Natural Gas | Industrial Air Curtains | A | Purchases (Incremental) | Achievable Economic RVT Potential | 0 | 0 | 0 | 0 | 0 | 0 | 0 | 0 | 0 | 0 | 0 | 0 | 0 | 0 | 0 | 0 | 0 | 0 | 0 | 0 | 0 | 0 | 0 | 0 | 0 | 0 | 0
F11_Industrial_Industrial - WA_New_Space Heating_Natural Gas_Industrial Air Curtains_A_Achievable Economic RVT Potential | F11 | Industrial | Industrial - WA | New | Space Heating | Natural Gas | Industrial Air Curtains | A | Purchases (Cumulative) | Achievable Economic RVT Potential | 0 | 0 | 0 | 0 | 0 | 0 | 0 | 0 | 0 | 0 | 0 | 0 | 0 | 0 | 0 | 0 | 0 | 0 | 0 | 0 | 0 | 0 | 0 | 0 | 0 | 0 | 0
F1_Industrial_Industrial - WA_New_Space Heating_Natural Gas_HVAC - Energy Recovery Ventilator_A_Achievable Economic RVT Potential | F1 | Industrial | Industrial - WA | New | Space Heating | Natural Gas | HVAC - Energy Recovery Ventilator | A | Integrated Unit Energy Savings (kWh or therms) | Achievable Economic RVT Potential | 0 | 0 | 0.17385 | 0.17202 | 0.17091 | 0.17007 | 0.16937 | 0.1689 | 0.16854 | 0.16823 | 0.16793 | 0.16764 | 0.16736 | 0.1671 | 0.16685 | 0.16662 | 0.1664 | 0.16628 | 0.16619 | 0.16606 | 0.1659 | 0.16576 | 0.16576 | 0.16577 | 0.16578 | 0.16579 | 0.16581
F2_Industrial_Industrial - WA_New_Space Heating_Natural Gas_HVAC - Energy Recovery Ventilator_A_Achievable Economic RVT Potential | F2 | Industrial | Industrial - WA | New | Space Heating | Natural Gas | HVAC - Energy Recovery Ventilator | A | Integrated Unit Summer Peak Savings (kW) | Achievable Economic RVT Potential | 0 | 0 | 0 | 0 | 0 | 0 | 0 | 0 | 0 | 0 | 0 | 0 | 0 | 0 | 0 | 0 | 0 | 0 | 0 | 0 | 0 | 0 | 0 | 0 | 0 | 0 | 0
F3_Industrial_Industrial - WA_New_Space Heating_Natural Gas_HVAC - Energy Recovery Ventilator_A_Achievable Economic RVT Potential | F3 | Industrial | Industrial - WA | New | Space Heating | Natural Gas | HVAC - Energy Recovery Ventilator | A | Integrated Unit Winter Peak Savings (kW) | Achievable Economic RVT Potential | 0 | 0 | 0 | 0 | 0 | 0 | 0 | 0 | 0 | 0 | 0 | 0 | 0 | 0 | 0 | 0 | 0 | 0 | 0 | 0 | 0 | 0 | 0 | 0 | 0 | 0 | 0
F4_Industrial_Industrial - WA_New_Space Heating_Natural Gas_HVAC - Energy Recovery Ventilator_A_Achievable Economic RVT Potential | F4 | Industrial | Industrial - WA | New | Space Heating | Natural Gas | HVAC - Energy Recovery Ventilator | A | Incremental Energy Savings (MWh or mTherms) | Achievable Economic RVT Potential | 0 | 0 | 0 | 0 | 0 | 0 | 0 | 0 | 0 | 0 | 0 | 0 | 0 | 0 | 0 | 0 | 0 | 0 | 0 | 0 | 0 | 0 | 0 | 0 | 0 | 0 | 0
F5_Industrial_Industrial - WA_New_Space Heating_Natural Gas_HVAC - Energy Recovery Ventilator_A_Achievable Economic RVT Potential | F5 | Industrial | Industrial - WA | New | Space Heating | Natural Gas | HVAC - Energy Recovery Ventilator | A | Incremental Summer Peak Savings (MW) | Achievable Economic RVT Potential | 0 | 0 | 0 | 0 | 0 | 0 | 0 | 0 | 0 | 0 | 0 | 0 | 0 | 0 | 0 | 0 | 0 | 0 | 0 | 0 | 0 | 0 | 0 | 0 | 0 | 0 | 0
F6_Industrial_Industrial - WA_New_Space Heating_Natural Gas_HVAC - Energy Recovery Ventilator_A_Achievable Economic RVT Potential | F6 | Industrial | Industrial - WA | New | Space Heating | Natural Gas | HVAC - Energy Recovery Ventilator | A | Incremental Winter Peak Savings (MW) | Achievable Economic RVT Potential | 0 | 0 | 0 | 0 | 0 | 0 | 0 | 0 | 0 | 0 | 0 | 0 | 0 | 0 | 0 | 0 | 0 | 0 | 0 | 0 | 0 | 0 | 0 | 0 | 0 | 0 | 0
F7_Industrial_Industrial - WA_New_Space Heating_Natural Gas_HVAC - Energy Recovery Ventilator_A_Achievable Economic RVT Potential | F7 | Industrial | Industrial - WA | New | Space Heating | Natural Gas | HVAC - Energy Recovery Ventilator | A | Cumulative Energy Savings (MWh or mTherms) | Achievable Economic RVT Potential | 0 | 0 | 0 | 0 | 0 | 0 | 0 | 0 | 0 | 0 | 0 | 0 | 0 | 0 | 0 | 0 | 0 | 0 | 0 | 0 | 0 | 0 | 0 | 0 | 0 | 0 | 0
F8_Industrial_Industrial - WA_New_Space Heating_Natural Gas_HVAC - Energy Recovery Ventilator_A_Achievable Economic RVT Potential | F8 | Industrial | Industrial - WA | New | Space Heating | Natural Gas | HVAC - Energy Recovery Ventilator | A | Cumulative Summer Peak Savings (MW) | Achievable Economic RVT Potential | 0 | 0 | 0 | 0 | 0 | 0 | 0 | 0 | 0 | 0 | 0 | 0 | 0 | 0 | 0 | 0 | 0 | 0 | 0 | 0 | 0 | 0 | 0 | 0 | 0 | 0 | 0
F9_Industrial_Industrial - WA_New_Space Heating_Natural Gas_HVAC - Energy Recovery Ventilator_A_Achievable Economic RVT Potential | F9 | Industrial | Industrial - WA | New | Space Heating | Natural Gas | HVAC - Energy Recovery Ventilator | A | Cumulative Winter Peak Savings (MW) | Achievable Economic RVT Potential | 0 | 0 | 0 | 0 | 0 | 0 | 0 | 0 | 0 | 0 | 0 | 0 | 0 | 0 | 0 | 0 | 0 | 0 | 0 | 0 | 0 | 0 | 0 | 0 | 0 | 0 | 0
F10_Industrial_Industrial - WA_New_Space Heating_Natural Gas_HVAC - Energy Recovery Ventilator_A_Achievable Economic RVT Potential | F10 | Industrial | Industrial - WA | New | Space Heating | Natural Gas | HVAC - Energy Recovery Ventilator | A | Purchases (Incremental) | Achievable Economic RVT Potential | 0 | 0 | 0 | 0 | 0 | 0 | 0 | 0 | 0 | 0 | 0 | 0 | 0 | 0 | 0 | 0 | 0 | 0 | 0 | 0 | 0 | 0 | 0 | 0 | 0 | 0 | 0
F11_Industrial_Industrial - WA_New_Space Heating_Natural Gas_HVAC - Energy Recovery Ventilator_A_Achievable Economic RVT Potential | F11 | Industrial | Industrial - WA | New | Space Heating | Natural Gas | HVAC - Energy Recovery Ventilator | A | Purchases (Cumulative) | Achievable Economic RVT Potential | 0 | 0 | 0 | 0 | 0 | 0 | 0 | 0 | 0 | 0 | 0 | 0 | 0 | 0 | 0 | 0 | 0 | 0 | 0 | 0 | 0 | 0 | 0 | 0 | 0 | 0 | 0
F1_Industrial_Industrial - WA_New_Space Heating_Natural Gas_Thermostat - Connected_A_Achievable Economic RVT Potential | F1 | Industrial | Industrial - WA | New | Space Heating | Natural Gas | Thermostat - Connected | A | Integrated Unit Energy Savings (kWh or therms) | Achievable Economic RVT Potential | 0 | 0 | 6201.685 | 6152.391 | 6128.0501 | 6113.4575 | 6105.2262 | 6098.2486 | 6092.2781 | 6087.1031 | 6082.5748 | 6078.579 | 6075.0268 | 6071.8486 | 6068.9886 | 6066.4017 | 6064.0509 | 6061.9056 | 6059.9401 | 6055.8666 | 6050.3907 | 6045.5513 | 6041.2648 | 6037.4606 | 6034.0779 | 6031.065 | 6028.377
F2_Industrial_Industrial - WA_New_Space Heating_Natural Gas_Thermostat - Connected_A_Achievable Economic RVT Potential | F2 | Industrial | Industrial - WA | New | Space Heating | Natural Gas | Thermostat - Connected | A | Integrated Unit Summer Peak Savings (kW) | Achievable Economic RVT Potential | 0 | 0 | 0 | 0 | 0 | 0 | 0 | 0 | 0 | 0 | 0 | 0 | 0 | 0 | 0 | 0 | 0 | 0 | 0 | 0 | 0 | 0 | 0 | 0 | 0 | 0 | 0
F3_Industrial_Industrial - WA_New_Space Heating_Natural Gas_Thermostat - Connected_A_Achievable Economic RVT Potential | F3 | Industrial | Industrial - WA | New | Space Heating | Natural Gas | Thermostat - Connected | A | Integrated Unit Winter Peak Savings (kW) | Achievable Economic RVT Potential | 0 | 0 | 0 | 0 | 0 | 0 | 0 | 0 | 0 | 0 | 0 | 0 | 0 | 0 | 0 | 0 | 0 | 0 | 0 | 0 | 0 | 0 | 0 | 0 | 0 | 0 | 0
F4_Industrial_Industrial - WA_New_Space Heating_Natural Gas_Thermostat - Connected_A_Achievable Economic RVT Potential | F4 | Industrial | Industrial - WA | New | Space Heating | Natural Gas | Thermostat - Connected | A | Incremental Energy Savings (MWh or mTherms) | Achievable Economic RVT Potential | 0 | 0 | 0 | 0 | 0 | 0 | 0 | 0 | 0 | 0 | 0 | 0 | 0 | 0 | 0 | 0 | 0 | 0 | 0 | 0 | 0 | 0 | 0 | 0 | 0 | 0 | 0
F5_Industrial_Industrial - WA_New_Space Heating_Natural Gas_Thermostat - Connected_A_Achievable Economic RVT Potential | F5 | Industrial | Industrial - WA | New | Space Heating | Natural Gas | Thermostat - Connected | A | Incremental Summer Peak Savings (MW) | Achievable Economic RVT Potential | 0 | 0 | 0 | 0 | 0 | 0 | 0 | 0 | 0 | 0 | 0 | 0 | 0 | 0 | 0 | 0 | 0 | 0 | 0 | 0 | 0 | 0 | 0 | 0 | 0 | 0 | 0
F6_Industrial_Industrial - WA_New_Space Heating_Natural Gas_Thermostat - Connected_A_Achievable Economic RVT Potential | F6 | Industrial | Industrial - WA | New | Space Heating | Natural Gas | Thermostat - Connected | A | Incremental Winter Peak Savings (MW) | Achievable Economic RVT Potential | 0 | 0 | 0 | 0 | 0 | 0 | 0 | 0 | 0 | 0 | 0 | 0 | 0 | 0 | 0 | 0 | 0 | 0 | 0 | 0 | 0 | 0 | 0 | 0 | 0 | 0 | 0
F7_Industrial_Industrial - WA_New_Space Heating_Natural Gas_Thermostat - Connected_A_Achievable Economic RVT Potential | F7 | Industrial | Industrial - WA | New | Space Heating | Natural Gas | Thermostat - Connected | A | Cumulative Energy Savings (MWh or mTherms) | Achievable Economic RVT Potential | 0 | 0 | 0 | 0 | 0 | 0 | 0 | 0 | 0 | 0 | 0 | 0 | 0 | 0 | 0 | 0 | 0 | 0 | 0 | 0 | 0 | 0 | 0 | 0 | 0 | 0 | 0
F8_Industrial_Industrial - WA_New_Space Heating_Natural Gas_Thermostat - Connected_A_Achievable Economic RVT Potential | F8 | Industrial | Industrial - WA | New | Space Heating | Natural Gas | Thermostat - Connected | A | Cumulative Summer Peak Savings (MW) | Achievable Economic RVT Potential | 0 | 0 | 0 | 0 | 0 | 0 | 0 | 0 | 0 | 0 | 0 | 0 | 0 | 0 | 0 | 0 | 0 | 0 | 0 | 0 | 0 | 0 | 0 | 0 | 0 | 0 | 0
F9_Industrial_Industrial - WA_New_Space Heating_Natural Gas_Thermostat - Connected_A_Achievable Economic RVT Potential | F9 | Industrial | Industrial - WA | New | Space Heating | Natural Gas | Thermostat - Connected | A | Cumulative Winter Peak Savings (MW) | Achievable Economic RVT Potential | 0 | 0 | 0 | 0 | 0 | 0 | 0 | 0 | 0 | 0 | 0 | 0 | 0 | 0 | 0 | 0 | 0 | 0 | 0 | 0 | 0 | 0 | 0 | 0 | 0 | 0 | 0
F10_Industrial_Industrial - WA_New_Space Heating_Natural Gas_Thermostat - Connected_A_Achievable Economic RVT Potential | F10 | Industrial | Industrial - WA | New | Space Heating | Natural Gas | Thermostat - Connected | A | Purchases (Incremental) | Achievable Economic RVT Potential | 0 | 0 | 0 | 0 | 0 | 0 | 0 | 0 | 0 | 0 | 0 | 0 | 0 | 0 | 0 | 0 | 0 | 0 | 0 | 0 | 0 | 0 | 0 | 0 | 0 | 0 | 0
F11_Industrial_Industrial - WA_New_Space Heating_Natural Gas_Thermostat - Connected_A_Achievable Economic RVT Potential | F11 | Industrial | Industrial - WA | New | Space Heating | Natural Gas | Thermostat - Connected | A | Purchases (Cumulative) | Achievable Economic RVT Potential | 0 | 0 | 0 | 0 | 0 | 0 | 0 | 0 | 0 | 0 | 0 | 0 | 0 | 0 | 0 | 0 | 0 | 0 | 0 | 0 | 0 | 0 | 0 | 0 | 0 | 0 | 0
F1_Industrial_Industrial - WA_New_Space Heating_Natural Gas_Gas Boiler - Maintenance_A_Achievable Economic RVT Potential | F1 | Industrial | Industrial - WA | New | Space Heating | Natural Gas | Gas Boiler - Maintenance | A | Integrated Unit Energy Savings (kWh or therms) | Achievable Economic RVT Potential | 0 | 0 | 0.55122 | 0.54957 | 0.54798 | 0.54638 | 0.54464 | 0.54356 | 0.54282 | 0.5422 | 0.54159 | 0.54098 | 0.54039 | 0.53982 | 0.53929 | 0.53878 | 0.53831 | 0.53815 | 0.53808 | 0.53807 | 0.53808 | 0.5381 | 0.53852 | 0.53892 | 0.53928 | 0.53963 | 0.53995
F2_Industrial_Industrial - WA_New_Space Heating_Natural Gas_Gas Boiler - Maintenance_A_Achievable Economic RVT Potential | F2 | Industrial | Industrial - WA | New | Space Heating | Natural Gas | Gas Boiler - Maintenance | A | Integrated Unit Summer Peak Savings (kW) | Achievable Economic RVT Potential | 0 | 0 | 0 | 0 | 0 | 0 | 0 | 0 | 0 | 0 | 0 | 0 | 0 | 0 | 0 | 0 | 0 | 0 | 0 | 0 | 0 | 0 | 0 | 0 | 0 | 0 | 0
F3_Industrial_Industrial - WA_New_Space Heating_Natural Gas_Gas Boiler - Maintenance_A_Achievable Economic RVT Potential | F3 | Industrial | Industrial - WA | New | Space Heating | Natural Gas | Gas Boiler - Maintenance | A | Integrated Unit Winter Peak Savings (kW) | Achievable Economic RVT Potential | 0 | 0 | 0 | 0 | 0 | 0 | 0 | 0 | 0 | 0 | 0 | 0 | 0 | 0 | 0 | 0 | 0 | 0 | 0 | 0 | 0 | 0 | 0 | 0 | 0 | 0 | 0
F4_Industrial_Industrial - WA_New_Space Heating_Natural Gas_Gas Boiler - Maintenance_A_Achievable Economic RVT Potential | F4 | Industrial | Industrial - WA | New | Space Heating | Natural Gas | Gas Boiler - Maintenance | A | Incremental Energy Savings (MWh or mTherms) | Achievable Economic RVT Potential | 0 | 0 | 0 | 0 | 0 | 0 | 0 | 0 | 0 | 0 | 0 | 0 | 0 | 0 | 0 | 0 | 0 | 0 | 0 | 0 | 0 | 0 | 0 | 0 | 0 | 0 | 0
F5_Industrial_Industrial - WA_New_Space Heating_Natural Gas_Gas Boiler - Maintenance_A_Achievable Economic RVT Potential | F5 | Industrial | Industrial - WA | New | Space Heating | Natural Gas | Gas Boiler - Maintenance | A | Incremental Summer Peak Savings (MW) | Achievable Economic RVT Potential | 0 | 0 | 0 | 0 | 0 | 0 | 0 | 0 | 0 | 0 | 0 | 0 | 0 | 0 | 0 | 0 | 0 | 0 | 0 | 0 | 0 | 0 | 0 | 0 | 0 | 0 | 0
F6_Industrial_Industrial - WA_New_Space Heating_Natural Gas_Gas Boiler - Maintenance_A_Achievable Economic RVT Potential | F6 | Industrial | Industrial - WA | New | Space Heating | Natural Gas | Gas Boiler - Maintenance | A | Incremental Winter Peak Savings (MW) | Achievable Economic RVT Potential | 0 | 0 | 0 | 0 | 0 | 0 | 0 | 0 | 0 | 0 | 0 | 0 | 0 | 0 | 0 | 0 | 0 | 0 | 0 | 0 | 0 | 0 | 0 | 0 | 0 | 0 | 0
F7_Industrial_Industrial - WA_New_Space Heating_Natural Gas_Gas Boiler - Maintenance_A_Achievable Economic RVT Potential | F7 | Industrial | Industrial - WA | New | Space Heating | Natural Gas | Gas Boiler - Maintenance | A | Cumulative Energy Savings (MWh or mTherms) | Achievable Economic RVT Potential | 0 | 0 | 0 | 0 | 0 | 0 | 0 | 0 | 0 | 0 | 0 | 0 | 0 | 0 | 0 | 0 | 0 | 0 | 0 | 0 | 0 | 0 | 0 | 0 | 0 | 0 | 0
F8_Industrial_Industrial - WA_New_Space Heating_Natural Gas_Gas Boiler - Maintenance_A_Achievable Economic RVT Potential | F8 | Industrial | Industrial - WA | New | Space Heating | Natural Gas | Gas Boiler - Maintenance | A | Cumulative Summer Peak Savings (MW) | Achievable Economic RVT Potential | 0 | 0 | 0 | 0 | 0 | 0 | 0 | 0 | 0 | 0 | 0 | 0 | 0 | 0 | 0 | 0 | 0 | 0 | 0 | 0 | 0 | 0 | 0 | 0 | 0 | 0 | 0
F9_Industrial_Industrial - WA_New_Space Heating_Natural Gas_Gas Boiler - Maintenance_A_Achievable Economic RVT Potential | F9 | Industrial | Industrial - WA | New | Space Heating | Natural Gas | Gas Boiler - Maintenance | A | Cumulative Winter Peak Savings (MW) | Achievable Economic RVT Potential | 0 | 0 | 0 | 0 | 0 | 0 | 0 | 0 | 0 | 0 | 0 | 0 | 0 | 0 | 0 | 0 | 0 | 0 | 0 | 0 | 0 | 0 | 0 | 0 | 0 | 0 | 0
F10_Industrial_Industrial - WA_New_Space Heating_Natural Gas_Gas Boiler - Maintenance_A_Achievable Economic RVT Potential | F10 | Industrial | Industrial - WA | New | Space Heating | Natural Gas | Gas Boiler - Maintenance | A | Purchases (Incremental) | Achievable Economic RVT Potential | 0 | 0 | 0 | 0 | 0 | 0 | 0 | 0 | 0 | 0 | 0 | 0 | 0 | 0 | 0 | 0 | 0 | 0 | 0 | 0 | 0 | 0 | 0 | 0 | 0 | 0 | 0
F11_Industrial_Industrial - WA_New_Space Heating_Natural Gas_Gas Boiler - Maintenance_A_Achievable Economic RVT Potential | F11 | Industrial | Industrial - WA | New | Space Heating | Natural Gas | Gas Boiler - Maintenance | A | Purchases (Cumulative) | Achievable Economic RVT Potential | 0 | 0 | 0 | 0 | 0 | 0 | 0 | 0 | 0 | 0 | 0 | 0 | 0 | 0 | 0 | 0 | 0 | 0 | 0 | 0 | 0 | 0 | 0 | 0 | 0 | 0 | 0
F1_Industrial_Industrial - WA_New_Space Heating_Natural Gas_Gas Furnace - Maintenance_A_Achievable Economic RVT Potential | F1 | Industrial | Industrial - WA | New | Space Heating | Natural Gas | Gas Furnace - Maintenance | A | Integrated Unit Energy Savings (kWh or therms) | Achievable Economic RVT Potential | 0 | 0 | 0.48406 | 0.46923 | 0.46129 | 0.45603 | 0.45238 | 0.44962 | 0.44741 | 0.44552 | 0.44381 | 0.44225 | 0.44082 | 0.43951 | 0.43831 | 0.43722 | 0.43621 | 0.43552 | 0.43494 | 0.43385 | 0.4324 | 0.43113 | 0.43033 | 0.42963 | 0.42902 | 0.42849 | 0.42803
F2_Industrial_Industrial - WA_New_Space Heating_Natural Gas_Gas Furnace - Maintenance_A_Achievable Economic RVT Potential | F2 | Industrial | Industrial - WA | New | Space Heating | Natural Gas | Gas Furnace - Maintenance | A | Integrated Unit Summer Peak Savings (kW) | Achievable Economic RVT Potential | 0 | 0 | 0 | 0 | 0 | 0 | 0 | 0 | 0 | 0 | 0 | 0 | 0 | 0 | 0 | 0 | 0 | 0 | 0 | 0 | 0 | 0 | 0 | 0 | 0 | 0 | 0
F3_Industrial_Industrial - WA_New_Space Heating_Natural Gas_Gas Furnace - Maintenance_A_Achievable Economic RVT Potential | F3 | Industrial | Industrial - WA | New | Space Heating | Natural Gas | Gas Furnace - Maintenance | A | Integrated Unit Winter Peak Savings (kW) | Achievable Economic RVT Potential | 0 | 0 | 0 | 0 | 0 | 0 | 0 | 0 | 0 | 0 | 0 | 0 | 0 | 0 | 0 | 0 | 0 | 0 | 0 | 0 | 0 | 0 | 0 | 0 | 0 | 0 | 0
F4_Industrial_Industrial - WA_New_Space Heating_Natural Gas_Gas Furnace - Maintenance_A_Achievable Economic RVT Potential | F4 | Industrial | Industrial - WA | New | Space Heating | Natural Gas | Gas Furnace - Maintenance | A | Incremental Energy Savings (MWh or mTherms) | Achievable Economic RVT Potential | 0 | 0 | 0 | 0 | 0 | 0 | 0 | 0 | 0 | 0 | 0 | 0 | 0 | 0 | 0 | 0 | 0 | 0 | 0 | 0 | 0 | 0 | 0 | 0 | 0 | 0 | 0
F5_Industrial_Industrial - WA_New_Space Heating_Natural Gas_Gas Furnace - Maintenance_A_Achievable Economic RVT Potential | F5 | Industrial | Industrial - WA | New | Space Heating | Natural Gas | Gas Furnace - Maintenance | A | Incremental Summer Peak Savings (MW) | Achievable Economic RVT Potential | 0 | 0 | 0 | 0 | 0 | 0 | 0 | 0 | 0 | 0 | 0 | 0 | 0 | 0 | 0 | 0 | 0 | 0 | 0 | 0 | 0 | 0 | 0 | 0 | 0 | 0 | 0
F6_Industrial_Industrial - WA_New_Space Heating_Natural Gas_Gas Furnace - Maintenance_A_Achievable Economic RVT Potential | F6 | Industrial | Industrial - WA | New | Space Heating | Natural Gas | Gas Furnace - Maintenance | A | Incremental Winter Peak Savings (MW) | Achievable Economic RVT Potential | 0 | 0 | 0 | 0 | 0 | 0 | 0 | 0 | 0 | 0 | 0 | 0 | 0 | 0 | 0 | 0 | 0 | 0 | 0 | 0 | 0 | 0 | 0 | 0 | 0 | 0 | 0
F7_Industrial_Industrial - WA_New_Space Heating_Natural Gas_Gas Furnace - Maintenance_A_Achievable Economic RVT Potential | F7 | Industrial | Industrial - WA | New | Space Heating | Natural Gas | Gas Furnace - Maintenance | A | Cumulative Energy Savings (MWh or mTherms) | Achievable Economic RVT Potential | 0 | 0 | 0 | 0 | 0 | 0 | 0 | 0 | 0 | 0 | 0 | 0 | 0 | 0 | 0 | 0 | 0 | 0 | 0 | 0 | 0 | 0 | 0 | 0 | 0 | 0 | 0
F8_Industrial_Industrial - WA_New_Space Heating_Natural Gas_Gas Furnace - Maintenance_A_Achievable Economic RVT Potential | F8 | Industrial | Industrial - WA | New | Space Heating | Natural Gas | Gas Furnace - Maintenance | A | Cumulative Summer Peak Savings (MW) | Achievable Economic RVT Potential | 0 | 0 | 0 | 0 | 0 | 0 | 0 | 0 | 0 | 0 | 0 | 0 | 0 | 0 | 0 | 0 | 0 | 0 | 0 | 0 | 0 | 0 | 0 | 0 | 0 | 0 | 0
F9_Industrial_Industrial - WA_New_Space Heating_Natural Gas_Gas Furnace - Maintenance_A_Achievable Economic RVT Potential | F9 | Industrial | Industrial - WA | New | Space Heating | Natural Gas | Gas Furnace - Maintenance | A | Cumulative Winter Peak Savings (MW) | Achievable Economic RVT Potential | 0 | 0 | 0 | 0 | 0 | 0 | 0 | 0 | 0 | 0 | 0 | 0 | 0 | 0 | 0 | 0 | 0 | 0 | 0 | 0 | 0 | 0 | 0 | 0 | 0 | 0 | 0
F10_Industrial_Industrial - WA_New_Space Heating_Natural Gas_Gas Furnace - Maintenance_A_Achievable Economic RVT Potential | F10 | Industrial | Industrial - WA | New | Space Heating | Natural Gas | Gas Furnace - Maintenance | A | Purchases (Incremental) | Achievable Economic RVT Potential | 0 | 0 | 0 | 0 | 0 | 0 | 0 | 0 | 0 | 0 | 0 | 0 | 0 | 0 | 0 | 0 | 0 | 0 | 0 | 0 | 0 | 0 | 0 | 0 | 0 | 0 | 0
F11_Industrial_Industrial - WA_New_Space Heating_Natural Gas_Gas Furnace - Maintenance_A_Achievable Economic RVT Potential | F11 | Industrial | Industrial - WA | New | Space Heating | Natural Gas | Gas Furnace - Maintenance | A | Purchases (Cumulative) | Achievable Economic RVT Potential | 0 | 0 | 0 | 0 | 0 | 0 | 0 | 0 | 0 | 0 | 0 | 0 | 0 | 0 | 0 | 0 | 0 | 0 | 0 | 0 | 0 | 0 | 0 | 0 | 0 | 0 | 0
F1_Industrial_Industrial - WA_New_Space Heating_Natural Gas_Gas Furnace - Tube Inserts_A_Achievable Economic RVT Potential | F1 | Industrial | Industrial - WA | New | Space Heating | Natural Gas | Gas Furnace - Tube Inserts | A | Integrated Unit Energy Savings (kWh or therms) | Achievable Economic RVT Potential | 0 | 0 | 0 | 0 | 0 | 0 | 0 | 0 | 0 | 0 | 0 | 0 | 0 | 0 | 0 | 0 | 0 | 0 | 0 | 0 | 0 | 0 | 0 | 0 | 0 | 0 | 0
F2_Industrial_Industrial - WA_New_Space Heating_Natural Gas_Gas Furnace - Tube Inserts_A_Achievable Economic RVT Potential | F2 | Industrial | Industrial - WA | New | Space Heating | Natural Gas | Gas Furnace - Tube Inserts | A | Integrated Unit Summer Peak Savings (kW) | Achievable Economic RVT Potential | 0 | 0 | 0 | 0 | 0 | 0 | 0 | 0 | 0 | 0 | 0 | 0 | 0 | 0 | 0 | 0 | 0 | 0 | 0 | 0 | 0 | 0 | 0 | 0 | 0 | 0 | 0
F3_Industrial_Industrial - WA_New_Space Heating_Natural Gas_Gas Furnace - Tube Inserts_A_Achievable Economic RVT Potential | F3 | Industrial | Industrial - WA | New | Space Heating | Natural Gas | Gas Furnace - Tube Inserts | A | Integrated Unit Winter Peak Savings (kW) | Achievable Economic RVT Potential | 0 | 0 | 0 | 0 | 0 | 0 | 0 | 0 | 0 | 0 | 0 | 0 | 0 | 0 | 0 | 0 | 0 | 0 | 0 | 0 | 0 | 0 | 0 | 0 | 0 | 0 | 0
F4_Industrial_Industrial - WA_New_Space Heating_Natural Gas_Gas Furnace - Tube Inserts_A_Achievable Economic RVT Potential | F4 | Industrial | Industrial - WA | New | Space Heating | Natural Gas | Gas Furnace - Tube Inserts | A | Incremental Energy Savings (MWh or mTherms) | Achievable Economic RVT Potential | 0 | 0 | 0 | 0 | 0 | 0 | 0 | 0 | 0 | 0 | 0 | 0 | 0 | 0 | 0 | 0 | 0 | 0 | 0 | 0 | 0 | 0 | 0 | 0 | 0 | 0 | 0
F5_Industrial_Industrial - WA_New_Space Heating_Natural Gas_Gas Furnace - Tube Inserts_A_Achievable Economic RVT Potential | F5 | Industrial | Industrial - WA | New | Space Heating | Natural Gas | Gas Furnace - Tube Inserts | A | Incremental Summer Peak Savings (MW) | Achievable Economic RVT Potential | 0 | 0 | 0 | 0 | 0 | 0 | 0 | 0 | 0 | 0 | 0 | 0 | 0 | 0 | 0 | 0 | 0 | 0 | 0 | 0 | 0 | 0 | 0 | 0 | 0 | 0 | 0
F6_Industrial_Industrial - WA_New_Space Heating_Natural Gas_Gas Furnace - Tube Inserts_A_Achievable Economic RVT Potential | F6 | Industrial | Industrial - WA | New | Space Heating | Natural Gas | Gas Furnace - Tube Inserts | A | Incremental Winter Peak Savings (MW) | Achievable Economic RVT Potential | 0 | 0 | 0 | 0 | 0 | 0 | 0 | 0 | 0 | 0 | 0 | 0 | 0 | 0 | 0 | 0 | 0 | 0 | 0 | 0 | 0 | 0 | 0 | 0 | 0 | 0 | 0
F7_Industrial_Industrial - WA_New_Space Heating_Natural Gas_Gas Furnace - Tube Inserts_A_Achievable Economic RVT Potential | F7 | Industrial | Industrial - WA | New | Space Heating | Natural Gas | Gas Furnace - Tube Inserts | A | Cumulative Energy Savings (MWh or mTherms) | Achievable Economic RVT Potential | 0 | 0 | 0 | 0 | 0 | 0 | 0 | 0 | 0 | 0 | 0 | 0 | 0 | 0 | 0 | 0 | 0 | 0 | 0 | 0 | 0 | 0 | 0 | 0 | 0 | 0 | 0
F8_Industrial_Industrial - WA_New_Space Heating_Natural Gas_Gas Furnace - Tube Inserts_A_Achievable Economic RVT Potential | F8 | Industrial | Industrial - WA | New | Space Heating | Natural Gas | Gas Furnace - Tube Inserts | A | Cumulative Summer Peak Savings (MW) | Achievable Economic RVT Potential | 0 | 0 | 0 | 0 | 0 | 0 | 0 | 0 | 0 | 0 | 0 | 0 | 0 | 0 | 0 | 0 | 0 | 0 | 0 | 0 | 0 | 0 | 0 | 0 | 0 | 0 | 0
F9_Industrial_Industrial - WA_New_Space Heating_Natural Gas_Gas Furnace - Tube Inserts_A_Achievable Economic RVT Potential | F9 | Industrial | Industrial - WA | New | Space Heating | Natural Gas | Gas Furnace - Tube Inserts | A | Cumulative Winter Peak Savings (MW) | Achievable Economic RVT Potential | 0 | 0 | 0 | 0 | 0 | 0 | 0 | 0 | 0 | 0 | 0 | 0 | 0 | 0 | 0 | 0 | 0 | 0 | 0 | 0 | 0 | 0 | 0 | 0 | 0 | 0 | 0
F10_Industrial_Industrial - WA_New_Space Heating_Natural Gas_Gas Furnace - Tube Inserts_A_Achievable Economic RVT Potential | F10 | Industrial | Industrial - WA | New | Space Heating | Natural Gas | Gas Furnace - Tube Inserts | A | Purchases (Incremental) | Achievable Economic RVT Potential | 0 | 0 | 0 | 0 | 0 | 0 | 0 | 0 | 0 | 0 | 0 | 0 | 0 | 0 | 0 | 0 | 0 | 0 | 0 | 0 | 0 | 0 | 0 | 0 | 0 | 0 | 0
F11_Industrial_Industrial - WA_New_Space Heating_Natural Gas_Gas Furnace - Tube Inserts_A_Achievable Economic RVT Potential | F11 | Industrial | Industrial - WA | New | Space Heating | Natural Gas | Gas Furnace - Tube Inserts | A | Purchases (Cumulative) | Achievable Economic RVT Potential | 0 | 0 | 0 | 0 | 0 | 0 | 0 | 0 | 0 | 0 | 0 | 0 | 0 | 0 | 0 | 0 | 0 | 0 | 0 | 0 | 0 | 0 | 0 | 0 | 0 | 0 | 0
F1_Industrial_Industrial - WA_New_Space Heating_Natural Gas_Gas Boiler - Burner Control Optimization_A_Achievable Economic RVT Potential | F1 | Industrial | Industrial - WA | New | Space Heating | Natural Gas | Gas Boiler - Burner Control Optimization | A | Integrated Unit Energy Savings (kWh or therms) | Achievable Economic RVT Potential | 0 | 0 | 0.26657 | 0.26588 | 0.26522 | 0.26457 | 0.26387 | 0.26348 | 0.26323 | 0.26304 | 0.26284 | 0.26262 | 0.2624 | 0.26217 | 0.26194 | 0.2617 | 0.26148 | 0.26138 | 0.26131 | 0.26128 | 0.26125 | 0.26123 | 0.2614 | 0.26156 | 0.26172 | 0.26186 | 0.26199
F2_Industrial_Industrial - WA_New_Space Heating_Natural Gas_Gas Boiler - Burner Control Optimization_A_Achievable Economic RVT Potential | F2 | Industrial | Industrial - WA | New | Space Heating | Natural Gas | Gas Boiler - Burner Control Optimization | A | Integrated Unit Summer Peak Savings (kW) | Achievable Economic RVT Potential | 0 | 0 | 0 | 0 | 0 | 0 | 0 | 0 | 0 | 0 | 0 | 0 | 0 | 0 | 0 | 0 | 0 | 0 | 0 | 0 | 0 | 0 | 0 | 0 | 0 | 0 | 0
F3_Industrial_Industrial - WA_New_Space Heating_Natural Gas_Gas Boiler - Burner Control Optimization_A_Achievable Economic RVT Potential | F3 | Industrial | Industrial - WA | New | Space Heating | Natural Gas | Gas Boiler - Burner Control Optimization | A | Integrated Unit Winter Peak Savings (kW) | Achievable Economic RVT Potential | 0 | 0 | 0 | 0 | 0 | 0 | 0 | 0 | 0 | 0 | 0 | 0 | 0 | 0 | 0 | 0 | 0 | 0 | 0 | 0 | 0 | 0 | 0 | 0 | 0 | 0 | 0
F4_Industrial_Industrial - WA_New_Space Heating_Natural Gas_Gas Boiler - Burner Control Optimization_A_Achievable Economic RVT Potential | F4 | Industrial | Industrial - WA | New | Space Heating | Natural Gas | Gas Boiler - Burner Control Optimization | A | Incremental Energy Savings (MWh or mTherms) | Achievable Economic RVT Potential | 0 | 0 | 0 | 0 | 0 | 0 | 0 | 0 | 0 | 0 | 0 | 0 | 0 | 0 | 0 | 0 | 0 | 0 | 0 | 0 | 0 | 0 | 0 | 0 | 0 | 0 | 0
F5_Industrial_Industrial - WA_New_Space Heating_Natural Gas_Gas Boiler - Burner Control Optimization_A_Achievable Economic RVT Potential | F5 | Industrial | Industrial - WA | New | Space Heating | Natural Gas | Gas Boiler - Burner Control Optimization | A | Incremental Summer Peak Savings (MW) | Achievable Economic RVT Potential | 0 | 0 | 0 | 0 | 0 | 0 | 0 | 0 | 0 | 0 | 0 | 0 | 0 | 0 | 0 | 0 | 0 | 0 | 0 | 0 | 0 | 0 | 0 | 0 | 0 | 0 | 0
F6_Industrial_Industrial - WA_New_Space Heating_Natural Gas_Gas Boiler - Burner Control Optimization_A_Achievable Economic RVT Potential | F6 | Industrial | Industrial - WA | New | Space Heating | Natural Gas | Gas Boiler - Burner Control Optimization | A | Incremental Winter Peak Savings (MW) | Achievable Economic RVT Potential | 0 | 0 | 0 | 0 | 0 | 0 | 0 | 0 | 0 | 0 | 0 | 0 | 0 | 0 | 0 | 0 | 0 | 0 | 0 | 0 | 0 | 0 | 0 | 0 | 0 | 0 | 0
F7_Industrial_Industrial - WA_New_Space Heating_Natural Gas_Gas Boiler - Burner Control Optimization_A_Achievable Economic RVT Potential | F7 | Industrial | Industrial - WA | New | Space Heating | Natural Gas | Gas Boiler - Burner Control Optimization | A | Cumulative Energy Savings (MWh or mTherms) | Achievable Economic RVT Potential | 0 | 0 | 0 | 0 | 0 | 0 | 0 | 0 | 0 | 0 | 0 | 0 | 0 | 0 | 0 | 0 | 0 | 0 | 0 | 0 | 0 | 0 | 0 | 0 | 0 | 0 | 0
F8_Industrial_Industrial - WA_New_Space Heating_Natural Gas_Gas Boiler - Burner Control Optimization_A_Achievable Economic RVT Potential | F8 | Industrial | Industrial - WA | New | Space Heating | Natural Gas | Gas Boiler - Burner Control Optimization | A | Cumulative Summer Peak Savings (MW) | Achievable Economic RVT Potential | 0 | 0 | 0 | 0 | 0 | 0 | 0 | 0 | 0 | 0 | 0 | 0 | 0 | 0 | 0 | 0 | 0 | 0 | 0 | 0 | 0 | 0 | 0 | 0 | 0 | 0 | 0
F9_Industrial_Industrial - WA_New_Space Heating_Natural Gas_Gas Boiler - Burner Control Optimization_A_Achievable Economic RVT Potential | F9 | Industrial | Industrial - WA | New | Space Heating | Natural Gas | Gas Boiler - Burner Control Optimization | A | Cumulative Winter Peak Savings (MW) | Achievable Economic RVT Potential | 0 | 0 | 0 | 0 | 0 | 0 | 0 | 0 | 0 | 0 | 0 | 0 | 0 | 0 | 0 | 0 | 0 | 0 | 0 | 0 | 0 | 0 | 0 | 0 | 0 | 0 | 0
F10_Industrial_Industrial - WA_New_Space Heating_Natural Gas_Gas Boiler - Burner Control Optimization_A_Achievable Economic RVT Potential | F10 | Industrial | Industrial - WA | New | Space Heating | Natural Gas | Gas Boiler - Burner Control Optimization | A | Purchases (Incremental) | Achievable Economic RVT Potential | 0 | 0 | 0 | 0 | 0 | 0 | 0 | 0 | 0 | 0 | 0 | 0 | 0 | 0 | 0 | 0 | 0 | 0 | 0 | 0 | 0 | 0 | 0 | 0 | 0 | 0 | 0
F11_Industrial_Industrial - WA_New_Space Heating_Natural Gas_Gas Boiler - Burner Control Optimization_A_Achievable Economic RVT Potential | F11 | Industrial | Industrial - WA | New | Space Heating | Natural Gas | Gas Boiler - Burner Control Optimization | A | Purchases (Cumulative) | Achievable Economic RVT Potential | 0 | 0 | 0 | 0 | 0 | 0 | 0 | 0 | 0 | 0 | 0 | 0 | 0 | 0 | 0 | 0 | 0 | 0 | 0 | 0 | 0 | 0 | 0 | 0 | 0 | 0 | 0
F1_Industrial_Industrial - WA_New_Space Heating_Natural Gas_Gas Boiler - High Turndown Burner_A_Achievable Economic RVT Potential | F1 | Industrial | Industrial - WA | New | Space Heating | Natural Gas | Gas Boiler - High Turndown Burner | A | Integrated Unit Energy Savings (kWh or therms) | Achievable Economic RVT Potential | 0 | 0 | 0.91919 | 0.91682 | 0.91456 | 0.91231 | 0.90989 | 0.90854 | 0.90771 | 0.90705 | 0.90634 | 0.9056 | 0.90483 | 0.90403 | 0.90323 | 0.90243 | 0.90164 | 0.9013 | 0.90108 | 0.90096 | 0.90087 | 0.90079 | 0.90139 | 0.90195 | 0.90247 | 0.90295 | 0.90341
F2_Industrial_Industrial - WA_New_Space Heating_Natural Gas_Gas Boiler - High Turndown Burner_A_Achievable Economic RVT Potential | F2 | Industrial | Industrial - WA | New | Space Heating | Natural Gas | Gas Boiler - High Turndown Burner | A | Integrated Unit Summer Peak Savings (kW) | Achievable Economic RVT Potential | 0 | 0 | 0 | 0 | 0 | 0 | 0 | 0 | 0 | 0 | 0 | 0 | 0 | 0 | 0 | 0 | 0 | 0 | 0 | 0 | 0 | 0 | 0 | 0 | 0 | 0 | 0
F3_Industrial_Industrial - WA_New_Space Heating_Natural Gas_Gas Boiler - High Turndown Burner_A_Achievable Economic RVT Potential | F3 | Industrial | Industrial - WA | New | Space Heating | Natural Gas | Gas Boiler - High Turndown Burner | A | Integrated Unit Winter Peak Savings (kW) | Achievable Economic RVT Potential | 0 | 0 | 0 | 0 | 0 | 0 | 0 | 0 | 0 | 0 | 0 | 0 | 0 | 0 | 0 | 0 | 0 | 0 | 0 | 0 | 0 | 0 | 0 | 0 | 0 | 0 | 0
F4_Industrial_Industrial - WA_New_Space Heating_Natural Gas_Gas Boiler - High Turndown Burner_A_Achievable Economic RVT Potential | F4 | Industrial | Industrial - WA | New | Space Heating | Natural Gas | Gas Boiler - High Turndown Burner | A | Incremental Energy Savings (MWh or mTherms) | Achievable Economic RVT Potential | 0 | 0 | 0 | 0 | 0 | 0 | 0 | 0 | 0 | 0 | 0 | 0 | 0 | 0 | 0 | 0 | 0 | 0 | 0 | 0 | 0 | 0 | 0 | 0 | 0 | 0 | 0
F5_Industrial_Industrial - WA_New_Space Heating_Natural Gas_Gas Boiler - High Turndown Burner_A_Achievable Economic RVT Potential | F5 | Industrial | Industrial - WA | New | Space Heating | Natural Gas | Gas Boiler - High Turndown Burner | A | Incremental Summer Peak Savings (MW) | Achievable Economic RVT Potential | 0 | 0 | 0 | 0 | 0 | 0 | 0 | 0 | 0 | 0 | 0 | 0 | 0 | 0 | 0 | 0 | 0 | 0 | 0 | 0 | 0 | 0 | 0 | 0 | 0 | 0 | 0
F6_Industrial_Industrial - WA_New_Space Heating_Natural Gas_Gas Boiler - High Turndown Burner_A_Achievable Economic RVT Potential | F6 | Industrial | Industrial - WA | New | Space Heating | Natural Gas | Gas Boiler - High Turndown Burner | A | Incremental Winter Peak Savings (MW) | Achievable Economic RVT Potential | 0 | 0 | 0 | 0 | 0 | 0 | 0 | 0 | 0 | 0 | 0 | 0 | 0 | 0 | 0 | 0 | 0 | 0 | 0 | 0 | 0 | 0 | 0 | 0 | 0 | 0 | 0
F7_Industrial_Industrial - WA_New_Space Heating_Natural Gas_Gas Boiler - High Turndown Burner_A_Achievable Economic RVT Potential | F7 | Industrial | Industrial - WA | New | Space Heating | Natural Gas | Gas Boiler - High Turndown Burner | A | Cumulative Energy Savings (MWh or mTherms) | Achievable Economic RVT Potential | 0 | 0 | 0 | 0 | 0 | 0 | 0 | 0 | 0 | 0 | 0 | 0 | 0 | 0 | 0 | 0 | 0 | 0 | 0 | 0 | 0 | 0 | 0 | 0 | 0 | 0 | 0
F8_Industrial_Industrial - WA_New_Space Heating_Natural Gas_Gas Boiler - High Turndown Burner_A_Achievable Economic RVT Potential | F8 | Industrial | Industrial - WA | New | Space Heating | Natural Gas | Gas Boiler - High Turndown Burner | A | Cumulative Summer Peak Savings (MW) | Achievable Economic RVT Potential | 0 | 0 | 0 | 0 | 0 | 0 | 0 | 0 | 0 | 0 | 0 | 0 | 0 | 0 | 0 | 0 | 0 | 0 | 0 | 0 | 0 | 0 | 0 | 0 | 0 | 0 | 0
F9_Industrial_Industrial - WA_New_Space Heating_Natural Gas_Gas Boiler - High Turndown Burner_A_Achievable Economic RVT Potential | F9 | Industrial | Industrial - WA | New | Space Heating | Natural Gas | Gas Boiler - High Turndown Burner | A | Cumulative Winter Peak Savings (MW) | Achievable Economic RVT Potential | 0 | 0 | 0 | 0 | 0 | 0 | 0 | 0 | 0 | 0 | 0 | 0 | 0 | 0 | 0 | 0 | 0 | 0 | 0 | 0 | 0 | 0 | 0 | 0 | 0 | 0 | 0
F10_Industrial_Industrial - WA_New_Space Heating_Natural Gas_Gas Boiler - High Turndown Burner_A_Achievable Economic RVT Potential | F10 | Industrial | Industrial - WA | New | Space Heating | Natural Gas | Gas Boiler - High Turndown Burner | A | Purchases (Incremental) | Achievable Economic RVT Potential | 0 | 0 | 0 | 0 | 0 | 0 | 0 | 0 | 0 | 0 | 0 | 0 | 0 | 0 | 0 | 0 | 0 | 0 | 0 | 0 | 0 | 0 | 0 | 0 | 0 | 0 | 0
F11_Industrial_Industrial - WA_New_Space Heating_Natural Gas_Gas Boiler - High Turndown Burner_A_Achievable Economic RVT Potential | F11 | Industrial | Industrial - WA | New | Space Heating | Natural Gas | Gas Boiler - High Turndown Burner | A | Purchases (Cumulative) | Achievable Economic RVT Potential | 0 | 0 | 0 | 0 | 0 | 0 | 0 | 0 | 0 | 0 | 0 | 0 | 0 | 0 | 0 | 0 | 0 | 0 | 0 | 0 | 0 | 0 | 0 | 0 | 0 | 0 | 0
F1_Industrial_Industrial - WA_New_Space Heating_Natural Gas_Gas Boiler - Hot Water Reset_A_Achievable Economic RVT Potential | F1 | Industrial | Industrial - WA | New | Space Heating | Natural Gas | Gas Boiler - Hot Water Reset | A | Integrated Unit Energy Savings (kWh or therms) | Achievable Economic RVT Potential | 0 | 0 | 980.4698 | 977.9408 | 975.5354 | 973.1325 | 970.5488 | 969.1116 | 968.22 | 967.5159 | 966.7646 | 965.9722 | 965.1478 | 964.3015 | 963.4455 | 962.5926 | 961.754 | 961.3841 | 961.1537 | 961.0231 | 960.9291 | 960.8421 | 961.4817 | 962.0768 | 962.6318 | 963.1505 | 963.6364
F2_Industrial_Industrial - WA_New_Space Heating_Natural Gas_Gas Boiler - Hot Water Reset_A_Achievable Economic RVT Potential | F2 | Industrial | Industrial - WA | New | Space Heating | Natural Gas | Gas Boiler - Hot Water Reset | A | Integrated Unit Summer Peak Savings (kW) | Achievable Economic RVT Potential | 0 | 0 | 0 | 0 | 0 | 0 | 0 | 0 | 0 | 0 | 0 | 0 | 0 | 0 | 0 | 0 | 0 | 0 | 0 | 0 | 0 | 0 | 0 | 0 | 0 | 0 | 0
F3_Industrial_Industrial - WA_New_Space Heating_Natural Gas_Gas Boiler - Hot Water Reset_A_Achievable Economic RVT Potential | F3 | Industrial | Industrial - WA | New | Space Heating | Natural Gas | Gas Boiler - Hot Water Reset | A | Integrated Unit Winter Peak Savings (kW) | Achievable Economic RVT Potential | 0 | 0 | 0 | 0 | 0 | 0 | 0 | 0 | 0 | 0 | 0 | 0 | 0 | 0 | 0 | 0 | 0 | 0 | 0 | 0 | 0 | 0 | 0 | 0 | 0 | 0 | 0
F4_Industrial_Industrial - WA_New_Space Heating_Natural Gas_Gas Boiler - Hot Water Reset_A_Achievable Economic RVT Potential | F4 | Industrial | Industrial - WA | New | Space Heating | Natural Gas | Gas Boiler - Hot Water Reset | A | Incremental Energy Savings (MWh or mTherms) | Achievable Economic RVT Potential | 0 | 0 | 0 | 0 | 0 | 0 | 0 | 0 | 0 | 0 | 0 | 0 | 0 | 0 | 0 | 0 | 0 | 0 | 0 | 0 | 0 | 0 | 0 | 0 | 0 | 0 | 0
F5_Industrial_Industrial - WA_New_Space Heating_Natural Gas_Gas Boiler - Hot Water Reset_A_Achievable Economic RVT Potential | F5 | Industrial | Industrial - WA | New | Space Heating | Natural Gas | Gas Boiler - Hot Water Reset | A | Incremental Summer Peak Savings (MW) | Achievable Economic RVT Potential | 0 | 0 | 0 | 0 | 0 | 0 | 0 | 0 | 0 | 0 | 0 | 0 | 0 | 0 | 0 | 0 | 0 | 0 | 0 | 0 | 0 | 0 | 0 | 0 | 0 | 0 | 0
F6_Industrial_Industrial - WA_New_Space Heating_Natural Gas_Gas Boiler - Hot Water Reset_A_Achievable Economic RVT Potential | F6 | Industrial | Industrial - WA | New | Space Heating | Natural Gas | Gas Boiler - Hot Water Reset | A | Incremental Winter Peak Savings (MW) | Achievable Economic RVT Potential | 0 | 0 | 0 | 0 | 0 | 0 | 0 | 0 | 0 | 0 | 0 | 0 | 0 | 0 | 0 | 0 | 0 | 0 | 0 | 0 | 0 | 0 | 0 | 0 | 0 | 0 | 0
F7_Industrial_Industrial - WA_New_Space Heating_Natural Gas_Gas Boiler - Hot Water Reset_A_Achievable Economic RVT Potential | F7 | Industrial | Industrial - WA | New | Space Heating | Natural Gas | Gas Boiler - Hot Water Reset | A | Cumulative Energy Savings (MWh or mTherms) | Achievable Economic RVT Potential | 0 | 0 | 0 | 0 | 0 | 0 | 0 | 0 | 0 | 0 | 0 | 0 | 0 | 0 | 0 | 0 | 0 | 0 | 0 | 0 | 0 | 0 | 0 | 0 | 0 | 0 | 0
F8_Industrial_Industrial - WA_New_Space Heating_Natural Gas_Gas Boiler - Hot Water Reset_A_Achievable Economic RVT Potential | F8 | Industrial | Industrial - WA | New | Space Heating | Natural Gas | Gas Boiler - Hot Water Reset | A | Cumulative Summer Peak Savings (MW) | Achievable Economic RVT Potential | 0 | 0 | 0 | 0 | 0 | 0 | 0 | 0 | 0 | 0 | 0 | 0 | 0 | 0 | 0 | 0 | 0 | 0 | 0 | 0 | 0 | 0 | 0 | 0 | 0 | 0 | 0
F9_Industrial_Industrial - WA_New_Space Heating_Natural Gas_Gas Boiler - Hot Water Reset_A_Achievable Economic RVT Potential | F9 | Industrial | Industrial - WA | New | Space Heating | Natural Gas | Gas Boiler - Hot Water Reset | A | Cumulative Winter Peak Savings (MW) | Achievable Economic RVT Potential | 0 | 0 | 0 | 0 | 0 | 0 | 0 | 0 | 0 | 0 | 0 | 0 | 0 | 0 | 0 | 0 | 0 | 0 | 0 | 0 | 0 | 0 | 0 | 0 | 0 | 0 | 0
F10_Industrial_Industrial - WA_New_Space Heating_Natural Gas_Gas Boiler - Hot Water Reset_A_Achievable Economic RVT Potential | F10 | Industrial | Industrial - WA | New | Space Heating | Natural Gas | Gas Boiler - Hot Water Reset | A | Purchases (Incremental) | Achievable Economic RVT Potential | 0 | 0 | 0 | 0 | 0 | 0 | 0 | 0 | 0 | 0 | 0 | 0 | 0 | 0 | 0 | 0 | 0 | 0 | 0 | 0 | 0 | 0 | 0 | 0 | 0 | 0 | 0
F11_Industrial_Industrial - WA_New_Space Heating_Natural Gas_Gas Boiler - Hot Water Reset_A_Achievable Economic RVT Potential | F11 | Industrial | Industrial - WA | New | Space Heating | Natural Gas | Gas Boiler - Hot Water Reset | A | Purchases (Cumulative) | Achievable Economic RVT Potential | 0 | 0 | 0 | 0 | 0 | 0 | 0 | 0 | 0 | 0 | 0 | 0 | 0 | 0 | 0 | 0 | 0 | 0 | 0 | 0 | 0 | 0 | 0 | 0 | 0 | 0 | 0
F1_Industrial_Industrial - WA_New_Space Heating_Natural Gas_Gas Boiler - Insulate Hot Water Lines_A_Achievable Economic RVT Potential | F1 | Industrial | Industrial - WA | New | Space Heating | Natural Gas | Gas Boiler - Insulate Hot Water Lines | A | Integrated Unit Energy Savings (kWh or therms) | Achievable Economic RVT Potential | 0 | 0 | 4.4131 | 4.4017 | 4.3906 | 4.3795 | 4.3673 | 4.3601 | 4.3551 | 4.3509 | 4.3463 | 4.3417 | 4.337 | 4.3324 | 4.328 | 4.3238 | 4.3199 | 4.3182 | 4.3172 | 4.3167 | 4.3165 | 4.3163 | 4.3194 | 4.3223 | 4.325 | 4.3275 | 4.3299
F2_Industrial_Industrial - WA_New_Space Heating_Natural Gas_Gas Boiler - Insulate Hot Water Lines_A_Achievable Economic RVT Potential | F2 | Industrial | Industrial - WA | New | Space Heating | Natural Gas | Gas Boiler - Insulate Hot Water Lines | A | Integrated Unit Summer Peak Savings (kW) | Achievable Economic RVT Potential | 0 | 0 | 0 | 0 | 0 | 0 | 0 | 0 | 0 | 0 | 0 | 0 | 0 | 0 | 0 | 0 | 0 | 0 | 0 | 0 | 0 | 0 | 0 | 0 | 0 | 0 | 0
F3_Industrial_Industrial - WA_New_Space Heating_Natural Gas_Gas Boiler - Insulate Hot Water Lines_A_Achievable Economic RVT Potential | F3 | Industrial | Industrial - WA | New | Space Heating | Natural Gas | Gas Boiler - Insulate Hot Water Lines | A | Integrated Unit Winter Peak Savings (kW) | Achievable Economic RVT Potential | 0 | 0 | 0 | 0 | 0 | 0 | 0 | 0 | 0 | 0 | 0 | 0 | 0 | 0 | 0 | 0 | 0 | 0 | 0 | 0 | 0 | 0 | 0 | 0 | 0 | 0 | 0
F4_Industrial_Industrial - WA_New_Space Heating_Natural Gas_Gas Boiler - Insulate Hot Water Lines_A_Achievable Economic RVT Potential | F4 | Industrial | Industrial - WA | New | Space Heating | Natural Gas | Gas Boiler - Insulate Hot Water Lines | A | Incremental Energy Savings (MWh or mTherms) | Achievable Economic RVT Potential | 0 | 0 | 0 | 0 | 0 | 0 | 0 | 0 | 0 | 0 | 0 | 0 | 0 | 0 | 0 | 0 | 0 | 0 | 0 | 0 | 0 | 0 | 0 | 0 | 0 | 0 | 0
F5_Industrial_Industrial - WA_New_Space Heating_Natural Gas_Gas Boiler - Insulate Hot Water Lines_A_Achievable Economic RVT Potential | F5 | Industrial | Industrial - WA | New | Space Heating | Natural Gas | Gas Boiler - Insulate Hot Water Lines | A | Incremental Summer Peak Savings (MW) | Achievable Economic RVT Potential | 0 | 0 | 0 | 0 | 0 | 0 | 0 | 0 | 0 | 0 | 0 | 0 | 0 | 0 | 0 | 0 | 0 | 0 | 0 | 0 | 0 | 0 | 0 | 0 | 0 | 0 | 0
F6_Industrial_Industrial - WA_New_Space Heating_Natural Gas_Gas Boiler - Insulate Hot Water Lines_A_Achievable Economic RVT Potential | F6 | Industrial | Industrial - WA | New | Space Heating | Natural Gas | Gas Boiler - Insulate Hot Water Lines | A | Incremental Winter Peak Savings (MW) | Achievable Economic RVT Potential | 0 | 0 | 0 | 0 | 0 | 0 | 0 | 0 | 0 | 0 | 0 | 0 | 0 | 0 | 0 | 0 | 0 | 0 | 0 | 0 | 0 | 0 | 0 | 0 | 0 | 0 | 0
F7_Industrial_Industrial - WA_New_Space Heating_Natural Gas_Gas Boiler - Insulate Hot Water Lines_A_Achievable Economic RVT Potential | F7 | Industrial | Industrial - WA | New | Space Heating | Natural Gas | Gas Boiler - Insulate Hot Water Lines | A | Cumulative Energy Savings (MWh or mTherms) | Achievable Economic RVT Potential | 0 | 0 | 0 | 0 | 0 | 0 | 0 | 0 | 0 | 0 | 0 | 0 | 0 | 0 | 0 | 0 | 0 | 0 | 0 | 0 | 0 | 0 | 0 | 0 | 0 | 0 | 0
F8_Industrial_Industrial - WA_New_Space Heating_Natural Gas_Gas Boiler - Insulate Hot Water Lines_A_Achievable Economic RVT Potential | F8 | Industrial | Industrial - WA | New | Space Heating | Natural Gas | Gas Boiler - Insulate Hot Water Lines | A | Cumulative Summer Peak Savings (MW) | Achievable Economic RVT Potential | 0 | 0 | 0 | 0 | 0 | 0 | 0 | 0 | 0 | 0 | 0 | 0 | 0 | 0 | 0 | 0 | 0 | 0 | 0 | 0 | 0 | 0 | 0 | 0 | 0 | 0 | 0
F9_Industrial_Industrial - WA_New_Space Heating_Natural Gas_Gas Boiler - Insulate Hot Water Lines_A_Achievable Economic RVT Potential | F9 | Industrial | Industrial - WA | New | Space Heating | Natural Gas | Gas Boiler - Insulate Hot Water Lines | A | Cumulative Winter Peak Savings (MW) | Achievable Economic RVT Potential | 0 | 0 | 0 | 0 | 0 | 0 | 0 | 0 | 0 | 0 | 0 | 0 | 0 | 0 | 0 | 0 | 0 | 0 | 0 | 0 | 0 | 0 | 0 | 0 | 0 | 0 | 0
F10_Industrial_Industrial - WA_New_Space Heating_Natural Gas_Gas Boiler - Insulate Hot Water Lines_A_Achievable Economic RVT Potential | F10 | Industrial | Industrial - WA | New | Space Heating | Natural Gas | Gas Boiler - Insulate Hot Water Lines | A | Purchases (Incremental) | Achievable Economic RVT Potential | 0 | 0 | 0 | 0 | 0 | 0 | 0 | 0 | 0 | 0 | 0 | 0 | 0 | 0 | 0 | 0 | 0 | 0 | 0 | 0 | 0 | 0 | 0 | 0 | 0 | 0 | 0
F11_Industrial_Industrial - WA_New_Space Heating_Natural Gas_Gas Boiler - Insulate Hot Water Lines_A_Achievable Economic RVT Potential | F11 | Industrial | Industrial - WA | New | Space Heating | Natural Gas | Gas Boiler - Insulate Hot Water Lines | A | Purchases (Cumulative) | Achievable Economic RVT Potential | 0 | 0 | 0 | 0 | 0 | 0 | 0 | 0 | 0 | 0 | 0 | 0 | 0 | 0 | 0 | 0 | 0 | 0 | 0 | 0 | 0 | 0 | 0 | 0 | 0 | 0 | 0
F1_Industrial_Industrial - WA_New_Space Heating_Natural Gas_Gas Boiler - Insulate Steam Lines/Condensate Tank_A_Achievable Economic RVT Potential | F1 | Industrial | Industrial - WA | New | Space Heating | Natural Gas | Gas Boiler - Insulate Steam Lines/Condensate Tank | A | Integrated Unit Energy Savings (kWh or therms) | Achievable Economic RVT Potential | 0 | 0 | 6.5923 | 6.5753 | 6.5591 | 6.543 | 6.5256 | 6.5159 | 6.5099 | 6.5052 | 6.5001 | 6.4948 | 6.4893 | 6.4836 | 6.4778 | 6.4721 | 6.4664 | 6.464 | 6.4624 | 6.4615 | 6.4609 | 6.4603 | 6.4646 | 6.4686 | 6.4724 | 6.4758 | 6.4791
F2_Industrial_Industrial - WA_New_Space Heating_Natural Gas_Gas Boiler - Insulate Steam Lines/Condensate Tank_A_Achievable Economic RVT Potential | F2 | Industrial | Industrial - WA | New | Space Heating | Natural Gas | Gas Boiler - Insulate Steam Lines/Condensate Tank | A | Integrated Unit Summer Peak Savings (kW) | Achievable Economic RVT Potential | 0 | 0 | 0 | 0 | 0 | 0 | 0 | 0 | 0 | 0 | 0 | 0 | 0 | 0 | 0 | 0 | 0 | 0 | 0 | 0 | 0 | 0 | 0 | 0 | 0 | 0 | 0
F3_Industrial_Industrial - WA_New_Space Heating_Natural Gas_Gas Boiler - Insulate Steam Lines/Condensate Tank_A_Achievable Economic RVT Potential | F3 | Industrial | Industrial - WA | New | Space Heating | Natural Gas | Gas Boiler - Insulate Steam Lines/Condensate Tank | A | Integrated Unit Winter Peak Savings (kW) | Achievable Economic RVT Potential | 0 | 0 | 0 | 0 | 0 | 0 | 0 | 0 | 0 | 0 | 0 | 0 | 0 | 0 | 0 | 0 | 0 | 0 | 0 | 0 | 0 | 0 | 0 | 0 | 0 | 0 | 0
F4_Industrial_Industrial - WA_New_Space Heating_Natural Gas_Gas Boiler - Insulate Steam Lines/Condensate Tank_A_Achievable Economic RVT Potential | F4 | Industrial | Industrial - WA | New | Space Heating | Natural Gas | Gas Boiler - Insulate Steam Lines/Condensate Tank | A | Incremental Energy Savings (MWh or mTherms) | Achievable Economic RVT Potential | 0 | 0 | 0 | 0 | 0 | 0 | 0 | 0 | 0 | 0 | 0 | 0 | 0 | 0 | 0 | 0 | 0 | 0 | 0 | 0 | 0 | 0 | 0 | 0 | 0 | 0 | 0
F5_Industrial_Industrial - WA_New_Space Heating_Natural Gas_Gas Boiler - Insulate Steam Lines/Condensate Tank_A_Achievable Economic RVT Potential | F5 | Industrial | Industrial - WA | New | Space Heating | Natural Gas | Gas Boiler - Insulate Steam Lines/Condensate Tank | A | Incremental Summer Peak Savings (MW) | Achievable Economic RVT Potential | 0 | 0 | 0 | 0 | 0 | 0 | 0 | 0 | 0 | 0 | 0 | 0 | 0 | 0 | 0 | 0 | 0 | 0 | 0 | 0 | 0 | 0 | 0 | 0 | 0 | 0 | 0
F6_Industrial_Industrial - WA_New_Space Heating_Natural Gas_Gas Boiler - Insulate Steam Lines/Condensate Tank_A_Achievable Economic RVT Potential | F6 | Industrial | Industrial - WA | New | Space Heating | Natural Gas | Gas Boiler - Insulate Steam Lines/Condensate Tank | A | Incremental Winter Peak Savings (MW) | Achievable Economic RVT Potential | 0 | 0 | 0 | 0 | 0 | 0 | 0 | 0 | 0 | 0 | 0 | 0 | 0 | 0 | 0 | 0 | 0 | 0 | 0 | 0 | 0 | 0 | 0 | 0 | 0 | 0 | 0
F7_Industrial_Industrial - WA_New_Space Heating_Natural Gas_Gas Boiler - Insulate Steam Lines/Condensate Tank_A_Achievable Economic RVT Potential | F7 | Industrial | Industrial - WA | New | Space Heating | Natural Gas | Gas Boiler - Insulate Steam Lines/Condensate Tank | A | Cumulative Energy Savings (MWh or mTherms) | Achievable Economic RVT Potential | 0 | 0 | 0 | 0 | 0 | 0 | 0 | 0 | 0 | 0 | 0 | 0 | 0 | 0 | 0 | 0 | 0 | 0 | 0 | 0 | 0 | 0 | 0 | 0 | 0 | 0 | 0
F8_Industrial_Industrial - WA_New_Space Heating_Natural Gas_Gas Boiler - Insulate Steam Lines/Condensate Tank_A_Achievable Economic RVT Potential | F8 | Industrial | Industrial - WA | New | Space Heating | Natural Gas | Gas Boiler - Insulate Steam Lines/Condensate Tank | A | Cumulative Summer Peak Savings (MW) | Achievable Economic RVT Potential | 0 | 0 | 0 | 0 | 0 | 0 | 0 | 0 | 0 | 0 | 0 | 0 | 0 | 0 | 0 | 0 | 0 | 0 | 0 | 0 | 0 | 0 | 0 | 0 | 0 | 0 | 0
F9_Industrial_Industrial - WA_New_Space Heating_Natural Gas_Gas Boiler - Insulate Steam Lines/Condensate Tank_A_Achievable Economic RVT Potential | F9 | Industrial | Industrial - WA | New | Space Heating | Natural Gas | Gas Boiler - Insulate Steam Lines/Condensate Tank | A | Cumulative Winter Peak Savings (MW) | Achievable Economic RVT Potential | 0 | 0 | 0 | 0 | 0 | 0 | 0 | 0 | 0 | 0 | 0 | 0 | 0 | 0 | 0 | 0 | 0 | 0 | 0 | 0 | 0 | 0 | 0 | 0 | 0 | 0 | 0
F10_Industrial_Industrial - WA_New_Space Heating_Natural Gas_Gas Boiler - Insulate Steam Lines/Condensate Tank_A_Achievable Economic RVT Potential | F10 | Industrial | Industrial - WA | New | Space Heating | Natural Gas | Gas Boiler - Insulate Steam Lines/Condensate Tank | A | Purchases (Incremental) | Achievable Economic RVT Potential | 0 | 0 | 0 | 0 | 0 | 0 | 0 | 0 | 0 | 0 | 0 | 0 | 0 | 0 | 0 | 0 | 0 | 0 | 0 | 0 | 0 | 0 | 0 | 0 | 0 | 0 | 0
F11_Industrial_Industrial - WA_New_Space Heating_Natural Gas_Gas Boiler - Insulate Steam Lines/Condensate Tank_A_Achievable Economic RVT Potential | F11 | Industrial | Industrial - WA | New | Space Heating | Natural Gas | Gas Boiler - Insulate Steam Lines/Condensate Tank | A | Purchases (Cumulative) | Achievable Economic RVT Potential | 0 | 0 | 0 | 0 | 0 | 0 | 0 | 0 | 0 | 0 | 0 | 0 | 0 | 0 | 0 | 0 | 0 | 0 | 0 | 0 | 0 | 0 | 0 | 0 | 0 | 0 | 0
F1_Industrial_Industrial - WA_New_Space Heating_Natural Gas_Gas Boiler - Stack Economizer_A_Achievable Economic RVT Potential | F1 | Industrial | Industrial - WA | New | Space Heating | Natural Gas | Gas Boiler - Stack Economizer | A | Integrated Unit Energy Savings (kWh or therms) | Achievable Economic RVT Potential | 0 | 0 | 0.88241 | 0.88011 | 0.87791 | 0.87568 | 0.87324 | 0.8718 | 0.87081 | 0.86996 | 0.86906 | 0.86813 | 0.86719 | 0.86627 | 0.86539 | 0.86455 | 0.86376 | 0.86342 | 0.86323 | 0.86313 | 0.86309 | 0.86305 | 0.86368 | 0.86425 | 0.86479 | 0.8653 | 0.86577
F2_Industrial_Industrial - WA_New_Space Heating_Natural Gas_Gas Boiler - Stack Economizer_A_Achievable Economic RVT Potential | F2 | Industrial | Industrial - WA | New | Space Heating | Natural Gas | Gas Boiler - Stack Economizer | A | Integrated Unit Summer Peak Savings (kW) | Achievable Economic RVT Potential | 0 | 0 | 0 | 0 | 0 | 0 | 0 | 0 | 0 | 0 | 0 | 0 | 0 | 0 | 0 | 0 | 0 | 0 | 0 | 0 | 0 | 0 | 0 | 0 | 0 | 0 | 0
F3_Industrial_Industrial - WA_New_Space Heating_Natural Gas_Gas Boiler - Stack Economizer_A_Achievable Economic RVT Potential | F3 | Industrial | Industrial - WA | New | Space Heating | Natural Gas | Gas Boiler - Stack Economizer | A | Integrated Unit Winter Peak Savings (kW) | Achievable Economic RVT Potential | 0 | 0 | 0 | 0 | 0 | 0 | 0 | 0 | 0 | 0 | 0 | 0 | 0 | 0 | 0 | 0 | 0 | 0 | 0 | 0 | 0 | 0 | 0 | 0 | 0 | 0 | 0
F4_Industrial_Industrial - WA_New_Space Heating_Natural Gas_Gas Boiler - Stack Economizer_A_Achievable Economic RVT Potential | F4 | Industrial | Industrial - WA | New | Space Heating | Natural Gas | Gas Boiler - Stack Economizer | A | Incremental Energy Savings (MWh or mTherms) | Achievable Economic RVT Potential | 0 | 0 | 0 | 0 | 0 | 0 | 0 | 0 | 0 | 0 | 0 | 0 | 0 | 0 | 0 | 0 | 0 | 0 | 0 | 0 | 0 | 0 | 0 | 0 | 0 | 0 | 0
F5_Industrial_Industrial - WA_New_Space Heating_Natural Gas_Gas Boiler - Stack Economizer_A_Achievable Economic RVT Potential | F5 | Industrial | Industrial - WA | New | Space Heating | Natural Gas | Gas Boiler - Stack Economizer | A | Incremental Summer Peak Savings (MW) | Achievable Economic RVT Potential | 0 | 0 | 0 | 0 | 0 | 0 | 0 | 0 | 0 | 0 | 0 | 0 | 0 | 0 | 0 | 0 | 0 | 0 | 0 | 0 | 0 | 0 | 0 | 0 | 0 | 0 | 0
F6_Industrial_Industrial - WA_New_Space Heating_Natural Gas_Gas Boiler - Stack Economizer_A_Achievable Economic RVT Potential | F6 | Industrial | Industrial - WA | New | Space Heating | Natural Gas | Gas Boiler - Stack Economizer | A | Incremental Winter Peak Savings (MW) | Achievable Economic RVT Potential | 0 | 0 | 0 | 0 | 0 | 0 | 0 | 0 | 0 | 0 | 0 | 0 | 0 | 0 | 0 | 0 | 0 | 0 | 0 | 0 | 0 | 0 | 0 | 0 | 0 | 0 | 0
F7_Industrial_Industrial - WA_New_Space Heating_Natural Gas_Gas Boiler - Stack Economizer_A_Achievable Economic RVT Potential | F7 | Industrial | Industrial - WA | New | Space Heating | Natural Gas | Gas Boiler - Stack Economizer | A | Cumulative Energy Savings (MWh or mTherms) | Achievable Economic RVT Potential | 0 | 0 | 0 | 0 | 0 | 0 | 0 | 0 | 0 | 0 | 0 | 0 | 0 | 0 | 0 | 0 | 0 | 0 | 0 | 0 | 0 | 0 | 0 | 0 | 0 | 0 | 0
F8_Industrial_Industrial - WA_New_Space Heating_Natural Gas_Gas Boiler - Stack Economizer_A_Achievable Economic RVT Potential | F8 | Industrial | Industrial - WA | New | Space Heating | Natural Gas | Gas Boiler - Stack Economizer | A | Cumulative Summer Peak Savings (MW) | Achievable Economic RVT Potential | 0 | 0 | 0 | 0 | 0 | 0 | 0 | 0 | 0 | 0 | 0 | 0 | 0 | 0 | 0 | 0 | 0 | 0 | 0 | 0 | 0 | 0 | 0 | 0 | 0 | 0 | 0
F9_Industrial_Industrial - WA_New_Space Heating_Natural Gas_Gas Boiler - Stack Economizer_A_Achievable Economic RVT Potential | F9 | Industrial | Industrial - WA | New | Space Heating | Natural Gas | Gas Boiler - Stack Economizer | A | Cumulative Winter Peak Savings (MW) | Achievable Economic RVT Potential | 0 | 0 | 0 | 0 | 0 | 0 | 0 | 0 | 0 | 0 | 0 | 0 | 0 | 0 | 0 | 0 | 0 | 0 | 0 | 0 | 0 | 0 | 0 | 0 | 0 | 0 | 0
F10_Industrial_Industrial - WA_New_Space Heating_Natural Gas_Gas Boiler - Stack Economizer_A_Achievable Economic RVT Potential | F10 | Industrial | Industrial - WA | New | Space Heating | Natural Gas | Gas Boiler - Stack Economizer | A | Purchases (Incremental) | Achievable Economic RVT Potential | 0 | 0 | 0 | 0 | 0 | 0 | 0 | 0 | 0 | 0 | 0 | 0 | 0 | 0 | 0 | 0 | 0 | 0 | 0 | 0 | 0 | 0 | 0 | 0 | 0 | 0 | 0
F11_Industrial_Industrial - WA_New_Space Heating_Natural Gas_Gas Boiler - Stack Economizer_A_Achievable Economic RVT Potential | F11 | Industrial | Industrial - WA | New | Space Heating | Natural Gas | Gas Boiler - Stack Economizer | A | Purchases (Cumulative) | Achievable Economic RVT Potential | 0 | 0 | 0 | 0 | 0 | 0 | 0 | 0 | 0 | 0 | 0 | 0 | 0 | 0 | 0 | 0 | 0 | 0 | 0 | 0 | 0 | 0 | 0 | 0 | 0 | 0 | 0
F1_Industrial_Industrial - WA_New_Space Heating_Natural Gas_Gas Boiler - Steam Trap Replacement_A_Achievable Economic RVT Potential | F1 | Industrial | Industrial - WA | New | Space Heating | Natural Gas | Gas Boiler - Steam Trap Replacement | A | Integrated Unit Energy Savings (kWh or therms) | Achievable Economic RVT Potential | 0 | 0 | 29538.5507 | 29538.5507 | 29538.5507 | 29538.5507 | 29538.5507 | 29538.5507 | 29538.5507 | 29538.5507 | 29538.5507 | 29538.5507 | 29538.5507 | 29538.5507 | 29538.5507 | 29538.5507 | 29538.5507 | 29538.5507 | 29538.5507 | 29538.5507 | 29538.5507 | 29538.5507 | 29538.5507 | 29538.5507 | 29538.5507 | 29538.5507 | 29538.5507
F2_Industrial_Industrial - WA_New_Space Heating_Natural Gas_Gas Boiler - Steam Trap Replacement_A_Achievable Economic RVT Potential | F2 | Industrial | Industrial - WA | New | Space Heating | Natural Gas | Gas Boiler - Steam Trap Replacement | A | Integrated Unit Summer Peak Savings (kW) | Achievable Economic RVT Potential | 0 | 0 | 0 | 0 | 0 | 0 | 0 | 0 | 0 | 0 | 0 | 0 | 0 | 0 | 0 | 0 | 0 | 0 | 0 | 0 | 0 | 0 | 0 | 0 | 0 | 0 | 0
F3_Industrial_Industrial - WA_New_Space Heating_Natural Gas_Gas Boiler - Steam Trap Replacement_A_Achievable Economic RVT Potential | F3 | Industrial | Industrial - WA | New | Space Heating | Natural Gas | Gas Boiler - Steam Trap Replacement | A | Integrated Unit Winter Peak Savings (kW) | Achievable Economic RVT Potential | 0 | 0 | 0 | 0 | 0 | 0 | 0 | 0 | 0 | 0 | 0 | 0 | 0 | 0 | 0 | 0 | 0 | 0 | 0 | 0 | 0 | 0 | 0 | 0 | 0 | 0 | 0
F4_Industrial_Industrial - WA_New_Space Heating_Natural Gas_Gas Boiler - Steam Trap Replacement_A_Achievable Economic RVT Potential | F4 | Industrial | Industrial - WA | New | Space Heating | Natural Gas | Gas Boiler - Steam Trap Replacement | A | Incremental Energy Savings (MWh or mTherms) | Achievable Economic RVT Potential | 0 | 0 | 0 | 0 | 0 | 0 | 0 | 0 | 0 | 0 | 0 | 0 | 0 | 0 | 0 | 0 | 0 | 0 | 0 | 0 | 0 | 0 | 0 | 0 | 0 | 0 | 0
F5_Industrial_Industrial - WA_New_Space Heating_Natural Gas_Gas Boiler - Steam Trap Replacement_A_Achievable Economic RVT Potential | F5 | Industrial | Industrial - WA | New | Space Heating | Natural Gas | Gas Boiler - Steam Trap Replacement | A | Incremental Summer Peak Savings (MW) | Achievable Economic RVT Potential | 0 | 0 | 0 | 0 | 0 | 0 | 0 | 0 | 0 | 0 | 0 | 0 | 0 | 0 | 0 | 0 | 0 | 0 | 0 | 0 | 0 | 0 | 0 | 0 | 0 | 0 | 0
F6_Industrial_Industrial - WA_New_Space Heating_Natural Gas_Gas Boiler - Steam Trap Replacement_A_Achievable Economic RVT Potential | F6 | Industrial | Industrial - WA | New | Space Heating | Natural Gas | Gas Boiler - Steam Trap Replacement | A | Incremental Winter Peak Savings (MW) | Achievable Economic RVT Potential | 0 | 0 | 0 | 0 | 0 | 0 | 0 | 0 | 0 | 0 | 0 | 0 | 0 | 0 | 0 | 0 | 0 | 0 | 0 | 0 | 0 | 0 | 0 | 0 | 0 | 0 | 0
F7_Industrial_Industrial - WA_New_Space Heating_Natural Gas_Gas Boiler - Steam Trap Replacement_A_Achievable Economic RVT Potential | F7 | Industrial | Industrial - WA | New | Space Heating | Natural Gas | Gas Boiler - Steam Trap Replacement | A | Cumulative Energy Savings (MWh or mTherms) | Achievable Economic RVT Potential | 0 | 0 | 0 | 0 | 0 | 0 | 0 | 0 | 0 | 0 | 0 | 0 | 0 | 0 | 0 | 0 | 0 | 0 | 0 | 0 | 0 | 0 | 0 | 0 | 0 | 0 | 0
F8_Industrial_Industrial - WA_New_Space Heating_Natural Gas_Gas Boiler - Steam Trap Replacement_A_Achievable Economic RVT Potential | F8 | Industrial | Industrial - WA | New | Space Heating | Natural Gas | Gas Boiler - Steam Trap Replacement | A | Cumulative Summer Peak Savings (MW) | Achievable Economic RVT Potential | 0 | 0 | 0 | 0 | 0 | 0 | 0 | 0 | 0 | 0 | 0 | 0 | 0 | 0 | 0 | 0 | 0 | 0 | 0 | 0 | 0 | 0 | 0 | 0 | 0 | 0 | 0
F9_Industrial_Industrial - WA_New_Space Heating_Natural Gas_Gas Boiler - Steam Trap Replacement_A_Achievable Economic RVT Potential | F9 | Industrial | Industrial - WA | New | Space Heating | Natural Gas | Gas Boiler - Steam Trap Replacement | A | Cumulative Winter Peak Savings (MW) | Achievable Economic RVT Potential | 0 | 0 | 0 | 0 | 0 | 0 | 0 | 0 | 0 | 0 | 0 | 0 | 0 | 0 | 0 | 0 | 0 | 0 | 0 | 0 | 0 | 0 | 0 | 0 | 0 | 0 | 0
F10_Industrial_Industrial - WA_New_Space Heating_Natural Gas_Gas Boiler - Steam Trap Replacement_A_Achievable Economic RVT Potential | F10 | Industrial | Industrial - WA | New | Space Heating | Natural Gas | Gas Boiler - Steam Trap Replacement | A | Purchases (Incremental) | Achievable Economic RVT Potential | 0 | 0 | 0 | 0 | 0 | 0 | 0 | 0 | 0 | 0 | 0 | 0 | 0 | 0 | 0 | 0 | 0 | 0 | 0 | 0 | 0 | 0 | 0 | 0 | 0 | 0 | 0
F11_Industrial_Industrial - WA_New_Space Heating_Natural Gas_Gas Boiler - Steam Trap Replacement_A_Achievable Economic RVT Potential | F11 | Industrial | Industrial - WA | New | Space Heating | Natural Gas | Gas Boiler - Steam Trap Replacement | A | Purchases (Cumulative) | Achievable Economic RVT Potential | 0 | 0 | 0 | 0 | 0 | 0 | 0 | 0 | 0 | 0 | 0 | 0 | 0 | 0 | 0 | 0 | 0 | 0 | 0 | 0 | 0 | 0 | 0 | 0 | 0 | 0 | 0
F1_Industrial_Industrial - WA_New_Process_Natural Gas_Process Boiler - Hot Water Reset_A_Achievable Economic RVT Potential | F1 | Industrial | Industrial - WA | New | Process | Natural Gas | Process Boiler - Hot Water Reset | A | Integrated Unit Energy Savings (kWh or therms) | Achievable Economic RVT Potential | 0 | 0 | 8443.7049 | 8443.6598 | 8443.6169 | 8443.5741 | 8443.5283 | 8443.4844 | 8443.4689 | 8443.4598 | 8443.4544 | 8443.4511 | 8443.4481 | 8443.4454 | 8443.443 | 8443.4409 | 8443.4389 | 8443.4371 | 8443.4355 | 8443.434 | 8443.4441 | 8443.4535 | 8443.4622 | 8443.4703 | 8443.4778 | 8443.4849 | 8443.4915
F2_Industrial_Industrial - WA_New_Process_Natural Gas_Process Boiler - Hot Water Reset_A_Achievable Economic RVT Potential | F2 | Industrial | Industrial - WA | New | Process | Natural Gas | Process Boiler - Hot Water Reset | A | Integrated Unit Summer Peak Savings (kW) | Achievable Economic RVT Potential | 0 | 0 | 0 | 0 | 0 | 0 | 0 | 0 | 0 | 0 | 0 | 0 | 0 | 0 | 0 | 0 | 0 | 0 | 0 | 0 | 0 | 0 | 0 | 0 | 0 | 0 | 0
F3_Industrial_Industrial - WA_New_Process_Natural Gas_Process Boiler - Hot Water Reset_A_Achievable Economic RVT Potential | F3 | Industrial | Industrial - WA | New | Process | Natural Gas | Process Boiler - Hot Water Reset | A | Integrated Unit Winter Peak Savings (kW) | Achievable Economic RVT Potential | 0 | 0 | 0 | 0 | 0 | 0 | 0 | 0 | 0 | 0 | 0 | 0 | 0 | 0 | 0 | 0 | 0 | 0 | 0 | 0 | 0 | 0 | 0 | 0 | 0 | 0 | 0
F4_Industrial_Industrial - WA_New_Process_Natural Gas_Process Boiler - Hot Water Reset_A_Achievable Economic RVT Potential | F4 | Industrial | Industrial - WA | New | Process | Natural Gas | Process Boiler - Hot Water Reset | A | Incremental Energy Savings (MWh or mTherms) | Achievable Economic RVT Potential | 0 | 0 | 0 | 0 | 0 | 0 | 0 | 0 | 0 | 0 | 0 | 0 | 0 | 0 | 0 | 0 | 0 | 0 | 0 | 0 | 0 | 0 | 0 | 0 | 0 | 0 | 0
F5_Industrial_Industrial - WA_New_Process_Natural Gas_Process Boiler - Hot Water Reset_A_Achievable Economic RVT Potential | F5 | Industrial | Industrial - WA | New | Process | Natural Gas | Process Boiler - Hot Water Reset | A | Incremental Summer Peak Savings (MW) | Achievable Economic RVT Potential | 0 | 0 | 0 | 0 | 0 | 0 | 0 | 0 | 0 | 0 | 0 | 0 | 0 | 0 | 0 | 0 | 0 | 0 | 0 | 0 | 0 | 0 | 0 | 0 | 0 | 0 | 0
F6_Industrial_Industrial - WA_New_Process_Natural Gas_Process Boiler - Hot Water Reset_A_Achievable Economic RVT Potential | F6 | Industrial | Industrial - WA | New | Process | Natural Gas | Process Boiler - Hot Water Reset | A | Incremental Winter Peak Savings (MW) | Achievable Economic RVT Potential | 0 | 0 | 0 | 0 | 0 | 0 | 0 | 0 | 0 | 0 | 0 | 0 | 0 | 0 | 0 | 0 | 0 | 0 | 0 | 0 | 0 | 0 | 0 | 0 | 0 | 0 | 0
F7_Industrial_Industrial - WA_New_Process_Natural Gas_Process Boiler - Hot Water Reset_A_Achievable Economic RVT Potential | F7 | Industrial | Industrial - WA | New | Process | Natural Gas | Process Boiler - Hot Water Reset | A | Cumulative Energy Savings (MWh or mTherms) | Achievable Economic RVT Potential | 0 | 0 | 0 | 0 | 0 | 0 | 0 | 0 | 0 | 0 | 0 | 0 | 0 | 0 | 0 | 0 | 0 | 0 | 0 | 0 | 0 | 0 | 0 | 0 | 0 | 0 | 0
F8_Industrial_Industrial - WA_New_Process_Natural Gas_Process Boiler - Hot Water Reset_A_Achievable Economic RVT Potential | F8 | Industrial | Industrial - WA | New | Process | Natural Gas | Process Boiler - Hot Water Reset | A | Cumulative Summer Peak Savings (MW) | Achievable Economic RVT Potential | 0 | 0 | 0 | 0 | 0 | 0 | 0 | 0 | 0 | 0 | 0 | 0 | 0 | 0 | 0 | 0 | 0 | 0 | 0 | 0 | 0 | 0 | 0 | 0 | 0 | 0 | 0
F9_Industrial_Industrial - WA_New_Process_Natural Gas_Process Boiler - Hot Water Reset_A_Achievable Economic RVT Potential | F9 | Industrial | Industrial - WA | New | Process | Natural Gas | Process Boiler - Hot Water Reset | A | Cumulative Winter Peak Savings (MW) | Achievable Economic RVT Potential | 0 | 0 | 0 | 0 | 0 | 0 | 0 | 0 | 0 | 0 | 0 | 0 | 0 | 0 | 0 | 0 | 0 | 0 | 0 | 0 | 0 | 0 | 0 | 0 | 0 | 0 | 0
F10_Industrial_Industrial - WA_New_Process_Natural Gas_Process Boiler - Hot Water Reset_A_Achievable Economic RVT Potential | F10 | Industrial | Industrial - WA | New | Process | Natural Gas | Process Boiler - Hot Water Reset | A | Purchases (Incremental) | Achievable Economic RVT Potential | 0 | 0 | 0 | 0 | 0 | 0 | 0 | 0 | 0 | 0 | 0 | 0 | 0 | 0 | 0 | 0 | 0 | 0 | 0 | 0 | 0 | 0 | 0 | 0 | 0 | 0 | 0
F11_Industrial_Industrial - WA_New_Process_Natural Gas_Process Boiler - Hot Water Reset_A_Achievable Economic RVT Potential | F11 | Industrial | Industrial - WA | New | Process | Natural Gas | Process Boiler - Hot Water Reset | A | Purchases (Cumulative) | Achievable Economic RVT Potential | 0 | 0 | 0 | 0 | 0 | 0 | 0 | 0 | 0 | 0 | 0 | 0 | 0 | 0 | 0 | 0 | 0 | 0 | 0 | 0 | 0 | 0 | 0 | 0 | 0 | 0 | 0
F1_Industrial_Industrial - WA_New_Process_Natural Gas_Process Boiler - Burner Control Optimization_A_Achievable Economic RVT Potential | F1 | Industrial | Industrial - WA | New | Process | Natural Gas | Process Boiler - Burner Control Optimization | A | Integrated Unit Energy Savings (kWh or therms) | Achievable Economic RVT Potential | 0 | 0 | 2.2956 | 2.2956 | 2.2956 | 2.2956 | 2.2956 | 2.2956 | 2.2956 | 2.2956 | 2.2956 | 2.2956 | 2.2956 | 2.2956 | 2.2956 | 2.2956 | 2.2956 | 2.2956 | 2.2956 | 2.2956 | 2.2956 | 2.2956 | 2.2956 | 2.2956 | 2.2956 | 2.2956 | 2.2956
F2_Industrial_Industrial - WA_New_Process_Natural Gas_Process Boiler - Burner Control Optimization_A_Achievable Economic RVT Potential | F2 | Industrial | Industrial - WA | New | Process | Natural Gas | Process Boiler - Burner Control Optimization | A | Integrated Unit Summer Peak Savings (kW) | Achievable Economic RVT Potential | 0 | 0 | 0 | 0 | 0 | 0 | 0 | 0 | 0 | 0 | 0 | 0 | 0 | 0 | 0 | 0 | 0 | 0 | 0 | 0 | 0 | 0 | 0 | 0 | 0 | 0 | 0
F3_Industrial_Industrial - WA_New_Process_Natural Gas_Process Boiler - Burner Control Optimization_A_Achievable Economic RVT Potential | F3 | Industrial | Industrial - WA | New | Process | Natural Gas | Process Boiler - Burner Control Optimization | A | Integrated Unit Winter Peak Savings (kW) | Achievable Economic RVT Potential | 0 | 0 | 0 | 0 | 0 | 0 | 0 | 0 | 0 | 0 | 0 | 0 | 0 | 0 | 0 | 0 | 0 | 0 | 0 | 0 | 0 | 0 | 0 | 0 | 0 | 0 | 0
F4_Industrial_Industrial - WA_New_Process_Natural Gas_Process Boiler - Burner Control Optimization_A_Achievable Economic RVT Potential | F4 | Industrial | Industrial - WA | New | Process | Natural Gas | Process Boiler - Burner Control Optimization | A | Incremental Energy Savings (MWh or mTherms) | Achievable Economic RVT Potential | 0 | 0 | 0 | 0 | 0 | 0 | 0 | 0 | 0 | 0 | 0 | 0 | 0 | 0 | 0 | 0 | 0 | 0 | 0 | 0 | 0 | 0 | 0 | 0 | 0 | 0 | 0
F5_Industrial_Industrial - WA_New_Process_Natural Gas_Process Boiler - Burner Control Optimization_A_Achievable Economic RVT Potential | F5 | Industrial | Industrial - WA | New | Process | Natural Gas | Process Boiler - Burner Control Optimization | A | Incremental Summer Peak Savings (MW) | Achievable Economic RVT Potential | 0 | 0 | 0 | 0 | 0 | 0 | 0 | 0 | 0 | 0 | 0 | 0 | 0 | 0 | 0 | 0 | 0 | 0 | 0 | 0 | 0 | 0 | 0 | 0 | 0 | 0 | 0
F6_Industrial_Industrial - WA_New_Process_Natural Gas_Process Boiler - Burner Control Optimization_A_Achievable Economic RVT Potential | F6 | Industrial | Industrial - WA | New | Process | Natural Gas | Process Boiler - Burner Control Optimization | A | Incremental Winter Peak Savings (MW) | Achievable Economic RVT Potential | 0 | 0 | 0 | 0 | 0 | 0 | 0 | 0 | 0 | 0 | 0 | 0 | 0 | 0 | 0 | 0 | 0 | 0 | 0 | 0 | 0 | 0 | 0 | 0 | 0 | 0 | 0
F7_Industrial_Industrial - WA_New_Process_Natural Gas_Process Boiler - Burner Control Optimization_A_Achievable Economic RVT Potential | F7 | Industrial | Industrial - WA | New | Process | Natural Gas | Process Boiler - Burner Control Optimization | A | Cumulative Energy Savings (MWh or mTherms) | Achievable Economic RVT Potential | 0 | 0 | 0 | 0 | 0 | 0 | 0 | 0 | 0 | 0 | 0 | 0 | 0 | 0 | 0 | 0 | 0 | 0 | 0 | 0 | 0 | 0 | 0 | 0 | 0 | 0 | 0
F8_Industrial_Industrial - WA_New_Process_Natural Gas_Process Boiler - Burner Control Optimization_A_Achievable Economic RVT Potential | F8 | Industrial | Industrial - WA | New | Process | Natural Gas | Process Boiler - Burner Control Optimization | A | Cumulative Summer Peak Savings (MW) | Achievable Economic RVT Potential | 0 | 0 | 0 | 0 | 0 | 0 | 0 | 0 | 0 | 0 | 0 | 0 | 0 | 0 | 0 | 0 | 0 | 0 | 0 | 0 | 0 | 0 | 0 | 0 | 0 | 0 | 0
F9_Industrial_Industrial - WA_New_Process_Natural Gas_Process Boiler - Burner Control Optimization_A_Achievable Economic RVT Potential | F9 | Industrial | Industrial - WA | New | Process | Natural Gas | Process Boiler - Burner Control Optimization | A | Cumulative Winter Peak Savings (MW) | Achievable Economic RVT Potential | 0 | 0 | 0 | 0 | 0 | 0 | 0 | 0 | 0 | 0 | 0 | 0 | 0 | 0 | 0 | 0 | 0 | 0 | 0 | 0 | 0 | 0 | 0 | 0 | 0 | 0 | 0
F10_Industrial_Industrial - WA_New_Process_Natural Gas_Process Boiler - Burner Control Optimization_A_Achievable Economic RVT Potential | F10 | Industrial | Industrial - WA | New | Process | Natural Gas | Process Boiler - Burner Control Optimization | A | Purchases (Incremental) | Achievable Economic RVT Potential | 0 | 0 | 0 | 0 | 0 | 0 | 0 | 0 | 0 | 0 | 0 | 0 | 0 | 0 | 0 | 0 | 0 | 0 | 0 | 0 | 0 | 0 | 0 | 0 | 0 | 0 | 0
F11_Industrial_Industrial - WA_New_Process_Natural Gas_Process Boiler - Burner Control Optimization_A_Achievable Economic RVT Potential | F11 | Industrial | Industrial - WA | New | Process | Natural Gas | Process Boiler - Burner Control Optimization | A | Purchases (Cumulative) | Achievable Economic RVT Potential | 0 | 0 | 0 | 0 | 0 | 0 | 0 | 0 | 0 | 0 | 0 | 0 | 0 | 0 | 0 | 0 | 0 | 0 | 0 | 0 | 0 | 0 | 0 | 0 | 0 | 0 | 0
F1_Industrial_Industrial - WA_New_Process_Natural Gas_Process Boiler - Insulate Hot Water Lines_A_Achievable Economic RVT Potential | F1 | Industrial | Industrial - WA | New | Process | Natural Gas | Process Boiler - Insulate Hot Water Lines | A | Integrated Unit Energy Savings (kWh or therms) | Achievable Economic RVT Potential | 0 | 0 | 38.0054 | 38.0044 | 38.0025 | 37.9993 | 37.9943 | 37.9874 | 37.9791 | 37.9696 | 37.9596 | 37.9501 | 37.9416 | 37.9348 | 37.9298 | 37.9266 | 37.9249 | 37.9246 | 37.9252 | 37.9264 | 37.9282 | 37.9302 | 37.9323 | 37.9343 | 37.9362 | 37.9379 | 37.9395
F2_Industrial_Industrial - WA_New_Process_Natural Gas_Process Boiler - Insulate Hot Water Lines_A_Achievable Economic RVT Potential | F2 | Industrial | Industrial - WA | New | Process | Natural Gas | Process Boiler - Insulate Hot Water Lines | A | Integrated Unit Summer Peak Savings (kW) | Achievable Economic RVT Potential | 0 | 0 | 0 | 0 | 0 | 0 | 0 | 0 | 0 | 0 | 0 | 0 | 0 | 0 | 0 | 0 | 0 | 0 | 0 | 0 | 0 | 0 | 0 | 0 | 0 | 0 | 0
F3_Industrial_Industrial - WA_New_Process_Natural Gas_Process Boiler - Insulate Hot Water Lines_A_Achievable Economic RVT Potential | F3 | Industrial | Industrial - WA | New | Process | Natural Gas | Process Boiler - Insulate Hot Water Lines | A | Integrated Unit Winter Peak Savings (kW) | Achievable Economic RVT Potential | 0 | 0 | 0 | 0 | 0 | 0 | 0 | 0 | 0 | 0 | 0 | 0 | 0 | 0 | 0 | 0 | 0 | 0 | 0 | 0 | 0 | 0 | 0 | 0 | 0 | 0 | 0
F4_Industrial_Industrial - WA_New_Process_Natural Gas_Process Boiler - Insulate Hot Water Lines_A_Achievable Economic RVT Potential | F4 | Industrial | Industrial - WA | New | Process | Natural Gas | Process Boiler - Insulate Hot Water Lines | A | Incremental Energy Savings (MWh or mTherms) | Achievable Economic RVT Potential | 0 | 0 | 0 | 0 | 0 | 0 | 0 | 0 | 0 | 0 | 0 | 0 | 0 | 0 | 0 | 0 | 0 | 0 | 0 | 0 | 0 | 0 | 0 | 0 | 0 | 0 | 0
F5_Industrial_Industrial - WA_New_Process_Natural Gas_Process Boiler - Insulate Hot Water Lines_A_Achievable Economic RVT Potential | F5 | Industrial | Industrial - WA | New | Process | Natural Gas | Process Boiler - Insulate Hot Water Lines | A | Incremental Summer Peak Savings (MW) | Achievable Economic RVT Potential | 0 | 0 | 0 | 0 | 0 | 0 | 0 | 0 | 0 | 0 | 0 | 0 | 0 | 0 | 0 | 0 | 0 | 0 | 0 | 0 | 0 | 0 | 0 | 0 | 0 | 0 | 0
F6_Industrial_Industrial - WA_New_Process_Natural Gas_Process Boiler - Insulate Hot Water Lines_A_Achievable Economic RVT Potential | F6 | Industrial | Industrial - WA | New | Process | Natural Gas | Process Boiler - Insulate Hot Water Lines | A | Incremental Winter Peak Savings (MW) | Achievable Economic RVT Potential | 0 | 0 | 0 | 0 | 0 | 0 | 0 | 0 | 0 | 0 | 0 | 0 | 0 | 0 | 0 | 0 | 0 | 0 | 0 | 0 | 0 | 0 | 0 | 0 | 0 | 0 | 0
F7_Industrial_Industrial - WA_New_Process_Natural Gas_Process Boiler - Insulate Hot Water Lines_A_Achievable Economic RVT Potential | F7 | Industrial | Industrial - WA | New | Process | Natural Gas | Process Boiler - Insulate Hot Water Lines | A | Cumulative Energy Savings (MWh or mTherms) | Achievable Economic RVT Potential | 0 | 0 | 0 | 0 | 0 | 0 | 0 | 0 | 0 | 0 | 0 | 0 | 0 | 0 | 0 | 0 | 0 | 0 | 0 | 0 | 0 | 0 | 0 | 0 | 0 | 0 | 0
F8_Industrial_Industrial - WA_New_Process_Natural Gas_Process Boiler - Insulate Hot Water Lines_A_Achievable Economic RVT Potential | F8 | Industrial | Industrial - WA | New | Process | Natural Gas | Process Boiler - Insulate Hot Water Lines | A | Cumulative Summer Peak Savings (MW) | Achievable Economic RVT Potential | 0 | 0 | 0 | 0 | 0 | 0 | 0 | 0 | 0 | 0 | 0 | 0 | 0 | 0 | 0 | 0 | 0 | 0 | 0 | 0 | 0 | 0 | 0 | 0 | 0 | 0 | 0
F9_Industrial_Industrial - WA_New_Process_Natural Gas_Process Boiler - Insulate Hot Water Lines_A_Achievable Economic RVT Potential | F9 | Industrial | Industrial - WA | New | Process | Natural Gas | Process Boiler - Insulate Hot Water Lines | A | Cumulative Winter Peak Savings (MW) | Achievable Economic RVT Potential | 0 | 0 | 0 | 0 | 0 | 0 | 0 | 0 | 0 | 0 | 0 | 0 | 0 | 0 | 0 | 0 | 0 | 0 | 0 | 0 | 0 | 0 | 0 | 0 | 0 | 0 | 0
F10_Industrial_Industrial - WA_New_Process_Natural Gas_Process Boiler - Insulate Hot Water Lines_A_Achievable Economic RVT Potential | F10 | Industrial | Industrial - WA | New | Process | Natural Gas | Process Boiler - Insulate Hot Water Lines | A | Purchases (Incremental) | Achievable Economic RVT Potential | 0 | 0 | 0 | 0 | 0 | 0 | 0 | 0 | 0 | 0 | 0 | 0 | 0 | 0 | 0 | 0 | 0 | 0 | 0 | 0 | 0 | 0 | 0 | 0 | 0 | 0 | 0
F11_Industrial_Industrial - WA_New_Process_Natural Gas_Process Boiler - Insulate Hot Water Lines_A_Achievable Economic RVT Potential | F11 | Industrial | Industrial - WA | New | Process | Natural Gas | Process Boiler - Insulate Hot Water Lines | A | Purchases (Cumulative) | Achievable Economic RVT Potential | 0 | 0 | 0 | 0 | 0 | 0 | 0 | 0 | 0 | 0 | 0 | 0 | 0 | 0 | 0 | 0 | 0 | 0 | 0 | 0 | 0 | 0 | 0 | 0 | 0 | 0 | 0
F1_Industrial_Industrial - WA_New_Process_Natural Gas_Process Boiler - Insulate Steam Lines/Condensate Tank_A_Achievable Economic RVT Potential | F1 | Industrial | Industrial - WA | New | Process | Natural Gas | Process Boiler - Insulate Steam Lines/Condensate Tank | A | Integrated Unit Energy Savings (kWh or therms) | Achievable Economic RVT Potential | 0 | 0 | 56.7721 | 56.7718 | 56.7715 | 56.7712 | 56.7709 | 56.7706 | 56.7705 | 56.7704 | 56.7704 | 56.7704 | 56.7704 | 56.7703 | 56.7703 | 56.7703 | 56.7703 | 56.7703 | 56.7703 | 56.7703 | 56.7703 | 56.7704 | 56.7705 | 56.7705 | 56.7706 | 56.7706 | 56.7707
F2_Industrial_Industrial - WA_New_Process_Natural Gas_Process Boiler - Insulate Steam Lines/Condensate Tank_A_Achievable Economic RVT Potential | F2 | Industrial | Industrial - WA | New | Process | Natural Gas | Process Boiler - Insulate Steam Lines/Condensate Tank | A | Integrated Unit Summer Peak Savings (kW) | Achievable Economic RVT Potential | 0 | 0 | 0 | 0 | 0 | 0 | 0 | 0 | 0 | 0 | 0 | 0 | 0 | 0 | 0 | 0 | 0 | 0 | 0 | 0 | 0 | 0 | 0 | 0 | 0 | 0 | 0
F3_Industrial_Industrial - WA_New_Process_Natural Gas_Process Boiler - Insulate Steam Lines/Condensate Tank_A_Achievable Economic RVT Potential | F3 | Industrial | Industrial - WA | New | Process | Natural Gas | Process Boiler - Insulate Steam Lines/Condensate Tank | A | Integrated Unit Winter Peak Savings (kW) | Achievable Economic RVT Potential | 0 | 0 | 0 | 0 | 0 | 0 | 0 | 0 | 0 | 0 | 0 | 0 | 0 | 0 | 0 | 0 | 0 | 0 | 0 | 0 | 0 | 0 | 0 | 0 | 0 | 0 | 0
F4_Industrial_Industrial - WA_New_Process_Natural Gas_Process Boiler - Insulate Steam Lines/Condensate Tank_A_Achievable Economic RVT Potential | F4 | Industrial | Industrial - WA | New | Process | Natural Gas | Process Boiler - Insulate Steam Lines/Condensate Tank | A | Incremental Energy Savings (MWh or mTherms) | Achievable Economic RVT Potential | 0 | 0 | 0 | 0 | 0 | 0 | 0 | 0 | 0 | 0 | 0 | 0 | 0 | 0 | 0 | 0 | 0 | 0 | 0 | 0 | 0 | 0 | 0 | 0 | 0 | 0 | 0
F5_Industrial_Industrial - WA_New_Process_Natural Gas_Process Boiler - Insulate Steam Lines/Condensate Tank_A_Achievable Economic RVT Potential | F5 | Industrial | Industrial - WA | New | Process | Natural Gas | Process Boiler - Insulate Steam Lines/Condensate Tank | A | Incremental Summer Peak Savings (MW) | Achievable Economic RVT Potential | 0 | 0 | 0 | 0 | 0 | 0 | 0 | 0 | 0 | 0 | 0 | 0 | 0 | 0 | 0 | 0 | 0 | 0 | 0 | 0 | 0 | 0 | 0 | 0 | 0 | 0 | 0
F6_Industrial_Industrial - WA_New_Process_Natural Gas_Process Boiler - Insulate Steam Lines/Condensate Tank_A_Achievable Economic RVT Potential | F6 | Industrial | Industrial - WA | New | Process | Natural Gas | Process Boiler - Insulate Steam Lines/Condensate Tank | A | Incremental Winter Peak Savings (MW) | Achievable Economic RVT Potential | 0 | 0 | 0 | 0 | 0 | 0 | 0 | 0 | 0 | 0 | 0 | 0 | 0 | 0 | 0 | 0 | 0 | 0 | 0 | 0 | 0 | 0 | 0 | 0 | 0 | 0 | 0
F7_Industrial_Industrial - WA_New_Process_Natural Gas_Process Boiler - Insulate Steam Lines/Condensate Tank_A_Achievable Economic RVT Potential | F7 | Industrial | Industrial - WA | New | Process | Natural Gas | Process Boiler - Insulate Steam Lines/Condensate Tank | A | Cumulative Energy Savings (MWh or mTherms) | Achievable Economic RVT Potential | 0 | 0 | 0 | 0 | 0 | 0 | 0 | 0 | 0 | 0 | 0 | 0 | 0 | 0 | 0 | 0 | 0 | 0 | 0 | 0 | 0 | 0 | 0 | 0 | 0 | 0 | 0
F8_Industrial_Industrial - WA_New_Process_Natural Gas_Process Boiler - Insulate Steam Lines/Condensate Tank_A_Achievable Economic RVT Potential | F8 | Industrial | Industrial - WA | New | Process | Natural Gas | Process Boiler - Insulate Steam Lines/Condensate Tank | A | Cumulative Summer Peak Savings (MW) | Achievable Economic RVT Potential | 0 | 0 | 0 | 0 | 0 | 0 | 0 | 0 | 0 | 0 | 0 | 0 | 0 | 0 | 0 | 0 | 0 | 0 | 0 | 0 | 0 | 0 | 0 | 0 | 0 | 0 | 0
F9_Industrial_Industrial - WA_New_Process_Natural Gas_Process Boiler - Insulate Steam Lines/Condensate Tank_A_Achievable Economic RVT Potential | F9 | Industrial | Industrial - WA | New | Process | Natural Gas | Process Boiler - Insulate Steam Lines/Condensate Tank | A | Cumulative Winter Peak Savings (MW) | Achievable Economic RVT Potential | 0 | 0 | 0 | 0 | 0 | 0 | 0 | 0 | 0 | 0 | 0 | 0 | 0 | 0 | 0 | 0 | 0 | 0 | 0 | 0 | 0 | 0 | 0 | 0 | 0 | 0 | 0
F10_Industrial_Industrial - WA_New_Process_Natural Gas_Process Boiler - Insulate Steam Lines/Condensate Tank_A_Achievable Economic RVT Potential | F10 | Industrial | Industrial - WA | New | Process | Natural Gas | Process Boiler - Insulate Steam Lines/Condensate Tank | A | Purchases (Incremental) | Achievable Economic RVT Potential | 0 | 0 | 0 | 0 | 0 | 0 | 0 | 0 | 0 | 0 | 0 | 0 | 0 | 0 | 0 | 0 | 0 | 0 | 0 | 0 | 0 | 0 | 0 | 0 | 0 | 0 | 0
F11_Industrial_Industrial - WA_New_Process_Natural Gas_Process Boiler - Insulate Steam Lines/Condensate Tank_A_Achievable Economic RVT Potential | F11 | Industrial | Industrial - WA | New | Process | Natural Gas | Process Boiler - Insulate Steam Lines/Condensate Tank | A | Purchases (Cumulative) | Achievable Economic RVT Potential | 0 | 0 | 0 | 0 | 0 | 0 | 0 | 0 | 0 | 0 | 0 | 0 | 0 | 0 | 0 | 0 | 0 | 0 | 0 | 0 | 0 | 0 | 0 | 0 | 0 | 0 | 0
F1_Industrial_Industrial - WA_New_Process_Natural Gas_Process Boiler - Stack Economizer_A_Achievable Economic RVT Potential | F1 | Industrial | Industrial - WA | New | Process | Natural Gas | Process Boiler - Stack Economizer | A | Integrated Unit Energy Savings (kWh or therms) | Achievable Economic RVT Potential | 0 | 0 | 7.5986 | 7.5981 | 7.5975 | 7.597 | 7.5961 | 7.5948 | 7.5932 | 7.5913 | 7.5894 | 7.5875 | 7.5858 | 7.5845 | 7.5835 | 7.5829 | 7.5826 | 7.5825 | 7.5827 | 7.5829 | 7.5833 | 7.5837 | 7.5842 | 7.5846 | 7.585 | 7.5853 | 7.5856
F2_Industrial_Industrial - WA_New_Process_Natural Gas_Process Boiler - Stack Economizer_A_Achievable Economic RVT Potential | F2 | Industrial | Industrial - WA | New | Process | Natural Gas | Process Boiler - Stack Economizer | A | Integrated Unit Summer Peak Savings (kW) | Achievable Economic RVT Potential | 0 | 0 | 0 | 0 | 0 | 0 | 0 | 0 | 0 | 0 | 0 | 0 | 0 | 0 | 0 | 0 | 0 | 0 | 0 | 0 | 0 | 0 | 0 | 0 | 0 | 0 | 0
F3_Industrial_Industrial - WA_New_Process_Natural Gas_Process Boiler - Stack Economizer_A_Achievable Economic RVT Potential | F3 | Industrial | Industrial - WA | New | Process | Natural Gas | Process Boiler - Stack Economizer | A | Integrated Unit Winter Peak Savings (kW) | Achievable Economic RVT Potential | 0 | 0 | 0 | 0 | 0 | 0 | 0 | 0 | 0 | 0 | 0 | 0 | 0 | 0 | 0 | 0 | 0 | 0 | 0 | 0 | 0 | 0 | 0 | 0 | 0 | 0 | 0
F4_Industrial_Industrial - WA_New_Process_Natural Gas_Process Boiler - Stack Economizer_A_Achievable Economic RVT Potential | F4 | Industrial | Industrial - WA | New | Process | Natural Gas | Process Boiler - Stack Economizer | A | Incremental Energy Savings (MWh or mTherms) | Achievable Economic RVT Potential | 0 | 0 | 0 | 0 | 0 | 0 | 0 | 0 | 0 | 0 | 0 | 0 | 0 | 0 | 0 | 0 | 0 | 0 | 0 | 0 | 0 | 0 | 0 | 0 | 0 | 0 | 0
F5_Industrial_Industrial - WA_New_Process_Natural Gas_Process Boiler - Stack Economizer_A_Achievable Economic RVT Potential | F5 | Industrial | Industrial - WA | New | Process | Natural Gas | Process Boiler - Stack Economizer | A | Incremental Summer Peak Savings (MW) | Achievable Economic RVT Potential | 0 | 0 | 0 | 0 | 0 | 0 | 0 | 0 | 0 | 0 | 0 | 0 | 0 | 0 | 0 | 0 | 0 | 0 | 0 | 0 | 0 | 0 | 0 | 0 | 0 | 0 | 0
F6_Industrial_Industrial - WA_New_Process_Natural Gas_Process Boiler - Stack Economizer_A_Achievable Economic RVT Potential | F6 | Industrial | Industrial - WA | New | Process | Natural Gas | Process Boiler - Stack Economizer | A | Incremental Winter Peak Savings (MW) | Achievable Economic RVT Potential | 0 | 0 | 0 | 0 | 0 | 0 | 0 | 0 | 0 | 0 | 0 | 0 | 0 | 0 | 0 | 0 | 0 | 0 | 0 | 0 | 0 | 0 | 0 | 0 | 0 | 0 | 0
F7_Industrial_Industrial - WA_New_Process_Natural Gas_Process Boiler - Stack Economizer_A_Achievable Economic RVT Potential | F7 | Industrial | Industrial - WA | New | Process | Natural Gas | Process Boiler - Stack Economizer | A | Cumulative Energy Savings (MWh or mTherms) | Achievable Economic RVT Potential | 0 | 0 | 0 | 0 | 0 | 0 | 0 | 0 | 0 | 0 | 0 | 0 | 0 | 0 | 0 | 0 | 0 | 0 | 0 | 0 | 0 | 0 | 0 | 0 | 0 | 0 | 0
F8_Industrial_Industrial - WA_New_Process_Natural Gas_Process Boiler - Stack Economizer_A_Achievable Economic RVT Potential | F8 | Industrial | Industrial - WA | New | Process | Natural Gas | Process Boiler - Stack Economizer | A | Cumulative Summer Peak Savings (MW) | Achievable Economic RVT Potential | 0 | 0 | 0 | 0 | 0 | 0 | 0 | 0 | 0 | 0 | 0 | 0 | 0 | 0 | 0 | 0 | 0 | 0 | 0 | 0 | 0 | 0 | 0 | 0 | 0 | 0 | 0
F9_Industrial_Industrial - WA_New_Process_Natural Gas_Process Boiler - Stack Economizer_A_Achievable Economic RVT Potential | F9 | Industrial | Industrial - WA | New | Process | Natural Gas | Process Boiler - Stack Economizer | A | Cumulative Winter Peak Savings (MW) | Achievable Economic RVT Potential | 0 | 0 | 0 | 0 | 0 | 0 | 0 | 0 | 0 | 0 | 0 | 0 | 0 | 0 | 0 | 0 | 0 | 0 | 0 | 0 | 0 | 0 | 0 | 0 | 0 | 0 | 0
F10_Industrial_Industrial - WA_New_Process_Natural Gas_Process Boiler - Stack Economizer_A_Achievable Economic RVT Potential | F10 | Industrial | Industrial - WA | New | Process | Natural Gas | Process Boiler - Stack Economizer | A | Purchases (Incremental) | Achievable Economic RVT Potential | 0 | 0 | 0 | 0 | 0 | 0 | 0 | 0 | 0 | 0 | 0 | 0 | 0 | 0 | 0 | 0 | 0 | 0 | 0 | 0 | 0 | 0 | 0 | 0 | 0 | 0 | 0
F11_Industrial_Industrial - WA_New_Process_Natural Gas_Process Boiler - Stack Economizer_A_Achievable Economic RVT Potential | F11 | Industrial | Industrial - WA | New | Process | Natural Gas | Process Boiler - Stack Economizer | A | Purchases (Cumulative) | Achievable Economic RVT Potential | 0 | 0 | 0 | 0 | 0 | 0 | 0 | 0 | 0 | 0 | 0 | 0 | 0 | 0 | 0 | 0 | 0 | 0 | 0 | 0 | 0 | 0 | 0 | 0 | 0 | 0 | 0
F1_Industrial_Industrial - WA_New_Process_Natural Gas_Process Boiler - Steam Trap Replacement_A_Achievable Economic RVT Potential | F1 | Industrial | Industrial - WA | New | Process | Natural Gas | Process Boiler - Steam Trap Replacement | A | Integrated Unit Energy Savings (kWh or therms) | Achievable Economic RVT Potential | 0 | 0 | 253514.0926 | 253514.0926 | 253514.0926 | 253514.0926 | 253514.0926 | 253514.0926 | 253514.0926 | 253514.0926 | 253514.0926 | 253514.0926 | 253514.0926 | 253514.0926 | 253514.0926 | 253514.0926 | 253514.0926 | 253514.0926 | 253514.0926 | 253514.0926 | 253514.0926 | 253514.0926 | 253514.0926 | 253514.0926 | 253514.0926 | 253514.0926 | 253514.0926
F2_Industrial_Industrial - WA_New_Process_Natural Gas_Process Boiler - Steam Trap Replacement_A_Achievable Economic RVT Potential | F2 | Industrial | Industrial - WA | New | Process | Natural Gas | Process Boiler - Steam Trap Replacement | A | Integrated Unit Summer Peak Savings (kW) | Achievable Economic RVT Potential | 0 | 0 | 0 | 0 | 0 | 0 | 0 | 0 | 0 | 0 | 0 | 0 | 0 | 0 | 0 | 0 | 0 | 0 | 0 | 0 | 0 | 0 | 0 | 0 | 0 | 0 | 0
F3_Industrial_Industrial - WA_New_Process_Natural Gas_Process Boiler - Steam Trap Replacement_A_Achievable Economic RVT Potential | F3 | Industrial | Industrial - WA | New | Process | Natural Gas | Process Boiler - Steam Trap Replacement | A | Integrated Unit Winter Peak Savings (kW) | Achievable Economic RVT Potential | 0 | 0 | 0 | 0 | 0 | 0 | 0 | 0 | 0 | 0 | 0 | 0 | 0 | 0 | 0 | 0 | 0 | 0 | 0 | 0 | 0 | 0 | 0 | 0 | 0 | 0 | 0
F4_Industrial_Industrial - WA_New_Process_Natural Gas_Process Boiler - Steam Trap Replacement_A_Achievable Economic RVT Potential | F4 | Industrial | Industrial - WA | New | Process | Natural Gas | Process Boiler - Steam Trap Replacement | A | Incremental Energy Savings (MWh or mTherms) | Achievable Economic RVT Potential | 0 | 0 | 0 | 0 | 0 | 0 | 0 | 0 | 0 | 0 | 0 | 0 | 0 | 0 | 0 | 0 | 0 | 0 | 0 | 0 | 0 | 0 | 0 | 0 | 0 | 0 | 0
F5_Industrial_Industrial - WA_New_Process_Natural Gas_Process Boiler - Steam Trap Replacement_A_Achievable Economic RVT Potential | F5 | Industrial | Industrial - WA | New | Process | Natural Gas | Process Boiler - Steam Trap Replacement | A | Incremental Summer Peak Savings (MW) | Achievable Economic RVT Potential | 0 | 0 | 0 | 0 | 0 | 0 | 0 | 0 | 0 | 0 | 0 | 0 | 0 | 0 | 0 | 0 | 0 | 0 | 0 | 0 | 0 | 0 | 0 | 0 | 0 | 0 | 0
F6_Industrial_Industrial - WA_New_Process_Natural Gas_Process Boiler - Steam Trap Replacement_A_Achievable Economic RVT Potential | F6 | Industrial | Industrial - WA | New | Process | Natural Gas | Process Boiler - Steam Trap Replacement | A | Incremental Winter Peak Savings (MW) | Achievable Economic RVT Potential | 0 | 0 | 0 | 0 | 0 | 0 | 0 | 0 | 0 | 0 | 0 | 0 | 0 | 0 | 0 | 0 | 0 | 0 | 0 | 0 | 0 | 0 | 0 | 0 | 0 | 0 | 0
F7_Industrial_Industrial - WA_New_Process_Natural Gas_Process Boiler - Steam Trap Replacement_A_Achievable Economic RVT Potential | F7 | Industrial | Industrial - WA | New | Process | Natural Gas | Process Boiler - Steam Trap Replacement | A | Cumulative Energy Savings (MWh or mTherms) | Achievable Economic RVT Potential | 0 | 0 | 0 | 0 | 0 | 0 | 0 | 0 | 0 | 0 | 0 | 0 | 0 | 0 | 0 | 0 | 0 | 0 | 0 | 0 | 0 | 0 | 0 | 0 | 0 | 0 | 0
F8_Industrial_Industrial - WA_New_Process_Natural Gas_Process Boiler - Steam Trap Replacement_A_Achievable Economic RVT Potential | F8 | Industrial | Industrial - WA | New | Process | Natural Gas | Process Boiler - Steam Trap Replacement | A | Cumulative Summer Peak Savings (MW) | Achievable Economic RVT Potential | 0 | 0 | 0 | 0 | 0 | 0 | 0 | 0 | 0 | 0 | 0 | 0 | 0 | 0 | 0 | 0 | 0 | 0 | 0 | 0 | 0 | 0 | 0 | 0 | 0 | 0 | 0
F9_Industrial_Industrial - WA_New_Process_Natural Gas_Process Boiler - Steam Trap Replacement_A_Achievable Economic RVT Potential | F9 | Industrial | Industrial - WA | New | Process | Natural Gas | Process Boiler - Steam Trap Replacement | A | Cumulative Winter Peak Savings (MW) | Achievable Economic RVT Potential | 0 | 0 | 0 | 0 | 0 | 0 | 0 | 0 | 0 | 0 | 0 | 0 | 0 | 0 | 0 | 0 | 0 | 0 | 0 | 0 | 0 | 0 | 0 | 0 | 0 | 0 | 0
F10_Industrial_Industrial - WA_New_Process_Natural Gas_Process Boiler - Steam Trap Replacement_A_Achievable Economic RVT Potential | F10 | Industrial | Industrial - WA | New | Process | Natural Gas | Process Boiler - Steam Trap Replacement | A | Purchases (Incremental) | Achievable Economic RVT Potential | 0 | 0 | 0 | 0 | 0 | 0 | 0 | 0 | 0 | 0 | 0 | 0 | 0 | 0 | 0 | 0 | 0 | 0 | 0 | 0 | 0 | 0 | 0 | 0 | 0 | 0 | 0
F11_Industrial_Industrial - WA_New_Process_Natural Gas_Process Boiler - Steam Trap Replacement_A_Achievable Economic RVT Potential | F11 | Industrial | Industrial - WA | New | Process | Natural Gas | Process Boiler - Steam Trap Replacement | A | Purchases (Cumulative) | Achievable Economic RVT Potential | 0 | 0 | 0 | 0 | 0 | 0 | 0 | 0 | 0 | 0 | 0 | 0 | 0 | 0 | 0 | 0 | 0 | 0 | 0 | 0 | 0 | 0 | 0 | 0 | 0 | 0 | 0
F1_Industrial_Industrial - WA_New_Process_Natural Gas_Process Boiler - Maintenance_A_Achievable Economic RVT Potential | F1 | Industrial | Industrial - WA | New | Process | Natural Gas | Process Boiler - Maintenance | A | Integrated Unit Energy Savings (kWh or therms) | Achievable Economic RVT Potential | 0 | 0 | 4.7495 | 4.7494 | 4.7491 | 4.7487 | 4.7481 | 4.7473 | 4.7462 | 4.745 | 4.7438 | 4.7426 | 4.7415 | 4.7407 | 4.7401 | 4.7397 | 4.7395 | 4.7394 | 4.7395 | 4.7396 | 4.7399 | 4.7401 | 4.7404 | 4.7406 | 4.7409 | 4.7411 | 4.7413
F2_Industrial_Industrial - WA_New_Process_Natural Gas_Process Boiler - Maintenance_A_Achievable Economic RVT Potential | F2 | Industrial | Industrial - WA | New | Process | Natural Gas | Process Boiler - Maintenance | A | Integrated Unit Summer Peak Savings (kW) | Achievable Economic RVT Potential | 0 | 0 | 0 | 0 | 0 | 0 | 0 | 0 | 0 | 0 | 0 | 0 | 0 | 0 | 0 | 0 | 0 | 0 | 0 | 0 | 0 | 0 | 0 | 0 | 0 | 0 | 0
F3_Industrial_Industrial - WA_New_Process_Natural Gas_Process Boiler - Maintenance_A_Achievable Economic RVT Potential | F3 | Industrial | Industrial - WA | New | Process | Natural Gas | Process Boiler - Maintenance | A | Integrated Unit Winter Peak Savings (kW) | Achievable Economic RVT Potential | 0 | 0 | 0 | 0 | 0 | 0 | 0 | 0 | 0 | 0 | 0 | 0 | 0 | 0 | 0 | 0 | 0 | 0 | 0 | 0 | 0 | 0 | 0 | 0 | 0 | 0 | 0
F4_Industrial_Industrial - WA_New_Process_Natural Gas_Process Boiler - Maintenance_A_Achievable Economic RVT Potential | F4 | Industrial | Industrial - WA | New | Process | Natural Gas | Process Boiler - Maintenance | A | Incremental Energy Savings (MWh or mTherms) | Achievable Economic RVT Potential | 0 | 0 | 0 | 0 | 0 | 0 | 0 | 0 | 0 | 0 | 0 | 0 | 0 | 0 | 0 | 0 | 0 | 0 | 0 | 0 | 0 | 0 | 0 | 0 | 0 | 0 | 0
F5_Industrial_Industrial - WA_New_Process_Natural Gas_Process Boiler - Maintenance_A_Achievable Economic RVT Potential | F5 | Industrial | Industrial - WA | New | Process | Natural Gas | Process Boiler - Maintenance | A | Incremental Summer Peak Savings (MW) | Achievable Economic RVT Potential | 0 | 0 | 0 | 0 | 0 | 0 | 0 | 0 | 0 | 0 | 0 | 0 | 0 | 0 | 0 | 0 | 0 | 0 | 0 | 0 | 0 | 0 | 0 | 0 | 0 | 0 | 0
F6_Industrial_Industrial - WA_New_Process_Natural Gas_Process Boiler - Maintenance_A_Achievable Economic RVT Potential | F6 | Industrial | Industrial - WA | New | Process | Natural Gas | Process Boiler - Maintenance | A | Incremental Winter Peak Savings (MW) | Achievable Economic RVT Potential | 0 | 0 | 0 | 0 | 0 | 0 | 0 | 0 | 0 | 0 | 0 | 0 | 0 | 0 | 0 | 0 | 0 | 0 | 0 | 0 | 0 | 0 | 0 | 0 | 0 | 0 | 0
F7_Industrial_Industrial - WA_New_Process_Natural Gas_Process Boiler - Maintenance_A_Achievable Economic RVT Potential | F7 | Industrial | Industrial - WA | New | Process | Natural Gas | Process Boiler - Maintenance | A | Cumulative Energy Savings (MWh or mTherms) | Achievable Economic RVT Potential | 0 | 0 | 0 | 0 | 0 | 0 | 0 | 0 | 0 | 0 | 0 | 0 | 0 | 0 | 0 | 0 | 0 | 0 | 0 | 0 | 0 | 0 | 0 | 0 | 0 | 0 | 0
F8_Industrial_Industrial - WA_New_Process_Natural Gas_Process Boiler - Maintenance_A_Achievable Economic RVT Potential | F8 | Industrial | Industrial - WA | New | Process | Natural Gas | Process Boiler - Maintenance | A | Cumulative Summer Peak Savings (MW) | Achievable Economic RVT Potential | 0 | 0 | 0 | 0 | 0 | 0 | 0 | 0 | 0 | 0 | 0 | 0 | 0 | 0 | 0 | 0 | 0 | 0 | 0 | 0 | 0 | 0 | 0 | 0 | 0 | 0 | 0
F9_Industrial_Industrial - WA_New_Process_Natural Gas_Process Boiler - Maintenance_A_Achievable Economic RVT Potential | F9 | Industrial | Industrial - WA | New | Process | Natural Gas | Process Boiler - Maintenance | A | Cumulative Winter Peak Savings (MW) | Achievable Economic RVT Potential | 0 | 0 | 0 | 0 | 0 | 0 | 0 | 0 | 0 | 0 | 0 | 0 | 0 | 0 | 0 | 0 | 0 | 0 | 0 | 0 | 0 | 0 | 0 | 0 | 0 | 0 | 0
F10_Industrial_Industrial - WA_New_Process_Natural Gas_Process Boiler - Maintenance_A_Achievable Economic RVT Potential | F10 | Industrial | Industrial - WA | New | Process | Natural Gas | Process Boiler - Maintenance | A | Purchases (Incremental) | Achievable Economic RVT Potential | 0 | 0 | 0 | 0 | 0 | 0 | 0 | 0 | 0 | 0 | 0 | 0 | 0 | 0 | 0 | 0 | 0 | 0 | 0 | 0 | 0 | 0 | 0 | 0 | 0 | 0 | 0
F11_Industrial_Industrial - WA_New_Process_Natural Gas_Process Boiler - Maintenance_A_Achievable Economic RVT Potential | F11 | Industrial | Industrial - WA | New | Process | Natural Gas | Process Boiler - Maintenance | A | Purchases (Cumulative) | Achievable Economic RVT Potential | 0 | 0 | 0 | 0 | 0 | 0 | 0 | 0 | 0 | 0 | 0 | 0 | 0 | 0 | 0 | 0 | 0 | 0 | 0 | 0 | 0 | 0 | 0 | 0 | 0 | 0 | 0
F1_Industrial_Industrial - WA_New_Process_Natural Gas_Process - Heat Recovery_A_Achievable Economic RVT Potential | F1 | Industrial | Industrial - WA | New | Process | Natural Gas | Process - Heat Recovery | A | Integrated Unit Energy Savings (kWh or therms) | Achievable Economic RVT Potential | 0 | 0 | 0.70904 | 0.70871 | 0.7084 | 0.70808 | 0.70771 | 0.70735 | 0.70703 | 0.70675 | 0.70651 | 0.7063 | 0.70613 | 0.70601 | 0.70594 | 0.70591 | 0.70591 | 0.70598 | 0.70605 | 0.70614 | 0.70623 | 0.70632 | 0.70641 | 0.70649 | 0.70657 | 0.70664 | 0.70671
F2_Industrial_Industrial - WA_New_Process_Natural Gas_Process - Heat Recovery_A_Achievable Economic RVT Potential | F2 | Industrial | Industrial - WA | New | Process | Natural Gas | Process - Heat Recovery | A | Integrated Unit Summer Peak Savings (kW) | Achievable Economic RVT Potential | 0 | 0 | 0 | 0 | 0 | 0 | 0 | 0 | 0 | 0 | 0 | 0 | 0 | 0 | 0 | 0 | 0 | 0 | 0 | 0 | 0 | 0 | 0 | 0 | 0 | 0 | 0
F3_Industrial_Industrial - WA_New_Process_Natural Gas_Process - Heat Recovery_A_Achievable Economic RVT Potential | F3 | Industrial | Industrial - WA | New | Process | Natural Gas | Process - Heat Recovery | A | Integrated Unit Winter Peak Savings (kW) | Achievable Economic RVT Potential | 0 | 0 | 0 | 0 | 0 | 0 | 0 | 0 | 0 | 0 | 0 | 0 | 0 | 0 | 0 | 0 | 0 | 0 | 0 | 0 | 0 | 0 | 0 | 0 | 0 | 0 | 0
F4_Industrial_Industrial - WA_New_Process_Natural Gas_Process - Heat Recovery_A_Achievable Economic RVT Potential | F4 | Industrial | Industrial - WA | New | Process | Natural Gas | Process - Heat Recovery | A | Incremental Energy Savings (MWh or mTherms) | Achievable Economic RVT Potential | 0 | 0 | 0 | 0 | 0 | 0 | 0 | 0 | 0 | 0 | 0 | 0 | 0 | 0 | 0 | 0 | 0 | 0 | 0 | 0 | 0 | 0 | 0 | 0 | 0 | 0 | 0
F5_Industrial_Industrial - WA_New_Process_Natural Gas_Process - Heat Recovery_A_Achievable Economic RVT Potential | F5 | Industrial | Industrial - WA | New | Process | Natural Gas | Process - Heat Recovery | A | Incremental Summer Peak Savings (MW) | Achievable Economic RVT Potential | 0 | 0 | 0 | 0 | 0 | 0 | 0 | 0 | 0 | 0 | 0 | 0 | 0 | 0 | 0 | 0 | 0 | 0 | 0 | 0 | 0 | 0 | 0 | 0 | 0 | 0 | 0
F6_Industrial_Industrial - WA_New_Process_Natural Gas_Process - Heat Recovery_A_Achievable Economic RVT Potential | F6 | Industrial | Industrial - WA | New | Process | Natural Gas | Process - Heat Recovery | A | Incremental Winter Peak Savings (MW) | Achievable Economic RVT Potential | 0 | 0 | 0 | 0 | 0 | 0 | 0 | 0 | 0 | 0 | 0 | 0 | 0 | 0 | 0 | 0 | 0 | 0 | 0 | 0 | 0 | 0 | 0 | 0 | 0 | 0 | 0
F7_Industrial_Industrial - WA_New_Process_Natural Gas_Process - Heat Recovery_A_Achievable Economic RVT Potential | F7 | Industrial | Industrial - WA | New | Process | Natural Gas | Process - Heat Recovery | A | Cumulative Energy Savings (MWh or mTherms) | Achievable Economic RVT Potential | 0 | 0 | 0 | 0 | 0 | 0 | 0 | 0 | 0 | 0 | 0 | 0 | 0 | 0 | 0 | 0 | 0 | 0 | 0 | 0 | 0 | 0 | 0 | 0 | 0 | 0 | 0
F8_Industrial_Industrial - WA_New_Process_Natural Gas_Process - Heat Recovery_A_Achievable Economic RVT Potential | F8 | Industrial | Industrial - WA | New | Process | Natural Gas | Process - Heat Recovery | A | Cumulative Summer Peak Savings (MW) | Achievable Economic RVT Potential | 0 | 0 | 0 | 0 | 0 | 0 | 0 | 0 | 0 | 0 | 0 | 0 | 0 | 0 | 0 | 0 | 0 | 0 | 0 | 0 | 0 | 0 | 0 | 0 | 0 | 0 | 0
F9_Industrial_Industrial - WA_New_Process_Natural Gas_Process - Heat Recovery_A_Achievable Economic RVT Potential | F9 | Industrial | Industrial - WA | New | Process | Natural Gas | Process - Heat Recovery | A | Cumulative Winter Peak Savings (MW) | Achievable Economic RVT Potential | 0 | 0 | 0 | 0 | 0 | 0 | 0 | 0 | 0 | 0 | 0 | 0 | 0 | 0 | 0 | 0 | 0 | 0 | 0 | 0 | 0 | 0 | 0 | 0 | 0 | 0 | 0
F10_Industrial_Industrial - WA_New_Process_Natural Gas_Process - Heat Recovery_A_Achievable Economic RVT Potential | F10 | Industrial | Industrial - WA | New | Process | Natural Gas | Process - Heat Recovery | A | Purchases (Incremental) | Achievable Economic RVT Potential | 0 | 0 | 0 | 0 | 0 | 0 | 0 | 0 | 0 | 0 | 0 | 0 | 0 | 0 | 0 | 0 | 0 | 0 | 0 | 0 | 0 | 0 | 0 | 0 | 0 | 0 | 0
F11_Industrial_Industrial - WA_New_Process_Natural Gas_Process - Heat Recovery_A_Achievable Economic RVT Potential | F11 | Industrial | Industrial - WA | New | Process | Natural Gas | Process - Heat Recovery | A | Purchases (Cumulative) | Achievable Economic RVT Potential | 0 | 0 | 0 | 0 | 0 | 0 | 0 | 0 | 0 | 0 | 0 | 0 | 0 | 0 | 0 | 0 | 0 | 0 | 0 | 0 | 0 | 0 | 0 | 0 | 0 | 0 | 0
F1_Industrial_Industrial - WA_New_Space Heating_Natural Gas_Strategic Energy Management_A_Achievable Economic RVT Potential | F1 | Industrial | Industrial - WA | New | Space Heating | Natural Gas | Strategic Energy Management | A | Integrated Unit Energy Savings (kWh or therms) | Achievable Economic RVT Potential | 0 | 0 | 0.028301 | 0.027992 | 0.027801 | 0.027654 | 0.027529 | 0.027443 | 0.027379 | 0.027325 | 0.027274 | 0.027225 | 0.02718 | 0.027137 | 0.027097 | 0.02706 | 0.027026 | 0.027008 | 0.026996 | 0.026977 | 0.026954 | 0.026933 | 0.026935 | 0.026938 | 0.026941 | 0.026945 | 0.026949
F2_Industrial_Industrial - WA_New_Space Heating_Natural Gas_Strategic Energy Management_A_Achievable Economic RVT Potential | F2 | Industrial | Industrial - WA | New | Space Heating | Natural Gas | Strategic Energy Management | A | Integrated Unit Summer Peak Savings (kW) | Achievable Economic RVT Potential | 0 | 0 | 0 | 0 | 0 | 0 | 0 | 0 | 0 | 0 | 0 | 0 | 0 | 0 | 0 | 0 | 0 | 0 | 0 | 0 | 0 | 0 | 0 | 0 | 0 | 0 | 0
F3_Industrial_Industrial - WA_New_Space Heating_Natural Gas_Strategic Energy Management_A_Achievable Economic RVT Potential | F3 | Industrial | Industrial - WA | New | Space Heating | Natural Gas | Strategic Energy Management | A | Integrated Unit Winter Peak Savings (kW) | Achievable Economic RVT Potential | 0 | 0 | 0 | 0 | 0 | 0 | 0 | 0 | 0 | 0 | 0 | 0 | 0 | 0 | 0 | 0 | 0 | 0 | 0 | 0 | 0 | 0 | 0 | 0 | 0 | 0 | 0
F4_Industrial_Industrial - WA_New_Space Heating_Natural Gas_Strategic Energy Management_A_Achievable Economic RVT Potential | F4 | Industrial | Industrial - WA | New | Space Heating | Natural Gas | Strategic Energy Management | A | Incremental Energy Savings (MWh or mTherms) | Achievable Economic RVT Potential | 0 | 0 | 0 | 0 | 0 | 0 | 0 | 0 | 0 | 0 | 0 | 0 | 0 | 0 | 0 | 0 | 0 | 0 | 0 | 0 | 0 | 0 | 0 | 0 | 0 | 0 | 0
F5_Industrial_Industrial - WA_New_Space Heating_Natural Gas_Strategic Energy Management_A_Achievable Economic RVT Potential | F5 | Industrial | Industrial - WA | New | Space Heating | Natural Gas | Strategic Energy Management | A | Incremental Summer Peak Savings (MW) | Achievable Economic RVT Potential | 0 | 0 | 0 | 0 | 0 | 0 | 0 | 0 | 0 | 0 | 0 | 0 | 0 | 0 | 0 | 0 | 0 | 0 | 0 | 0 | 0 | 0 | 0 | 0 | 0 | 0 | 0
F6_Industrial_Industrial - WA_New_Space Heating_Natural Gas_Strategic Energy Management_A_Achievable Economic RVT Potential | F6 | Industrial | Industrial - WA | New | Space Heating | Natural Gas | Strategic Energy Management | A | Incremental Winter Peak Savings (MW) | Achievable Economic RVT Potential | 0 | 0 | 0 | 0 | 0 | 0 | 0 | 0 | 0 | 0 | 0 | 0 | 0 | 0 | 0 | 0 | 0 | 0 | 0 | 0 | 0 | 0 | 0 | 0 | 0 | 0 | 0
F7_Industrial_Industrial - WA_New_Space Heating_Natural Gas_Strategic Energy Management_A_Achievable Economic RVT Potential | F7 | Industrial | Industrial - WA | New | Space Heating | Natural Gas | Strategic Energy Management | A | Cumulative Energy Savings (MWh or mTherms) | Achievable Economic RVT Potential | 0 | 0 | 0 | 0 | 0 | 0 | 0 | 0 | 0 | 0 | 0 | 0 | 0 | 0 | 0 | 0 | 0 | 0 | 0 | 0 | 0 | 0 | 0 | 0 | 0 | 0 | 0
F8_Industrial_Industrial - WA_New_Space Heating_Natural Gas_Strategic Energy Management_A_Achievable Economic RVT Potential | F8 | Industrial | Industrial - WA | New | Space Heating | Natural Gas | Strategic Energy Management | A | Cumulative Summer Peak Savings (MW) | Achievable Economic RVT Potential | 0 | 0 | 0 | 0 | 0 | 0 | 0 | 0 | 0 | 0 | 0 | 0 | 0 | 0 | 0 | 0 | 0 | 0 | 0 | 0 | 0 | 0 | 0 | 0 | 0 | 0 | 0
F9_Industrial_Industrial - WA_New_Space Heating_Natural Gas_Strategic Energy Management_A_Achievable Economic RVT Potential | F9 | Industrial | Industrial - WA | New | Space Heating | Natural Gas | Strategic Energy Management | A | Cumulative Winter Peak Savings (MW) | Achievable Economic RVT Potential | 0 | 0 | 0 | 0 | 0 | 0 | 0 | 0 | 0 | 0 | 0 | 0 | 0 | 0 | 0 | 0 | 0 | 0 | 0 | 0 | 0 | 0 | 0 | 0 | 0 | 0 | 0
F10_Industrial_Industrial - WA_New_Space Heating_Natural Gas_Strategic Energy Management_A_Achievable Economic RVT Potential | F10 | Industrial | Industrial - WA | New | Space Heating | Natural Gas | Strategic Energy Management | A | Purchases (Incremental) | Achievable Economic RVT Potential | 0 | 0 | 0 | 0 | 0 | 0 | 0 | 0 | 0 | 0 | 0 | 0 | 0 | 0 | 0 | 0 | 0 | 0 | 0 | 0 | 0 | 0 | 0 | 0 | 0 | 0 | 0
F11_Industrial_Industrial - WA_New_Space Heating_Natural Gas_Strategic Energy Management_A_Achievable Economic RVT Potential | F11 | Industrial | Industrial - WA | New | Space Heating | Natural Gas | Strategic Energy Management | A | Purchases (Cumulative) | Achievable Economic RVT Potential | 0 | 0 | 0 | 0 | 0 | 0 | 0 | 0 | 0 | 0 | 0 | 0 | 0 | 0 | 0 | 0 | 0 | 0 | 0 | 0 | 0 | 0 | 0 | 0 | 0 | 0 | 0
F1_Industrial_Industrial - WA_New_Process_Natural Gas_Strategic Energy Management_A_Achievable Economic RVT Potential | F1 | Industrial | Industrial - WA | New | Process | Natural Gas | Strategic Energy Management | A | Integrated Unit Energy Savings (kWh or therms) | Achievable Economic RVT Potential | 0 | 0 | 0.11483 | 0.11427 | 0.11375 | 0.11323 | 0.11267 | 0.11213 | 0.11161 | 0.11111 | 0.11063 | 0.11016 | 0.10971 | 0.10927 | 0.10884 | 0.10841 | 0.108 | 0.1076 | 0.1072 | 0.10681 | 0.10641 | 0.10602 | 0.10628 | 0.10653 | 0.10676 | 0.10697 | 0.10718
F2_Industrial_Industrial - WA_New_Process_Natural Gas_Strategic Energy Management_A_Achievable Economic RVT Potential | F2 | Industrial | Industrial - WA | New | Process | Natural Gas | Strategic Energy Management | A | Integrated Unit Summer Peak Savings (kW) | Achievable Economic RVT Potential | 0 | 0 | 0 | 0 | 0 | 0 | 0 | 0 | 0 | 0 | 0 | 0 | 0 | 0 | 0 | 0 | 0 | 0 | 0 | 0 | 0 | 0 | 0 | 0 | 0 | 0 | 0
F3_Industrial_Industrial - WA_New_Process_Natural Gas_Strategic Energy Management_A_Achievable Economic RVT Potential | F3 | Industrial | Industrial - WA | New | Process | Natural Gas | Strategic Energy Management | A | Integrated Unit Winter Peak Savings (kW) | Achievable Economic RVT Potential | 0 | 0 | 0 | 0 | 0 | 0 | 0 | 0 | 0 | 0 | 0 | 0 | 0 | 0 | 0 | 0 | 0 | 0 | 0 | 0 | 0 | 0 | 0 | 0 | 0 | 0 | 0
F4_Industrial_Industrial - WA_New_Process_Natural Gas_Strategic Energy Management_A_Achievable Economic RVT Potential | F4 | Industrial | Industrial - WA | New | Process | Natural Gas | Strategic Energy Management | A | Incremental Energy Savings (MWh or mTherms) | Achievable Economic RVT Potential | 0 | 0 | 0 | 0 | 0 | 0 | 0 | 0 | 0 | 0 | 0 | 0 | 0 | 0 | 0 | 0 | 0 | 0 | 0 | 0 | 0 | 0 | 0 | 0 | 0 | 0 | 0
F5_Industrial_Industrial - WA_New_Process_Natural Gas_Strategic Energy Management_A_Achievable Economic RVT Potential | F5 | Industrial | Industrial - WA | New | Process | Natural Gas | Strategic Energy Management | A | Incremental Summer Peak Savings (MW) | Achievable Economic RVT Potential | 0 | 0 | 0 | 0 | 0 | 0 | 0 | 0 | 0 | 0 | 0 | 0 | 0 | 0 | 0 | 0 | 0 | 0 | 0 | 0 | 0 | 0 | 0 | 0 | 0 | 0 | 0
F6_Industrial_Industrial - WA_New_Process_Natural Gas_Strategic Energy Management_A_Achievable Economic RVT Potential | F6 | Industrial | Industrial - WA | New | Process | Natural Gas | Strategic Energy Management | A | Incremental Winter Peak Savings (MW) | Achievable Economic RVT Potential | 0 | 0 | 0 | 0 | 0 | 0 | 0 | 0 | 0 | 0 | 0 | 0 | 0 | 0 | 0 | 0 | 0 | 0 | 0 | 0 | 0 | 0 | 0 | 0 | 0 | 0 | 0
F7_Industrial_Industrial - WA_New_Process_Natural Gas_Strategic Energy Management_A_Achievable Economic RVT Potential | F7 | Industrial | Industrial - WA | New | Process | Natural Gas | Strategic Energy Management | A | Cumulative Energy Savings (MWh or mTherms) | Achievable Economic RVT Potential | 0 | 0 | 0 | 0 | 0 | 0 | 0 | 0 | 0 | 0 | 0 | 0 | 0 | 0 | 0 | 0 | 0 | 0 | 0 | 0 | 0 | 0 | 0 | 0 | 0 | 0 | 0
F8_Industrial_Industrial - WA_New_Process_Natural Gas_Strategic Energy Management_A_Achievable Economic RVT Potential | F8 | Industrial | Industrial - WA | New | Process | Natural Gas | Strategic Energy Management | A | Cumulative Summer Peak Savings (MW) | Achievable Economic RVT Potential | 0 | 0 | 0 | 0 | 0 | 0 | 0 | 0 | 0 | 0 | 0 | 0 | 0 | 0 | 0 | 0 | 0 | 0 | 0 | 0 | 0 | 0 | 0 | 0 | 0 | 0 | 0
F9_Industrial_Industrial - WA_New_Process_Natural Gas_Strategic Energy Management_A_Achievable Economic RVT Potential | F9 | Industrial | Industrial - WA | New | Process | Natural Gas | Strategic Energy Management | A | Cumulative Winter Peak Savings (MW) | Achievable Economic RVT Potential | 0 | 0 | 0 | 0 | 0 | 0 | 0 | 0 | 0 | 0 | 0 | 0 | 0 | 0 | 0 | 0 | 0 | 0 | 0 | 0 | 0 | 0 | 0 | 0 | 0 | 0 | 0
F10_Industrial_Industrial - WA_New_Process_Natural Gas_Strategic Energy Management_A_Achievable Economic RVT Potential | F10 | Industrial | Industrial - WA | New | Process | Natural Gas | Strategic Energy Management | A | Purchases (Incremental) | Achievable Economic RVT Potential | 0 | 0 | 0 | 0 | 0 | 0 | 0 | 0 | 0 | 0 | 0 | 0 | 0 | 0 | 0 | 0 | 0 | 0 | 0 | 0 | 0 | 0 | 0 | 0 | 0 | 0 | 0
F11_Industrial_Industrial - WA_New_Process_Natural Gas_Strategic Energy Management_A_Achievable Economic RVT Potential | F11 | Industrial | Industrial - WA | New | Process | Natural Gas | Strategic Energy Management | A | Purchases (Cumulative) | Achievable Economic RVT Potential | 0 | 0 | 0 | 0 | 0 | 0 | 0 | 0 | 0 | 0 | 0 | 0 | 0 | 0 | 0 | 0 | 0 | 0 | 0 | 0 | 0 | 0 | 0 | 0 | 0 | 0 | 0
F1_Industrial_Industrial - WA_New_Miscellaneous_Natural Gas_Strategic Energy Management_A_Achievable Economic RVT Potential | F1 | Industrial | Industrial - WA | New | Miscellaneous | Natural Gas | Strategic Energy Management | A | Integrated Unit Energy Savings (kWh or therms) | Achievable Economic RVT Potential | 0 | 0 | 0.025233 | 0.025233 | 0.025233 | 0.025233 | 0.025233 | 0.025233 | 0.025233 | 0.025233 | 0.025233 | 0.025233 | 0.025233 | 0.025233 | 0.025233 | 0.025233 | 0.025233 | 0.025233 | 0.025233 | 0.025233 | 0.025233 | 0.025233 | 0.025233 | 0.025233 | 0.025233 | 0.025233 | 0.025233
F2_Industrial_Industrial - WA_New_Miscellaneous_Natural Gas_Strategic Energy Management_A_Achievable Economic RVT Potential | F2 | Industrial | Industrial - WA | New | Miscellaneous | Natural Gas | Strategic Energy Management | A | Integrated Unit Summer Peak Savings (kW) | Achievable Economic RVT Potential | 0 | 0 | 0 | 0 | 0 | 0 | 0 | 0 | 0 | 0 | 0 | 0 | 0 | 0 | 0 | 0 | 0 | 0 | 0 | 0 | 0 | 0 | 0 | 0 | 0 | 0 | 0
F3_Industrial_Industrial - WA_New_Miscellaneous_Natural Gas_Strategic Energy Management_A_Achievable Economic RVT Potential | F3 | Industrial | Industrial - WA | New | Miscellaneous | Natural Gas | Strategic Energy Management | A | Integrated Unit Winter Peak Savings (kW) | Achievable Economic RVT Potential | 0 | 0 | 0 | 0 | 0 | 0 | 0 | 0 | 0 | 0 | 0 | 0 | 0 | 0 | 0 | 0 | 0 | 0 | 0 | 0 | 0 | 0 | 0 | 0 | 0 | 0 | 0
F4_Industrial_Industrial - WA_New_Miscellaneous_Natural Gas_Strategic Energy Management_A_Achievable Economic RVT Potential | F4 | Industrial | Industrial - WA | New | Miscellaneous | Natural Gas | Strategic Energy Management | A | Incremental Energy Savings (MWh or mTherms) | Achievable Economic RVT Potential | 0 | 0 | 0 | 0 | 0 | 0 | 0 | 0 | 0 | 0 | 0 | 0 | 0 | 0 | 0 | 0 | 0 | 0 | 0 | 0 | 0 | 0 | 0 | 0 | 0 | 0 | 0
F5_Industrial_Industrial - WA_New_Miscellaneous_Natural Gas_Strategic Energy Management_A_Achievable Economic RVT Potential | F5 | Industrial | Industrial - WA | New | Miscellaneous | Natural Gas | Strategic Energy Management | A | Incremental Summer Peak Savings (MW) | Achievable Economic RVT Potential | 0 | 0 | 0 | 0 | 0 | 0 | 0 | 0 | 0 | 0 | 0 | 0 | 0 | 0 | 0 | 0 | 0 | 0 | 0 | 0 | 0 | 0 | 0 | 0 | 0 | 0 | 0
F6_Industrial_Industrial - WA_New_Miscellaneous_Natural Gas_Strategic Energy Management_A_Achievable Economic RVT Potential | F6 | Industrial | Industrial - WA | New | Miscellaneous | Natural Gas | Strategic Energy Management | A | Incremental Winter Peak Savings (MW) | Achievable Economic RVT Potential | 0 | 0 | 0 | 0 | 0 | 0 | 0 | 0 | 0 | 0 | 0 | 0 | 0 | 0 | 0 | 0 | 0 | 0 | 0 | 0 | 0 | 0 | 0 | 0 | 0 | 0 | 0
F7_Industrial_Industrial - WA_New_Miscellaneous_Natural Gas_Strategic Energy Management_A_Achievable Economic RVT Potential | F7 | Industrial | Industrial - WA | New | Miscellaneous | Natural Gas | Strategic Energy Management | A | Cumulative Energy Savings (MWh or mTherms) | Achievable Economic RVT Potential | 0 | 0 | 0 | 0 | 0 | 0 | 0 | 0 | 0 | 0 | 0 | 0 | 0 | 0 | 0 | 0 | 0 | 0 | 0 | 0 | 0 | 0 | 0 | 0 | 0 | 0 | 0
F8_Industrial_Industrial - WA_New_Miscellaneous_Natural Gas_Strategic Energy Management_A_Achievable Economic RVT Potential | F8 | Industrial | Industrial - WA | New | Miscellaneous | Natural Gas | Strategic Energy Management | A | Cumulative Summer Peak Savings (MW) | Achievable Economic RVT Potential | 0 | 0 | 0 | 0 | 0 | 0 | 0 | 0 | 0 | 0 | 0 | 0 | 0 | 0 | 0 | 0 | 0 | 0 | 0 | 0 | 0 | 0 | 0 | 0 | 0 | 0 | 0
F9_Industrial_Industrial - WA_New_Miscellaneous_Natural Gas_Strategic Energy Management_A_Achievable Economic RVT Potential | F9 | Industrial | Industrial - WA | New | Miscellaneous | Natural Gas | Strategic Energy Management | A | Cumulative Winter Peak Savings (MW) | Achievable Economic RVT Potential | 0 | 0 | 0 | 0 | 0 | 0 | 0 | 0 | 0 | 0 | 0 | 0 | 0 | 0 | 0 | 0 | 0 | 0 | 0 | 0 | 0 | 0 | 0 | 0 | 0 | 0 | 0
F10_Industrial_Industrial - WA_New_Miscellaneous_Natural Gas_Strategic Energy Management_A_Achievable Economic RVT Potential | F10 | Industrial | Industrial - WA | New | Miscellaneous | Natural Gas | Strategic Energy Management | A | Purchases (Incremental) | Achievable Economic RVT Potential | 0 | 0 | 0 | 0 | 0 | 0 | 0 | 0 | 0 | 0 | 0 | 0 | 0 | 0 | 0 | 0 | 0 | 0 | 0 | 0 | 0 | 0 | 0 | 0 | 0 | 0 | 0
F11_Industrial_Industrial - WA_New_Miscellaneous_Natural Gas_Strategic Energy Management_A_Achievable Economic RVT Potential | F11 | Industrial | Industrial - WA | New | Miscellaneous | Natural Gas | Strategic Energy Management | A | Purchases (Cumulative) | Achievable Economic RVT Potential | 0 | 0 | 0 | 0 | 0 | 0 | 0 | 0 | 0 | 0 | 0 | 0 | 0 | 0 | 0 | 0 | 0 | 0 | 0 | 0 | 0 | 0 | 0 | 0 | 0 | 0 | 0
F1_Industrial_Industrial - WA_New_Space Heating_Natural Gas_Retrocommissioning_A_Achievable Economic RVT Potential | F1 | Industrial | Industrial - WA | New | Space Heating | Natural Gas | Retrocommissioning | A | Integrated Unit Energy Savings (kWh or therms) | Achievable Economic RVT Potential | 0 | 0 | 0.034747 | 0.034366 | 0.03413 | 0.03395 | 0.033797 | 0.033692 | 0.033614 | 0.033548 | 0.033485 | 0.033426 | 0.03337 | 0.033317 | 0.033269 | 0.033224 | 0.033182 | 0.033161 | 0.033146 | 0.033123 | 0.033094 | 0.033068 | 0.033071 | 0.033074 | 0.033078 | 0.033083 | 0.033088
F2_Industrial_Industrial - WA_New_Space Heating_Natural Gas_Retrocommissioning_A_Achievable Economic RVT Potential | F2 | Industrial | Industrial - WA | New | Space Heating | Natural Gas | Retrocommissioning | A | Integrated Unit Summer Peak Savings (kW) | Achievable Economic RVT Potential | 0 | 0 | 0 | 0 | 0 | 0 | 0 | 0 | 0 | 0 | 0 | 0 | 0 | 0 | 0 | 0 | 0 | 0 | 0 | 0 | 0 | 0 | 0 | 0 | 0 | 0 | 0
F3_Industrial_Industrial - WA_New_Space Heating_Natural Gas_Retrocommissioning_A_Achievable Economic RVT Potential | F3 | Industrial | Industrial - WA | New | Space Heating | Natural Gas | Retrocommissioning | A | Integrated Unit Winter Peak Savings (kW) | Achievable Economic RVT Potential | 0 | 0 | 0 | 0 | 0 | 0 | 0 | 0 | 0 | 0 | 0 | 0 | 0 | 0 | 0 | 0 | 0 | 0 | 0 | 0 | 0 | 0 | 0 | 0 | 0 | 0 | 0
F4_Industrial_Industrial - WA_New_Space Heating_Natural Gas_Retrocommissioning_A_Achievable Economic RVT Potential | F4 | Industrial | Industrial - WA | New | Space Heating | Natural Gas | Retrocommissioning | A | Incremental Energy Savings (MWh or mTherms) | Achievable Economic RVT Potential | 0 | 0 | 0 | 0 | 0 | 0 | 0 | 0 | 0 | 0 | 0 | 0 | 0 | 0 | 0 | 0 | 0 | 0 | 0 | 0 | 0 | 0 | 0 | 0 | 0 | 0 | 0
F5_Industrial_Industrial - WA_New_Space Heating_Natural Gas_Retrocommissioning_A_Achievable Economic RVT Potential | F5 | Industrial | Industrial - WA | New | Space Heating | Natural Gas | Retrocommissioning | A | Incremental Summer Peak Savings (MW) | Achievable Economic RVT Potential | 0 | 0 | 0 | 0 | 0 | 0 | 0 | 0 | 0 | 0 | 0 | 0 | 0 | 0 | 0 | 0 | 0 | 0 | 0 | 0 | 0 | 0 | 0 | 0 | 0 | 0 | 0
F6_Industrial_Industrial - WA_New_Space Heating_Natural Gas_Retrocommissioning_A_Achievable Economic RVT Potential | F6 | Industrial | Industrial - WA | New | Space Heating | Natural Gas | Retrocommissioning | A | Incremental Winter Peak Savings (MW) | Achievable Economic RVT Potential | 0 | 0 | 0 | 0 | 0 | 0 | 0 | 0 | 0 | 0 | 0 | 0 | 0 | 0 | 0 | 0 | 0 | 0 | 0 | 0 | 0 | 0 | 0 | 0 | 0 | 0 | 0
F7_Industrial_Industrial - WA_New_Space Heating_Natural Gas_Retrocommissioning_A_Achievable Economic RVT Potential | F7 | Industrial | Industrial - WA | New | Space Heating | Natural Gas | Retrocommissioning | A | Cumulative Energy Savings (MWh or mTherms) | Achievable Economic RVT Potential | 0 | 0 | 0 | 0 | 0 | 0 | 0 | 0 | 0 | 0 | 0 | 0 | 0 | 0 | 0 | 0 | 0 | 0 | 0 | 0 | 0 | 0 | 0 | 0 | 0 | 0 | 0
F8_Industrial_Industrial - WA_New_Space Heating_Natural Gas_Retrocommissioning_A_Achievable Economic RVT Potential | F8 | Industrial | Industrial - WA | New | Space Heating | Natural Gas | Retrocommissioning | A | Cumulative Summer Peak Savings (MW) | Achievable Economic RVT Potential | 0 | 0 | 0 | 0 | 0 | 0 | 0 | 0 | 0 | 0 | 0 | 0 | 0 | 0 | 0 | 0 | 0 | 0 | 0 | 0 | 0 | 0 | 0 | 0 | 0 | 0 | 0
F9_Industrial_Industrial - WA_New_Space Heating_Natural Gas_Retrocommissioning_A_Achievable Economic RVT Potential | F9 | Industrial | Industrial - WA | New | Space Heating | Natural Gas | Retrocommissioning | A | Cumulative Winter Peak Savings (MW) | Achievable Economic RVT Potential | 0 | 0 | 0 | 0 | 0 | 0 | 0 | 0 | 0 | 0 | 0 | 0 | 0 | 0 | 0 | 0 | 0 | 0 | 0 | 0 | 0 | 0 | 0 | 0 | 0 | 0 | 0
F10_Industrial_Industrial - WA_New_Space Heating_Natural Gas_Retrocommissioning_A_Achievable Economic RVT Potential | F10 | Industrial | Industrial - WA | New | Space Heating | Natural Gas | Retrocommissioning | A | Purchases (Incremental) | Achievable Economic RVT Potential | 0 | 0 | 0 | 0 | 0 | 0 | 0 | 0 | 0 | 0 | 0 | 0 | 0 | 0 | 0 | 0 | 0 | 0 | 0 | 0 | 0 | 0 | 0 | 0 | 0 | 0 | 0
F11_Industrial_Industrial - WA_New_Space Heating_Natural Gas_Retrocommissioning_A_Achievable Economic RVT Potential | F11 | Industrial | Industrial - WA | New | Space Heating | Natural Gas | Retrocommissioning | A | Purchases (Cumulative) | Achievable Economic RVT Potential | 0 | 0 | 0 | 0 | 0 | 0 | 0 | 0 | 0 | 0 | 0 | 0 | 0 | 0 | 0 | 0 | 0 | 0 | 0 | 0 | 0 | 0 | 0 | 0 | 0 | 0 | 0
F1_Industrial_Industrial - WA_New_Process_Natural Gas_Retrocommissioning_A_Achievable Economic RVT Potential | F1 | Industrial | Industrial - WA | New | Process | Natural Gas | Retrocommissioning | A | Integrated Unit Energy Savings (kWh or therms) | Achievable Economic RVT Potential | 0 | 0 | 0 | 0 | 0 | 0 | 0 | 0 | 0 | 0 | 0 | 0 | 0 | 0 | 0 | 0 | 0 | 0 | 0 | 0 | 0 | 0 | 0 | 0 | 0 | 0 | 0
F2_Industrial_Industrial - WA_New_Process_Natural Gas_Retrocommissioning_A_Achievable Economic RVT Potential | F2 | Industrial | Industrial - WA | New | Process | Natural Gas | Retrocommissioning | A | Integrated Unit Summer Peak Savings (kW) | Achievable Economic RVT Potential | 0 | 0 | 0 | 0 | 0 | 0 | 0 | 0 | 0 | 0 | 0 | 0 | 0 | 0 | 0 | 0 | 0 | 0 | 0 | 0 | 0 | 0 | 0 | 0 | 0 | 0 | 0
F3_Industrial_Industrial - WA_New_Process_Natural Gas_Retrocommissioning_A_Achievable Economic RVT Potential | F3 | Industrial | Industrial - WA | New | Process | Natural Gas | Retrocommissioning | A | Integrated Unit Winter Peak Savings (kW) | Achievable Economic RVT Potential | 0 | 0 | 0 | 0 | 0 | 0 | 0 | 0 | 0 | 0 | 0 | 0 | 0 | 0 | 0 | 0 | 0 | 0 | 0 | 0 | 0 | 0 | 0 | 0 | 0 | 0 | 0
F4_Industrial_Industrial - WA_New_Process_Natural Gas_Retrocommissioning_A_Achievable Economic RVT Potential | F4 | Industrial | Industrial - WA | New | Process | Natural Gas | Retrocommissioning | A | Incremental Energy Savings (MWh or mTherms) | Achievable Economic RVT Potential | 0 | 0 | 0 | 0 | 0 | 0 | 0 | 0 | 0 | 0 | 0 | 0 | 0 | 0 | 0 | 0 | 0 | 0 | 0 | 0 | 0 | 0 | 0 | 0 | 0 | 0 | 0
F5_Industrial_Industrial - WA_New_Process_Natural Gas_Retrocommissioning_A_Achievable Economic RVT Potential | F5 | Industrial | Industrial - WA | New | Process | Natural Gas | Retrocommissioning | A | Incremental Summer Peak Savings (MW) | Achievable Economic RVT Potential | 0 | 0 | 0 | 0 | 0 | 0 | 0 | 0 | 0 | 0 | 0 | 0 | 0 | 0 | 0 | 0 | 0 | 0 | 0 | 0 | 0 | 0 | 0 | 0 | 0 | 0 | 0
F6_Industrial_Industrial - WA_New_Process_Natural Gas_Retrocommissioning_A_Achievable Economic RVT Potential | F6 | Industrial | Industrial - WA | New | Process | Natural Gas | Retrocommissioning | A | Incremental Winter Peak Savings (MW) | Achievable Economic RVT Potential | 0 | 0 | 0 | 0 | 0 | 0 | 0 | 0 | 0 | 0 | 0 | 0 | 0 | 0 | 0 | 0 | 0 | 0 | 0 | 0 | 0 | 0 | 0 | 0 | 0 | 0 | 0
F7_Industrial_Industrial - WA_New_Process_Natural Gas_Retrocommissioning_A_Achievable Economic RVT Potential | F7 | Industrial | Industrial - WA | New | Process | Natural Gas | Retrocommissioning | A | Cumulative Energy Savings (MWh or mTherms) | Achievable Economic RVT Potential | 0 | 0 | 0 | 0 | 0 | 0 | 0 | 0 | 0 | 0 | 0 | 0 | 0 | 0 | 0 | 0 | 0 | 0 | 0 | 0 | 0 | 0 | 0 | 0 | 0 | 0 | 0
F8_Industrial_Industrial - WA_New_Process_Natural Gas_Retrocommissioning_A_Achievable Economic RVT Potential | F8 | Industrial | Industrial - WA | New | Process | Natural Gas | Retrocommissioning | A | Cumulative Summer Peak Savings (MW) | Achievable Economic RVT Potential | 0 | 0 | 0 | 0 | 0 | 0 | 0 | 0 | 0 | 0 | 0 | 0 | 0 | 0 | 0 | 0 | 0 | 0 | 0 | 0 | 0 | 0 | 0 | 0 | 0 | 0 | 0
F9_Industrial_Industrial - WA_New_Process_Natural Gas_Retrocommissioning_A_Achievable Economic RVT Potential | F9 | Industrial | Industrial - WA | New | Process | Natural Gas | Retrocommissioning | A | Cumulative Winter Peak Savings (MW) | Achievable Economic RVT Potential | 0 | 0 | 0 | 0 | 0 | 0 | 0 | 0 | 0 | 0 | 0 | 0 | 0 | 0 | 0 | 0 | 0 | 0 | 0 | 0 | 0 | 0 | 0 | 0 | 0 | 0 | 0
F10_Industrial_Industrial - WA_New_Process_Natural Gas_Retrocommissioning_A_Achievable Economic RVT Potential | F10 | Industrial | Industrial - WA | New | Process | Natural Gas | Retrocommissioning | A | Purchases (Incremental) | Achievable Economic RVT Potential | 0 | 0 | 0 | 0 | 0 | 0 | 0 | 0 | 0 | 0 | 0 | 0 | 0 | 0 | 0 | 0 | 0 | 0 | 0 | 0 | 0 | 0 | 0 | 0 | 0 | 0 | 0
F11_Industrial_Industrial - WA_New_Process_Natural Gas_Retrocommissioning_A_Achievable Economic RVT Potential | F11 | Industrial | Industrial - WA | New | Process | Natural Gas | Retrocommissioning | A | Purchases (Cumulative) | Achievable Economic RVT Potential | 0 | 0 | 0 | 0 | 0 | 0 | 0 | 0 | 0 | 0 | 0 | 0 | 0 | 0 | 0 | 0 | 0 | 0 | 0 | 0 | 0 | 0 | 0 | 0 | 0 | 0 | 0
F1_Industrial_Industrial - ID_Existing_Space Heating_Natural Gas_Insulation - Ceiling_A_Achievable Economic RVT Potential | F1 | Industrial | Industrial - ID | Existing | Space Heating | Natural Gas | Insulation - Ceiling | A | Integrated Unit Energy Savings (kWh or therms) | Achievable Economic RVT Potential | 0 | 0 | 0.084984 | 0.084366 | 0.083709 | 0.083009 | 0.082259 | 0.081582 | 0.080853 | 0.08007 | 0.07924 | 0.078373 | 0.077482 | 0.076602 | 0.075734 | 0.074894 | 0.074097 | 0.073499 | 0.072956 | 0.072473 | 0.072043 | 0.071649 | 0.071351 | 0.071061 | 0.070779 | 0.070504 | 0.070235
F2_Industrial_Industrial - ID_Existing_Space Heating_Natural Gas_Insulation - Ceiling_A_Achievable Economic RVT Potential | F2 | Industrial | Industrial - ID | Existing | Space Heating | Natural Gas | Insulation - Ceiling | A | Integrated Unit Summer Peak Savings (kW) | Achievable Economic RVT Potential | 0 | 0 | 0 | 0 | 0 | 0 | 0 | 0 | 0 | 0 | 0 | 0 | 0 | 0 | 0 | 0 | 0 | 0 | 0 | 0 | 0 | 0 | 0 | 0 | 0 | 0 | 0
F3_Industrial_Industrial - ID_Existing_Space Heating_Natural Gas_Insulation - Ceiling_A_Achievable Economic RVT Potential | F3 | Industrial | Industrial - ID | Existing | Space Heating | Natural Gas | Insulation - Ceiling | A | Integrated Unit Winter Peak Savings (kW) | Achievable Economic RVT Potential | 0 | 0 | 0 | 0 | 0 | 0 | 0 | 0 | 0 | 0 | 0 | 0 | 0 | 0 | 0 | 0 | 0 | 0 | 0 | 0 | 0 | 0 | 0 | 0 | 0 | 0 | 0
F4_Industrial_Industrial - ID_Existing_Space Heating_Natural Gas_Insulation - Ceiling_A_Achievable Economic RVT Potential | F4 | Industrial | Industrial - ID | Existing | Space Heating | Natural Gas | Insulation - Ceiling | A | Incremental Energy Savings (MWh or mTherms) | Achievable Economic RVT Potential | 0 | 0 | 0 | 0 | 0 | 0 | 0 | 0 | 0 | 0 | 0 | 0 | 0 | 0 | 0 | 0 | 0 | 0 | 0 | 0 | 0 | 0 | 0 | 0 | 0 | 0 | 0
F5_Industrial_Industrial - ID_Existing_Space Heating_Natural Gas_Insulation - Ceiling_A_Achievable Economic RVT Potential | F5 | Industrial | Industrial - ID | Existing | Space Heating | Natural Gas | Insulation - Ceiling | A | Incremental Summer Peak Savings (MW) | Achievable Economic RVT Potential | 0 | 0 | 0 | 0 | 0 | 0 | 0 | 0 | 0 | 0 | 0 | 0 | 0 | 0 | 0 | 0 | 0 | 0 | 0 | 0 | 0 | 0 | 0 | 0 | 0 | 0 | 0
F6_Industrial_Industrial - ID_Existing_Space Heating_Natural Gas_Insulation - Ceiling_A_Achievable Economic RVT Potential | F6 | Industrial | Industrial - ID | Existing | Space Heating | Natural Gas | Insulation - Ceiling | A | Incremental Winter Peak Savings (MW) | Achievable Economic RVT Potential | 0 | 0 | 0 | 0 | 0 | 0 | 0 | 0 | 0 | 0 | 0 | 0 | 0 | 0 | 0 | 0 | 0 | 0 | 0 | 0 | 0 | 0 | 0 | 0 | 0 | 0 | 0
F7_Industrial_Industrial - ID_Existing_Space Heating_Natural Gas_Insulation - Ceiling_A_Achievable Economic RVT Potential | F7 | Industrial | Industrial - ID | Existing | Space Heating | Natural Gas | Insulation - Ceiling | A | Cumulative Energy Savings (MWh or mTherms) | Achievable Economic RVT Potential | 0 | 0 | 0 | 0 | 0 | 0 | 0 | 0 | 0 | 0 | 0 | 0 | 0 | 0 | 0 | 0 | 0 | 0 | 0 | 0 | 0 | 0 | 0 | 0 | 0 | 0 | 0
F8_Industrial_Industrial - ID_Existing_Space Heating_Natural Gas_Insulation - Ceiling_A_Achievable Economic RVT Potential | F8 | Industrial | Industrial - ID | Existing | Space Heating | Natural Gas | Insulation - Ceiling | A | Cumulative Summer Peak Savings (MW) | Achievable Economic RVT Potential | 0 | 0 | 0 | 0 | 0 | 0 | 0 | 0 | 0 | 0 | 0 | 0 | 0 | 0 | 0 | 0 | 0 | 0 | 0 | 0 | 0 | 0 | 0 | 0 | 0 | 0 | 0
F9_Industrial_Industrial - ID_Existing_Space Heating_Natural Gas_Insulation - Ceiling_A_Achievable Economic RVT Potential | F9 | Industrial | Industrial - ID | Existing | Space Heating | Natural Gas | Insulation - Ceiling | A | Cumulative Winter Peak Savings (MW) | Achievable Economic RVT Potential | 0 | 0 | 0 | 0 | 0 | 0 | 0 | 0 | 0 | 0 | 0 | 0 | 0 | 0 | 0 | 0 | 0 | 0 | 0 | 0 | 0 | 0 | 0 | 0 | 0 | 0 | 0
F10_Industrial_Industrial - ID_Existing_Space Heating_Natural Gas_Insulation - Ceiling_A_Achievable Economic RVT Potential | F10 | Industrial | Industrial - ID | Existing | Space Heating | Natural Gas | Insulation - Ceiling | A | Purchases (Incremental) | Achievable Economic RVT Potential | 0 | 0 | 0 | 0 | 0 | 0 | 0 | 0 | 0 | 0 | 0 | 0 | 0 | 0 | 0 | 0 | 0 | 0 | 0 | 0 | 0 | 0 | 0 | 0 | 0 | 0 | 0
F11_Industrial_Industrial - ID_Existing_Space Heating_Natural Gas_Insulation - Ceiling_A_Achievable Economic RVT Potential | F11 | Industrial | Industrial - ID | Existing | Space Heating | Natural Gas | Insulation - Ceiling | A | Purchases (Cumulative) | Achievable Economic RVT Potential | 0 | 0 | 0 | 0 | 0 | 0 | 0 | 0 | 0 | 0 | 0 | 0 | 0 | 0 | 0 | 0 | 0 | 0 | 0 | 0 | 0 | 0 | 0 | 0 | 0 | 0 | 0
F1_Industrial_Industrial - ID_Existing_Space Heating_Natural Gas_Insulation - Wall Cavity_A_Achievable Economic RVT Potential | F1 | Industrial | Industrial - ID | Existing | Space Heating | Natural Gas | Insulation - Wall Cavity | A | Integrated Unit Energy Savings (kWh or therms) | Achievable Economic RVT Potential | 0 | 0 | 0.2264 | 0.225 | 0.22354 | 0.22203 | 0.22047 | 0.2192 | 0.2179 | 0.21659 | 0.21528 | 0.21398 | 0.2127 | 0.21145 | 0.21023 | 0.20903 | 0.20784 | 0.20709 | 0.20636 | 0.20565 | 0.20499 | 0.20435 | 0.20375 | 0.20317 | 0.20262 | 0.20209 | 0.20158
F2_Industrial_Industrial - ID_Existing_Space Heating_Natural Gas_Insulation - Wall Cavity_A_Achievable Economic RVT Potential | F2 | Industrial | Industrial - ID | Existing | Space Heating | Natural Gas | Insulation - Wall Cavity | A | Integrated Unit Summer Peak Savings (kW) | Achievable Economic RVT Potential | 0 | 0 | 0 | 0 | 0 | 0 | 0 | 0 | 0 | 0 | 0 | 0 | 0 | 0 | 0 | 0 | 0 | 0 | 0 | 0 | 0 | 0 | 0 | 0 | 0 | 0 | 0
F3_Industrial_Industrial - ID_Existing_Space Heating_Natural Gas_Insulation - Wall Cavity_A_Achievable Economic RVT Potential | F3 | Industrial | Industrial - ID | Existing | Space Heating | Natural Gas | Insulation - Wall Cavity | A | Integrated Unit Winter Peak Savings (kW) | Achievable Economic RVT Potential | 0 | 0 | 0 | 0 | 0 | 0 | 0 | 0 | 0 | 0 | 0 | 0 | 0 | 0 | 0 | 0 | 0 | 0 | 0 | 0 | 0 | 0 | 0 | 0 | 0 | 0 | 0
F4_Industrial_Industrial - ID_Existing_Space Heating_Natural Gas_Insulation - Wall Cavity_A_Achievable Economic RVT Potential | F4 | Industrial | Industrial - ID | Existing | Space Heating | Natural Gas | Insulation - Wall Cavity | A | Incremental Energy Savings (MWh or mTherms) | Achievable Economic RVT Potential | 0 | 0 | 3.478e-05 | 0.00013573 | 0.0004178 | 0.0010791 | 0.0024259 | 0.0048622 | 0.0087896 | 0.014429 | 0.021561 | 0.029288 | 0.036014 | 0.039818 | 0.039231 | 0.034065 | 0.025733 | 0.017233 | 0.0098684 | 0.0046325 | 0.0018523 | 0.00077184 | 0 | 0 | 0 | 0 | 0
F5_Industrial_Industrial - ID_Existing_Space Heating_Natural Gas_Insulation - Wall Cavity_A_Achievable Economic RVT Potential | F5 | Industrial | Industrial - ID | Existing | Space Heating | Natural Gas | Insulation - Wall Cavity | A | Incremental Summer Peak Savings (MW) | Achievable Economic RVT Potential | 0 | 0 | 0 | 0 | 0 | 0 | 0 | 0 | 0 | 0 | 0 | 0 | 0 | 0 | 0 | 0 | 0 | 0 | 0 | 0 | 0 | 0 | 0 | 0 | 0 | 0 | 0
F6_Industrial_Industrial - ID_Existing_Space Heating_Natural Gas_Insulation - Wall Cavity_A_Achievable Economic RVT Potential | F6 | Industrial | Industrial - ID | Existing | Space Heating | Natural Gas | Insulation - Wall Cavity | A | Incremental Winter Peak Savings (MW) | Achievable Economic RVT Potential | 0 | 0 | 0 | 0 | 0 | 0 | 0 | 0 | 0 | 0 | 0 | 0 | 0 | 0 | 0 | 0 | 0 | 0 | 0 | 0 | 0 | 0 | 0 | 0 | 0 | 0 | 0
F7_Industrial_Industrial - ID_Existing_Space Heating_Natural Gas_Insulation - Wall Cavity_A_Achievable Economic RVT Potential | F7 | Industrial | Industrial - ID | Existing | Space Heating | Natural Gas | Insulation - Wall Cavity | A | Cumulative Energy Savings (MWh or mTherms) | Achievable Economic RVT Potential | 0 | 0 | 3.478e-05 | 0.0001703 | 0.00058699 | 0.0016621 | 0.0040763 | 0.0089151 | 0.017652 | 0.031975 | 0.053343 | 0.082308 | 0.11783 | 0.15696 | 0.19528 | 0.22823 | 0.25267 | 0.26899 | 0.2779 | 0.28159 | 0.28253 | 0.28242 | 0.28159 | 0.28079 | 0.28003 | 0.27929 | 0.27859
F8_Industrial_Industrial - ID_Existing_Space Heating_Natural Gas_Insulation - Wall Cavity_A_Achievable Economic RVT Potential | F8 | Industrial | Industrial - ID | Existing | Space Heating | Natural Gas | Insulation - Wall Cavity | A | Cumulative Summer Peak Savings (MW) | Achievable Economic RVT Potential | 0 | 0 | 0 | 0 | 0 | 0 | 0 | 0 | 0 | 0 | 0 | 0 | 0 | 0 | 0 | 0 | 0 | 0 | 0 | 0 | 0 | 0 | 0 | 0 | 0 | 0 | 0
F9_Industrial_Industrial - ID_Existing_Space Heating_Natural Gas_Insulation - Wall Cavity_A_Achievable Economic RVT Potential | F9 | Industrial | Industrial - ID | Existing | Space Heating | Natural Gas | Insulation - Wall Cavity | A | Cumulative Winter Peak Savings (MW) | Achievable Economic RVT Potential | 0 | 0 | 0 | 0 | 0 | 0 | 0 | 0 | 0 | 0 | 0 | 0 | 0 | 0 | 0 | 0 | 0 | 0 | 0 | 0 | 0 | 0 | 0 | 0 | 0 | 0 | 0
F10_Industrial_Industrial - ID_Existing_Space Heating_Natural Gas_Insulation - Wall Cavity_A_Achievable Economic RVT Potential | F10 | Industrial | Industrial - ID | Existing | Space Heating | Natural Gas | Insulation - Wall Cavity | A | Purchases (Incremental) | Achievable Economic RVT Potential | 0 | 0 | 0.15362 | 0.60324 | 1.869 | 4.8599 | 11.0038 | 22.1821 | 40.337 | 66.6196 | 100.1538 | 136.8727 | 169.3165 | 188.311 | 186.6127 | 162.9694 | 123.8089 | 83.2143 | 47.8227 | 22.5257 | 9.036 | 3.777 | 0 | 0 | 0 | 0 | 0
F11_Industrial_Industrial - ID_Existing_Space Heating_Natural Gas_Insulation - Wall Cavity_A_Achievable Economic RVT Potential | F11 | Industrial | Industrial - ID | Existing | Space Heating | Natural Gas | Insulation - Wall Cavity | A | Purchases (Cumulative) | Achievable Economic RVT Potential | 0 | 0 | 0.15362 | 0.75686 | 2.6258 | 7.4858 | 18.4895 | 40.6716 | 81.0086 | 147.6283 | 247.7821 | 384.6548 | 553.9713 | 742.2822 | 928.8949 | 1091.8643 | 1215.6732 | 1298.8875 | 1346.7102 | 1369.2359 | 1378.2719 | 1382.0489 | 1382.0489 | 1382.0489 | 1382.0489 | 1382.0489 | 1382.0489
F1_Industrial_Industrial - ID_Existing_Space Heating_Natural Gas_Insulation - Ducting_A_Achievable Economic RVT Potential | F1 | Industrial | Industrial - ID | Existing | Space Heating | Natural Gas | Insulation - Ducting | A | Integrated Unit Energy Savings (kWh or therms) | Achievable Economic RVT Potential | 0 | 0 | 0.006794 | 0.0067358 | 0.0066717 | 0.0066019 | 0.006525 | 0.0064512 | 0.0063709 | 0.006284 | 0.0061909 | 0.0060926 | 0.0059914 | 0.0058899 | 0.0057889 | 0.0056909 | 0.0055979 | 0.005522 | 0.0054524 | 0.005391 | 0.0053366 | 0.0052872 | 0.0052481 | 0.0052107 | 0.0051747 | 0.0051402 | 0.0051068
F2_Industrial_Industrial - ID_Existing_Space Heating_Natural Gas_Insulation - Ducting_A_Achievable Economic RVT Potential | F2 | Industrial | Industrial - ID | Existing | Space Heating | Natural Gas | Insulation - Ducting | A | Integrated Unit Summer Peak Savings (kW) | Achievable Economic RVT Potential | 0 | 0 | 0 | 0 | 0 | 0 | 0 | 0 | 0 | 0 | 0 | 0 | 0 | 0 | 0 | 0 | 0 | 0 | 0 | 0 | 0 | 0 | 0 | 0 | 0 | 0 | 0
F3_Industrial_Industrial - ID_Existing_Space Heating_Natural Gas_Insulation - Ducting_A_Achievable Economic RVT Potential | F3 | Industrial | Industrial - ID | Existing | Space Heating | Natural Gas | Insulation - Ducting | A | Integrated Unit Winter Peak Savings (kW) | Achievable Economic RVT Potential | 0 | 0 | 0 | 0 | 0 | 0 | 0 | 0 | 0 | 0 | 0 | 0 | 0 | 0 | 0 | 0 | 0 | 0 | 0 | 0 | 0 | 0 | 0 | 0 | 0 | 0 | 0
F4_Industrial_Industrial - ID_Existing_Space Heating_Natural Gas_Insulation - Ducting_A_Achievable Economic RVT Potential | F4 | Industrial | Industrial - ID | Existing | Space Heating | Natural Gas | Insulation - Ducting | A | Incremental Energy Savings (MWh or mTherms) | Achievable Economic RVT Potential | 0 | 0 | 0 | 0 | 0 | 0 | 0 | 0 | 0 | 0 | 0 | 0 | 0 | 0 | 0 | 0 | 0 | 0 | 0 | 0 | 0 | 0 | 0 | 0 | 0 | 0 | 0
F5_Industrial_Industrial - ID_Existing_Space Heating_Natural Gas_Insulation - Ducting_A_Achievable Economic RVT Potential | F5 | Industrial | Industrial - ID | Existing | Space Heating | Natural Gas | Insulation - Ducting | A | Incremental Summer Peak Savings (MW) | Achievable Economic RVT Potential | 0 | 0 | 0 | 0 | 0 | 0 | 0 | 0 | 0 | 0 | 0 | 0 | 0 | 0 | 0 | 0 | 0 | 0 | 0 | 0 | 0 | 0 | 0 | 0 | 0 | 0 | 0
F6_Industrial_Industrial - ID_Existing_Space Heating_Natural Gas_Insulation - Ducting_A_Achievable Economic RVT Potential | F6 | Industrial | Industrial - ID | Existing | Space Heating | Natural Gas | Insulation - Ducting | A | Incremental Winter Peak Savings (MW) | Achievable Economic RVT Potential | 0 | 0 | 0 | 0 | 0 | 0 | 0 | 0 | 0 | 0 | 0 | 0 | 0 | 0 | 0 | 0 | 0 | 0 | 0 | 0 | 0 | 0 | 0 | 0 | 0 | 0 | 0
F7_Industrial_Industrial - ID_Existing_Space Heating_Natural Gas_Insulation - Ducting_A_Achievable Economic RVT Potential | F7 | Industrial | Industrial - ID | Existing | Space Heating | Natural Gas | Insulation - Ducting | A | Cumulative Energy Savings (MWh or mTherms) | Achievable Economic RVT Potential | 0 | 0 | 0 | 0 | 0 | 0 | 0 | 0 | 0 | 0 | 0 | 0 | 0 | 0 | 0 | 0 | 0 | 0 | 0 | 0 | 0 | 0 | 0 | 0 | 0 | 0 | 0
F8_Industrial_Industrial - ID_Existing_Space Heating_Natural Gas_Insulation - Ducting_A_Achievable Economic RVT Potential | F8 | Industrial | Industrial - ID | Existing | Space Heating | Natural Gas | Insulation - Ducting | A | Cumulative Summer Peak Savings (MW) | Achievable Economic RVT Potential | 0 | 0 | 0 | 0 | 0 | 0 | 0 | 0 | 0 | 0 | 0 | 0 | 0 | 0 | 0 | 0 | 0 | 0 | 0 | 0 | 0 | 0 | 0 | 0 | 0 | 0 | 0
F9_Industrial_Industrial - ID_Existing_Space Heating_Natural Gas_Insulation - Ducting_A_Achievable Economic RVT Potential | F9 | Industrial | Industrial - ID | Existing | Space Heating | Natural Gas | Insulation - Ducting | A | Cumulative Winter Peak Savings (MW) | Achievable Economic RVT Potential | 0 | 0 | 0 | 0 | 0 | 0 | 0 | 0 | 0 | 0 | 0 | 0 | 0 | 0 | 0 | 0 | 0 | 0 | 0 | 0 | 0 | 0 | 0 | 0 | 0 | 0 | 0
F10_Industrial_Industrial - ID_Existing_Space Heating_Natural Gas_Insulation - Ducting_A_Achievable Economic RVT Potential | F10 | Industrial | Industrial - ID | Existing | Space Heating | Natural Gas | Insulation - Ducting | A | Purchases (Incremental) | Achievable Economic RVT Potential | 0 | 0 | 0 | 0 | 0 | 0 | 0 | 0 | 0 | 0 | 0 | 0 | 0 | 0 | 0 | 0 | 0 | 0 | 0 | 0 | 0 | 0 | 0 | 0 | 0 | 0 | 0
F11_Industrial_Industrial - ID_Existing_Space Heating_Natural Gas_Insulation - Ducting_A_Achievable Economic RVT Potential | F11 | Industrial | Industrial - ID | Existing | Space Heating | Natural Gas | Insulation - Ducting | A | Purchases (Cumulative) | Achievable Economic RVT Potential | 0 | 0 | 0 | 0 | 0 | 0 | 0 | 0 | 0 | 0 | 0 | 0 | 0 | 0 | 0 | 0 | 0 | 0 | 0 | 0 | 0 | 0 | 0 | 0 | 0 | 0 | 0
F1_Industrial_Industrial - ID_Existing_Space Heating_Natural Gas_Ducting - Repair and Sealing_A_Achievable Economic RVT Potential | F1 | Industrial | Industrial - ID | Existing | Space Heating | Natural Gas | Ducting - Repair and Sealing | A | Integrated Unit Energy Savings (kWh or therms) | Achievable Economic RVT Potential | 0 | 0 | 0.27776 | 0.276 | 0.27403 | 0.27184 | 0.26943 | 0.26721 | 0.26478 | 0.26216 | 0.25936 | 0.25643 | 0.25341 | 0.25035 | 0.2473 | 0.2443 | 0.24141 | 0.2391 | 0.23693 | 0.23497 | 0.2332 | 0.23158 | 0.23015 | 0.22879 | 0.22751 | 0.22628 | 0.22511
F2_Industrial_Industrial - ID_Existing_Space Heating_Natural Gas_Ducting - Repair and Sealing_A_Achievable Economic RVT Potential | F2 | Industrial | Industrial - ID | Existing | Space Heating | Natural Gas | Ducting - Repair and Sealing | A | Integrated Unit Summer Peak Savings (kW) | Achievable Economic RVT Potential | 0 | 0 | 0 | 0 | 0 | 0 | 0 | 0 | 0 | 0 | 0 | 0 | 0 | 0 | 0 | 0 | 0 | 0 | 0 | 0 | 0 | 0 | 0 | 0 | 0 | 0 | 0
F3_Industrial_Industrial - ID_Existing_Space Heating_Natural Gas_Ducting - Repair and Sealing_A_Achievable Economic RVT Potential | F3 | Industrial | Industrial - ID | Existing | Space Heating | Natural Gas | Ducting - Repair and Sealing | A | Integrated Unit Winter Peak Savings (kW) | Achievable Economic RVT Potential | 0 | 0 | 0 | 0 | 0 | 0 | 0 | 0 | 0 | 0 | 0 | 0 | 0 | 0 | 0 | 0 | 0 | 0 | 0 | 0 | 0 | 0 | 0 | 0 | 0 | 0 | 0
F4_Industrial_Industrial - ID_Existing_Space Heating_Natural Gas_Ducting - Repair and Sealing_A_Achievable Economic RVT Potential | F4 | Industrial | Industrial - ID | Existing | Space Heating | Natural Gas | Ducting - Repair and Sealing | A | Incremental Energy Savings (MWh or mTherms) | Achievable Economic RVT Potential | 0 | 0 | 1.0699e-05 | 4.1748e-05 | 0.00012842 | 0.00033126 | 0.00074337 | 0.0014862 | 0.002678 | 0.0043791 | 0.0065133 | 0.0088006 | 0.010758 | 0.011821 | 0.011572 | 0.0099831 | 0.0074942 | 0.004989 | 0.002841 | 0.0013272 | 0.00051939 | 0.00018429 | 0 | 0 | 0 | 0 | 0
F5_Industrial_Industrial - ID_Existing_Space Heating_Natural Gas_Ducting - Repair and Sealing_A_Achievable Economic RVT Potential | F5 | Industrial | Industrial - ID | Existing | Space Heating | Natural Gas | Ducting - Repair and Sealing | A | Incremental Summer Peak Savings (MW) | Achievable Economic RVT Potential | 0 | 0 | 0 | 0 | 0 | 0 | 0 | 0 | 0 | 0 | 0 | 0 | 0 | 0 | 0 | 0 | 0 | 0 | 0 | 0 | 0 | 0 | 0 | 0 | 0 | 0 | 0
F6_Industrial_Industrial - ID_Existing_Space Heating_Natural Gas_Ducting - Repair and Sealing_A_Achievable Economic RVT Potential | F6 | Industrial | Industrial - ID | Existing | Space Heating | Natural Gas | Ducting - Repair and Sealing | A | Incremental Winter Peak Savings (MW) | Achievable Economic RVT Potential | 0 | 0 | 0 | 0 | 0 | 0 | 0 | 0 | 0 | 0 | 0 | 0 | 0 | 0 | 0 | 0 | 0 | 0 | 0 | 0 | 0 | 0 | 0 | 0 | 0 | 0 | 0
F7_Industrial_Industrial - ID_Existing_Space Heating_Natural Gas_Ducting - Repair and Sealing_A_Achievable Economic RVT Potential | F7 | Industrial | Industrial - ID | Existing | Space Heating | Natural Gas | Ducting - Repair and Sealing | A | Cumulative Energy Savings (MWh or mTherms) | Achievable Economic RVT Potential | 0 | 0 | 1.0699e-05 | 5.2379e-05 | 0.00018042 | 0.00051024 | 0.0012491 | 0.002725 | 0.0053783 | 0.0097041 | 0.016114 | 0.024732 | 0.035199 | 0.046595 | 0.057599 | 0.066885 | 0.073585 | 0.077873 | 0.080005 | 0.080672 | 0.080584 | 0.080207 | 0.079712 | 0.079243 | 0.078797 | 0.078372 | 0.077968
F8_Industrial_Industrial - ID_Existing_Space Heating_Natural Gas_Ducting - Repair and Sealing_A_Achievable Economic RVT Potential | F8 | Industrial | Industrial - ID | Existing | Space Heating | Natural Gas | Ducting - Repair and Sealing | A | Cumulative Summer Peak Savings (MW) | Achievable Economic RVT Potential | 0 | 0 | 0 | 0 | 0 | 0 | 0 | 0 | 0 | 0 | 0 | 0 | 0 | 0 | 0 | 0 | 0 | 0 | 0 | 0 | 0 | 0 | 0 | 0 | 0 | 0 | 0
F9_Industrial_Industrial - ID_Existing_Space Heating_Natural Gas_Ducting - Repair and Sealing_A_Achievable Economic RVT Potential | F9 | Industrial | Industrial - ID | Existing | Space Heating | Natural Gas | Ducting - Repair and Sealing | A | Cumulative Winter Peak Savings (MW) | Achievable Economic RVT Potential | 0 | 0 | 0 | 0 | 0 | 0 | 0 | 0 | 0 | 0 | 0 | 0 | 0 | 0 | 0 | 0 | 0 | 0 | 0 | 0 | 0 | 0 | 0 | 0 | 0 | 0 | 0
F10_Industrial_Industrial - ID_Existing_Space Heating_Natural Gas_Ducting - Repair and Sealing_A_Achievable Economic RVT Potential | F10 | Industrial | Industrial - ID | Existing | Space Heating | Natural Gas | Ducting - Repair and Sealing | A | Purchases (Incremental) | Achievable Economic RVT Potential | 0 | 0 | 0.038519 | 0.15126 | 0.46863 | 1.2186 | 2.7591 | 5.562 | 10.1142 | 16.7044 | 25.1128 | 34.3198 | 42.4548 | 47.2175 | 46.7917 | 40.8633 | 31.0441 | 20.8653 | 11.9912 | 5.6482 | 2.2272 | 0.7958 | 0 | 0 | 0 | 0 | 0
F11_Industrial_Industrial - ID_Existing_Space Heating_Natural Gas_Ducting - Repair and Sealing_A_Achievable Economic RVT Potential | F11 | Industrial | Industrial - ID | Existing | Space Heating | Natural Gas | Ducting - Repair and Sealing | A | Purchases (Cumulative) | Achievable Economic RVT Potential | 0 | 0 | 0.038519 | 0.18978 | 0.65841 | 1.877 | 4.6361 | 10.1981 | 20.3123 | 37.0166 | 62.1294 | 96.4492 | 138.904 | 186.1215 | 232.9132 | 273.7766 | 304.8207 | 325.686 | 337.6772 | 343.3253 | 345.5525 | 346.3483 | 346.3483 | 346.3483 | 346.3483 | 346.3483 | 346.3483
F1_Industrial_Industrial - ID_Existing_Space Heating_Natural Gas_Building Shell - Air Sealing (Infiltration Control)_A_Achievable Economic RVT Potential | F1 | Industrial | Industrial - ID | Existing | Space Heating | Natural Gas | Building Shell - Air Sealing (Infiltration Control) | A | Integrated Unit Energy Savings (kWh or therms) | Achievable Economic RVT Potential | 0 | 0 | 64.0449 | 63.717 | 63.3779 | 63.0289 | 62.6713 | 62.4036 | 62.1313 | 61.8542 | 61.5731 | 61.2888 | 61.0019 | 60.7131 | 60.4229 | 60.1318 | 59.8404 | 59.6482 | 59.4577 | 59.2774 | 59.1062 | 58.9448 | 58.7926 | 58.6485 | 58.5119 | 58.3822 | 58.2586
F2_Industrial_Industrial - ID_Existing_Space Heating_Natural Gas_Building Shell - Air Sealing (Infiltration Control)_A_Achievable Economic RVT Potential | F2 | Industrial | Industrial - ID | Existing | Space Heating | Natural Gas | Building Shell - Air Sealing (Infiltration Control) | A | Integrated Unit Summer Peak Savings (kW) | Achievable Economic RVT Potential | 0 | 0 | 0 | 0 | 0 | 0 | 0 | 0 | 0 | 0 | 0 | 0 | 0 | 0 | 0 | 0 | 0 | 0 | 0 | 0 | 0 | 0 | 0 | 0 | 0 | 0 | 0
F3_Industrial_Industrial - ID_Existing_Space Heating_Natural Gas_Building Shell - Air Sealing (Infiltration Control)_A_Achievable Economic RVT Potential | F3 | Industrial | Industrial - ID | Existing | Space Heating | Natural Gas | Building Shell - Air Sealing (Infiltration Control) | A | Integrated Unit Winter Peak Savings (kW) | Achievable Economic RVT Potential | 0 | 0 | 0 | 0 | 0 | 0 | 0 | 0 | 0 | 0 | 0 | 0 | 0 | 0 | 0 | 0 | 0 | 0 | 0 | 0 | 0 | 0 | 0 | 0 | 0 | 0 | 0
F4_Industrial_Industrial - ID_Existing_Space Heating_Natural Gas_Building Shell - Air Sealing (Infiltration Control)_A_Achievable Economic RVT Potential | F4 | Industrial | Industrial - ID | Existing | Space Heating | Natural Gas | Building Shell - Air Sealing (Infiltration Control) | A | Incremental Energy Savings (MWh or mTherms) | Achievable Economic RVT Potential | 0 | 0 | 1.833e-06 | 7.1609e-06 | 2.2068e-05 | 5.7068e-05 | 0.00012848 | 0.00025789 | 0.00046691 | 0.00076771 | 0.0011489 | 0.0015629 | 0.0019225 | 0.0021232 | 0.0020797 | 0.0017713 | 0.0012576 | 0.00067823 | 8.2921e-05 | 0 | 0 | 0 | 0 | 0 | 0 | 0 | 0
F5_Industrial_Industrial - ID_Existing_Space Heating_Natural Gas_Building Shell - Air Sealing (Infiltration Control)_A_Achievable Economic RVT Potential | F5 | Industrial | Industrial - ID | Existing | Space Heating | Natural Gas | Building Shell - Air Sealing (Infiltration Control) | A | Incremental Summer Peak Savings (MW) | Achievable Economic RVT Potential | 0 | 0 | 0 | 0 | 0 | 0 | 0 | 0 | 0 | 0 | 0 | 0 | 0 | 0 | 0 | 0 | 0 | 0 | 0 | 0 | 0 | 0 | 0 | 0 | 0 | 0 | 0
F6_Industrial_Industrial - ID_Existing_Space Heating_Natural Gas_Building Shell - Air Sealing (Infiltration Control)_A_Achievable Economic RVT Potential | F6 | Industrial | Industrial - ID | Existing | Space Heating | Natural Gas | Building Shell - Air Sealing (Infiltration Control) | A | Incremental Winter Peak Savings (MW) | Achievable Economic RVT Potential | 0 | 0 | 0 | 0 | 0 | 0 | 0 | 0 | 0 | 0 | 0 | 0 | 0 | 0 | 0 | 0 | 0 | 0 | 0 | 0 | 0 | 0 | 0 | 0 | 0 | 0 | 0
F7_Industrial_Industrial - ID_Existing_Space Heating_Natural Gas_Building Shell - Air Sealing (Infiltration Control)_A_Achievable Economic RVT Potential | F7 | Industrial | Industrial - ID | Existing | Space Heating | Natural Gas | Building Shell - Air Sealing (Infiltration Control) | A | Cumulative Energy Savings (MWh or mTherms) | Achievable Economic RVT Potential | 0 | 0 | 1.833e-06 | 8.9845e-06 | 3.1005e-05 | 8.7902e-05 | 0.00021588 | 0.00047285 | 0.0009377 | 0.0017012 | 0.0028424 | 0.0043921 | 0.0062941 | 0.0083875 | 0.010427 | 0.012148 | 0.013347 | 0.013982 | 0.01402 | 0.013978 | 0.013938 | 0.0139 | 0.013864 | 0.01383 | 0.013797 | 0.013767 | 0.013738
F8_Industrial_Industrial - ID_Existing_Space Heating_Natural Gas_Building Shell - Air Sealing (Infiltration Control)_A_Achievable Economic RVT Potential | F8 | Industrial | Industrial - ID | Existing | Space Heating | Natural Gas | Building Shell - Air Sealing (Infiltration Control) | A | Cumulative Summer Peak Savings (MW) | Achievable Economic RVT Potential | 0 | 0 | 0 | 0 | 0 | 0 | 0 | 0 | 0 | 0 | 0 | 0 | 0 | 0 | 0 | 0 | 0 | 0 | 0 | 0 | 0 | 0 | 0 | 0 | 0 | 0 | 0
F9_Industrial_Industrial - ID_Existing_Space Heating_Natural Gas_Building Shell - Air Sealing (Infiltration Control)_A_Achievable Economic RVT Potential | F9 | Industrial | Industrial - ID | Existing | Space Heating | Natural Gas | Building Shell - Air Sealing (Infiltration Control) | A | Cumulative Winter Peak Savings (MW) | Achievable Economic RVT Potential | 0 | 0 | 0 | 0 | 0 | 0 | 0 | 0 | 0 | 0 | 0 | 0 | 0 | 0 | 0 | 0 | 0 | 0 | 0 | 0 | 0 | 0 | 0 | 0 | 0 | 0 | 0
F10_Industrial_Industrial - ID_Existing_Space Heating_Natural Gas_Building Shell - Air Sealing (Infiltration Control)_A_Achievable Economic RVT Potential | F10 | Industrial | Industrial - ID | Existing | Space Heating | Natural Gas | Building Shell - Air Sealing (Infiltration Control) | A | Purchases (Incremental) | Achievable Economic RVT Potential | 0 | 0 | 2.862e-05 | 0.00011239 | 0.0003482 | 0.00090543 | 0.00205 | 0.0041326 | 0.007515 | 0.012412 | 0.018659 | 0.0255 | 0.031516 | 0.034971 | 0.034419 | 0.029457 | 0.021016 | 0.011371 | 0.0013946 | 0 | 0 | 0 | 0 | 0 | 0 | 0 | 0
F11_Industrial_Industrial - ID_Existing_Space Heating_Natural Gas_Building Shell - Air Sealing (Infiltration Control)_A_Achievable Economic RVT Potential | F11 | Industrial | Industrial - ID | Existing | Space Heating | Natural Gas | Building Shell - Air Sealing (Infiltration Control) | A | Purchases (Cumulative) | Achievable Economic RVT Potential | 0 | 0 | 2.862e-05 | 0.00014101 | 0.0004892 | 0.0013946 | 0.0034447 | 0.0075773 | 0.015092 | 0.027504 | 0.046163 | 0.071663 | 0.10318 | 0.13815 | 0.17257 | 0.20202 | 0.22304 | 0.23441 | 0.23581 | 0.23581 | 0.23581 | 0.23581 | 0.23581 | 0.23581 | 0.23581 | 0.23581 | 0.23581
F1_Industrial_Industrial - ID_Existing_Space Heating_Natural Gas_Ventilation - Demand Controlled_A_Achievable Economic RVT Potential | F1 | Industrial | Industrial - ID | Existing | Space Heating | Natural Gas | Ventilation - Demand Controlled | A | Integrated Unit Energy Savings (kWh or therms) | Achievable Economic RVT Potential | 0 | 0 | 0.051217 | 0.05084 | 0.050415 | 0.049941 | 0.049412 | 0.048902 | 0.048334 | 0.047708 | 0.047029 | 0.046306 | 0.045552 | 0.044794 | 0.044038 | 0.043304 | 0.042606 | 0.042036 | 0.041514 | 0.041055 | 0.040648 | 0.04028 | 0.03999 | 0.039713 | 0.039447 | 0.039192 | 0.038946
F2_Industrial_Industrial - ID_Existing_Space Heating_Natural Gas_Ventilation - Demand Controlled_A_Achievable Economic RVT Potential | F2 | Industrial | Industrial - ID | Existing | Space Heating | Natural Gas | Ventilation - Demand Controlled | A | Integrated Unit Summer Peak Savings (kW) | Achievable Economic RVT Potential | 0 | 0 | 0 | 0 | 0 | 0 | 0 | 0 | 0 | 0 | 0 | 0 | 0 | 0 | 0 | 0 | 0 | 0 | 0 | 0 | 0 | 0 | 0 | 0 | 0 | 0 | 0
F3_Industrial_Industrial - ID_Existing_Space Heating_Natural Gas_Ventilation - Demand Controlled_A_Achievable Economic RVT Potential | F3 | Industrial | Industrial - ID | Existing | Space Heating | Natural Gas | Ventilation - Demand Controlled | A | Integrated Unit Winter Peak Savings (kW) | Achievable Economic RVT Potential | 0 | 0 | 0 | 0 | 0 | 0 | 0 | 0 | 0 | 0 | 0 | 0 | 0 | 0 | 0 | 0 | 0 | 0 | 0 | 0 | 0 | 0 | 0 | 0 | 0 | 0 | 0
F4_Industrial_Industrial - ID_Existing_Space Heating_Natural Gas_Ventilation - Demand Controlled_A_Achievable Economic RVT Potential | F4 | Industrial | Industrial - ID | Existing | Space Heating | Natural Gas | Ventilation - Demand Controlled | A | Incremental Energy Savings (MWh or mTherms) | Achievable Economic RVT Potential | 0 | 0 | 0 | 0 | 0 | 0 | 0 | 0 | 0 | 0 | 0 | 0 | 0 | 0 | 0 | 0 | 0 | 0 | 0 | 0 | 0 | 0 | 0 | 0 | 0 | 0 | 0
F5_Industrial_Industrial - ID_Existing_Space Heating_Natural Gas_Ventilation - Demand Controlled_A_Achievable Economic RVT Potential | F5 | Industrial | Industrial - ID | Existing | Space Heating | Natural Gas | Ventilation - Demand Controlled | A | Incremental Summer Peak Savings (MW) | Achievable Economic RVT Potential | 0 | 0 | 0 | 0 | 0 | 0 | 0 | 0 | 0 | 0 | 0 | 0 | 0 | 0 | 0 | 0 | 0 | 0 | 0 | 0 | 0 | 0 | 0 | 0 | 0 | 0 | 0
F6_Industrial_Industrial - ID_Existing_Space Heating_Natural Gas_Ventilation - Demand Controlled_A_Achievable Economic RVT Potential | F6 | Industrial | Industrial - ID | Existing | Space Heating | Natural Gas | Ventilation - Demand Controlled | A | Incremental Winter Peak Savings (MW) | Achievable Economic RVT Potential | 0 | 0 | 0 | 0 | 0 | 0 | 0 | 0 | 0 | 0 | 0 | 0 | 0 | 0 | 0 | 0 | 0 | 0 | 0 | 0 | 0 | 0 | 0 | 0 | 0 | 0 | 0
F7_Industrial_Industrial - ID_Existing_Space Heating_Natural Gas_Ventilation - Demand Controlled_A_Achievable Economic RVT Potential | F7 | Industrial | Industrial - ID | Existing | Space Heating | Natural Gas | Ventilation - Demand Controlled | A | Cumulative Energy Savings (MWh or mTherms) | Achievable Economic RVT Potential | 0 | 0 | 0 | 0 | 0 | 0 | 0 | 0 | 0 | 0 | 0 | 0 | 0 | 0 | 0 | 0 | 0 | 0 | 0 | 0 | 0 | 0 | 0 | 0 | 0 | 0 | 0
F8_Industrial_Industrial - ID_Existing_Space Heating_Natural Gas_Ventilation - Demand Controlled_A_Achievable Economic RVT Potential | F8 | Industrial | Industrial - ID | Existing | Space Heating | Natural Gas | Ventilation - Demand Controlled | A | Cumulative Summer Peak Savings (MW) | Achievable Economic RVT Potential | 0 | 0 | 0 | 0 | 0 | 0 | 0 | 0 | 0 | 0 | 0 | 0 | 0 | 0 | 0 | 0 | 0 | 0 | 0 | 0 | 0 | 0 | 0 | 0 | 0 | 0 | 0
F9_Industrial_Industrial - ID_Existing_Space Heating_Natural Gas_Ventilation - Demand Controlled_A_Achievable Economic RVT Potential | F9 | Industrial | Industrial - ID | Existing | Space Heating | Natural Gas | Ventilation - Demand Controlled | A | Cumulative Winter Peak Savings (MW) | Achievable Economic RVT Potential | 0 | 0 | 0 | 0 | 0 | 0 | 0 | 0 | 0 | 0 | 0 | 0 | 0 | 0 | 0 | 0 | 0 | 0 | 0 | 0 | 0 | 0 | 0 | 0 | 0 | 0 | 0
F10_Industrial_Industrial - ID_Existing_Space Heating_Natural Gas_Ventilation - Demand Controlled_A_Achievable Economic RVT Potential | F10 | Industrial | Industrial - ID | Existing | Space Heating | Natural Gas | Ventilation - Demand Controlled | A | Purchases (Incremental) | Achievable Economic RVT Potential | 0 | 0 | 0 | 0 | 0 | 0 | 0 | 0 | 0 | 0 | 0 | 0 | 0 | 0 | 0 | 0 | 0 | 0 | 0 | 0 | 0 | 0 | 0 | 0 | 0 | 0 | 0
F11_Industrial_Industrial - ID_Existing_Space Heating_Natural Gas_Ventilation - Demand Controlled_A_Achievable Economic RVT Potential | F11 | Industrial | Industrial - ID | Existing | Space Heating | Natural Gas | Ventilation - Demand Controlled | A | Purchases (Cumulative) | Achievable Economic RVT Potential | 0 | 0 | 0 | 0 | 0 | 0 | 0 | 0 | 0 | 0 | 0 | 0 | 0 | 0 | 0 | 0 | 0 | 0 | 0 | 0 | 0 | 0 | 0 | 0 | 0 | 0 | 0
F1_Industrial_Industrial - ID_Existing_Space Heating_Natural Gas_Destratification Fans (HVLS)_A_Achievable Economic RVT Potential | F1 | Industrial | Industrial - ID | Existing | Space Heating | Natural Gas | Destratification Fans (HVLS) | A | Integrated Unit Energy Savings (kWh or therms) | Achievable Economic RVT Potential | 0 | 0 | 166378.3516 | 165799.8918 | 165195.1807 | 164567.5324 | 163919.9846 | 163510.775 | 163093.2514 | 162666.7673 | 162233.475 | 161795.3554 | 161354.2318 | 160911.7821 | 160469.5505 | 160028.9581 | 159591.3123 | 159157.8163 | 158729.5766 | 158329.6842 | 157954.9345 | 157607.7629 | 157285.8773 | 156987.1721 | 156709.7134 | 156451.7243 | 156211.5724
F2_Industrial_Industrial - ID_Existing_Space Heating_Natural Gas_Destratification Fans (HVLS)_A_Achievable Economic RVT Potential | F2 | Industrial | Industrial - ID | Existing | Space Heating | Natural Gas | Destratification Fans (HVLS) | A | Integrated Unit Summer Peak Savings (kW) | Achievable Economic RVT Potential | 0 | 0 | 0 | 0 | 0 | 0 | 0 | 0 | 0 | 0 | 0 | 0 | 0 | 0 | 0 | 0 | 0 | 0 | 0 | 0 | 0 | 0 | 0 | 0 | 0 | 0 | 0
F3_Industrial_Industrial - ID_Existing_Space Heating_Natural Gas_Destratification Fans (HVLS)_A_Achievable Economic RVT Potential | F3 | Industrial | Industrial - ID | Existing | Space Heating | Natural Gas | Destratification Fans (HVLS) | A | Integrated Unit Winter Peak Savings (kW) | Achievable Economic RVT Potential | 0 | 0 | 0 | 0 | 0 | 0 | 0 | 0 | 0 | 0 | 0 | 0 | 0 | 0 | 0 | 0 | 0 | 0 | 0 | 0 | 0 | 0 | 0 | 0 | 0 | 0 | 0
F4_Industrial_Industrial - ID_Existing_Space Heating_Natural Gas_Destratification Fans (HVLS)_A_Achievable Economic RVT Potential | F4 | Industrial | Industrial - ID | Existing | Space Heating | Natural Gas | Destratification Fans (HVLS) | A | Incremental Energy Savings (MWh or mTherms) | Achievable Economic RVT Potential | 0 | 0 | 0 | 0 | 0 | 0 | 0 | 0 | 0 | 0 | 0 | 0 | 0 | 0 | 0 | 0 | 0 | 0 | 0 | 0 | 0 | 0 | 0 | 0 | 0 | 0 | 0
F5_Industrial_Industrial - ID_Existing_Space Heating_Natural Gas_Destratification Fans (HVLS)_A_Achievable Economic RVT Potential | F5 | Industrial | Industrial - ID | Existing | Space Heating | Natural Gas | Destratification Fans (HVLS) | A | Incremental Summer Peak Savings (MW) | Achievable Economic RVT Potential | 0 | 0 | 0 | 0 | 0 | 0 | 0 | 0 | 0 | 0 | 0 | 0 | 0 | 0 | 0 | 0 | 0 | 0 | 0 | 0 | 0 | 0 | 0 | 0 | 0 | 0 | 0
F6_Industrial_Industrial - ID_Existing_Space Heating_Natural Gas_Destratification Fans (HVLS)_A_Achievable Economic RVT Potential | F6 | Industrial | Industrial - ID | Existing | Space Heating | Natural Gas | Destratification Fans (HVLS) | A | Incremental Winter Peak Savings (MW) | Achievable Economic RVT Potential | 0 | 0 | 0 | 0 | 0 | 0 | 0 | 0 | 0 | 0 | 0 | 0 | 0 | 0 | 0 | 0 | 0 | 0 | 0 | 0 | 0 | 0 | 0 | 0 | 0 | 0 | 0
F7_Industrial_Industrial - ID_Existing_Space Heating_Natural Gas_Destratification Fans (HVLS)_A_Achievable Economic RVT Potential | F7 | Industrial | Industrial - ID | Existing | Space Heating | Natural Gas | Destratification Fans (HVLS) | A | Cumulative Energy Savings (MWh or mTherms) | Achievable Economic RVT Potential | 0 | 0 | 0 | 0 | 0 | 0 | 0 | 0 | 0 | 0 | 0 | 0 | 0 | 0 | 0 | 0 | 0 | 0 | 0 | 0 | 0 | 0 | 0 | 0 | 0 | 0 | 0
F8_Industrial_Industrial - ID_Existing_Space Heating_Natural Gas_Destratification Fans (HVLS)_A_Achievable Economic RVT Potential | F8 | Industrial | Industrial - ID | Existing | Space Heating | Natural Gas | Destratification Fans (HVLS) | A | Cumulative Summer Peak Savings (MW) | Achievable Economic RVT Potential | 0 | 0 | 0 | 0 | 0 | 0 | 0 | 0 | 0 | 0 | 0 | 0 | 0 | 0 | 0 | 0 | 0 | 0 | 0 | 0 | 0 | 0 | 0 | 0 | 0 | 0 | 0
F9_Industrial_Industrial - ID_Existing_Space Heating_Natural Gas_Destratification Fans (HVLS)_A_Achievable Economic RVT Potential | F9 | Industrial | Industrial - ID | Existing | Space Heating | Natural Gas | Destratification Fans (HVLS) | A | Cumulative Winter Peak Savings (MW) | Achievable Economic RVT Potential | 0 | 0 | 0 | 0 | 0 | 0 | 0 | 0 | 0 | 0 | 0 | 0 | 0 | 0 | 0 | 0 | 0 | 0 | 0 | 0 | 0 | 0 | 0 | 0 | 0 | 0 | 0
F10_Industrial_Industrial - ID_Existing_Space Heating_Natural Gas_Destratification Fans (HVLS)_A_Achievable Economic RVT Potential | F10 | Industrial | Industrial - ID | Existing | Space Heating | Natural Gas | Destratification Fans (HVLS) | A | Purchases (Incremental) | Achievable Economic RVT Potential | 0 | 0 | 0 | 0 | 0 | 0 | 0 | 0 | 0 | 0 | 0 | 0 | 0 | 0 | 0 | 0 | 0 | 0 | 0 | 0 | 0 | 0 | 0 | 0 | 0 | 0 | 0
F11_Industrial_Industrial - ID_Existing_Space Heating_Natural Gas_Destratification Fans (HVLS)_A_Achievable Economic RVT Potential | F11 | Industrial | Industrial - ID | Existing | Space Heating | Natural Gas | Destratification Fans (HVLS) | A | Purchases (Cumulative) | Achievable Economic RVT Potential | 0 | 0 | 0 | 0 | 0 | 0 | 0 | 0 | 0 | 0 | 0 | 0 | 0 | 0 | 0 | 0 | 0 | 0 | 0 | 0 | 0 | 0 | 0 | 0 | 0 | 0 | 0
F1_Industrial_Industrial - ID_Existing_Space Heating_Natural Gas_Condensing RTU_A_Achievable Economic RVT Potential | F1 | Industrial | Industrial - ID | Existing | Space Heating | Natural Gas | Condensing RTU | A | Integrated Unit Energy Savings (kWh or therms) | Achievable Economic RVT Potential | 0 | 0 | 0.082298 | 0.081548 | 0.080717 | 0.079846 | 0.078889 | 0.077968 | 0.07697 | 0.075899 | 0.07477 | 0.073578 | 0.072352 | 0.071121 | 0.069898 | 0.06871 | 0.067582 | 0.066662 | 0.065817 | 0.065072 | 0.06441 | 0.06381 | 0.063333 | 0.062877 | 0.062438 | 0.062016 | 0.061609
F2_Industrial_Industrial - ID_Existing_Space Heating_Natural Gas_Condensing RTU_A_Achievable Economic RVT Potential | F2 | Industrial | Industrial - ID | Existing | Space Heating | Natural Gas | Condensing RTU | A | Integrated Unit Summer Peak Savings (kW) | Achievable Economic RVT Potential | 0 | 0 | 0 | 0 | 0 | 0 | 0 | 0 | 0 | 0 | 0 | 0 | 0 | 0 | 0 | 0 | 0 | 0 | 0 | 0 | 0 | 0 | 0 | 0 | 0 | 0 | 0
F3_Industrial_Industrial - ID_Existing_Space Heating_Natural Gas_Condensing RTU_A_Achievable Economic RVT Potential | F3 | Industrial | Industrial - ID | Existing | Space Heating | Natural Gas | Condensing RTU | A | Integrated Unit Winter Peak Savings (kW) | Achievable Economic RVT Potential | 0 | 0 | 0 | 0 | 0 | 0 | 0 | 0 | 0 | 0 | 0 | 0 | 0 | 0 | 0 | 0 | 0 | 0 | 0 | 0 | 0 | 0 | 0 | 0 | 0 | 0 | 0
F4_Industrial_Industrial - ID_Existing_Space Heating_Natural Gas_Condensing RTU_A_Achievable Economic RVT Potential | F4 | Industrial | Industrial - ID | Existing | Space Heating | Natural Gas | Condensing RTU | A | Incremental Energy Savings (MWh or mTherms) | Achievable Economic RVT Potential | 0 | 0 | 0 | 0 | 0 | 0 | 0 | 0 | 0 | 0 | 0 | 0 | 0 | 0 | 0 | 0 | 0 | 0 | 0 | 0 | 0 | 0 | 0 | 0 | 0 | 0 | 0
F5_Industrial_Industrial - ID_Existing_Space Heating_Natural Gas_Condensing RTU_A_Achievable Economic RVT Potential | F5 | Industrial | Industrial - ID | Existing | Space Heating | Natural Gas | Condensing RTU | A | Incremental Summer Peak Savings (MW) | Achievable Economic RVT Potential | 0 | 0 | 0 | 0 | 0 | 0 | 0 | 0 | 0 | 0 | 0 | 0 | 0 | 0 | 0 | 0 | 0 | 0 | 0 | 0 | 0 | 0 | 0 | 0 | 0 | 0 | 0
F6_Industrial_Industrial - ID_Existing_Space Heating_Natural Gas_Condensing RTU_A_Achievable Economic RVT Potential | F6 | Industrial | Industrial - ID | Existing | Space Heating | Natural Gas | Condensing RTU | A | Incremental Winter Peak Savings (MW) | Achievable Economic RVT Potential | 0 | 0 | 0 | 0 | 0 | 0 | 0 | 0 | 0 | 0 | 0 | 0 | 0 | 0 | 0 | 0 | 0 | 0 | 0 | 0 | 0 | 0 | 0 | 0 | 0 | 0 | 0
F7_Industrial_Industrial - ID_Existing_Space Heating_Natural Gas_Condensing RTU_A_Achievable Economic RVT Potential | F7 | Industrial | Industrial - ID | Existing | Space Heating | Natural Gas | Condensing RTU | A | Cumulative Energy Savings (MWh or mTherms) | Achievable Economic RVT Potential | 0 | 0 | 0 | 0 | 0 | 0 | 0 | 0 | 0 | 0 | 0 | 0 | 0 | 0 | 0 | 0 | 0 | 0 | 0 | 0 | 0 | 0 | 0 | 0 | 0 | 0 | 0
F8_Industrial_Industrial - ID_Existing_Space Heating_Natural Gas_Condensing RTU_A_Achievable Economic RVT Potential | F8 | Industrial | Industrial - ID | Existing | Space Heating | Natural Gas | Condensing RTU | A | Cumulative Summer Peak Savings (MW) | Achievable Economic RVT Potential | 0 | 0 | 0 | 0 | 0 | 0 | 0 | 0 | 0 | 0 | 0 | 0 | 0 | 0 | 0 | 0 | 0 | 0 | 0 | 0 | 0 | 0 | 0 | 0 | 0 | 0 | 0
F9_Industrial_Industrial - ID_Existing_Space Heating_Natural Gas_Condensing RTU_A_Achievable Economic RVT Potential | F9 | Industrial | Industrial - ID | Existing | Space Heating | Natural Gas | Condensing RTU | A | Cumulative Winter Peak Savings (MW) | Achievable Economic RVT Potential | 0 | 0 | 0 | 0 | 0 | 0 | 0 | 0 | 0 | 0 | 0 | 0 | 0 | 0 | 0 | 0 | 0 | 0 | 0 | 0 | 0 | 0 | 0 | 0 | 0 | 0 | 0
F10_Industrial_Industrial - ID_Existing_Space Heating_Natural Gas_Condensing RTU_A_Achievable Economic RVT Potential | F10 | Industrial | Industrial - ID | Existing | Space Heating | Natural Gas | Condensing RTU | A | Purchases (Incremental) | Achievable Economic RVT Potential | 0 | 0 | 0 | 0 | 0 | 0 | 0 | 0 | 0 | 0 | 0 | 0 | 0 | 0 | 0 | 0 | 0 | 0 | 0 | 0 | 0 | 0 | 0 | 0 | 0 | 0 | 0
F11_Industrial_Industrial - ID_Existing_Space Heating_Natural Gas_Condensing RTU_A_Achievable Economic RVT Potential | F11 | Industrial | Industrial - ID | Existing | Space Heating | Natural Gas | Condensing RTU | A | Purchases (Cumulative) | Achievable Economic RVT Potential | 0 | 0 | 0 | 0 | 0 | 0 | 0 | 0 | 0 | 0 | 0 | 0 | 0 | 0 | 0 | 0 | 0 | 0 | 0 | 0 | 0 | 0 | 0 | 0 | 0 | 0 | 0
F1_Industrial_Industrial - ID_Existing_Space Heating_Natural Gas_Industrial Air Curtains_A_Achievable Economic RVT Potential | F1 | Industrial | Industrial - ID | Existing | Space Heating | Natural Gas | Industrial Air Curtains | A | Integrated Unit Energy Savings (kWh or therms) | Achievable Economic RVT Potential | 0 | 0 | -0.018168 | -0.018134 | -0.018098 | -0.018059 | -0.018018 | -0.017976 | -0.017933 | -0.017889 | -0.017844 | -0.017798 | -0.017753 | -0.017707 | -0.017661 | -0.017615 | -0.01757 | -0.017525 | -0.017481 | -0.01744 | -0.017402 | -0.017367 | -0.017335 | -0.017305 | -0.017278 | -0.017253 | -0.01723
F2_Industrial_Industrial - ID_Existing_Space Heating_Natural Gas_Industrial Air Curtains_A_Achievable Economic RVT Potential | F2 | Industrial | Industrial - ID | Existing | Space Heating | Natural Gas | Industrial Air Curtains | A | Integrated Unit Summer Peak Savings (kW) | Achievable Economic RVT Potential | 0 | 0 | 0 | 0 | 0 | 0 | 0 | 0 | 0 | 0 | 0 | 0 | 0 | 0 | 0 | 0 | 0 | 0 | 0 | 0 | 0 | 0 | 0 | 0 | 0 | 0 | 0
F3_Industrial_Industrial - ID_Existing_Space Heating_Natural Gas_Industrial Air Curtains_A_Achievable Economic RVT Potential | F3 | Industrial | Industrial - ID | Existing | Space Heating | Natural Gas | Industrial Air Curtains | A | Integrated Unit Winter Peak Savings (kW) | Achievable Economic RVT Potential | 0 | 0 | 0 | 0 | 0 | 0 | 0 | 0 | 0 | 0 | 0 | 0 | 0 | 0 | 0 | 0 | 0 | 0 | 0 | 0 | 0 | 0 | 0 | 0 | 0 | 0 | 0
F4_Industrial_Industrial - ID_Existing_Space Heating_Natural Gas_Industrial Air Curtains_A_Achievable Economic RVT Potential | F4 | Industrial | Industrial - ID | Existing | Space Heating | Natural Gas | Industrial Air Curtains | A | Incremental Energy Savings (MWh or mTherms) | Achievable Economic RVT Potential | 0 | 0 | 0 | 0 | 0 | 0 | 0 | 0 | 0 | 0 | 0 | 0 | 0 | 0 | 0 | 0 | 0 | 0 | 0 | 0 | 0 | 0 | 0 | 0 | 0 | 0 | 0
F5_Industrial_Industrial - ID_Existing_Space Heating_Natural Gas_Industrial Air Curtains_A_Achievable Economic RVT Potential | F5 | Industrial | Industrial - ID | Existing | Space Heating | Natural Gas | Industrial Air Curtains | A | Incremental Summer Peak Savings (MW) | Achievable Economic RVT Potential | 0 | 0 | 0 | 0 | 0 | 0 | 0 | 0 | 0 | 0 | 0 | 0 | 0 | 0 | 0 | 0 | 0 | 0 | 0 | 0 | 0 | 0 | 0 | 0 | 0 | 0 | 0
F6_Industrial_Industrial - ID_Existing_Space Heating_Natural Gas_Industrial Air Curtains_A_Achievable Economic RVT Potential | F6 | Industrial | Industrial - ID | Existing | Space Heating | Natural Gas | Industrial Air Curtains | A | Incremental Winter Peak Savings (MW) | Achievable Economic RVT Potential | 0 | 0 | 0 | 0 | 0 | 0 | 0 | 0 | 0 | 0 | 0 | 0 | 0 | 0 | 0 | 0 | 0 | 0 | 0 | 0 | 0 | 0 | 0 | 0 | 0 | 0 | 0
F7_Industrial_Industrial - ID_Existing_Space Heating_Natural Gas_Industrial Air Curtains_A_Achievable Economic RVT Potential | F7 | Industrial | Industrial - ID | Existing | Space Heating | Natural Gas | Industrial Air Curtains | A | Cumulative Energy Savings (MWh or mTherms) | Achievable Economic RVT Potential | 0 | 0 | 0 | 0 | 0 | 0 | 0 | 0 | 0 | 0 | 0 | 0 | 0 | 0 | 0 | 0 | 0 | 0 | 0 | 0 | 0 | 0 | 0 | 0 | 0 | 0 | 0
F8_Industrial_Industrial - ID_Existing_Space Heating_Natural Gas_Industrial Air Curtains_A_Achievable Economic RVT Potential | F8 | Industrial | Industrial - ID | Existing | Space Heating | Natural Gas | Industrial Air Curtains | A | Cumulative Summer Peak Savings (MW) | Achievable Economic RVT Potential | 0 | 0 | 0 | 0 | 0 | 0 | 0 | 0 | 0 | 0 | 0 | 0 | 0 | 0 | 0 | 0 | 0 | 0 | 0 | 0 | 0 | 0 | 0 | 0 | 0 | 0 | 0
F9_Industrial_Industrial - ID_Existing_Space Heating_Natural Gas_Industrial Air Curtains_A_Achievable Economic RVT Potential | F9 | Industrial | Industrial - ID | Existing | Space Heating | Natural Gas | Industrial Air Curtains | A | Cumulative Winter Peak Savings (MW) | Achievable Economic RVT Potential | 0 | 0 | 0 | 0 | 0 | 0 | 0 | 0 | 0 | 0 | 0 | 0 | 0 | 0 | 0 | 0 | 0 | 0 | 0 | 0 | 0 | 0 | 0 | 0 | 0 | 0 | 0
F10_Industrial_Industrial - ID_Existing_Space Heating_Natural Gas_Industrial Air Curtains_A_Achievable Economic RVT Potential | F10 | Industrial | Industrial - ID | Existing | Space Heating | Natural Gas | Industrial Air Curtains | A | Purchases (Incremental) | Achievable Economic RVT Potential | 0 | 0 | 0 | 0 | 0 | 0 | 0 | 0 | 0 | 0 | 0 | 0 | 0 | 0 | 0 | 0 | 0 | 0 | 0 | 0 | 0 | 0 | 0 | 0 | 0 | 0 | 0
F11_Industrial_Industrial - ID_Existing_Space Heating_Natural Gas_Industrial Air Curtains_A_Achievable Economic RVT Potential | F11 | Industrial | Industrial - ID | Existing | Space Heating | Natural Gas | Industrial Air Curtains | A | Purchases (Cumulative) | Achievable Economic RVT Potential | 0 | 0 | 0 | 0 | 0 | 0 | 0 | 0 | 0 | 0 | 0 | 0 | 0 | 0 | 0 | 0 | 0 | 0 | 0 | 0 | 0 | 0 | 0 | 0 | 0 | 0 | 0
F1_Industrial_Industrial - ID_Existing_Space Heating_Natural Gas_HVAC - Energy Recovery Ventilator_A_Achievable Economic RVT Potential | F1 | Industrial | Industrial - ID | Existing | Space Heating | Natural Gas | HVAC - Energy Recovery Ventilator | A | Integrated Unit Energy Savings (kWh or therms) | Achievable Economic RVT Potential | 0 | 0 | 0.20781 | 0.20644 | 0.20496 | 0.20339 | 0.20169 | 0.20017 | 0.19852 | 0.19674 | 0.19484 | 0.19286 | 0.19081 | 0.18879 | 0.1868 | 0.18487 | 0.18306 | 0.18173 | 0.18054 | 0.1795 | 0.1786 | 0.17778 | 0.17709 | 0.17642 | 0.17577 | 0.17513 | 0.17452
F2_Industrial_Industrial - ID_Existing_Space Heating_Natural Gas_HVAC - Energy Recovery Ventilator_A_Achievable Economic RVT Potential | F2 | Industrial | Industrial - ID | Existing | Space Heating | Natural Gas | HVAC - Energy Recovery Ventilator | A | Integrated Unit Summer Peak Savings (kW) | Achievable Economic RVT Potential | 0 | 0 | 0 | 0 | 0 | 0 | 0 | 0 | 0 | 0 | 0 | 0 | 0 | 0 | 0 | 0 | 0 | 0 | 0 | 0 | 0 | 0 | 0 | 0 | 0 | 0 | 0
F3_Industrial_Industrial - ID_Existing_Space Heating_Natural Gas_HVAC - Energy Recovery Ventilator_A_Achievable Economic RVT Potential | F3 | Industrial | Industrial - ID | Existing | Space Heating | Natural Gas | HVAC - Energy Recovery Ventilator | A | Integrated Unit Winter Peak Savings (kW) | Achievable Economic RVT Potential | 0 | 0 | 0 | 0 | 0 | 0 | 0 | 0 | 0 | 0 | 0 | 0 | 0 | 0 | 0 | 0 | 0 | 0 | 0 | 0 | 0 | 0 | 0 | 0 | 0 | 0 | 0
F4_Industrial_Industrial - ID_Existing_Space Heating_Natural Gas_HVAC - Energy Recovery Ventilator_A_Achievable Economic RVT Potential | F4 | Industrial | Industrial - ID | Existing | Space Heating | Natural Gas | HVAC - Energy Recovery Ventilator | A | Incremental Energy Savings (MWh or mTherms) | Achievable Economic RVT Potential | 0 | 0 | 0 | 0 | 0 | 0 | 0 | 0 | 0 | 0 | 0 | 0 | 0 | 0 | 0 | 0 | 0 | 0 | 0 | 0 | 0 | 0 | 0 | 0 | 0 | 0 | 0
F5_Industrial_Industrial - ID_Existing_Space Heating_Natural Gas_HVAC - Energy Recovery Ventilator_A_Achievable Economic RVT Potential | F5 | Industrial | Industrial - ID | Existing | Space Heating | Natural Gas | HVAC - Energy Recovery Ventilator | A | Incremental Summer Peak Savings (MW) | Achievable Economic RVT Potential | 0 | 0 | 0 | 0 | 0 | 0 | 0 | 0 | 0 | 0 | 0 | 0 | 0 | 0 | 0 | 0 | 0 | 0 | 0 | 0 | 0 | 0 | 0 | 0 | 0 | 0 | 0
F6_Industrial_Industrial - ID_Existing_Space Heating_Natural Gas_HVAC - Energy Recovery Ventilator_A_Achievable Economic RVT Potential | F6 | Industrial | Industrial - ID | Existing | Space Heating | Natural Gas | HVAC - Energy Recovery Ventilator | A | Incremental Winter Peak Savings (MW) | Achievable Economic RVT Potential | 0 | 0 | 0 | 0 | 0 | 0 | 0 | 0 | 0 | 0 | 0 | 0 | 0 | 0 | 0 | 0 | 0 | 0 | 0 | 0 | 0 | 0 | 0 | 0 | 0 | 0 | 0
F7_Industrial_Industrial - ID_Existing_Space Heating_Natural Gas_HVAC - Energy Recovery Ventilator_A_Achievable Economic RVT Potential | F7 | Industrial | Industrial - ID | Existing | Space Heating | Natural Gas | HVAC - Energy Recovery Ventilator | A | Cumulative Energy Savings (MWh or mTherms) | Achievable Economic RVT Potential | 0 | 0 | 0 | 0 | 0 | 0 | 0 | 0 | 0 | 0 | 0 | 0 | 0 | 0 | 0 | 0 | 0 | 0 | 0 | 0 | 0 | 0 | 0 | 0 | 0 | 0 | 0
F8_Industrial_Industrial - ID_Existing_Space Heating_Natural Gas_HVAC - Energy Recovery Ventilator_A_Achievable Economic RVT Potential | F8 | Industrial | Industrial - ID | Existing | Space Heating | Natural Gas | HVAC - Energy Recovery Ventilator | A | Cumulative Summer Peak Savings (MW) | Achievable Economic RVT Potential | 0 | 0 | 0 | 0 | 0 | 0 | 0 | 0 | 0 | 0 | 0 | 0 | 0 | 0 | 0 | 0 | 0 | 0 | 0 | 0 | 0 | 0 | 0 | 0 | 0 | 0 | 0
F9_Industrial_Industrial - ID_Existing_Space Heating_Natural Gas_HVAC - Energy Recovery Ventilator_A_Achievable Economic RVT Potential | F9 | Industrial | Industrial - ID | Existing | Space Heating | Natural Gas | HVAC - Energy Recovery Ventilator | A | Cumulative Winter Peak Savings (MW) | Achievable Economic RVT Potential | 0 | 0 | 0 | 0 | 0 | 0 | 0 | 0 | 0 | 0 | 0 | 0 | 0 | 0 | 0 | 0 | 0 | 0 | 0 | 0 | 0 | 0 | 0 | 0 | 0 | 0 | 0
F10_Industrial_Industrial - ID_Existing_Space Heating_Natural Gas_HVAC - Energy Recovery Ventilator_A_Achievable Economic RVT Potential | F10 | Industrial | Industrial - ID | Existing | Space Heating | Natural Gas | HVAC - Energy Recovery Ventilator | A | Purchases (Incremental) | Achievable Economic RVT Potential | 0 | 0 | 0 | 0 | 0 | 0 | 0 | 0 | 0 | 0 | 0 | 0 | 0 | 0 | 0 | 0 | 0 | 0 | 0 | 0 | 0 | 0 | 0 | 0 | 0 | 0 | 0
F11_Industrial_Industrial - ID_Existing_Space Heating_Natural Gas_HVAC - Energy Recovery Ventilator_A_Achievable Economic RVT Potential | F11 | Industrial | Industrial - ID | Existing | Space Heating | Natural Gas | HVAC - Energy Recovery Ventilator | A | Purchases (Cumulative) | Achievable Economic RVT Potential | 0 | 0 | 0 | 0 | 0 | 0 | 0 | 0 | 0 | 0 | 0 | 0 | 0 | 0 | 0 | 0 | 0 | 0 | 0 | 0 | 0 | 0 | 0 | 0 | 0 | 0 | 0
F1_Industrial_Industrial - ID_Existing_Space Heating_Natural Gas_Thermostat - Connected_A_Achievable Economic RVT Potential | F1 | Industrial | Industrial - ID | Existing | Space Heating | Natural Gas | Thermostat - Connected | A | Integrated Unit Energy Savings (kWh or therms) | Achievable Economic RVT Potential | 0 | 0 | 10062.3584 | 10043.234 | 10022.7348 | 10001.0589 | 9978.3884 | 9954.8911 | 9930.9057 | 9906.3927 | 9881.4834 | 9856.2984 | 9830.9489 | 9805.5375 | 9780.1584 | 9754.8985 | 9729.8379 | 9705.0504 | 9680.6037 | 9657.907 | 9636.7658 | 9617.3301 | 9599.4611 | 9583.0316 | 9567.9246 | 9554.0329 | 9541.2578
F2_Industrial_Industrial - ID_Existing_Space Heating_Natural Gas_Thermostat - Connected_A_Achievable Economic RVT Potential | F2 | Industrial | Industrial - ID | Existing | Space Heating | Natural Gas | Thermostat - Connected | A | Integrated Unit Summer Peak Savings (kW) | Achievable Economic RVT Potential | 0 | 0 | 0 | 0 | 0 | 0 | 0 | 0 | 0 | 0 | 0 | 0 | 0 | 0 | 0 | 0 | 0 | 0 | 0 | 0 | 0 | 0 | 0 | 0 | 0 | 0 | 0
F3_Industrial_Industrial - ID_Existing_Space Heating_Natural Gas_Thermostat - Connected_A_Achievable Economic RVT Potential | F3 | Industrial | Industrial - ID | Existing | Space Heating | Natural Gas | Thermostat - Connected | A | Integrated Unit Winter Peak Savings (kW) | Achievable Economic RVT Potential | 0 | 0 | 0 | 0 | 0 | 0 | 0 | 0 | 0 | 0 | 0 | 0 | 0 | 0 | 0 | 0 | 0 | 0 | 0 | 0 | 0 | 0 | 0 | 0 | 0 | 0 | 0
F4_Industrial_Industrial - ID_Existing_Space Heating_Natural Gas_Thermostat - Connected_A_Achievable Economic RVT Potential | F4 | Industrial | Industrial - ID | Existing | Space Heating | Natural Gas | Thermostat - Connected | A | Incremental Energy Savings (MWh or mTherms) | Achievable Economic RVT Potential | 0 | 0 | 0 | 0 | 0 | 0 | 0 | 0 | 0 | 0 | 0 | 0 | 0 | 0 | 0 | 0 | 0 | 0 | 0 | 0 | 0 | 0 | 0 | 0 | 0 | 0 | 0
F5_Industrial_Industrial - ID_Existing_Space Heating_Natural Gas_Thermostat - Connected_A_Achievable Economic RVT Potential | F5 | Industrial | Industrial - ID | Existing | Space Heating | Natural Gas | Thermostat - Connected | A | Incremental Summer Peak Savings (MW) | Achievable Economic RVT Potential | 0 | 0 | 0 | 0 | 0 | 0 | 0 | 0 | 0 | 0 | 0 | 0 | 0 | 0 | 0 | 0 | 0 | 0 | 0 | 0 | 0 | 0 | 0 | 0 | 0 | 0 | 0
F6_Industrial_Industrial - ID_Existing_Space Heating_Natural Gas_Thermostat - Connected_A_Achievable Economic RVT Potential | F6 | Industrial | Industrial - ID | Existing | Space Heating | Natural Gas | Thermostat - Connected | A | Incremental Winter Peak Savings (MW) | Achievable Economic RVT Potential | 0 | 0 | 0 | 0 | 0 | 0 | 0 | 0 | 0 | 0 | 0 | 0 | 0 | 0 | 0 | 0 | 0 | 0 | 0 | 0 | 0 | 0 | 0 | 0 | 0 | 0 | 0
F7_Industrial_Industrial - ID_Existing_Space Heating_Natural Gas_Thermostat - Connected_A_Achievable Economic RVT Potential | F7 | Industrial | Industrial - ID | Existing | Space Heating | Natural Gas | Thermostat - Connected | A | Cumulative Energy Savings (MWh or mTherms) | Achievable Economic RVT Potential | 0 | 0 | 0 | 0 | 0 | 0 | 0 | 0 | 0 | 0 | 0 | 0 | 0 | 0 | 0 | 0 | 0 | 0 | 0 | 0 | 0 | 0 | 0 | 0 | 0 | 0 | 0
F8_Industrial_Industrial - ID_Existing_Space Heating_Natural Gas_Thermostat - Connected_A_Achievable Economic RVT Potential | F8 | Industrial | Industrial - ID | Existing | Space Heating | Natural Gas | Thermostat - Connected | A | Cumulative Summer Peak Savings (MW) | Achievable Economic RVT Potential | 0 | 0 | 0 | 0 | 0 | 0 | 0 | 0 | 0 | 0 | 0 | 0 | 0 | 0 | 0 | 0 | 0 | 0 | 0 | 0 | 0 | 0 | 0 | 0 | 0 | 0 | 0
F9_Industrial_Industrial - ID_Existing_Space Heating_Natural Gas_Thermostat - Connected_A_Achievable Economic RVT Potential | F9 | Industrial | Industrial - ID | Existing | Space Heating | Natural Gas | Thermostat - Connected | A | Cumulative Winter Peak Savings (MW) | Achievable Economic RVT Potential | 0 | 0 | 0 | 0 | 0 | 0 | 0 | 0 | 0 | 0 | 0 | 0 | 0 | 0 | 0 | 0 | 0 | 0 | 0 | 0 | 0 | 0 | 0 | 0 | 0 | 0 | 0
F10_Industrial_Industrial - ID_Existing_Space Heating_Natural Gas_Thermostat - Connected_A_Achievable Economic RVT Potential | F10 | Industrial | Industrial - ID | Existing | Space Heating | Natural Gas | Thermostat - Connected | A | Purchases (Incremental) | Achievable Economic RVT Potential | 0 | 0 | 0 | 0 | 0 | 0 | 0 | 0 | 0 | 0 | 0 | 0 | 0 | 0 | 0 | 0 | 0 | 0 | 0 | 0 | 0 | 0 | 0 | 0 | 0 | 0 | 0
F11_Industrial_Industrial - ID_Existing_Space Heating_Natural Gas_Thermostat - Connected_A_Achievable Economic RVT Potential | F11 | Industrial | Industrial - ID | Existing | Space Heating | Natural Gas | Thermostat - Connected | A | Purchases (Cumulative) | Achievable Economic RVT Potential | 0 | 0 | 0 | 0 | 0 | 0 | 0 | 0 | 0 | 0 | 0 | 0 | 0 | 0 | 0 | 0 | 0 | 0 | 0 | 0 | 0 | 0 | 0 | 0 | 0 | 0 | 0
F1_Industrial_Industrial - ID_Existing_Space Heating_Natural Gas_Gas Boiler - Maintenance_A_Achievable Economic RVT Potential | F1 | Industrial | Industrial - ID | Existing | Space Heating | Natural Gas | Gas Boiler - Maintenance | A | Integrated Unit Energy Savings (kWh or therms) | Achievable Economic RVT Potential | 0 | 0 | 0.69859 | 0.69228 | 0.68572 | 0.67883 | 0.67151 | 0.66478 | 0.65763 | 0.65001 | 0.64194 | 0.63348 | 0.62486 | 0.6163 | 0.60791 | 0.59989 | 0.59246 | 0.5869 | 0.58206 | 0.57789 | 0.5743 | 0.57108 | 0.56879 | 0.56653 | 0.5643 | 0.56208 | 0.55987
F2_Industrial_Industrial - ID_Existing_Space Heating_Natural Gas_Gas Boiler - Maintenance_A_Achievable Economic RVT Potential | F2 | Industrial | Industrial - ID | Existing | Space Heating | Natural Gas | Gas Boiler - Maintenance | A | Integrated Unit Summer Peak Savings (kW) | Achievable Economic RVT Potential | 0 | 0 | 0 | 0 | 0 | 0 | 0 | 0 | 0 | 0 | 0 | 0 | 0 | 0 | 0 | 0 | 0 | 0 | 0 | 0 | 0 | 0 | 0 | 0 | 0 | 0 | 0
F3_Industrial_Industrial - ID_Existing_Space Heating_Natural Gas_Gas Boiler - Maintenance_A_Achievable Economic RVT Potential | F3 | Industrial | Industrial - ID | Existing | Space Heating | Natural Gas | Gas Boiler - Maintenance | A | Integrated Unit Winter Peak Savings (kW) | Achievable Economic RVT Potential | 0 | 0 | 0 | 0 | 0 | 0 | 0 | 0 | 0 | 0 | 0 | 0 | 0 | 0 | 0 | 0 | 0 | 0 | 0 | 0 | 0 | 0 | 0 | 0 | 0 | 0 | 0
F4_Industrial_Industrial - ID_Existing_Space Heating_Natural Gas_Gas Boiler - Maintenance_A_Achievable Economic RVT Potential | F4 | Industrial | Industrial - ID | Existing | Space Heating | Natural Gas | Gas Boiler - Maintenance | A | Incremental Energy Savings (MWh or mTherms) | Achievable Economic RVT Potential | 0 | 0 | 0 | 0 | 0 | 0 | 0 | 0 | 0 | 0 | 0 | 0 | 0 | 0 | 0 | 0 | 0 | 0 | 0 | 0 | 0 | 0 | 0 | 0 | 0 | 0 | 0
F5_Industrial_Industrial - ID_Existing_Space Heating_Natural Gas_Gas Boiler - Maintenance_A_Achievable Economic RVT Potential | F5 | Industrial | Industrial - ID | Existing | Space Heating | Natural Gas | Gas Boiler - Maintenance | A | Incremental Summer Peak Savings (MW) | Achievable Economic RVT Potential | 0 | 0 | 0 | 0 | 0 | 0 | 0 | 0 | 0 | 0 | 0 | 0 | 0 | 0 | 0 | 0 | 0 | 0 | 0 | 0 | 0 | 0 | 0 | 0 | 0 | 0 | 0
F6_Industrial_Industrial - ID_Existing_Space Heating_Natural Gas_Gas Boiler - Maintenance_A_Achievable Economic RVT Potential | F6 | Industrial | Industrial - ID | Existing | Space Heating | Natural Gas | Gas Boiler - Maintenance | A | Incremental Winter Peak Savings (MW) | Achievable Economic RVT Potential | 0 | 0 | 0 | 0 | 0 | 0 | 0 | 0 | 0 | 0 | 0 | 0 | 0 | 0 | 0 | 0 | 0 | 0 | 0 | 0 | 0 | 0 | 0 | 0 | 0 | 0 | 0
F7_Industrial_Industrial - ID_Existing_Space Heating_Natural Gas_Gas Boiler - Maintenance_A_Achievable Economic RVT Potential | F7 | Industrial | Industrial - ID | Existing | Space Heating | Natural Gas | Gas Boiler - Maintenance | A | Cumulative Energy Savings (MWh or mTherms) | Achievable Economic RVT Potential | 0 | 0 | 0 | 0 | 0 | 0 | 0 | 0 | 0 | 0 | 0 | 0 | 0 | 0 | 0 | 0 | 0 | 0 | 0 | 0 | 0 | 0 | 0 | 0 | 0 | 0 | 0
F8_Industrial_Industrial - ID_Existing_Space Heating_Natural Gas_Gas Boiler - Maintenance_A_Achievable Economic RVT Potential | F8 | Industrial | Industrial - ID | Existing | Space Heating | Natural Gas | Gas Boiler - Maintenance | A | Cumulative Summer Peak Savings (MW) | Achievable Economic RVT Potential | 0 | 0 | 0 | 0 | 0 | 0 | 0 | 0 | 0 | 0 | 0 | 0 | 0 | 0 | 0 | 0 | 0 | 0 | 0 | 0 | 0 | 0 | 0 | 0 | 0 | 0 | 0
F9_Industrial_Industrial - ID_Existing_Space Heating_Natural Gas_Gas Boiler - Maintenance_A_Achievable Economic RVT Potential | F9 | Industrial | Industrial - ID | Existing | Space Heating | Natural Gas | Gas Boiler - Maintenance | A | Cumulative Winter Peak Savings (MW) | Achievable Economic RVT Potential | 0 | 0 | 0 | 0 | 0 | 0 | 0 | 0 | 0 | 0 | 0 | 0 | 0 | 0 | 0 | 0 | 0 | 0 | 0 | 0 | 0 | 0 | 0 | 0 | 0 | 0 | 0
F10_Industrial_Industrial - ID_Existing_Space Heating_Natural Gas_Gas Boiler - Maintenance_A_Achievable Economic RVT Potential | F10 | Industrial | Industrial - ID | Existing | Space Heating | Natural Gas | Gas Boiler - Maintenance | A | Purchases (Incremental) | Achievable Economic RVT Potential | 0 | 0 | 0 | 0 | 0 | 0 | 0 | 0 | 0 | 0 | 0 | 0 | 0 | 0 | 0 | 0 | 0 | 0 | 0 | 0 | 0 | 0 | 0 | 0 | 0 | 0 | 0
F11_Industrial_Industrial - ID_Existing_Space Heating_Natural Gas_Gas Boiler - Maintenance_A_Achievable Economic RVT Potential | F11 | Industrial | Industrial - ID | Existing | Space Heating | Natural Gas | Gas Boiler - Maintenance | A | Purchases (Cumulative) | Achievable Economic RVT Potential | 0 | 0 | 0 | 0 | 0 | 0 | 0 | 0 | 0 | 0 | 0 | 0 | 0 | 0 | 0 | 0 | 0 | 0 | 0 | 0 | 0 | 0 | 0 | 0 | 0 | 0 | 0
F1_Industrial_Industrial - ID_Existing_Space Heating_Natural Gas_Gas Furnace - Maintenance_A_Achievable Economic RVT Potential | F1 | Industrial | Industrial - ID | Existing | Space Heating | Natural Gas | Gas Furnace - Maintenance | A | Integrated Unit Energy Savings (kWh or therms) | Achievable Economic RVT Potential | 0 | 0 | 0.7016 | 0.69564 | 0.68906 | 0.68185 | 0.67391 | 0.66629 | 0.658 | 0.64903 | 0.63942 | 0.62926 | 0.61882 | 0.60834 | 0.59791 | 0.58779 | 0.57818 | 0.57035 | 0.56316 | 0.55682 | 0.5512 | 0.54611 | 0.54207 | 0.5382 | 0.5345 | 0.53093 | 0.52749
F2_Industrial_Industrial - ID_Existing_Space Heating_Natural Gas_Gas Furnace - Maintenance_A_Achievable Economic RVT Potential | F2 | Industrial | Industrial - ID | Existing | Space Heating | Natural Gas | Gas Furnace - Maintenance | A | Integrated Unit Summer Peak Savings (kW) | Achievable Economic RVT Potential | 0 | 0 | 0 | 0 | 0 | 0 | 0 | 0 | 0 | 0 | 0 | 0 | 0 | 0 | 0 | 0 | 0 | 0 | 0 | 0 | 0 | 0 | 0 | 0 | 0 | 0 | 0
F3_Industrial_Industrial - ID_Existing_Space Heating_Natural Gas_Gas Furnace - Maintenance_A_Achievable Economic RVT Potential | F3 | Industrial | Industrial - ID | Existing | Space Heating | Natural Gas | Gas Furnace - Maintenance | A | Integrated Unit Winter Peak Savings (kW) | Achievable Economic RVT Potential | 0 | 0 | 0 | 0 | 0 | 0 | 0 | 0 | 0 | 0 | 0 | 0 | 0 | 0 | 0 | 0 | 0 | 0 | 0 | 0 | 0 | 0 | 0 | 0 | 0 | 0 | 0
F4_Industrial_Industrial - ID_Existing_Space Heating_Natural Gas_Gas Furnace - Maintenance_A_Achievable Economic RVT Potential | F4 | Industrial | Industrial - ID | Existing | Space Heating | Natural Gas | Gas Furnace - Maintenance | A | Incremental Energy Savings (MWh or mTherms) | Achievable Economic RVT Potential | 0 | 0 | 0 | 0 | 0 | 0 | 0 | 0 | 0 | 0 | 0 | 0 | 0 | 0 | 0 | 0 | 0 | 0 | 0 | 0 | 0 | 0 | 0 | 0 | 0 | 0 | 0
F5_Industrial_Industrial - ID_Existing_Space Heating_Natural Gas_Gas Furnace - Maintenance_A_Achievable Economic RVT Potential | F5 | Industrial | Industrial - ID | Existing | Space Heating | Natural Gas | Gas Furnace - Maintenance | A | Incremental Summer Peak Savings (MW) | Achievable Economic RVT Potential | 0 | 0 | 0 | 0 | 0 | 0 | 0 | 0 | 0 | 0 | 0 | 0 | 0 | 0 | 0 | 0 | 0 | 0 | 0 | 0 | 0 | 0 | 0 | 0 | 0 | 0 | 0
F6_Industrial_Industrial - ID_Existing_Space Heating_Natural Gas_Gas Furnace - Maintenance_A_Achievable Economic RVT Potential | F6 | Industrial | Industrial - ID | Existing | Space Heating | Natural Gas | Gas Furnace - Maintenance | A | Incremental Winter Peak Savings (MW) | Achievable Economic RVT Potential | 0 | 0 | 0 | 0 | 0 | 0 | 0 | 0 | 0 | 0 | 0 | 0 | 0 | 0 | 0 | 0 | 0 | 0 | 0 | 0 | 0 | 0 | 0 | 0 | 0 | 0 | 0
F7_Industrial_Industrial - ID_Existing_Space Heating_Natural Gas_Gas Furnace - Maintenance_A_Achievable Economic RVT Potential | F7 | Industrial | Industrial - ID | Existing | Space Heating | Natural Gas | Gas Furnace - Maintenance | A | Cumulative Energy Savings (MWh or mTherms) | Achievable Economic RVT Potential | 0 | 0 | 0 | 0 | 0 | 0 | 0 | 0 | 0 | 0 | 0 | 0 | 0 | 0 | 0 | 0 | 0 | 0 | 0 | 0 | 0 | 0 | 0 | 0 | 0 | 0 | 0
F8_Industrial_Industrial - ID_Existing_Space Heating_Natural Gas_Gas Furnace - Maintenance_A_Achievable Economic RVT Potential | F8 | Industrial | Industrial - ID | Existing | Space Heating | Natural Gas | Gas Furnace - Maintenance | A | Cumulative Summer Peak Savings (MW) | Achievable Economic RVT Potential | 0 | 0 | 0 | 0 | 0 | 0 | 0 | 0 | 0 | 0 | 0 | 0 | 0 | 0 | 0 | 0 | 0 | 0 | 0 | 0 | 0 | 0 | 0 | 0 | 0 | 0 | 0
F9_Industrial_Industrial - ID_Existing_Space Heating_Natural Gas_Gas Furnace - Maintenance_A_Achievable Economic RVT Potential | F9 | Industrial | Industrial - ID | Existing | Space Heating | Natural Gas | Gas Furnace - Maintenance | A | Cumulative Winter Peak Savings (MW) | Achievable Economic RVT Potential | 0 | 0 | 0 | 0 | 0 | 0 | 0 | 0 | 0 | 0 | 0 | 0 | 0 | 0 | 0 | 0 | 0 | 0 | 0 | 0 | 0 | 0 | 0 | 0 | 0 | 0 | 0
F10_Industrial_Industrial - ID_Existing_Space Heating_Natural Gas_Gas Furnace - Maintenance_A_Achievable Economic RVT Potential | F10 | Industrial | Industrial - ID | Existing | Space Heating | Natural Gas | Gas Furnace - Maintenance | A | Purchases (Incremental) | Achievable Economic RVT Potential | 0 | 0 | 0 | 0 | 0 | 0 | 0 | 0 | 0 | 0 | 0 | 0 | 0 | 0 | 0 | 0 | 0 | 0 | 0 | 0 | 0 | 0 | 0 | 0 | 0 | 0 | 0
F11_Industrial_Industrial - ID_Existing_Space Heating_Natural Gas_Gas Furnace - Maintenance_A_Achievable Economic RVT Potential | F11 | Industrial | Industrial - ID | Existing | Space Heating | Natural Gas | Gas Furnace - Maintenance | A | Purchases (Cumulative) | Achievable Economic RVT Potential | 0 | 0 | 0 | 0 | 0 | 0 | 0 | 0 | 0 | 0 | 0 | 0 | 0 | 0 | 0 | 0 | 0 | 0 | 0 | 0 | 0 | 0 | 0 | 0 | 0 | 0 | 0
F1_Industrial_Industrial - ID_Existing_Space Heating_Natural Gas_Gas Furnace - Tube Inserts_A_Achievable Economic RVT Potential | F1 | Industrial | Industrial - ID | Existing | Space Heating | Natural Gas | Gas Furnace - Tube Inserts | A | Integrated Unit Energy Savings (kWh or therms) | Achievable Economic RVT Potential | 0 | 0 | 0 | 0 | 0 | 0 | 0 | 0 | 0 | 0 | 0 | 0 | 0 | 0 | 0 | 0 | 0 | 0 | 0 | 0 | 0 | 0 | 0 | 0 | 0 | 0 | 0
F2_Industrial_Industrial - ID_Existing_Space Heating_Natural Gas_Gas Furnace - Tube Inserts_A_Achievable Economic RVT Potential | F2 | Industrial | Industrial - ID | Existing | Space Heating | Natural Gas | Gas Furnace - Tube Inserts | A | Integrated Unit Summer Peak Savings (kW) | Achievable Economic RVT Potential | 0 | 0 | 0 | 0 | 0 | 0 | 0 | 0 | 0 | 0 | 0 | 0 | 0 | 0 | 0 | 0 | 0 | 0 | 0 | 0 | 0 | 0 | 0 | 0 | 0 | 0 | 0
F3_Industrial_Industrial - ID_Existing_Space Heating_Natural Gas_Gas Furnace - Tube Inserts_A_Achievable Economic RVT Potential | F3 | Industrial | Industrial - ID | Existing | Space Heating | Natural Gas | Gas Furnace - Tube Inserts | A | Integrated Unit Winter Peak Savings (kW) | Achievable Economic RVT Potential | 0 | 0 | 0 | 0 | 0 | 0 | 0 | 0 | 0 | 0 | 0 | 0 | 0 | 0 | 0 | 0 | 0 | 0 | 0 | 0 | 0 | 0 | 0 | 0 | 0 | 0 | 0
F4_Industrial_Industrial - ID_Existing_Space Heating_Natural Gas_Gas Furnace - Tube Inserts_A_Achievable Economic RVT Potential | F4 | Industrial | Industrial - ID | Existing | Space Heating | Natural Gas | Gas Furnace - Tube Inserts | A | Incremental Energy Savings (MWh or mTherms) | Achievable Economic RVT Potential | 0 | 0 | 0 | 0 | 0 | 0 | 0 | 0 | 0 | 0 | 0 | 0 | 0 | 0 | 0 | 0 | 0 | 0 | 0 | 0 | 0 | 0 | 0 | 0 | 0 | 0 | 0
F5_Industrial_Industrial - ID_Existing_Space Heating_Natural Gas_Gas Furnace - Tube Inserts_A_Achievable Economic RVT Potential | F5 | Industrial | Industrial - ID | Existing | Space Heating | Natural Gas | Gas Furnace - Tube Inserts | A | Incremental Summer Peak Savings (MW) | Achievable Economic RVT Potential | 0 | 0 | 0 | 0 | 0 | 0 | 0 | 0 | 0 | 0 | 0 | 0 | 0 | 0 | 0 | 0 | 0 | 0 | 0 | 0 | 0 | 0 | 0 | 0 | 0 | 0 | 0
F6_Industrial_Industrial - ID_Existing_Space Heating_Natural Gas_Gas Furnace - Tube Inserts_A_Achievable Economic RVT Potential | F6 | Industrial | Industrial - ID | Existing | Space Heating | Natural Gas | Gas Furnace - Tube Inserts | A | Incremental Winter Peak Savings (MW) | Achievable Economic RVT Potential | 0 | 0 | 0 | 0 | 0 | 0 | 0 | 0 | 0 | 0 | 0 | 0 | 0 | 0 | 0 | 0 | 0 | 0 | 0 | 0 | 0 | 0 | 0 | 0 | 0 | 0 | 0
F7_Industrial_Industrial - ID_Existing_Space Heating_Natural Gas_Gas Furnace - Tube Inserts_A_Achievable Economic RVT Potential | F7 | Industrial | Industrial - ID | Existing | Space Heating | Natural Gas | Gas Furnace - Tube Inserts | A | Cumulative Energy Savings (MWh or mTherms) | Achievable Economic RVT Potential | 0 | 0 | 0 | 0 | 0 | 0 | 0 | 0 | 0 | 0 | 0 | 0 | 0 | 0 | 0 | 0 | 0 | 0 | 0 | 0 | 0 | 0 | 0 | 0 | 0 | 0 | 0
F8_Industrial_Industrial - ID_Existing_Space Heating_Natural Gas_Gas Furnace - Tube Inserts_A_Achievable Economic RVT Potential | F8 | Industrial | Industrial - ID | Existing | Space Heating | Natural Gas | Gas Furnace - Tube Inserts | A | Cumulative Summer Peak Savings (MW) | Achievable Economic RVT Potential | 0 | 0 | 0 | 0 | 0 | 0 | 0 | 0 | 0 | 0 | 0 | 0 | 0 | 0 | 0 | 0 | 0 | 0 | 0 | 0 | 0 | 0 | 0 | 0 | 0 | 0 | 0
F9_Industrial_Industrial - ID_Existing_Space Heating_Natural Gas_Gas Furnace - Tube Inserts_A_Achievable Economic RVT Potential | F9 | Industrial | Industrial - ID | Existing | Space Heating | Natural Gas | Gas Furnace - Tube Inserts | A | Cumulative Winter Peak Savings (MW) | Achievable Economic RVT Potential | 0 | 0 | 0 | 0 | 0 | 0 | 0 | 0 | 0 | 0 | 0 | 0 | 0 | 0 | 0 | 0 | 0 | 0 | 0 | 0 | 0 | 0 | 0 | 0 | 0 | 0 | 0
F10_Industrial_Industrial - ID_Existing_Space Heating_Natural Gas_Gas Furnace - Tube Inserts_A_Achievable Economic RVT Potential | F10 | Industrial | Industrial - ID | Existing | Space Heating | Natural Gas | Gas Furnace - Tube Inserts | A | Purchases (Incremental) | Achievable Economic RVT Potential | 0 | 0 | 0 | 0 | 0 | 0 | 0 | 0 | 0 | 0 | 0 | 0 | 0 | 0 | 0 | 0 | 0 | 0 | 0 | 0 | 0 | 0 | 0 | 0 | 0 | 0 | 0
F11_Industrial_Industrial - ID_Existing_Space Heating_Natural Gas_Gas Furnace - Tube Inserts_A_Achievable Economic RVT Potential | F11 | Industrial | Industrial - ID | Existing | Space Heating | Natural Gas | Gas Furnace - Tube Inserts | A | Purchases (Cumulative) | Achievable Economic RVT Potential | 0 | 0 | 0 | 0 | 0 | 0 | 0 | 0 | 0 | 0 | 0 | 0 | 0 | 0 | 0 | 0 | 0 | 0 | 0 | 0 | 0 | 0 | 0 | 0 | 0 | 0 | 0
F1_Industrial_Industrial - ID_Existing_Space Heating_Natural Gas_Gas Boiler - Burner Control Optimization_A_Achievable Economic RVT Potential | F1 | Industrial | Industrial - ID | Existing | Space Heating | Natural Gas | Gas Boiler - Burner Control Optimization | A | Integrated Unit Energy Savings (kWh or therms) | Achievable Economic RVT Potential | 0 | 0 | 0.33831 | 0.33596 | 0.33354 | 0.33103 | 0.32843 | 0.32621 | 0.32389 | 0.32144 | 0.31889 | 0.31626 | 0.31359 | 0.31092 | 0.30831 | 0.3058 | 0.30344 | 0.30186 | 0.30046 | 0.29924 | 0.29817 | 0.2972 | 0.29639 | 0.2956 | 0.29482 | 0.29406 | 0.29331
F2_Industrial_Industrial - ID_Existing_Space Heating_Natural Gas_Gas Boiler - Burner Control Optimization_A_Achievable Economic RVT Potential | F2 | Industrial | Industrial - ID | Existing | Space Heating | Natural Gas | Gas Boiler - Burner Control Optimization | A | Integrated Unit Summer Peak Savings (kW) | Achievable Economic RVT Potential | 0 | 0 | 0 | 0 | 0 | 0 | 0 | 0 | 0 | 0 | 0 | 0 | 0 | 0 | 0 | 0 | 0 | 0 | 0 | 0 | 0 | 0 | 0 | 0 | 0 | 0 | 0
F3_Industrial_Industrial - ID_Existing_Space Heating_Natural Gas_Gas Boiler - Burner Control Optimization_A_Achievable Economic RVT Potential | F3 | Industrial | Industrial - ID | Existing | Space Heating | Natural Gas | Gas Boiler - Burner Control Optimization | A | Integrated Unit Winter Peak Savings (kW) | Achievable Economic RVT Potential | 0 | 0 | 0 | 0 | 0 | 0 | 0 | 0 | 0 | 0 | 0 | 0 | 0 | 0 | 0 | 0 | 0 | 0 | 0 | 0 | 0 | 0 | 0 | 0 | 0 | 0 | 0
F4_Industrial_Industrial - ID_Existing_Space Heating_Natural Gas_Gas Boiler - Burner Control Optimization_A_Achievable Economic RVT Potential | F4 | Industrial | Industrial - ID | Existing | Space Heating | Natural Gas | Gas Boiler - Burner Control Optimization | A | Incremental Energy Savings (MWh or mTherms) | Achievable Economic RVT Potential | 0 | 0 | 0 | 0 | 0 | 0 | 0 | 0 | 0 | 0 | 0 | 0 | 0 | 0 | 0 | 0 | 0 | 0 | 0 | 0 | 0 | 0 | 0 | 0 | 0 | 0 | 0
F5_Industrial_Industrial - ID_Existing_Space Heating_Natural Gas_Gas Boiler - Burner Control Optimization_A_Achievable Economic RVT Potential | F5 | Industrial | Industrial - ID | Existing | Space Heating | Natural Gas | Gas Boiler - Burner Control Optimization | A | Incremental Summer Peak Savings (MW) | Achievable Economic RVT Potential | 0 | 0 | 0 | 0 | 0 | 0 | 0 | 0 | 0 | 0 | 0 | 0 | 0 | 0 | 0 | 0 | 0 | 0 | 0 | 0 | 0 | 0 | 0 | 0 | 0 | 0 | 0
F6_Industrial_Industrial - ID_Existing_Space Heating_Natural Gas_Gas Boiler - Burner Control Optimization_A_Achievable Economic RVT Potential | F6 | Industrial | Industrial - ID | Existing | Space Heating | Natural Gas | Gas Boiler - Burner Control Optimization | A | Incremental Winter Peak Savings (MW) | Achievable Economic RVT Potential | 0 | 0 | 0 | 0 | 0 | 0 | 0 | 0 | 0 | 0 | 0 | 0 | 0 | 0 | 0 | 0 | 0 | 0 | 0 | 0 | 0 | 0 | 0 | 0 | 0 | 0 | 0
F7_Industrial_Industrial - ID_Existing_Space Heating_Natural Gas_Gas Boiler - Burner Control Optimization_A_Achievable Economic RVT Potential | F7 | Industrial | Industrial - ID | Existing | Space Heating | Natural Gas | Gas Boiler - Burner Control Optimization | A | Cumulative Energy Savings (MWh or mTherms) | Achievable Economic RVT Potential | 0 | 0 | 0 | 0 | 0 | 0 | 0 | 0 | 0 | 0 | 0 | 0 | 0 | 0 | 0 | 0 | 0 | 0 | 0 | 0 | 0 | 0 | 0 | 0 | 0 | 0 | 0
F8_Industrial_Industrial - ID_Existing_Space Heating_Natural Gas_Gas Boiler - Burner Control Optimization_A_Achievable Economic RVT Potential | F8 | Industrial | Industrial - ID | Existing | Space Heating | Natural Gas | Gas Boiler - Burner Control Optimization | A | Cumulative Summer Peak Savings (MW) | Achievable Economic RVT Potential | 0 | 0 | 0 | 0 | 0 | 0 | 0 | 0 | 0 | 0 | 0 | 0 | 0 | 0 | 0 | 0 | 0 | 0 | 0 | 0 | 0 | 0 | 0 | 0 | 0 | 0 | 0
F9_Industrial_Industrial - ID_Existing_Space Heating_Natural Gas_Gas Boiler - Burner Control Optimization_A_Achievable Economic RVT Potential | F9 | Industrial | Industrial - ID | Existing | Space Heating | Natural Gas | Gas Boiler - Burner Control Optimization | A | Cumulative Winter Peak Savings (MW) | Achievable Economic RVT Potential | 0 | 0 | 0 | 0 | 0 | 0 | 0 | 0 | 0 | 0 | 0 | 0 | 0 | 0 | 0 | 0 | 0 | 0 | 0 | 0 | 0 | 0 | 0 | 0 | 0 | 0 | 0
F10_Industrial_Industrial - ID_Existing_Space Heating_Natural Gas_Gas Boiler - Burner Control Optimization_A_Achievable Economic RVT Potential | F10 | Industrial | Industrial - ID | Existing | Space Heating | Natural Gas | Gas Boiler - Burner Control Optimization | A | Purchases (Incremental) | Achievable Economic RVT Potential | 0 | 0 | 0 | 0 | 0 | 0 | 0 | 0 | 0 | 0 | 0 | 0 | 0 | 0 | 0 | 0 | 0 | 0 | 0 | 0 | 0 | 0 | 0 | 0 | 0 | 0 | 0
F11_Industrial_Industrial - ID_Existing_Space Heating_Natural Gas_Gas Boiler - Burner Control Optimization_A_Achievable Economic RVT Potential | F11 | Industrial | Industrial - ID | Existing | Space Heating | Natural Gas | Gas Boiler - Burner Control Optimization | A | Purchases (Cumulative) | Achievable Economic RVT Potential | 0 | 0 | 0 | 0 | 0 | 0 | 0 | 0 | 0 | 0 | 0 | 0 | 0 | 0 | 0 | 0 | 0 | 0 | 0 | 0 | 0 | 0 | 0 | 0 | 0 | 0 | 0
F1_Industrial_Industrial - ID_Existing_Space Heating_Natural Gas_Gas Boiler - High Turndown Burner_A_Achievable Economic RVT Potential | F1 | Industrial | Industrial - ID | Existing | Space Heating | Natural Gas | Gas Boiler - High Turndown Burner | A | Integrated Unit Energy Savings (kWh or therms) | Achievable Economic RVT Potential | 0 | 0 | 1.1671 | 1.1596 | 1.152 | 1.1443 | 1.1366 | 1.1305 | 1.1244 | 1.1182 | 1.1122 | 1.1063 | 1.1005 | 1.095 | 1.0898 | 1.0847 | 1.0798 | 1.0771 | 1.0746 | 1.0722 | 1.0699 | 1.0676 | 1.0655 | 1.0635 | 1.0615 | 1.0596 | 1.0577
F2_Industrial_Industrial - ID_Existing_Space Heating_Natural Gas_Gas Boiler - High Turndown Burner_A_Achievable Economic RVT Potential | F2 | Industrial | Industrial - ID | Existing | Space Heating | Natural Gas | Gas Boiler - High Turndown Burner | A | Integrated Unit Summer Peak Savings (kW) | Achievable Economic RVT Potential | 0 | 0 | 0 | 0 | 0 | 0 | 0 | 0 | 0 | 0 | 0 | 0 | 0 | 0 | 0 | 0 | 0 | 0 | 0 | 0 | 0 | 0 | 0 | 0 | 0 | 0 | 0
F3_Industrial_Industrial - ID_Existing_Space Heating_Natural Gas_Gas Boiler - High Turndown Burner_A_Achievable Economic RVT Potential | F3 | Industrial | Industrial - ID | Existing | Space Heating | Natural Gas | Gas Boiler - High Turndown Burner | A | Integrated Unit Winter Peak Savings (kW) | Achievable Economic RVT Potential | 0 | 0 | 0 | 0 | 0 | 0 | 0 | 0 | 0 | 0 | 0 | 0 | 0 | 0 | 0 | 0 | 0 | 0 | 0 | 0 | 0 | 0 | 0 | 0 | 0 | 0 | 0
F4_Industrial_Industrial - ID_Existing_Space Heating_Natural Gas_Gas Boiler - High Turndown Burner_A_Achievable Economic RVT Potential | F4 | Industrial | Industrial - ID | Existing | Space Heating | Natural Gas | Gas Boiler - High Turndown Burner | A | Incremental Energy Savings (MWh or mTherms) | Achievable Economic RVT Potential | 0 | 0 | 0 | 0 | 0 | 0 | 0 | 0 | 0 | 0 | 0 | 0 | 0 | 0 | 0 | 0 | 0 | 0 | 0 | 0 | 0 | 0 | 0 | 0 | 0 | 0 | 0
F5_Industrial_Industrial - ID_Existing_Space Heating_Natural Gas_Gas Boiler - High Turndown Burner_A_Achievable Economic RVT Potential | F5 | Industrial | Industrial - ID | Existing | Space Heating | Natural Gas | Gas Boiler - High Turndown Burner | A | Incremental Summer Peak Savings (MW) | Achievable Economic RVT Potential | 0 | 0 | 0 | 0 | 0 | 0 | 0 | 0 | 0 | 0 | 0 | 0 | 0 | 0 | 0 | 0 | 0 | 0 | 0 | 0 | 0 | 0 | 0 | 0 | 0 | 0 | 0
F6_Industrial_Industrial - ID_Existing_Space Heating_Natural Gas_Gas Boiler - High Turndown Burner_A_Achievable Economic RVT Potential | F6 | Industrial | Industrial - ID | Existing | Space Heating | Natural Gas | Gas Boiler - High Turndown Burner | A | Incremental Winter Peak Savings (MW) | Achievable Economic RVT Potential | 0 | 0 | 0 | 0 | 0 | 0 | 0 | 0 | 0 | 0 | 0 | 0 | 0 | 0 | 0 | 0 | 0 | 0 | 0 | 0 | 0 | 0 | 0 | 0 | 0 | 0 | 0
F7_Industrial_Industrial - ID_Existing_Space Heating_Natural Gas_Gas Boiler - High Turndown Burner_A_Achievable Economic RVT Potential | F7 | Industrial | Industrial - ID | Existing | Space Heating | Natural Gas | Gas Boiler - High Turndown Burner | A | Cumulative Energy Savings (MWh or mTherms) | Achievable Economic RVT Potential | 0 | 0 | 0 | 0 | 0 | 0 | 0 | 0 | 0 | 0 | 0 | 0 | 0 | 0 | 0 | 0 | 0 | 0 | 0 | 0 | 0 | 0 | 0 | 0 | 0 | 0 | 0
F8_Industrial_Industrial - ID_Existing_Space Heating_Natural Gas_Gas Boiler - High Turndown Burner_A_Achievable Economic RVT Potential | F8 | Industrial | Industrial - ID | Existing | Space Heating | Natural Gas | Gas Boiler - High Turndown Burner | A | Cumulative Summer Peak Savings (MW) | Achievable Economic RVT Potential | 0 | 0 | 0 | 0 | 0 | 0 | 0 | 0 | 0 | 0 | 0 | 0 | 0 | 0 | 0 | 0 | 0 | 0 | 0 | 0 | 0 | 0 | 0 | 0 | 0 | 0 | 0
F9_Industrial_Industrial - ID_Existing_Space Heating_Natural Gas_Gas Boiler - High Turndown Burner_A_Achievable Economic RVT Potential | F9 | Industrial | Industrial - ID | Existing | Space Heating | Natural Gas | Gas Boiler - High Turndown Burner | A | Cumulative Winter Peak Savings (MW) | Achievable Economic RVT Potential | 0 | 0 | 0 | 0 | 0 | 0 | 0 | 0 | 0 | 0 | 0 | 0 | 0 | 0 | 0 | 0 | 0 | 0 | 0 | 0 | 0 | 0 | 0 | 0 | 0 | 0 | 0
F10_Industrial_Industrial - ID_Existing_Space Heating_Natural Gas_Gas Boiler - High Turndown Burner_A_Achievable Economic RVT Potential | F10 | Industrial | Industrial - ID | Existing | Space Heating | Natural Gas | Gas Boiler - High Turndown Burner | A | Purchases (Incremental) | Achievable Economic RVT Potential | 0 | 0 | 0 | 0 | 0 | 0 | 0 | 0 | 0 | 0 | 0 | 0 | 0 | 0 | 0 | 0 | 0 | 0 | 0 | 0 | 0 | 0 | 0 | 0 | 0 | 0 | 0
F11_Industrial_Industrial - ID_Existing_Space Heating_Natural Gas_Gas Boiler - High Turndown Burner_A_Achievable Economic RVT Potential | F11 | Industrial | Industrial - ID | Existing | Space Heating | Natural Gas | Gas Boiler - High Turndown Burner | A | Purchases (Cumulative) | Achievable Economic RVT Potential | 0 | 0 | 0 | 0 | 0 | 0 | 0 | 0 | 0 | 0 | 0 | 0 | 0 | 0 | 0 | 0 | 0 | 0 | 0 | 0 | 0 | 0 | 0 | 0 | 0 | 0 | 0
F1_Industrial_Industrial - ID_Existing_Space Heating_Natural Gas_Gas Boiler - Hot Water Reset_A_Achievable Economic RVT Potential | F1 | Industrial | Industrial - ID | Existing | Space Heating | Natural Gas | Gas Boiler - Hot Water Reset | A | Integrated Unit Energy Savings (kWh or therms) | Achievable Economic RVT Potential | 0 | 0 | 1245.6645 | 1238.512 | 1231.3678 | 1224.2349 | 1217.115 | 1211.9024 | 1206.7442 | 1201.6193 | 1196.5305 | 1191.4824 | 1186.4884 | 1181.5588 | 1176.7095 | 1171.9577 | 1167.3203 | 1164.7475 | 1162.3369 | 1160.0337 | 1157.8393 | 1155.7548 | 1153.7686 | 1151.8701 | 1150.0497 | 1148.2987 | 1146.609
F2_Industrial_Industrial - ID_Existing_Space Heating_Natural Gas_Gas Boiler - Hot Water Reset_A_Achievable Economic RVT Potential | F2 | Industrial | Industrial - ID | Existing | Space Heating | Natural Gas | Gas Boiler - Hot Water Reset | A | Integrated Unit Summer Peak Savings (kW) | Achievable Economic RVT Potential | 0 | 0 | 0 | 0 | 0 | 0 | 0 | 0 | 0 | 0 | 0 | 0 | 0 | 0 | 0 | 0 | 0 | 0 | 0 | 0 | 0 | 0 | 0 | 0 | 0 | 0 | 0
F3_Industrial_Industrial - ID_Existing_Space Heating_Natural Gas_Gas Boiler - Hot Water Reset_A_Achievable Economic RVT Potential | F3 | Industrial | Industrial - ID | Existing | Space Heating | Natural Gas | Gas Boiler - Hot Water Reset | A | Integrated Unit Winter Peak Savings (kW) | Achievable Economic RVT Potential | 0 | 0 | 0 | 0 | 0 | 0 | 0 | 0 | 0 | 0 | 0 | 0 | 0 | 0 | 0 | 0 | 0 | 0 | 0 | 0 | 0 | 0 | 0 | 0 | 0 | 0 | 0
F4_Industrial_Industrial - ID_Existing_Space Heating_Natural Gas_Gas Boiler - Hot Water Reset_A_Achievable Economic RVT Potential | F4 | Industrial | Industrial - ID | Existing | Space Heating | Natural Gas | Gas Boiler - Hot Water Reset | A | Incremental Energy Savings (MWh or mTherms) | Achievable Economic RVT Potential | 0 | 0 | 0 | 0 | 0 | 0 | 0 | 0 | 0 | 0 | 0 | 0 | 0 | 0 | 0 | 0 | 0 | 0 | 0 | 0 | 0 | 0 | 0 | 0 | 0 | 0 | 0
F5_Industrial_Industrial - ID_Existing_Space Heating_Natural Gas_Gas Boiler - Hot Water Reset_A_Achievable Economic RVT Potential | F5 | Industrial | Industrial - ID | Existing | Space Heating | Natural Gas | Gas Boiler - Hot Water Reset | A | Incremental Summer Peak Savings (MW) | Achievable Economic RVT Potential | 0 | 0 | 0 | 0 | 0 | 0 | 0 | 0 | 0 | 0 | 0 | 0 | 0 | 0 | 0 | 0 | 0 | 0 | 0 | 0 | 0 | 0 | 0 | 0 | 0 | 0 | 0
F6_Industrial_Industrial - ID_Existing_Space Heating_Natural Gas_Gas Boiler - Hot Water Reset_A_Achievable Economic RVT Potential | F6 | Industrial | Industrial - ID | Existing | Space Heating | Natural Gas | Gas Boiler - Hot Water Reset | A | Incremental Winter Peak Savings (MW) | Achievable Economic RVT Potential | 0 | 0 | 0 | 0 | 0 | 0 | 0 | 0 | 0 | 0 | 0 | 0 | 0 | 0 | 0 | 0 | 0 | 0 | 0 | 0 | 0 | 0 | 0 | 0 | 0 | 0 | 0
F7_Industrial_Industrial - ID_Existing_Space Heating_Natural Gas_Gas Boiler - Hot Water Reset_A_Achievable Economic RVT Potential | F7 | Industrial | Industrial - ID | Existing | Space Heating | Natural Gas | Gas Boiler - Hot Water Reset | A | Cumulative Energy Savings (MWh or mTherms) | Achievable Economic RVT Potential | 0 | 0 | 0 | 0 | 0 | 0 | 0 | 0 | 0 | 0 | 0 | 0 | 0 | 0 | 0 | 0 | 0 | 0 | 0 | 0 | 0 | 0 | 0 | 0 | 0 | 0 | 0
F8_Industrial_Industrial - ID_Existing_Space Heating_Natural Gas_Gas Boiler - Hot Water Reset_A_Achievable Economic RVT Potential | F8 | Industrial | Industrial - ID | Existing | Space Heating | Natural Gas | Gas Boiler - Hot Water Reset | A | Cumulative Summer Peak Savings (MW) | Achievable Economic RVT Potential | 0 | 0 | 0 | 0 | 0 | 0 | 0 | 0 | 0 | 0 | 0 | 0 | 0 | 0 | 0 | 0 | 0 | 0 | 0 | 0 | 0 | 0 | 0 | 0 | 0 | 0 | 0
F9_Industrial_Industrial - ID_Existing_Space Heating_Natural Gas_Gas Boiler - Hot Water Reset_A_Achievable Economic RVT Potential | F9 | Industrial | Industrial - ID | Existing | Space Heating | Natural Gas | Gas Boiler - Hot Water Reset | A | Cumulative Winter Peak Savings (MW) | Achievable Economic RVT Potential | 0 | 0 | 0 | 0 | 0 | 0 | 0 | 0 | 0 | 0 | 0 | 0 | 0 | 0 | 0 | 0 | 0 | 0 | 0 | 0 | 0 | 0 | 0 | 0 | 0 | 0 | 0
F10_Industrial_Industrial - ID_Existing_Space Heating_Natural Gas_Gas Boiler - Hot Water Reset_A_Achievable Economic RVT Potential | F10 | Industrial | Industrial - ID | Existing | Space Heating | Natural Gas | Gas Boiler - Hot Water Reset | A | Purchases (Incremental) | Achievable Economic RVT Potential | 0 | 0 | 0 | 0 | 0 | 0 | 0 | 0 | 0 | 0 | 0 | 0 | 0 | 0 | 0 | 0 | 0 | 0 | 0 | 0 | 0 | 0 | 0 | 0 | 0 | 0 | 0
F11_Industrial_Industrial - ID_Existing_Space Heating_Natural Gas_Gas Boiler - Hot Water Reset_A_Achievable Economic RVT Potential | F11 | Industrial | Industrial - ID | Existing | Space Heating | Natural Gas | Gas Boiler - Hot Water Reset | A | Purchases (Cumulative) | Achievable Economic RVT Potential | 0 | 0 | 0 | 0 | 0 | 0 | 0 | 0 | 0 | 0 | 0 | 0 | 0 | 0 | 0 | 0 | 0 | 0 | 0 | 0 | 0 | 0 | 0 | 0 | 0 | 0 | 0
F1_Industrial_Industrial - ID_Existing_Space Heating_Natural Gas_Gas Boiler - Insulate Hot Water Lines_A_Achievable Economic RVT Potential | F1 | Industrial | Industrial - ID | Existing | Space Heating | Natural Gas | Gas Boiler - Insulate Hot Water Lines | A | Integrated Unit Energy Savings (kWh or therms) | Achievable Economic RVT Potential | 0 | 0 | 5.2117 | 5.1751 | 5.1371 | 5.0973 | 5.0553 | 5.0186 | 4.9793 | 4.9374 | 4.8931 | 4.847 | 4.7999 | 4.7529 | 4.7069 | 4.663 | 4.622 | 4.5938 | 4.5692 | 4.548 | 4.5299 | 4.5138 | 4.5005 | 4.4874 | 4.4746 | 4.462 | 4.4495
F2_Industrial_Industrial - ID_Existing_Space Heating_Natural Gas_Gas Boiler - Insulate Hot Water Lines_A_Achievable Economic RVT Potential | F2 | Industrial | Industrial - ID | Existing | Space Heating | Natural Gas | Gas Boiler - Insulate Hot Water Lines | A | Integrated Unit Summer Peak Savings (kW) | Achievable Economic RVT Potential | 0 | 0 | 0 | 0 | 0 | 0 | 0 | 0 | 0 | 0 | 0 | 0 | 0 | 0 | 0 | 0 | 0 | 0 | 0 | 0 | 0 | 0 | 0 | 0 | 0 | 0 | 0
F3_Industrial_Industrial - ID_Existing_Space Heating_Natural Gas_Gas Boiler - Insulate Hot Water Lines_A_Achievable Economic RVT Potential | F3 | Industrial | Industrial - ID | Existing | Space Heating | Natural Gas | Gas Boiler - Insulate Hot Water Lines | A | Integrated Unit Winter Peak Savings (kW) | Achievable Economic RVT Potential | 0 | 0 | 0 | 0 | 0 | 0 | 0 | 0 | 0 | 0 | 0 | 0 | 0 | 0 | 0 | 0 | 0 | 0 | 0 | 0 | 0 | 0 | 0 | 0 | 0 | 0 | 0
F4_Industrial_Industrial - ID_Existing_Space Heating_Natural Gas_Gas Boiler - Insulate Hot Water Lines_A_Achievable Economic RVT Potential | F4 | Industrial | Industrial - ID | Existing | Space Heating | Natural Gas | Gas Boiler - Insulate Hot Water Lines | A | Incremental Energy Savings (MWh or mTherms) | Achievable Economic RVT Potential | 0 | 0 | 0 | 0 | 0 | 0 | 0 | 0 | 0 | 0 | 0 | 0 | 0 | 0 | 0 | 0 | 0 | 0 | 0 | 0 | 0 | 0 | 0 | 0 | 0 | 0 | 0
F5_Industrial_Industrial - ID_Existing_Space Heating_Natural Gas_Gas Boiler - Insulate Hot Water Lines_A_Achievable Economic RVT Potential | F5 | Industrial | Industrial - ID | Existing | Space Heating | Natural Gas | Gas Boiler - Insulate Hot Water Lines | A | Incremental Summer Peak Savings (MW) | Achievable Economic RVT Potential | 0 | 0 | 0 | 0 | 0 | 0 | 0 | 0 | 0 | 0 | 0 | 0 | 0 | 0 | 0 | 0 | 0 | 0 | 0 | 0 | 0 | 0 | 0 | 0 | 0 | 0 | 0
F6_Industrial_Industrial - ID_Existing_Space Heating_Natural Gas_Gas Boiler - Insulate Hot Water Lines_A_Achievable Economic RVT Potential | F6 | Industrial | Industrial - ID | Existing | Space Heating | Natural Gas | Gas Boiler - Insulate Hot Water Lines | A | Incremental Winter Peak Savings (MW) | Achievable Economic RVT Potential | 0 | 0 | 0 | 0 | 0 | 0 | 0 | 0 | 0 | 0 | 0 | 0 | 0 | 0 | 0 | 0 | 0 | 0 | 0 | 0 | 0 | 0 | 0 | 0 | 0 | 0 | 0
F7_Industrial_Industrial - ID_Existing_Space Heating_Natural Gas_Gas Boiler - Insulate Hot Water Lines_A_Achievable Economic RVT Potential | F7 | Industrial | Industrial - ID | Existing | Space Heating | Natural Gas | Gas Boiler - Insulate Hot Water Lines | A | Cumulative Energy Savings (MWh or mTherms) | Achievable Economic RVT Potential | 0 | 0 | 0 | 0 | 0 | 0 | 0 | 0 | 0 | 0 | 0 | 0 | 0 | 0 | 0 | 0 | 0 | 0 | 0 | 0 | 0 | 0 | 0 | 0 | 0 | 0 | 0
F8_Industrial_Industrial - ID_Existing_Space Heating_Natural Gas_Gas Boiler - Insulate Hot Water Lines_A_Achievable Economic RVT Potential | F8 | Industrial | Industrial - ID | Existing | Space Heating | Natural Gas | Gas Boiler - Insulate Hot Water Lines | A | Cumulative Summer Peak Savings (MW) | Achievable Economic RVT Potential | 0 | 0 | 0 | 0 | 0 | 0 | 0 | 0 | 0 | 0 | 0 | 0 | 0 | 0 | 0 | 0 | 0 | 0 | 0 | 0 | 0 | 0 | 0 | 0 | 0 | 0 | 0
F9_Industrial_Industrial - ID_Existing_Space Heating_Natural Gas_Gas Boiler - Insulate Hot Water Lines_A_Achievable Economic RVT Potential | F9 | Industrial | Industrial - ID | Existing | Space Heating | Natural Gas | Gas Boiler - Insulate Hot Water Lines | A | Cumulative Winter Peak Savings (MW) | Achievable Economic RVT Potential | 0 | 0 | 0 | 0 | 0 | 0 | 0 | 0 | 0 | 0 | 0 | 0 | 0 | 0 | 0 | 0 | 0 | 0 | 0 | 0 | 0 | 0 | 0 | 0 | 0 | 0 | 0
F10_Industrial_Industrial - ID_Existing_Space Heating_Natural Gas_Gas Boiler - Insulate Hot Water Lines_A_Achievable Economic RVT Potential | F10 | Industrial | Industrial - ID | Existing | Space Heating | Natural Gas | Gas Boiler - Insulate Hot Water Lines | A | Purchases (Incremental) | Achievable Economic RVT Potential | 0 | 0 | 0 | 0 | 0 | 0 | 0 | 0 | 0 | 0 | 0 | 0 | 0 | 0 | 0 | 0 | 0 | 0 | 0 | 0 | 0 | 0 | 0 | 0 | 0 | 0 | 0
F11_Industrial_Industrial - ID_Existing_Space Heating_Natural Gas_Gas Boiler - Insulate Hot Water Lines_A_Achievable Economic RVT Potential | F11 | Industrial | Industrial - ID | Existing | Space Heating | Natural Gas | Gas Boiler - Insulate Hot Water Lines | A | Purchases (Cumulative) | Achievable Economic RVT Potential | 0 | 0 | 0 | 0 | 0 | 0 | 0 | 0 | 0 | 0 | 0 | 0 | 0 | 0 | 0 | 0 | 0 | 0 | 0 | 0 | 0 | 0 | 0 | 0 | 0 | 0 | 0
F1_Industrial_Industrial - ID_Existing_Space Heating_Natural Gas_Gas Boiler - Insulate Steam Lines/Condensate Tank_A_Achievable Economic RVT Potential | F1 | Industrial | Industrial - ID | Existing | Space Heating | Natural Gas | Gas Boiler - Insulate Steam Lines/Condensate Tank | A | Integrated Unit Energy Savings (kWh or therms) | Achievable Economic RVT Potential | 0 | 0 | 7.7913 | 7.7436 | 7.6954 | 7.6467 | 7.5974 | 7.5593 | 7.5209 | 7.4826 | 7.4447 | 7.4078 | 7.3723 | 7.3383 | 7.3058 | 7.2746 | 7.2444 | 7.2273 | 7.2112 | 7.1957 | 7.181 | 7.1669 | 7.1534 | 7.1404 | 7.1279 | 7.1158 | 7.1041
F2_Industrial_Industrial - ID_Existing_Space Heating_Natural Gas_Gas Boiler - Insulate Steam Lines/Condensate Tank_A_Achievable Economic RVT Potential | F2 | Industrial | Industrial - ID | Existing | Space Heating | Natural Gas | Gas Boiler - Insulate Steam Lines/Condensate Tank | A | Integrated Unit Summer Peak Savings (kW) | Achievable Economic RVT Potential | 0 | 0 | 0 | 0 | 0 | 0 | 0 | 0 | 0 | 0 | 0 | 0 | 0 | 0 | 0 | 0 | 0 | 0 | 0 | 0 | 0 | 0 | 0 | 0 | 0 | 0 | 0
F3_Industrial_Industrial - ID_Existing_Space Heating_Natural Gas_Gas Boiler - Insulate Steam Lines/Condensate Tank_A_Achievable Economic RVT Potential | F3 | Industrial | Industrial - ID | Existing | Space Heating | Natural Gas | Gas Boiler - Insulate Steam Lines/Condensate Tank | A | Integrated Unit Winter Peak Savings (kW) | Achievable Economic RVT Potential | 0 | 0 | 0 | 0 | 0 | 0 | 0 | 0 | 0 | 0 | 0 | 0 | 0 | 0 | 0 | 0 | 0 | 0 | 0 | 0 | 0 | 0 | 0 | 0 | 0 | 0 | 0
F4_Industrial_Industrial - ID_Existing_Space Heating_Natural Gas_Gas Boiler - Insulate Steam Lines/Condensate Tank_A_Achievable Economic RVT Potential | F4 | Industrial | Industrial - ID | Existing | Space Heating | Natural Gas | Gas Boiler - Insulate Steam Lines/Condensate Tank | A | Incremental Energy Savings (MWh or mTherms) | Achievable Economic RVT Potential | 0 | 0 | 0 | 0 | 0 | 0 | 0 | 0 | 0 | 0 | 0 | 0 | 0 | 0 | 0 | 0 | 0 | 0 | 0 | 0 | 0 | 0 | 0 | 0 | 0 | 0 | 0
F5_Industrial_Industrial - ID_Existing_Space Heating_Natural Gas_Gas Boiler - Insulate Steam Lines/Condensate Tank_A_Achievable Economic RVT Potential | F5 | Industrial | Industrial - ID | Existing | Space Heating | Natural Gas | Gas Boiler - Insulate Steam Lines/Condensate Tank | A | Incremental Summer Peak Savings (MW) | Achievable Economic RVT Potential | 0 | 0 | 0 | 0 | 0 | 0 | 0 | 0 | 0 | 0 | 0 | 0 | 0 | 0 | 0 | 0 | 0 | 0 | 0 | 0 | 0 | 0 | 0 | 0 | 0 | 0 | 0
F6_Industrial_Industrial - ID_Existing_Space Heating_Natural Gas_Gas Boiler - Insulate Steam Lines/Condensate Tank_A_Achievable Economic RVT Potential | F6 | Industrial | Industrial - ID | Existing | Space Heating | Natural Gas | Gas Boiler - Insulate Steam Lines/Condensate Tank | A | Incremental Winter Peak Savings (MW) | Achievable Economic RVT Potential | 0 | 0 | 0 | 0 | 0 | 0 | 0 | 0 | 0 | 0 | 0 | 0 | 0 | 0 | 0 | 0 | 0 | 0 | 0 | 0 | 0 | 0 | 0 | 0 | 0 | 0 | 0
F7_Industrial_Industrial - ID_Existing_Space Heating_Natural Gas_Gas Boiler - Insulate Steam Lines/Condensate Tank_A_Achievable Economic RVT Potential | F7 | Industrial | Industrial - ID | Existing | Space Heating | Natural Gas | Gas Boiler - Insulate Steam Lines/Condensate Tank | A | Cumulative Energy Savings (MWh or mTherms) | Achievable Economic RVT Potential | 0 | 0 | 0 | 0 | 0 | 0 | 0 | 0 | 0 | 0 | 0 | 0 | 0 | 0 | 0 | 0 | 0 | 0 | 0 | 0 | 0 | 0 | 0 | 0 | 0 | 0 | 0
F8_Industrial_Industrial - ID_Existing_Space Heating_Natural Gas_Gas Boiler - Insulate Steam Lines/Condensate Tank_A_Achievable Economic RVT Potential | F8 | Industrial | Industrial - ID | Existing | Space Heating | Natural Gas | Gas Boiler - Insulate Steam Lines/Condensate Tank | A | Cumulative Summer Peak Savings (MW) | Achievable Economic RVT Potential | 0 | 0 | 0 | 0 | 0 | 0 | 0 | 0 | 0 | 0 | 0 | 0 | 0 | 0 | 0 | 0 | 0 | 0 | 0 | 0 | 0 | 0 | 0 | 0 | 0 | 0 | 0
F9_Industrial_Industrial - ID_Existing_Space Heating_Natural Gas_Gas Boiler - Insulate Steam Lines/Condensate Tank_A_Achievable Economic RVT Potential | F9 | Industrial | Industrial - ID | Existing | Space Heating | Natural Gas | Gas Boiler - Insulate Steam Lines/Condensate Tank | A | Cumulative Winter Peak Savings (MW) | Achievable Economic RVT Potential | 0 | 0 | 0 | 0 | 0 | 0 | 0 | 0 | 0 | 0 | 0 | 0 | 0 | 0 | 0 | 0 | 0 | 0 | 0 | 0 | 0 | 0 | 0 | 0 | 0 | 0 | 0
F10_Industrial_Industrial - ID_Existing_Space Heating_Natural Gas_Gas Boiler - Insulate Steam Lines/Condensate Tank_A_Achievable Economic RVT Potential | F10 | Industrial | Industrial - ID | Existing | Space Heating | Natural Gas | Gas Boiler - Insulate Steam Lines/Condensate Tank | A | Purchases (Incremental) | Achievable Economic RVT Potential | 0 | 0 | 0 | 0 | 0 | 0 | 0 | 0 | 0 | 0 | 0 | 0 | 0 | 0 | 0 | 0 | 0 | 0 | 0 | 0 | 0 | 0 | 0 | 0 | 0 | 0 | 0
F11_Industrial_Industrial - ID_Existing_Space Heating_Natural Gas_Gas Boiler - Insulate Steam Lines/Condensate Tank_A_Achievable Economic RVT Potential | F11 | Industrial | Industrial - ID | Existing | Space Heating | Natural Gas | Gas Boiler - Insulate Steam Lines/Condensate Tank | A | Purchases (Cumulative) | Achievable Economic RVT Potential | 0 | 0 | 0 | 0 | 0 | 0 | 0 | 0 | 0 | 0 | 0 | 0 | 0 | 0 | 0 | 0 | 0 | 0 | 0 | 0 | 0 | 0 | 0 | 0 | 0 | 0 | 0
F1_Industrial_Industrial - ID_Existing_Space Heating_Natural Gas_Gas Boiler - Stack Economizer_A_Achievable Economic RVT Potential | F1 | Industrial | Industrial - ID | Existing | Space Heating | Natural Gas | Gas Boiler - Stack Economizer | A | Integrated Unit Energy Savings (kWh or therms) | Achievable Economic RVT Potential | 0 | 0 | 1.1184 | 1.1089 | 1.099 | 1.0886 | 1.0775 | 1.0673 | 1.0563 | 1.0444 | 1.0318 | 1.0185 | 1.0049 | 0.99137 | 0.97806 | 0.96534 | 0.95354 | 0.94471 | 0.93702 | 0.93042 | 0.92475 | 0.91966 | 0.91609 | 0.91256 | 0.90907 | 0.90561 | 0.90217
F2_Industrial_Industrial - ID_Existing_Space Heating_Natural Gas_Gas Boiler - Stack Economizer_A_Achievable Economic RVT Potential | F2 | Industrial | Industrial - ID | Existing | Space Heating | Natural Gas | Gas Boiler - Stack Economizer | A | Integrated Unit Summer Peak Savings (kW) | Achievable Economic RVT Potential | 0 | 0 | 0 | 0 | 0 | 0 | 0 | 0 | 0 | 0 | 0 | 0 | 0 | 0 | 0 | 0 | 0 | 0 | 0 | 0 | 0 | 0 | 0 | 0 | 0 | 0 | 0
F3_Industrial_Industrial - ID_Existing_Space Heating_Natural Gas_Gas Boiler - Stack Economizer_A_Achievable Economic RVT Potential | F3 | Industrial | Industrial - ID | Existing | Space Heating | Natural Gas | Gas Boiler - Stack Economizer | A | Integrated Unit Winter Peak Savings (kW) | Achievable Economic RVT Potential | 0 | 0 | 0 | 0 | 0 | 0 | 0 | 0 | 0 | 0 | 0 | 0 | 0 | 0 | 0 | 0 | 0 | 0 | 0 | 0 | 0 | 0 | 0 | 0 | 0 | 0 | 0
F4_Industrial_Industrial - ID_Existing_Space Heating_Natural Gas_Gas Boiler - Stack Economizer_A_Achievable Economic RVT Potential | F4 | Industrial | Industrial - ID | Existing | Space Heating | Natural Gas | Gas Boiler - Stack Economizer | A | Incremental Energy Savings (MWh or mTherms) | Achievable Economic RVT Potential | 0 | 0 | 0 | 0 | 0 | 0 | 0 | 0 | 0 | 0 | 0 | 0 | 0 | 0 | 0 | 0 | 0 | 0 | 0 | 0 | 0 | 0 | 0 | 0 | 0 | 0 | 0
F5_Industrial_Industrial - ID_Existing_Space Heating_Natural Gas_Gas Boiler - Stack Economizer_A_Achievable Economic RVT Potential | F5 | Industrial | Industrial - ID | Existing | Space Heating | Natural Gas | Gas Boiler - Stack Economizer | A | Incremental Summer Peak Savings (MW) | Achievable Economic RVT Potential | 0 | 0 | 0 | 0 | 0 | 0 | 0 | 0 | 0 | 0 | 0 | 0 | 0 | 0 | 0 | 0 | 0 | 0 | 0 | 0 | 0 | 0 | 0 | 0 | 0 | 0 | 0
F6_Industrial_Industrial - ID_Existing_Space Heating_Natural Gas_Gas Boiler - Stack Economizer_A_Achievable Economic RVT Potential | F6 | Industrial | Industrial - ID | Existing | Space Heating | Natural Gas | Gas Boiler - Stack Economizer | A | Incremental Winter Peak Savings (MW) | Achievable Economic RVT Potential | 0 | 0 | 0 | 0 | 0 | 0 | 0 | 0 | 0 | 0 | 0 | 0 | 0 | 0 | 0 | 0 | 0 | 0 | 0 | 0 | 0 | 0 | 0 | 0 | 0 | 0 | 0
F7_Industrial_Industrial - ID_Existing_Space Heating_Natural Gas_Gas Boiler - Stack Economizer_A_Achievable Economic RVT Potential | F7 | Industrial | Industrial - ID | Existing | Space Heating | Natural Gas | Gas Boiler - Stack Economizer | A | Cumulative Energy Savings (MWh or mTherms) | Achievable Economic RVT Potential | 0 | 0 | 0 | 0 | 0 | 0 | 0 | 0 | 0 | 0 | 0 | 0 | 0 | 0 | 0 | 0 | 0 | 0 | 0 | 0 | 0 | 0 | 0 | 0 | 0 | 0 | 0
F8_Industrial_Industrial - ID_Existing_Space Heating_Natural Gas_Gas Boiler - Stack Economizer_A_Achievable Economic RVT Potential | F8 | Industrial | Industrial - ID | Existing | Space Heating | Natural Gas | Gas Boiler - Stack Economizer | A | Cumulative Summer Peak Savings (MW) | Achievable Economic RVT Potential | 0 | 0 | 0 | 0 | 0 | 0 | 0 | 0 | 0 | 0 | 0 | 0 | 0 | 0 | 0 | 0 | 0 | 0 | 0 | 0 | 0 | 0 | 0 | 0 | 0 | 0 | 0
F9_Industrial_Industrial - ID_Existing_Space Heating_Natural Gas_Gas Boiler - Stack Economizer_A_Achievable Economic RVT Potential | F9 | Industrial | Industrial - ID | Existing | Space Heating | Natural Gas | Gas Boiler - Stack Economizer | A | Cumulative Winter Peak Savings (MW) | Achievable Economic RVT Potential | 0 | 0 | 0 | 0 | 0 | 0 | 0 | 0 | 0 | 0 | 0 | 0 | 0 | 0 | 0 | 0 | 0 | 0 | 0 | 0 | 0 | 0 | 0 | 0 | 0 | 0 | 0
F10_Industrial_Industrial - ID_Existing_Space Heating_Natural Gas_Gas Boiler - Stack Economizer_A_Achievable Economic RVT Potential | F10 | Industrial | Industrial - ID | Existing | Space Heating | Natural Gas | Gas Boiler - Stack Economizer | A | Purchases (Incremental) | Achievable Economic RVT Potential | 0 | 0 | 0 | 0 | 0 | 0 | 0 | 0 | 0 | 0 | 0 | 0 | 0 | 0 | 0 | 0 | 0 | 0 | 0 | 0 | 0 | 0 | 0 | 0 | 0 | 0 | 0
F11_Industrial_Industrial - ID_Existing_Space Heating_Natural Gas_Gas Boiler - Stack Economizer_A_Achievable Economic RVT Potential | F11 | Industrial | Industrial - ID | Existing | Space Heating | Natural Gas | Gas Boiler - Stack Economizer | A | Purchases (Cumulative) | Achievable Economic RVT Potential | 0 | 0 | 0 | 0 | 0 | 0 | 0 | 0 | 0 | 0 | 0 | 0 | 0 | 0 | 0 | 0 | 0 | 0 | 0 | 0 | 0 | 0 | 0 | 0 | 0 | 0 | 0
F1_Industrial_Industrial - ID_Existing_Space Heating_Natural Gas_Gas Boiler - Steam Trap Replacement_A_Achievable Economic RVT Potential | F1 | Industrial | Industrial - ID | Existing | Space Heating | Natural Gas | Gas Boiler - Steam Trap Replacement | A | Integrated Unit Energy Savings (kWh or therms) | Achievable Economic RVT Potential | 0 | 0 | 47339.4589 | 47221.25 | 47105.3351 | 46992.0028 | 46881.5156 | 46774.1119 | 46670.0086 | 46569.403 | 46472.4742 | 46379.3852 | 46290.284 | 46205.3055 | 46124.5718 | 46048.1945 | 45976.2745 | 45908.904 | 45846.1665 | 45788.138 | 45734.8876 | 45686.4782 | 45642.4696 | 45602.4618 | 45566.0911 | 45533.0268 | 45502.9684
F2_Industrial_Industrial - ID_Existing_Space Heating_Natural Gas_Gas Boiler - Steam Trap Replacement_A_Achievable Economic RVT Potential | F2 | Industrial | Industrial - ID | Existing | Space Heating | Natural Gas | Gas Boiler - Steam Trap Replacement | A | Integrated Unit Summer Peak Savings (kW) | Achievable Economic RVT Potential | 0 | 0 | 0 | 0 | 0 | 0 | 0 | 0 | 0 | 0 | 0 | 0 | 0 | 0 | 0 | 0 | 0 | 0 | 0 | 0 | 0 | 0 | 0 | 0 | 0 | 0 | 0
F3_Industrial_Industrial - ID_Existing_Space Heating_Natural Gas_Gas Boiler - Steam Trap Replacement_A_Achievable Economic RVT Potential | F3 | Industrial | Industrial - ID | Existing | Space Heating | Natural Gas | Gas Boiler - Steam Trap Replacement | A | Integrated Unit Winter Peak Savings (kW) | Achievable Economic RVT Potential | 0 | 0 | 0 | 0 | 0 | 0 | 0 | 0 | 0 | 0 | 0 | 0 | 0 | 0 | 0 | 0 | 0 | 0 | 0 | 0 | 0 | 0 | 0 | 0 | 0 | 0 | 0
F4_Industrial_Industrial - ID_Existing_Space Heating_Natural Gas_Gas Boiler - Steam Trap Replacement_A_Achievable Economic RVT Potential | F4 | Industrial | Industrial - ID | Existing | Space Heating | Natural Gas | Gas Boiler - Steam Trap Replacement | A | Incremental Energy Savings (MWh or mTherms) | Achievable Economic RVT Potential | 0 | 0 | 0 | 0 | 0 | 0 | 0 | 0 | 0 | 0 | 0 | 0 | 0 | 0 | 0 | 0 | 0 | 0 | 0 | 0 | 0 | 0 | 0 | 0 | 0 | 0 | 0
F5_Industrial_Industrial - ID_Existing_Space Heating_Natural Gas_Gas Boiler - Steam Trap Replacement_A_Achievable Economic RVT Potential | F5 | Industrial | Industrial - ID | Existing | Space Heating | Natural Gas | Gas Boiler - Steam Trap Replacement | A | Incremental Summer Peak Savings (MW) | Achievable Economic RVT Potential | 0 | 0 | 0 | 0 | 0 | 0 | 0 | 0 | 0 | 0 | 0 | 0 | 0 | 0 | 0 | 0 | 0 | 0 | 0 | 0 | 0 | 0 | 0 | 0 | 0 | 0 | 0
F6_Industrial_Industrial - ID_Existing_Space Heating_Natural Gas_Gas Boiler - Steam Trap Replacement_A_Achievable Economic RVT Potential | F6 | Industrial | Industrial - ID | Existing | Space Heating | Natural Gas | Gas Boiler - Steam Trap Replacement | A | Incremental Winter Peak Savings (MW) | Achievable Economic RVT Potential | 0 | 0 | 0 | 0 | 0 | 0 | 0 | 0 | 0 | 0 | 0 | 0 | 0 | 0 | 0 | 0 | 0 | 0 | 0 | 0 | 0 | 0 | 0 | 0 | 0 | 0 | 0
F7_Industrial_Industrial - ID_Existing_Space Heating_Natural Gas_Gas Boiler - Steam Trap Replacement_A_Achievable Economic RVT Potential | F7 | Industrial | Industrial - ID | Existing | Space Heating | Natural Gas | Gas Boiler - Steam Trap Replacement | A | Cumulative Energy Savings (MWh or mTherms) | Achievable Economic RVT Potential | 0 | 0 | 0 | 0 | 0 | 0 | 0 | 0 | 0 | 0 | 0 | 0 | 0 | 0 | 0 | 0 | 0 | 0 | 0 | 0 | 0 | 0 | 0 | 0 | 0 | 0 | 0
F8_Industrial_Industrial - ID_Existing_Space Heating_Natural Gas_Gas Boiler - Steam Trap Replacement_A_Achievable Economic RVT Potential | F8 | Industrial | Industrial - ID | Existing | Space Heating | Natural Gas | Gas Boiler - Steam Trap Replacement | A | Cumulative Summer Peak Savings (MW) | Achievable Economic RVT Potential | 0 | 0 | 0 | 0 | 0 | 0 | 0 | 0 | 0 | 0 | 0 | 0 | 0 | 0 | 0 | 0 | 0 | 0 | 0 | 0 | 0 | 0 | 0 | 0 | 0 | 0 | 0
F9_Industrial_Industrial - ID_Existing_Space Heating_Natural Gas_Gas Boiler - Steam Trap Replacement_A_Achievable Economic RVT Potential | F9 | Industrial | Industrial - ID | Existing | Space Heating | Natural Gas | Gas Boiler - Steam Trap Replacement | A | Cumulative Winter Peak Savings (MW) | Achievable Economic RVT Potential | 0 | 0 | 0 | 0 | 0 | 0 | 0 | 0 | 0 | 0 | 0 | 0 | 0 | 0 | 0 | 0 | 0 | 0 | 0 | 0 | 0 | 0 | 0 | 0 | 0 | 0 | 0
F10_Industrial_Industrial - ID_Existing_Space Heating_Natural Gas_Gas Boiler - Steam Trap Replacement_A_Achievable Economic RVT Potential | F10 | Industrial | Industrial - ID | Existing | Space Heating | Natural Gas | Gas Boiler - Steam Trap Replacement | A | Purchases (Incremental) | Achievable Economic RVT Potential | 0 | 0 | 0 | 0 | 0 | 0 | 0 | 0 | 0 | 0 | 0 | 0 | 0 | 0 | 0 | 0 | 0 | 0 | 0 | 0 | 0 | 0 | 0 | 0 | 0 | 0 | 0
F11_Industrial_Industrial - ID_Existing_Space Heating_Natural Gas_Gas Boiler - Steam Trap Replacement_A_Achievable Economic RVT Potential | F11 | Industrial | Industrial - ID | Existing | Space Heating | Natural Gas | Gas Boiler - Steam Trap Replacement | A | Purchases (Cumulative) | Achievable Economic RVT Potential | 0 | 0 | 0 | 0 | 0 | 0 | 0 | 0 | 0 | 0 | 0 | 0 | 0 | 0 | 0 | 0 | 0 | 0 | 0 | 0 | 0 | 0 | 0 | 0 | 0 | 0 | 0
F1_Industrial_Industrial - ID_Existing_Process_Natural Gas_Process Boiler - Hot Water Reset_A_Achievable Economic RVT Potential | F1 | Industrial | Industrial - ID | Existing | Process | Natural Gas | Process Boiler - Hot Water Reset | A | Integrated Unit Energy Savings (kWh or therms) | Achievable Economic RVT Potential | 0 | 0 | 8528.903 | 8528.7478 | 8528.5898 | 8528.4291 | 8528.2655 | 8528.0991 | 8528.0823 | 8528.0652 | 8528.0478 | 8528.0302 | 8528.0122 | 8527.9939 | 8527.9752 | 8527.9563 | 8527.937 | 8527.9174 | 8527.8974 | 8527.8771 | 8527.8564 | 8527.8354 | 8527.814 | 8527.7922 | 8527.77 | 8527.7475 | 8527.7245
F2_Industrial_Industrial - ID_Existing_Process_Natural Gas_Process Boiler - Hot Water Reset_A_Achievable Economic RVT Potential | F2 | Industrial | Industrial - ID | Existing | Process | Natural Gas | Process Boiler - Hot Water Reset | A | Integrated Unit Summer Peak Savings (kW) | Achievable Economic RVT Potential | 0 | 0 | 0 | 0 | 0 | 0 | 0 | 0 | 0 | 0 | 0 | 0 | 0 | 0 | 0 | 0 | 0 | 0 | 0 | 0 | 0 | 0 | 0 | 0 | 0 | 0 | 0
F3_Industrial_Industrial - ID_Existing_Process_Natural Gas_Process Boiler - Hot Water Reset_A_Achievable Economic RVT Potential | F3 | Industrial | Industrial - ID | Existing | Process | Natural Gas | Process Boiler - Hot Water Reset | A | Integrated Unit Winter Peak Savings (kW) | Achievable Economic RVT Potential | 0 | 0 | 0 | 0 | 0 | 0 | 0 | 0 | 0 | 0 | 0 | 0 | 0 | 0 | 0 | 0 | 0 | 0 | 0 | 0 | 0 | 0 | 0 | 0 | 0 | 0 | 0
F4_Industrial_Industrial - ID_Existing_Process_Natural Gas_Process Boiler - Hot Water Reset_A_Achievable Economic RVT Potential | F4 | Industrial | Industrial - ID | Existing | Process | Natural Gas | Process Boiler - Hot Water Reset | A | Incremental Energy Savings (MWh or mTherms) | Achievable Economic RVT Potential | 0 | 0 | 0 | 0 | 0 | 0 | 0 | 0 | 0 | 0 | 0 | 0 | 0 | 0 | 0 | 0 | 0 | 0 | 0 | 0 | 0 | 0 | 0 | 0 | 0 | 0 | 0
F5_Industrial_Industrial - ID_Existing_Process_Natural Gas_Process Boiler - Hot Water Reset_A_Achievable Economic RVT Potential | F5 | Industrial | Industrial - ID | Existing | Process | Natural Gas | Process Boiler - Hot Water Reset | A | Incremental Summer Peak Savings (MW) | Achievable Economic RVT Potential | 0 | 0 | 0 | 0 | 0 | 0 | 0 | 0 | 0 | 0 | 0 | 0 | 0 | 0 | 0 | 0 | 0 | 0 | 0 | 0 | 0 | 0 | 0 | 0 | 0 | 0 | 0
F6_Industrial_Industrial - ID_Existing_Process_Natural Gas_Process Boiler - Hot Water Reset_A_Achievable Economic RVT Potential | F6 | Industrial | Industrial - ID | Existing | Process | Natural Gas | Process Boiler - Hot Water Reset | A | Incremental Winter Peak Savings (MW) | Achievable Economic RVT Potential | 0 | 0 | 0 | 0 | 0 | 0 | 0 | 0 | 0 | 0 | 0 | 0 | 0 | 0 | 0 | 0 | 0 | 0 | 0 | 0 | 0 | 0 | 0 | 0 | 0 | 0 | 0
F7_Industrial_Industrial - ID_Existing_Process_Natural Gas_Process Boiler - Hot Water Reset_A_Achievable Economic RVT Potential | F7 | Industrial | Industrial - ID | Existing | Process | Natural Gas | Process Boiler - Hot Water Reset | A | Cumulative Energy Savings (MWh or mTherms) | Achievable Economic RVT Potential | 0 | 0 | 0 | 0 | 0 | 0 | 0 | 0 | 0 | 0 | 0 | 0 | 0 | 0 | 0 | 0 | 0 | 0 | 0 | 0 | 0 | 0 | 0 | 0 | 0 | 0 | 0
F8_Industrial_Industrial - ID_Existing_Process_Natural Gas_Process Boiler - Hot Water Reset_A_Achievable Economic RVT Potential | F8 | Industrial | Industrial - ID | Existing | Process | Natural Gas | Process Boiler - Hot Water Reset | A | Cumulative Summer Peak Savings (MW) | Achievable Economic RVT Potential | 0 | 0 | 0 | 0 | 0 | 0 | 0 | 0 | 0 | 0 | 0 | 0 | 0 | 0 | 0 | 0 | 0 | 0 | 0 | 0 | 0 | 0 | 0 | 0 | 0 | 0 | 0
F9_Industrial_Industrial - ID_Existing_Process_Natural Gas_Process Boiler - Hot Water Reset_A_Achievable Economic RVT Potential | F9 | Industrial | Industrial - ID | Existing | Process | Natural Gas | Process Boiler - Hot Water Reset | A | Cumulative Winter Peak Savings (MW) | Achievable Economic RVT Potential | 0 | 0 | 0 | 0 | 0 | 0 | 0 | 0 | 0 | 0 | 0 | 0 | 0 | 0 | 0 | 0 | 0 | 0 | 0 | 0 | 0 | 0 | 0 | 0 | 0 | 0 | 0
F10_Industrial_Industrial - ID_Existing_Process_Natural Gas_Process Boiler - Hot Water Reset_A_Achievable Economic RVT Potential | F10 | Industrial | Industrial - ID | Existing | Process | Natural Gas | Process Boiler - Hot Water Reset | A | Purchases (Incremental) | Achievable Economic RVT Potential | 0 | 0 | 0 | 0 | 0 | 0 | 0 | 0 | 0 | 0 | 0 | 0 | 0 | 0 | 0 | 0 | 0 | 0 | 0 | 0 | 0 | 0 | 0 | 0 | 0 | 0 | 0
F11_Industrial_Industrial - ID_Existing_Process_Natural Gas_Process Boiler - Hot Water Reset_A_Achievable Economic RVT Potential | F11 | Industrial | Industrial - ID | Existing | Process | Natural Gas | Process Boiler - Hot Water Reset | A | Purchases (Cumulative) | Achievable Economic RVT Potential | 0 | 0 | 0 | 0 | 0 | 0 | 0 | 0 | 0 | 0 | 0 | 0 | 0 | 0 | 0 | 0 | 0 | 0 | 0 | 0 | 0 | 0 | 0 | 0 | 0 | 0 | 0
F1_Industrial_Industrial - ID_Existing_Process_Natural Gas_Process Boiler - Burner Control Optimization_A_Achievable Economic RVT Potential | F1 | Industrial | Industrial - ID | Existing | Process | Natural Gas | Process Boiler - Burner Control Optimization | A | Integrated Unit Energy Savings (kWh or therms) | Achievable Economic RVT Potential | 0 | 0 | 2.3174 | 2.3158 | 2.314 | 2.312 | 2.3099 | 2.3074 | 2.3048 | 2.3021 | 2.2995 | 2.297 | 2.2949 | 2.293 | 2.2915 | 2.2901 | 2.2888 | 2.2883 | 2.2877 | 2.2872 | 2.2866 | 2.286 | 2.2855 | 2.2849 | 2.2843 | 2.2837 | 2.2831
F2_Industrial_Industrial - ID_Existing_Process_Natural Gas_Process Boiler - Burner Control Optimization_A_Achievable Economic RVT Potential | F2 | Industrial | Industrial - ID | Existing | Process | Natural Gas | Process Boiler - Burner Control Optimization | A | Integrated Unit Summer Peak Savings (kW) | Achievable Economic RVT Potential | 0 | 0 | 0 | 0 | 0 | 0 | 0 | 0 | 0 | 0 | 0 | 0 | 0 | 0 | 0 | 0 | 0 | 0 | 0 | 0 | 0 | 0 | 0 | 0 | 0 | 0 | 0
F3_Industrial_Industrial - ID_Existing_Process_Natural Gas_Process Boiler - Burner Control Optimization_A_Achievable Economic RVT Potential | F3 | Industrial | Industrial - ID | Existing | Process | Natural Gas | Process Boiler - Burner Control Optimization | A | Integrated Unit Winter Peak Savings (kW) | Achievable Economic RVT Potential | 0 | 0 | 0 | 0 | 0 | 0 | 0 | 0 | 0 | 0 | 0 | 0 | 0 | 0 | 0 | 0 | 0 | 0 | 0 | 0 | 0 | 0 | 0 | 0 | 0 | 0 | 0
F4_Industrial_Industrial - ID_Existing_Process_Natural Gas_Process Boiler - Burner Control Optimization_A_Achievable Economic RVT Potential | F4 | Industrial | Industrial - ID | Existing | Process | Natural Gas | Process Boiler - Burner Control Optimization | A | Incremental Energy Savings (MWh or mTherms) | Achievable Economic RVT Potential | 0 | 0 | 0 | 0 | 0 | 0 | 0 | 0 | 0 | 0 | 0 | 0 | 0 | 0 | 0 | 0 | 0 | 0 | 0 | 0 | 0 | 0 | 0 | 0 | 0 | 0 | 0
F5_Industrial_Industrial - ID_Existing_Process_Natural Gas_Process Boiler - Burner Control Optimization_A_Achievable Economic RVT Potential | F5 | Industrial | Industrial - ID | Existing | Process | Natural Gas | Process Boiler - Burner Control Optimization | A | Incremental Summer Peak Savings (MW) | Achievable Economic RVT Potential | 0 | 0 | 0 | 0 | 0 | 0 | 0 | 0 | 0 | 0 | 0 | 0 | 0 | 0 | 0 | 0 | 0 | 0 | 0 | 0 | 0 | 0 | 0 | 0 | 0 | 0 | 0
F6_Industrial_Industrial - ID_Existing_Process_Natural Gas_Process Boiler - Burner Control Optimization_A_Achievable Economic RVT Potential | F6 | Industrial | Industrial - ID | Existing | Process | Natural Gas | Process Boiler - Burner Control Optimization | A | Incremental Winter Peak Savings (MW) | Achievable Economic RVT Potential | 0 | 0 | 0 | 0 | 0 | 0 | 0 | 0 | 0 | 0 | 0 | 0 | 0 | 0 | 0 | 0 | 0 | 0 | 0 | 0 | 0 | 0 | 0 | 0 | 0 | 0 | 0
F7_Industrial_Industrial - ID_Existing_Process_Natural Gas_Process Boiler - Burner Control Optimization_A_Achievable Economic RVT Potential | F7 | Industrial | Industrial - ID | Existing | Process | Natural Gas | Process Boiler - Burner Control Optimization | A | Cumulative Energy Savings (MWh or mTherms) | Achievable Economic RVT Potential | 0 | 0 | 0 | 0 | 0 | 0 | 0 | 0 | 0 | 0 | 0 | 0 | 0 | 0 | 0 | 0 | 0 | 0 | 0 | 0 | 0 | 0 | 0 | 0 | 0 | 0 | 0
F8_Industrial_Industrial - ID_Existing_Process_Natural Gas_Process Boiler - Burner Control Optimization_A_Achievable Economic RVT Potential | F8 | Industrial | Industrial - ID | Existing | Process | Natural Gas | Process Boiler - Burner Control Optimization | A | Cumulative Summer Peak Savings (MW) | Achievable Economic RVT Potential | 0 | 0 | 0 | 0 | 0 | 0 | 0 | 0 | 0 | 0 | 0 | 0 | 0 | 0 | 0 | 0 | 0 | 0 | 0 | 0 | 0 | 0 | 0 | 0 | 0 | 0 | 0
F9_Industrial_Industrial - ID_Existing_Process_Natural Gas_Process Boiler - Burner Control Optimization_A_Achievable Economic RVT Potential | F9 | Industrial | Industrial - ID | Existing | Process | Natural Gas | Process Boiler - Burner Control Optimization | A | Cumulative Winter Peak Savings (MW) | Achievable Economic RVT Potential | 0 | 0 | 0 | 0 | 0 | 0 | 0 | 0 | 0 | 0 | 0 | 0 | 0 | 0 | 0 | 0 | 0 | 0 | 0 | 0 | 0 | 0 | 0 | 0 | 0 | 0 | 0
F10_Industrial_Industrial - ID_Existing_Process_Natural Gas_Process Boiler - Burner Control Optimization_A_Achievable Economic RVT Potential | F10 | Industrial | Industrial - ID | Existing | Process | Natural Gas | Process Boiler - Burner Control Optimization | A | Purchases (Incremental) | Achievable Economic RVT Potential | 0 | 0 | 0 | 0 | 0 | 0 | 0 | 0 | 0 | 0 | 0 | 0 | 0 | 0 | 0 | 0 | 0 | 0 | 0 | 0 | 0 | 0 | 0 | 0 | 0 | 0 | 0
F11_Industrial_Industrial - ID_Existing_Process_Natural Gas_Process Boiler - Burner Control Optimization_A_Achievable Economic RVT Potential | F11 | Industrial | Industrial - ID | Existing | Process | Natural Gas | Process Boiler - Burner Control Optimization | A | Purchases (Cumulative) | Achievable Economic RVT Potential | 0 | 0 | 0 | 0 | 0 | 0 | 0 | 0 | 0 | 0 | 0 | 0 | 0 | 0 | 0 | 0 | 0 | 0 | 0 | 0 | 0 | 0 | 0 | 0 | 0 | 0 | 0
F1_Industrial_Industrial - ID_Existing_Process_Natural Gas_Process Boiler - Insulate Hot Water Lines_A_Achievable Economic RVT Potential | F1 | Industrial | Industrial - ID | Existing | Process | Natural Gas | Process Boiler - Insulate Hot Water Lines | A | Integrated Unit Energy Savings (kWh or therms) | Achievable Economic RVT Potential | 0 | 0 | 35.7014 | 35.676 | 35.6465 | 35.6125 | 35.5737 | 35.5288 | 35.4796 | 35.4275 | 35.3753 | 35.3257 | 35.2811 | 35.2426 | 35.2097 | 35.1813 | 35.1557 | 35.1423 | 35.1301 | 35.1184 | 35.1078 | 35.0971 | 35.0862 | 35.075 | 35.0637 | 35.0522 | 35.0405
F2_Industrial_Industrial - ID_Existing_Process_Natural Gas_Process Boiler - Insulate Hot Water Lines_A_Achievable Economic RVT Potential | F2 | Industrial | Industrial - ID | Existing | Process | Natural Gas | Process Boiler - Insulate Hot Water Lines | A | Integrated Unit Summer Peak Savings (kW) | Achievable Economic RVT Potential | 0 | 0 | 0 | 0 | 0 | 0 | 0 | 0 | 0 | 0 | 0 | 0 | 0 | 0 | 0 | 0 | 0 | 0 | 0 | 0 | 0 | 0 | 0 | 0 | 0 | 0 | 0
F3_Industrial_Industrial - ID_Existing_Process_Natural Gas_Process Boiler - Insulate Hot Water Lines_A_Achievable Economic RVT Potential | F3 | Industrial | Industrial - ID | Existing | Process | Natural Gas | Process Boiler - Insulate Hot Water Lines | A | Integrated Unit Winter Peak Savings (kW) | Achievable Economic RVT Potential | 0 | 0 | 0 | 0 | 0 | 0 | 0 | 0 | 0 | 0 | 0 | 0 | 0 | 0 | 0 | 0 | 0 | 0 | 0 | 0 | 0 | 0 | 0 | 0 | 0 | 0 | 0
F4_Industrial_Industrial - ID_Existing_Process_Natural Gas_Process Boiler - Insulate Hot Water Lines_A_Achievable Economic RVT Potential | F4 | Industrial | Industrial - ID | Existing | Process | Natural Gas | Process Boiler - Insulate Hot Water Lines | A | Incremental Energy Savings (MWh or mTherms) | Achievable Economic RVT Potential | 0 | 0 | 0 | 0 | 0 | 0 | 0 | 0 | 0 | 0 | 0 | 0 | 0 | 0 | 0 | 0 | 0 | 0 | 0 | 0 | 0 | 0 | 0 | 0 | 0 | 0 | 0
F5_Industrial_Industrial - ID_Existing_Process_Natural Gas_Process Boiler - Insulate Hot Water Lines_A_Achievable Economic RVT Potential | F5 | Industrial | Industrial - ID | Existing | Process | Natural Gas | Process Boiler - Insulate Hot Water Lines | A | Incremental Summer Peak Savings (MW) | Achievable Economic RVT Potential | 0 | 0 | 0 | 0 | 0 | 0 | 0 | 0 | 0 | 0 | 0 | 0 | 0 | 0 | 0 | 0 | 0 | 0 | 0 | 0 | 0 | 0 | 0 | 0 | 0 | 0 | 0
F6_Industrial_Industrial - ID_Existing_Process_Natural Gas_Process Boiler - Insulate Hot Water Lines_A_Achievable Economic RVT Potential | F6 | Industrial | Industrial - ID | Existing | Process | Natural Gas | Process Boiler - Insulate Hot Water Lines | A | Incremental Winter Peak Savings (MW) | Achievable Economic RVT Potential | 0 | 0 | 0 | 0 | 0 | 0 | 0 | 0 | 0 | 0 | 0 | 0 | 0 | 0 | 0 | 0 | 0 | 0 | 0 | 0 | 0 | 0 | 0 | 0 | 0 | 0 | 0
F7_Industrial_Industrial - ID_Existing_Process_Natural Gas_Process Boiler - Insulate Hot Water Lines_A_Achievable Economic RVT Potential | F7 | Industrial | Industrial - ID | Existing | Process | Natural Gas | Process Boiler - Insulate Hot Water Lines | A | Cumulative Energy Savings (MWh or mTherms) | Achievable Economic RVT Potential | 0 | 0 | 0 | 0 | 0 | 0 | 0 | 0 | 0 | 0 | 0 | 0 | 0 | 0 | 0 | 0 | 0 | 0 | 0 | 0 | 0 | 0 | 0 | 0 | 0 | 0 | 0
F8_Industrial_Industrial - ID_Existing_Process_Natural Gas_Process Boiler - Insulate Hot Water Lines_A_Achievable Economic RVT Potential | F8 | Industrial | Industrial - ID | Existing | Process | Natural Gas | Process Boiler - Insulate Hot Water Lines | A | Cumulative Summer Peak Savings (MW) | Achievable Economic RVT Potential | 0 | 0 | 0 | 0 | 0 | 0 | 0 | 0 | 0 | 0 | 0 | 0 | 0 | 0 | 0 | 0 | 0 | 0 | 0 | 0 | 0 | 0 | 0 | 0 | 0 | 0 | 0
F9_Industrial_Industrial - ID_Existing_Process_Natural Gas_Process Boiler - Insulate Hot Water Lines_A_Achievable Economic RVT Potential | F9 | Industrial | Industrial - ID | Existing | Process | Natural Gas | Process Boiler - Insulate Hot Water Lines | A | Cumulative Winter Peak Savings (MW) | Achievable Economic RVT Potential | 0 | 0 | 0 | 0 | 0 | 0 | 0 | 0 | 0 | 0 | 0 | 0 | 0 | 0 | 0 | 0 | 0 | 0 | 0 | 0 | 0 | 0 | 0 | 0 | 0 | 0 | 0
F10_Industrial_Industrial - ID_Existing_Process_Natural Gas_Process Boiler - Insulate Hot Water Lines_A_Achievable Economic RVT Potential | F10 | Industrial | Industrial - ID | Existing | Process | Natural Gas | Process Boiler - Insulate Hot Water Lines | A | Purchases (Incremental) | Achievable Economic RVT Potential | 0 | 0 | 0 | 0 | 0 | 0 | 0 | 0 | 0 | 0 | 0 | 0 | 0 | 0 | 0 | 0 | 0 | 0 | 0 | 0 | 0 | 0 | 0 | 0 | 0 | 0 | 0
F11_Industrial_Industrial - ID_Existing_Process_Natural Gas_Process Boiler - Insulate Hot Water Lines_A_Achievable Economic RVT Potential | F11 | Industrial | Industrial - ID | Existing | Process | Natural Gas | Process Boiler - Insulate Hot Water Lines | A | Purchases (Cumulative) | Achievable Economic RVT Potential | 0 | 0 | 0 | 0 | 0 | 0 | 0 | 0 | 0 | 0 | 0 | 0 | 0 | 0 | 0 | 0 | 0 | 0 | 0 | 0 | 0 | 0 | 0 | 0 | 0 | 0 | 0
F1_Industrial_Industrial - ID_Existing_Process_Natural Gas_Process Boiler - Insulate Steam Lines/Condensate Tank_A_Achievable Economic RVT Potential | F1 | Industrial | Industrial - ID | Existing | Process | Natural Gas | Process Boiler - Insulate Steam Lines/Condensate Tank | A | Integrated Unit Energy Savings (kWh or therms) | Achievable Economic RVT Potential | 0 | 0 | 53.3464 | 53.3261 | 53.3013 | 53.2723 | 53.2389 | 53.1998 | 53.1575 | 53.1136 | 53.0712 | 53.0334 | 53.0023 | 52.9793 | 52.9628 | 52.9511 | 52.9419 | 52.9338 | 52.9261 | 52.9184 | 52.9106 | 52.9026 | 52.8946 | 52.8864 | 52.878 | 52.8695 | 52.8608
F2_Industrial_Industrial - ID_Existing_Process_Natural Gas_Process Boiler - Insulate Steam Lines/Condensate Tank_A_Achievable Economic RVT Potential | F2 | Industrial | Industrial - ID | Existing | Process | Natural Gas | Process Boiler - Insulate Steam Lines/Condensate Tank | A | Integrated Unit Summer Peak Savings (kW) | Achievable Economic RVT Potential | 0 | 0 | 0 | 0 | 0 | 0 | 0 | 0 | 0 | 0 | 0 | 0 | 0 | 0 | 0 | 0 | 0 | 0 | 0 | 0 | 0 | 0 | 0 | 0 | 0 | 0 | 0
F3_Industrial_Industrial - ID_Existing_Process_Natural Gas_Process Boiler - Insulate Steam Lines/Condensate Tank_A_Achievable Economic RVT Potential | F3 | Industrial | Industrial - ID | Existing | Process | Natural Gas | Process Boiler - Insulate Steam Lines/Condensate Tank | A | Integrated Unit Winter Peak Savings (kW) | Achievable Economic RVT Potential | 0 | 0 | 0 | 0 | 0 | 0 | 0 | 0 | 0 | 0 | 0 | 0 | 0 | 0 | 0 | 0 | 0 | 0 | 0 | 0 | 0 | 0 | 0 | 0 | 0 | 0 | 0
F4_Industrial_Industrial - ID_Existing_Process_Natural Gas_Process Boiler - Insulate Steam Lines/Condensate Tank_A_Achievable Economic RVT Potential | F4 | Industrial | Industrial - ID | Existing | Process | Natural Gas | Process Boiler - Insulate Steam Lines/Condensate Tank | A | Incremental Energy Savings (MWh or mTherms) | Achievable Economic RVT Potential | 0 | 0 | 0 | 0 | 0 | 0 | 0 | 0 | 0 | 0 | 0 | 0 | 0 | 0 | 0 | 0 | 0 | 0 | 0 | 0 | 0 | 0 | 0 | 0 | 0 | 0 | 0
F5_Industrial_Industrial - ID_Existing_Process_Natural Gas_Process Boiler - Insulate Steam Lines/Condensate Tank_A_Achievable Economic RVT Potential | F5 | Industrial | Industrial - ID | Existing | Process | Natural Gas | Process Boiler - Insulate Steam Lines/Condensate Tank | A | Incremental Summer Peak Savings (MW) | Achievable Economic RVT Potential | 0 | 0 | 0 | 0 | 0 | 0 | 0 | 0 | 0 | 0 | 0 | 0 | 0 | 0 | 0 | 0 | 0 | 0 | 0 | 0 | 0 | 0 | 0 | 0 | 0 | 0 | 0
F6_Industrial_Industrial - ID_Existing_Process_Natural Gas_Process Boiler - Insulate Steam Lines/Condensate Tank_A_Achievable Economic RVT Potential | F6 | Industrial | Industrial - ID | Existing | Process | Natural Gas | Process Boiler - Insulate Steam Lines/Condensate Tank | A | Incremental Winter Peak Savings (MW) | Achievable Economic RVT Potential | 0 | 0 | 0 | 0 | 0 | 0 | 0 | 0 | 0 | 0 | 0 | 0 | 0 | 0 | 0 | 0 | 0 | 0 | 0 | 0 | 0 | 0 | 0 | 0 | 0 | 0 | 0
F7_Industrial_Industrial - ID_Existing_Process_Natural Gas_Process Boiler - Insulate Steam Lines/Condensate Tank_A_Achievable Economic RVT Potential | F7 | Industrial | Industrial - ID | Existing | Process | Natural Gas | Process Boiler - Insulate Steam Lines/Condensate Tank | A | Cumulative Energy Savings (MWh or mTherms) | Achievable Economic RVT Potential | 0 | 0 | 0 | 0 | 0 | 0 | 0 | 0 | 0 | 0 | 0 | 0 | 0 | 0 | 0 | 0 | 0 | 0 | 0 | 0 | 0 | 0 | 0 | 0 | 0 | 0 | 0
F8_Industrial_Industrial - ID_Existing_Process_Natural Gas_Process Boiler - Insulate Steam Lines/Condensate Tank_A_Achievable Economic RVT Potential | F8 | Industrial | Industrial - ID | Existing | Process | Natural Gas | Process Boiler - Insulate Steam Lines/Condensate Tank | A | Cumulative Summer Peak Savings (MW) | Achievable Economic RVT Potential | 0 | 0 | 0 | 0 | 0 | 0 | 0 | 0 | 0 | 0 | 0 | 0 | 0 | 0 | 0 | 0 | 0 | 0 | 0 | 0 | 0 | 0 | 0 | 0 | 0 | 0 | 0
F9_Industrial_Industrial - ID_Existing_Process_Natural Gas_Process Boiler - Insulate Steam Lines/Condensate Tank_A_Achievable Economic RVT Potential | F9 | Industrial | Industrial - ID | Existing | Process | Natural Gas | Process Boiler - Insulate Steam Lines/Condensate Tank | A | Cumulative Winter Peak Savings (MW) | Achievable Economic RVT Potential | 0 | 0 | 0 | 0 | 0 | 0 | 0 | 0 | 0 | 0 | 0 | 0 | 0 | 0 | 0 | 0 | 0 | 0 | 0 | 0 | 0 | 0 | 0 | 0 | 0 | 0 | 0
F10_Industrial_Industrial - ID_Existing_Process_Natural Gas_Process Boiler - Insulate Steam Lines/Condensate Tank_A_Achievable Economic RVT Potential | F10 | Industrial | Industrial - ID | Existing | Process | Natural Gas | Process Boiler - Insulate Steam Lines/Condensate Tank | A | Purchases (Incremental) | Achievable Economic RVT Potential | 0 | 0 | 0 | 0 | 0 | 0 | 0 | 0 | 0 | 0 | 0 | 0 | 0 | 0 | 0 | 0 | 0 | 0 | 0 | 0 | 0 | 0 | 0 | 0 | 0 | 0 | 0
F11_Industrial_Industrial - ID_Existing_Process_Natural Gas_Process Boiler - Insulate Steam Lines/Condensate Tank_A_Achievable Economic RVT Potential | F11 | Industrial | Industrial - ID | Existing | Process | Natural Gas | Process Boiler - Insulate Steam Lines/Condensate Tank | A | Purchases (Cumulative) | Achievable Economic RVT Potential | 0 | 0 | 0 | 0 | 0 | 0 | 0 | 0 | 0 | 0 | 0 | 0 | 0 | 0 | 0 | 0 | 0 | 0 | 0 | 0 | 0 | 0 | 0 | 0 | 0 | 0 | 0
F1_Industrial_Industrial - ID_Existing_Process_Natural Gas_Process Boiler - Stack Economizer_A_Achievable Economic RVT Potential | F1 | Industrial | Industrial - ID | Existing | Process | Natural Gas | Process Boiler - Stack Economizer | A | Integrated Unit Energy Savings (kWh or therms) | Achievable Economic RVT Potential | 0 | 0 | 7.6685 | 7.6606 | 7.652 | 7.643 | 7.633 | 7.6216 | 7.6093 | 7.5964 | 7.5834 | 7.5709 | 7.5595 | 7.5509 | 7.5434 | 7.5369 | 7.5311 | 7.5278 | 7.5248 | 7.5218 | 7.5192 | 7.5164 | 7.5136 | 7.5108 | 7.5079 | 7.505 | 7.502
F2_Industrial_Industrial - ID_Existing_Process_Natural Gas_Process Boiler - Stack Economizer_A_Achievable Economic RVT Potential | F2 | Industrial | Industrial - ID | Existing | Process | Natural Gas | Process Boiler - Stack Economizer | A | Integrated Unit Summer Peak Savings (kW) | Achievable Economic RVT Potential | 0 | 0 | 0 | 0 | 0 | 0 | 0 | 0 | 0 | 0 | 0 | 0 | 0 | 0 | 0 | 0 | 0 | 0 | 0 | 0 | 0 | 0 | 0 | 0 | 0 | 0 | 0
F3_Industrial_Industrial - ID_Existing_Process_Natural Gas_Process Boiler - Stack Economizer_A_Achievable Economic RVT Potential | F3 | Industrial | Industrial - ID | Existing | Process | Natural Gas | Process Boiler - Stack Economizer | A | Integrated Unit Winter Peak Savings (kW) | Achievable Economic RVT Potential | 0 | 0 | 0 | 0 | 0 | 0 | 0 | 0 | 0 | 0 | 0 | 0 | 0 | 0 | 0 | 0 | 0 | 0 | 0 | 0 | 0 | 0 | 0 | 0 | 0 | 0 | 0
F4_Industrial_Industrial - ID_Existing_Process_Natural Gas_Process Boiler - Stack Economizer_A_Achievable Economic RVT Potential | F4 | Industrial | Industrial - ID | Existing | Process | Natural Gas | Process Boiler - Stack Economizer | A | Incremental Energy Savings (MWh or mTherms) | Achievable Economic RVT Potential | 0 | 0 | 0 | 0 | 0 | 0 | 0 | 0 | 0 | 0 | 0 | 0 | 0 | 0 | 0 | 0 | 0 | 0 | 0 | 0 | 0 | 0 | 0 | 0 | 0 | 0 | 0
F5_Industrial_Industrial - ID_Existing_Process_Natural Gas_Process Boiler - Stack Economizer_A_Achievable Economic RVT Potential | F5 | Industrial | Industrial - ID | Existing | Process | Natural Gas | Process Boiler - Stack Economizer | A | Incremental Summer Peak Savings (MW) | Achievable Economic RVT Potential | 0 | 0 | 0 | 0 | 0 | 0 | 0 | 0 | 0 | 0 | 0 | 0 | 0 | 0 | 0 | 0 | 0 | 0 | 0 | 0 | 0 | 0 | 0 | 0 | 0 | 0 | 0
F6_Industrial_Industrial - ID_Existing_Process_Natural Gas_Process Boiler - Stack Economizer_A_Achievable Economic RVT Potential | F6 | Industrial | Industrial - ID | Existing | Process | Natural Gas | Process Boiler - Stack Economizer | A | Incremental Winter Peak Savings (MW) | Achievable Economic RVT Potential | 0 | 0 | 0 | 0 | 0 | 0 | 0 | 0 | 0 | 0 | 0 | 0 | 0 | 0 | 0 | 0 | 0 | 0 | 0 | 0 | 0 | 0 | 0 | 0 | 0 | 0 | 0
F7_Industrial_Industrial - ID_Existing_Process_Natural Gas_Process Boiler - Stack Economizer_A_Achievable Economic RVT Potential | F7 | Industrial | Industrial - ID | Existing | Process | Natural Gas | Process Boiler - Stack Economizer | A | Cumulative Energy Savings (MWh or mTherms) | Achievable Economic RVT Potential | 0 | 0 | 0 | 0 | 0 | 0 | 0 | 0 | 0 | 0 | 0 | 0 | 0 | 0 | 0 | 0 | 0 | 0 | 0 | 0 | 0 | 0 | 0 | 0 | 0 | 0 | 0
F8_Industrial_Industrial - ID_Existing_Process_Natural Gas_Process Boiler - Stack Economizer_A_Achievable Economic RVT Potential | F8 | Industrial | Industrial - ID | Existing | Process | Natural Gas | Process Boiler - Stack Economizer | A | Cumulative Summer Peak Savings (MW) | Achievable Economic RVT Potential | 0 | 0 | 0 | 0 | 0 | 0 | 0 | 0 | 0 | 0 | 0 | 0 | 0 | 0 | 0 | 0 | 0 | 0 | 0 | 0 | 0 | 0 | 0 | 0 | 0 | 0 | 0
F9_Industrial_Industrial - ID_Existing_Process_Natural Gas_Process Boiler - Stack Economizer_A_Achievable Economic RVT Potential | F9 | Industrial | Industrial - ID | Existing | Process | Natural Gas | Process Boiler - Stack Economizer | A | Cumulative Winter Peak Savings (MW) | Achievable Economic RVT Potential | 0 | 0 | 0 | 0 | 0 | 0 | 0 | 0 | 0 | 0 | 0 | 0 | 0 | 0 | 0 | 0 | 0 | 0 | 0 | 0 | 0 | 0 | 0 | 0 | 0 | 0 | 0
F10_Industrial_Industrial - ID_Existing_Process_Natural Gas_Process Boiler - Stack Economizer_A_Achievable Economic RVT Potential | F10 | Industrial | Industrial - ID | Existing | Process | Natural Gas | Process Boiler - Stack Economizer | A | Purchases (Incremental) | Achievable Economic RVT Potential | 0 | 0 | 0 | 0 | 0 | 0 | 0 | 0 | 0 | 0 | 0 | 0 | 0 | 0 | 0 | 0 | 0 | 0 | 0 | 0 | 0 | 0 | 0 | 0 | 0 | 0 | 0
F11_Industrial_Industrial - ID_Existing_Process_Natural Gas_Process Boiler - Stack Economizer_A_Achievable Economic RVT Potential | F11 | Industrial | Industrial - ID | Existing | Process | Natural Gas | Process Boiler - Stack Economizer | A | Purchases (Cumulative) | Achievable Economic RVT Potential | 0 | 0 | 0 | 0 | 0 | 0 | 0 | 0 | 0 | 0 | 0 | 0 | 0 | 0 | 0 | 0 | 0 | 0 | 0 | 0 | 0 | 0 | 0 | 0 | 0 | 0 | 0
F1_Industrial_Industrial - ID_Existing_Process_Natural Gas_Process Boiler - Steam Trap Replacement_A_Achievable Economic RVT Potential | F1 | Industrial | Industrial - ID | Existing | Process | Natural Gas | Process Boiler - Steam Trap Replacement | A | Integrated Unit Energy Savings (kWh or therms) | Achievable Economic RVT Potential | 0 | 0 | 323099.6453 | 323099.6453 | 323099.6453 | 323099.6453 | 323099.6453 | 323099.6453 | 323099.6453 | 323099.6453 | 323099.6453 | 323099.6453 | 323099.6453 | 323099.6453 | 323099.6453 | 323099.6453 | 323099.6453 | 323099.6453 | 323099.6453 | 323099.6453 | 323099.6453 | 323099.6453 | 323099.6453 | 323099.6453 | 323099.6453 | 323099.6453 | 323099.6453
F2_Industrial_Industrial - ID_Existing_Process_Natural Gas_Process Boiler - Steam Trap Replacement_A_Achievable Economic RVT Potential | F2 | Industrial | Industrial - ID | Existing | Process | Natural Gas | Process Boiler - Steam Trap Replacement | A | Integrated Unit Summer Peak Savings (kW) | Achievable Economic RVT Potential | 0 | 0 | 0 | 0 | 0 | 0 | 0 | 0 | 0 | 0 | 0 | 0 | 0 | 0 | 0 | 0 | 0 | 0 | 0 | 0 | 0 | 0 | 0 | 0 | 0 | 0 | 0
F3_Industrial_Industrial - ID_Existing_Process_Natural Gas_Process Boiler - Steam Trap Replacement_A_Achievable Economic RVT Potential | F3 | Industrial | Industrial - ID | Existing | Process | Natural Gas | Process Boiler - Steam Trap Replacement | A | Integrated Unit Winter Peak Savings (kW) | Achievable Economic RVT Potential | 0 | 0 | 0 | 0 | 0 | 0 | 0 | 0 | 0 | 0 | 0 | 0 | 0 | 0 | 0 | 0 | 0 | 0 | 0 | 0 | 0 | 0 | 0 | 0 | 0 | 0 | 0
F4_Industrial_Industrial - ID_Existing_Process_Natural Gas_Process Boiler - Steam Trap Replacement_A_Achievable Economic RVT Potential | F4 | Industrial | Industrial - ID | Existing | Process | Natural Gas | Process Boiler - Steam Trap Replacement | A | Incremental Energy Savings (MWh or mTherms) | Achievable Economic RVT Potential | 0 | 0 | 0 | 0 | 0 | 0 | 0 | 0 | 0 | 0 | 0 | 0 | 0 | 0 | 0 | 0 | 0 | 0 | 0 | 0 | 0 | 0 | 0 | 0 | 0 | 0 | 0
F5_Industrial_Industrial - ID_Existing_Process_Natural Gas_Process Boiler - Steam Trap Replacement_A_Achievable Economic RVT Potential | F5 | Industrial | Industrial - ID | Existing | Process | Natural Gas | Process Boiler - Steam Trap Replacement | A | Incremental Summer Peak Savings (MW) | Achievable Economic RVT Potential | 0 | 0 | 0 | 0 | 0 | 0 | 0 | 0 | 0 | 0 | 0 | 0 | 0 | 0 | 0 | 0 | 0 | 0 | 0 | 0 | 0 | 0 | 0 | 0 | 0 | 0 | 0
F6_Industrial_Industrial - ID_Existing_Process_Natural Gas_Process Boiler - Steam Trap Replacement_A_Achievable Economic RVT Potential | F6 | Industrial | Industrial - ID | Existing | Process | Natural Gas | Process Boiler - Steam Trap Replacement | A | Incremental Winter Peak Savings (MW) | Achievable Economic RVT Potential | 0 | 0 | 0 | 0 | 0 | 0 | 0 | 0 | 0 | 0 | 0 | 0 | 0 | 0 | 0 | 0 | 0 | 0 | 0 | 0 | 0 | 0 | 0 | 0 | 0 | 0 | 0
F7_Industrial_Industrial - ID_Existing_Process_Natural Gas_Process Boiler - Steam Trap Replacement_A_Achievable Economic RVT Potential | F7 | Industrial | Industrial - ID | Existing | Process | Natural Gas | Process Boiler - Steam Trap Replacement | A | Cumulative Energy Savings (MWh or mTherms) | Achievable Economic RVT Potential | 0 | 0 | 0 | 0 | 0 | 0 | 0 | 0 | 0 | 0 | 0 | 0 | 0 | 0 | 0 | 0 | 0 | 0 | 0 | 0 | 0 | 0 | 0 | 0 | 0 | 0 | 0
F8_Industrial_Industrial - ID_Existing_Process_Natural Gas_Process Boiler - Steam Trap Replacement_A_Achievable Economic RVT Potential | F8 | Industrial | Industrial - ID | Existing | Process | Natural Gas | Process Boiler - Steam Trap Replacement | A | Cumulative Summer Peak Savings (MW) | Achievable Economic RVT Potential | 0 | 0 | 0 | 0 | 0 | 0 | 0 | 0 | 0 | 0 | 0 | 0 | 0 | 0 | 0 | 0 | 0 | 0 | 0 | 0 | 0 | 0 | 0 | 0 | 0 | 0 | 0
F9_Industrial_Industrial - ID_Existing_Process_Natural Gas_Process Boiler - Steam Trap Replacement_A_Achievable Economic RVT Potential | F9 | Industrial | Industrial - ID | Existing | Process | Natural Gas | Process Boiler - Steam Trap Replacement | A | Cumulative Winter Peak Savings (MW) | Achievable Economic RVT Potential | 0 | 0 | 0 | 0 | 0 | 0 | 0 | 0 | 0 | 0 | 0 | 0 | 0 | 0 | 0 | 0 | 0 | 0 | 0 | 0 | 0 | 0 | 0 | 0 | 0 | 0 | 0
F10_Industrial_Industrial - ID_Existing_Process_Natural Gas_Process Boiler - Steam Trap Replacement_A_Achievable Economic RVT Potential | F10 | Industrial | Industrial - ID | Existing | Process | Natural Gas | Process Boiler - Steam Trap Replacement | A | Purchases (Incremental) | Achievable Economic RVT Potential | 0 | 0 | 0 | 0 | 0 | 0 | 0 | 0 | 0 | 0 | 0 | 0 | 0 | 0 | 0 | 0 | 0 | 0 | 0 | 0 | 0 | 0 | 0 | 0 | 0 | 0 | 0
F11_Industrial_Industrial - ID_Existing_Process_Natural Gas_Process Boiler - Steam Trap Replacement_A_Achievable Economic RVT Potential | F11 | Industrial | Industrial - ID | Existing | Process | Natural Gas | Process Boiler - Steam Trap Replacement | A | Purchases (Cumulative) | Achievable Economic RVT Potential | 0 | 0 | 0 | 0 | 0 | 0 | 0 | 0 | 0 | 0 | 0 | 0 | 0 | 0 | 0 | 0 | 0 | 0 | 0 | 0 | 0 | 0 | 0 | 0 | 0 | 0 | 0
F1_Industrial_Industrial - ID_Existing_Process_Natural Gas_Process Boiler - Maintenance_A_Achievable Economic RVT Potential | F1 | Industrial | Industrial - ID | Existing | Process | Natural Gas | Process Boiler - Maintenance | A | Integrated Unit Energy Savings (kWh or therms) | Achievable Economic RVT Potential | 0 | 0 | 4.7936 | 4.7892 | 4.7843 | 4.7787 | 4.7725 | 4.7654 | 4.7577 | 4.7497 | 4.7416 | 4.7338 | 4.7267 | 4.7214 | 4.7167 | 4.7127 | 4.7091 | 4.7071 | 4.7052 | 4.7034 | 4.7018 | 4.7001 | 4.6984 | 4.6967 | 4.695 | 4.6932 | 4.6913
F2_Industrial_Industrial - ID_Existing_Process_Natural Gas_Process Boiler - Maintenance_A_Achievable Economic RVT Potential | F2 | Industrial | Industrial - ID | Existing | Process | Natural Gas | Process Boiler - Maintenance | A | Integrated Unit Summer Peak Savings (kW) | Achievable Economic RVT Potential | 0 | 0 | 0 | 0 | 0 | 0 | 0 | 0 | 0 | 0 | 0 | 0 | 0 | 0 | 0 | 0 | 0 | 0 | 0 | 0 | 0 | 0 | 0 | 0 | 0 | 0 | 0
F3_Industrial_Industrial - ID_Existing_Process_Natural Gas_Process Boiler - Maintenance_A_Achievable Economic RVT Potential | F3 | Industrial | Industrial - ID | Existing | Process | Natural Gas | Process Boiler - Maintenance | A | Integrated Unit Winter Peak Savings (kW) | Achievable Economic RVT Potential | 0 | 0 | 0 | 0 | 0 | 0 | 0 | 0 | 0 | 0 | 0 | 0 | 0 | 0 | 0 | 0 | 0 | 0 | 0 | 0 | 0 | 0 | 0 | 0 | 0 | 0 | 0
F4_Industrial_Industrial - ID_Existing_Process_Natural Gas_Process Boiler - Maintenance_A_Achievable Economic RVT Potential | F4 | Industrial | Industrial - ID | Existing | Process | Natural Gas | Process Boiler - Maintenance | A | Incremental Energy Savings (MWh or mTherms) | Achievable Economic RVT Potential | 0 | 0 | 0 | 0 | 0 | 0 | 0 | 0 | 0 | 0 | 0 | 0 | 0 | 0 | 0 | 0 | 0 | 0 | 0 | 0 | 0 | 0 | 0 | 0 | 0 | 0 | 0
F5_Industrial_Industrial - ID_Existing_Process_Natural Gas_Process Boiler - Maintenance_A_Achievable Economic RVT Potential | F5 | Industrial | Industrial - ID | Existing | Process | Natural Gas | Process Boiler - Maintenance | A | Incremental Summer Peak Savings (MW) | Achievable Economic RVT Potential | 0 | 0 | 0 | 0 | 0 | 0 | 0 | 0 | 0 | 0 | 0 | 0 | 0 | 0 | 0 | 0 | 0 | 0 | 0 | 0 | 0 | 0 | 0 | 0 | 0 | 0 | 0
F6_Industrial_Industrial - ID_Existing_Process_Natural Gas_Process Boiler - Maintenance_A_Achievable Economic RVT Potential | F6 | Industrial | Industrial - ID | Existing | Process | Natural Gas | Process Boiler - Maintenance | A | Incremental Winter Peak Savings (MW) | Achievable Economic RVT Potential | 0 | 0 | 0 | 0 | 0 | 0 | 0 | 0 | 0 | 0 | 0 | 0 | 0 | 0 | 0 | 0 | 0 | 0 | 0 | 0 | 0 | 0 | 0 | 0 | 0 | 0 | 0
F7_Industrial_Industrial - ID_Existing_Process_Natural Gas_Process Boiler - Maintenance_A_Achievable Economic RVT Potential | F7 | Industrial | Industrial - ID | Existing | Process | Natural Gas | Process Boiler - Maintenance | A | Cumulative Energy Savings (MWh or mTherms) | Achievable Economic RVT Potential | 0 | 0 | 0 | 0 | 0 | 0 | 0 | 0 | 0 | 0 | 0 | 0 | 0 | 0 | 0 | 0 | 0 | 0 | 0 | 0 | 0 | 0 | 0 | 0 | 0 | 0 | 0
F8_Industrial_Industrial - ID_Existing_Process_Natural Gas_Process Boiler - Maintenance_A_Achievable Economic RVT Potential | F8 | Industrial | Industrial - ID | Existing | Process | Natural Gas | Process Boiler - Maintenance | A | Cumulative Summer Peak Savings (MW) | Achievable Economic RVT Potential | 0 | 0 | 0 | 0 | 0 | 0 | 0 | 0 | 0 | 0 | 0 | 0 | 0 | 0 | 0 | 0 | 0 | 0 | 0 | 0 | 0 | 0 | 0 | 0 | 0 | 0 | 0
F9_Industrial_Industrial - ID_Existing_Process_Natural Gas_Process Boiler - Maintenance_A_Achievable Economic RVT Potential | F9 | Industrial | Industrial - ID | Existing | Process | Natural Gas | Process Boiler - Maintenance | A | Cumulative Winter Peak Savings (MW) | Achievable Economic RVT Potential | 0 | 0 | 0 | 0 | 0 | 0 | 0 | 0 | 0 | 0 | 0 | 0 | 0 | 0 | 0 | 0 | 0 | 0 | 0 | 0 | 0 | 0 | 0 | 0 | 0 | 0 | 0
F10_Industrial_Industrial - ID_Existing_Process_Natural Gas_Process Boiler - Maintenance_A_Achievable Economic RVT Potential | F10 | Industrial | Industrial - ID | Existing | Process | Natural Gas | Process Boiler - Maintenance | A | Purchases (Incremental) | Achievable Economic RVT Potential | 0 | 0 | 0 | 0 | 0 | 0 | 0 | 0 | 0 | 0 | 0 | 0 | 0 | 0 | 0 | 0 | 0 | 0 | 0 | 0 | 0 | 0 | 0 | 0 | 0 | 0 | 0
F11_Industrial_Industrial - ID_Existing_Process_Natural Gas_Process Boiler - Maintenance_A_Achievable Economic RVT Potential | F11 | Industrial | Industrial - ID | Existing | Process | Natural Gas | Process Boiler - Maintenance | A | Purchases (Cumulative) | Achievable Economic RVT Potential | 0 | 0 | 0 | 0 | 0 | 0 | 0 | 0 | 0 | 0 | 0 | 0 | 0 | 0 | 0 | 0 | 0 | 0 | 0 | 0 | 0 | 0 | 0 | 0 | 0 | 0 | 0
F1_Industrial_Industrial - ID_Existing_Process_Natural Gas_Process - Heat Recovery_A_Achievable Economic RVT Potential | F1 | Industrial | Industrial - ID | Existing | Process | Natural Gas | Process - Heat Recovery | A | Integrated Unit Energy Savings (kWh or therms) | Achievable Economic RVT Potential | 0 | 0 | 0.71557 | 0.71444 | 0.71325 | 0.71201 | 0.71067 | 0.70924 | 0.70778 | 0.70632 | 0.70488 | 0.70353 | 0.7023 | 0.70135 | 0.70053 | 0.6998 | 0.69914 | 0.69877 | 0.69842 | 0.69807 | 0.69775 | 0.69742 | 0.69709 | 0.69675 | 0.6964 | 0.69605 | 0.6957
F2_Industrial_Industrial - ID_Existing_Process_Natural Gas_Process - Heat Recovery_A_Achievable Economic RVT Potential | F2 | Industrial | Industrial - ID | Existing | Process | Natural Gas | Process - Heat Recovery | A | Integrated Unit Summer Peak Savings (kW) | Achievable Economic RVT Potential | 0 | 0 | 0 | 0 | 0 | 0 | 0 | 0 | 0 | 0 | 0 | 0 | 0 | 0 | 0 | 0 | 0 | 0 | 0 | 0 | 0 | 0 | 0 | 0 | 0 | 0 | 0
F3_Industrial_Industrial - ID_Existing_Process_Natural Gas_Process - Heat Recovery_A_Achievable Economic RVT Potential | F3 | Industrial | Industrial - ID | Existing | Process | Natural Gas | Process - Heat Recovery | A | Integrated Unit Winter Peak Savings (kW) | Achievable Economic RVT Potential | 0 | 0 | 0 | 0 | 0 | 0 | 0 | 0 | 0 | 0 | 0 | 0 | 0 | 0 | 0 | 0 | 0 | 0 | 0 | 0 | 0 | 0 | 0 | 0 | 0 | 0 | 0
F4_Industrial_Industrial - ID_Existing_Process_Natural Gas_Process - Heat Recovery_A_Achievable Economic RVT Potential | F4 | Industrial | Industrial - ID | Existing | Process | Natural Gas | Process - Heat Recovery | A | Incremental Energy Savings (MWh or mTherms) | Achievable Economic RVT Potential | 0 | 0 | 0 | 0 | 0 | 0 | 0 | 0 | 0 | 0 | 0 | 0 | 0 | 0 | 0 | 0 | 0 | 0 | 0 | 0 | 0 | 0 | 0 | 0 | 0 | 0 | 0
F5_Industrial_Industrial - ID_Existing_Process_Natural Gas_Process - Heat Recovery_A_Achievable Economic RVT Potential | F5 | Industrial | Industrial - ID | Existing | Process | Natural Gas | Process - Heat Recovery | A | Incremental Summer Peak Savings (MW) | Achievable Economic RVT Potential | 0 | 0 | 0 | 0 | 0 | 0 | 0 | 0 | 0 | 0 | 0 | 0 | 0 | 0 | 0 | 0 | 0 | 0 | 0 | 0 | 0 | 0 | 0 | 0 | 0 | 0 | 0
F6_Industrial_Industrial - ID_Existing_Process_Natural Gas_Process - Heat Recovery_A_Achievable Economic RVT Potential | F6 | Industrial | Industrial - ID | Existing | Process | Natural Gas | Process - Heat Recovery | A | Incremental Winter Peak Savings (MW) | Achievable Economic RVT Potential | 0 | 0 | 0 | 0 | 0 | 0 | 0 | 0 | 0 | 0 | 0 | 0 | 0 | 0 | 0 | 0 | 0 | 0 | 0 | 0 | 0 | 0 | 0 | 0 | 0 | 0 | 0
F7_Industrial_Industrial - ID_Existing_Process_Natural Gas_Process - Heat Recovery_A_Achievable Economic RVT Potential | F7 | Industrial | Industrial - ID | Existing | Process | Natural Gas | Process - Heat Recovery | A | Cumulative Energy Savings (MWh or mTherms) | Achievable Economic RVT Potential | 0 | 0 | 0 | 0 | 0 | 0 | 0 | 0 | 0 | 0 | 0 | 0 | 0 | 0 | 0 | 0 | 0 | 0 | 0 | 0 | 0 | 0 | 0 | 0 | 0 | 0 | 0
F8_Industrial_Industrial - ID_Existing_Process_Natural Gas_Process - Heat Recovery_A_Achievable Economic RVT Potential | F8 | Industrial | Industrial - ID | Existing | Process | Natural Gas | Process - Heat Recovery | A | Cumulative Summer Peak Savings (MW) | Achievable Economic RVT Potential | 0 | 0 | 0 | 0 | 0 | 0 | 0 | 0 | 0 | 0 | 0 | 0 | 0 | 0 | 0 | 0 | 0 | 0 | 0 | 0 | 0 | 0 | 0 | 0 | 0 | 0 | 0
F9_Industrial_Industrial - ID_Existing_Process_Natural Gas_Process - Heat Recovery_A_Achievable Economic RVT Potential | F9 | Industrial | Industrial - ID | Existing | Process | Natural Gas | Process - Heat Recovery | A | Cumulative Winter Peak Savings (MW) | Achievable Economic RVT Potential | 0 | 0 | 0 | 0 | 0 | 0 | 0 | 0 | 0 | 0 | 0 | 0 | 0 | 0 | 0 | 0 | 0 | 0 | 0 | 0 | 0 | 0 | 0 | 0 | 0 | 0 | 0
F10_Industrial_Industrial - ID_Existing_Process_Natural Gas_Process - Heat Recovery_A_Achievable Economic RVT Potential | F10 | Industrial | Industrial - ID | Existing | Process | Natural Gas | Process - Heat Recovery | A | Purchases (Incremental) | Achievable Economic RVT Potential | 0 | 0 | 0 | 0 | 0 | 0 | 0 | 0 | 0 | 0 | 0 | 0 | 0 | 0 | 0 | 0 | 0 | 0 | 0 | 0 | 0 | 0 | 0 | 0 | 0 | 0 | 0
F11_Industrial_Industrial - ID_Existing_Process_Natural Gas_Process - Heat Recovery_A_Achievable Economic RVT Potential | F11 | Industrial | Industrial - ID | Existing | Process | Natural Gas | Process - Heat Recovery | A | Purchases (Cumulative) | Achievable Economic RVT Potential | 0 | 0 | 0 | 0 | 0 | 0 | 0 | 0 | 0 | 0 | 0 | 0 | 0 | 0 | 0 | 0 | 0 | 0 | 0 | 0 | 0 | 0 | 0 | 0 | 0 | 0 | 0
F1_Industrial_Industrial - ID_Existing_Space Heating_Natural Gas_Strategic Energy Management_A_Achievable Economic RVT Potential | F1 | Industrial | Industrial - ID | Existing | Space Heating | Natural Gas | Strategic Energy Management | A | Integrated Unit Energy Savings (kWh or therms) | Achievable Economic RVT Potential | 0 | 0 | 0.033781 | 0.03349 | 0.033182 | 0.032857 | 0.032506 | 0.032178 | 0.031826 | 0.031447 | 0.031043 | 0.030617 | 0.03018 | 0.029744 | 0.029314 | 0.0289 | 0.028513 | 0.028215 | 0.02795 | 0.027719 | 0.027518 | 0.027337 | 0.027203 | 0.027072 | 0.026944 | 0.026818 | 0.026694
F2_Industrial_Industrial - ID_Existing_Space Heating_Natural Gas_Strategic Energy Management_A_Achievable Economic RVT Potential | F2 | Industrial | Industrial - ID | Existing | Space Heating | Natural Gas | Strategic Energy Management | A | Integrated Unit Summer Peak Savings (kW) | Achievable Economic RVT Potential | 0 | 0 | 0 | 0 | 0 | 0 | 0 | 0 | 0 | 0 | 0 | 0 | 0 | 0 | 0 | 0 | 0 | 0 | 0 | 0 | 0 | 0 | 0 | 0 | 0 | 0 | 0
F3_Industrial_Industrial - ID_Existing_Space Heating_Natural Gas_Strategic Energy Management_A_Achievable Economic RVT Potential | F3 | Industrial | Industrial - ID | Existing | Space Heating | Natural Gas | Strategic Energy Management | A | Integrated Unit Winter Peak Savings (kW) | Achievable Economic RVT Potential | 0 | 0 | 0 | 0 | 0 | 0 | 0 | 0 | 0 | 0 | 0 | 0 | 0 | 0 | 0 | 0 | 0 | 0 | 0 | 0 | 0 | 0 | 0 | 0 | 0 | 0 | 0
F4_Industrial_Industrial - ID_Existing_Space Heating_Natural Gas_Strategic Energy Management_A_Achievable Economic RVT Potential | F4 | Industrial | Industrial - ID | Existing | Space Heating | Natural Gas | Strategic Energy Management | A | Incremental Energy Savings (MWh or mTherms) | Achievable Economic RVT Potential | 0 | 0 | 0 | 0 | 0 | 0 | 0 | 0 | 0 | 0 | 0 | 0 | 0 | 0 | 0 | 0 | 0 | 0 | 0 | 0 | 0 | 0 | 0 | 0 | 0 | 0 | 0
F5_Industrial_Industrial - ID_Existing_Space Heating_Natural Gas_Strategic Energy Management_A_Achievable Economic RVT Potential | F5 | Industrial | Industrial - ID | Existing | Space Heating | Natural Gas | Strategic Energy Management | A | Incremental Summer Peak Savings (MW) | Achievable Economic RVT Potential | 0 | 0 | 0 | 0 | 0 | 0 | 0 | 0 | 0 | 0 | 0 | 0 | 0 | 0 | 0 | 0 | 0 | 0 | 0 | 0 | 0 | 0 | 0 | 0 | 0 | 0 | 0
F6_Industrial_Industrial - ID_Existing_Space Heating_Natural Gas_Strategic Energy Management_A_Achievable Economic RVT Potential | F6 | Industrial | Industrial - ID | Existing | Space Heating | Natural Gas | Strategic Energy Management | A | Incremental Winter Peak Savings (MW) | Achievable Economic RVT Potential | 0 | 0 | 0 | 0 | 0 | 0 | 0 | 0 | 0 | 0 | 0 | 0 | 0 | 0 | 0 | 0 | 0 | 0 | 0 | 0 | 0 | 0 | 0 | 0 | 0 | 0 | 0
F7_Industrial_Industrial - ID_Existing_Space Heating_Natural Gas_Strategic Energy Management_A_Achievable Economic RVT Potential | F7 | Industrial | Industrial - ID | Existing | Space Heating | Natural Gas | Strategic Energy Management | A | Cumulative Energy Savings (MWh or mTherms) | Achievable Economic RVT Potential | 0 | 0 | 0 | 0 | 0 | 0 | 0 | 0 | 0 | 0 | 0 | 0 | 0 | 0 | 0 | 0 | 0 | 0 | 0 | 0 | 0 | 0 | 0 | 0 | 0 | 0 | 0
F8_Industrial_Industrial - ID_Existing_Space Heating_Natural Gas_Strategic Energy Management_A_Achievable Economic RVT Potential | F8 | Industrial | Industrial - ID | Existing | Space Heating | Natural Gas | Strategic Energy Management | A | Cumulative Summer Peak Savings (MW) | Achievable Economic RVT Potential | 0 | 0 | 0 | 0 | 0 | 0 | 0 | 0 | 0 | 0 | 0 | 0 | 0 | 0 | 0 | 0 | 0 | 0 | 0 | 0 | 0 | 0 | 0 | 0 | 0 | 0 | 0
F9_Industrial_Industrial - ID_Existing_Space Heating_Natural Gas_Strategic Energy Management_A_Achievable Economic RVT Potential | F9 | Industrial | Industrial - ID | Existing | Space Heating | Natural Gas | Strategic Energy Management | A | Cumulative Winter Peak Savings (MW) | Achievable Economic RVT Potential | 0 | 0 | 0 | 0 | 0 | 0 | 0 | 0 | 0 | 0 | 0 | 0 | 0 | 0 | 0 | 0 | 0 | 0 | 0 | 0 | 0 | 0 | 0 | 0 | 0 | 0 | 0
F10_Industrial_Industrial - ID_Existing_Space Heating_Natural Gas_Strategic Energy Management_A_Achievable Economic RVT Potential | F10 | Industrial | Industrial - ID | Existing | Space Heating | Natural Gas | Strategic Energy Management | A | Purchases (Incremental) | Achievable Economic RVT Potential | 0 | 0 | 0 | 0 | 0 | 0 | 0 | 0 | 0 | 0 | 0 | 0 | 0 | 0 | 0 | 0 | 0 | 0 | 0 | 0 | 0 | 0 | 0 | 0 | 0 | 0 | 0
F11_Industrial_Industrial - ID_Existing_Space Heating_Natural Gas_Strategic Energy Management_A_Achievable Economic RVT Potential | F11 | Industrial | Industrial - ID | Existing | Space Heating | Natural Gas | Strategic Energy Management | A | Purchases (Cumulative) | Achievable Economic RVT Potential | 0 | 0 | 0 | 0 | 0 | 0 | 0 | 0 | 0 | 0 | 0 | 0 | 0 | 0 | 0 | 0 | 0 | 0 | 0 | 0 | 0 | 0 | 0 | 0 | 0 | 0 | 0
F1_Industrial_Industrial - ID_Existing_Process_Natural Gas_Strategic Energy Management_A_Achievable Economic RVT Potential | F1 | Industrial | Industrial - ID | Existing | Process | Natural Gas | Strategic Energy Management | A | Integrated Unit Energy Savings (kWh or therms) | Achievable Economic RVT Potential | 0 | 0 | 0.11588 | 0.11502 | 0.11414 | 0.11324 | 0.11231 | 0.11137 | 0.1104 | 0.10943 | 0.10845 | 0.10747 | 0.1065 | 0.10556 | 0.10463 | 0.10371 | 0.10278 | 0.10187 | 0.10096 | 0.10003 | 0.099095 | 0.098141 | 0.097823 | 0.0975 | 0.097171 | 0.096837 | 0.096497
F2_Industrial_Industrial - ID_Existing_Process_Natural Gas_Strategic Energy Management_A_Achievable Economic RVT Potential | F2 | Industrial | Industrial - ID | Existing | Process | Natural Gas | Strategic Energy Management | A | Integrated Unit Summer Peak Savings (kW) | Achievable Economic RVT Potential | 0 | 0 | 0 | 0 | 0 | 0 | 0 | 0 | 0 | 0 | 0 | 0 | 0 | 0 | 0 | 0 | 0 | 0 | 0 | 0 | 0 | 0 | 0 | 0 | 0 | 0 | 0
F3_Industrial_Industrial - ID_Existing_Process_Natural Gas_Strategic Energy Management_A_Achievable Economic RVT Potential | F3 | Industrial | Industrial - ID | Existing | Process | Natural Gas | Strategic Energy Management | A | Integrated Unit Winter Peak Savings (kW) | Achievable Economic RVT Potential | 0 | 0 | 0 | 0 | 0 | 0 | 0 | 0 | 0 | 0 | 0 | 0 | 0 | 0 | 0 | 0 | 0 | 0 | 0 | 0 | 0 | 0 | 0 | 0 | 0 | 0 | 0
F4_Industrial_Industrial - ID_Existing_Process_Natural Gas_Strategic Energy Management_A_Achievable Economic RVT Potential | F4 | Industrial | Industrial - ID | Existing | Process | Natural Gas | Strategic Energy Management | A | Incremental Energy Savings (MWh or mTherms) | Achievable Economic RVT Potential | 0 | 0 | 0 | 0 | 0 | 0 | 0 | 0 | 0 | 0 | 0 | 0 | 0 | 0 | 0 | 0 | 0 | 0 | 0 | 0 | 0 | 0 | 0 | 0 | 0 | 0 | 0
F5_Industrial_Industrial - ID_Existing_Process_Natural Gas_Strategic Energy Management_A_Achievable Economic RVT Potential | F5 | Industrial | Industrial - ID | Existing | Process | Natural Gas | Strategic Energy Management | A | Incremental Summer Peak Savings (MW) | Achievable Economic RVT Potential | 0 | 0 | 0 | 0 | 0 | 0 | 0 | 0 | 0 | 0 | 0 | 0 | 0 | 0 | 0 | 0 | 0 | 0 | 0 | 0 | 0 | 0 | 0 | 0 | 0 | 0 | 0
F6_Industrial_Industrial - ID_Existing_Process_Natural Gas_Strategic Energy Management_A_Achievable Economic RVT Potential | F6 | Industrial | Industrial - ID | Existing | Process | Natural Gas | Strategic Energy Management | A | Incremental Winter Peak Savings (MW) | Achievable Economic RVT Potential | 0 | 0 | 0 | 0 | 0 | 0 | 0 | 0 | 0 | 0 | 0 | 0 | 0 | 0 | 0 | 0 | 0 | 0 | 0 | 0 | 0 | 0 | 0 | 0 | 0 | 0 | 0
F7_Industrial_Industrial - ID_Existing_Process_Natural Gas_Strategic Energy Management_A_Achievable Economic RVT Potential | F7 | Industrial | Industrial - ID | Existing | Process | Natural Gas | Strategic Energy Management | A | Cumulative Energy Savings (MWh or mTherms) | Achievable Economic RVT Potential | 0 | 0 | 0 | 0 | 0 | 0 | 0 | 0 | 0 | 0 | 0 | 0 | 0 | 0 | 0 | 0 | 0 | 0 | 0 | 0 | 0 | 0 | 0 | 0 | 0 | 0 | 0
F8_Industrial_Industrial - ID_Existing_Process_Natural Gas_Strategic Energy Management_A_Achievable Economic RVT Potential | F8 | Industrial | Industrial - ID | Existing | Process | Natural Gas | Strategic Energy Management | A | Cumulative Summer Peak Savings (MW) | Achievable Economic RVT Potential | 0 | 0 | 0 | 0 | 0 | 0 | 0 | 0 | 0 | 0 | 0 | 0 | 0 | 0 | 0 | 0 | 0 | 0 | 0 | 0 | 0 | 0 | 0 | 0 | 0 | 0 | 0
F9_Industrial_Industrial - ID_Existing_Process_Natural Gas_Strategic Energy Management_A_Achievable Economic RVT Potential | F9 | Industrial | Industrial - ID | Existing | Process | Natural Gas | Strategic Energy Management | A | Cumulative Winter Peak Savings (MW) | Achievable Economic RVT Potential | 0 | 0 | 0 | 0 | 0 | 0 | 0 | 0 | 0 | 0 | 0 | 0 | 0 | 0 | 0 | 0 | 0 | 0 | 0 | 0 | 0 | 0 | 0 | 0 | 0 | 0 | 0
F10_Industrial_Industrial - ID_Existing_Process_Natural Gas_Strategic Energy Management_A_Achievable Economic RVT Potential | F10 | Industrial | Industrial - ID | Existing | Process | Natural Gas | Strategic Energy Management | A | Purchases (Incremental) | Achievable Economic RVT Potential | 0 | 0 | 0 | 0 | 0 | 0 | 0 | 0 | 0 | 0 | 0 | 0 | 0 | 0 | 0 | 0 | 0 | 0 | 0 | 0 | 0 | 0 | 0 | 0 | 0 | 0 | 0
F11_Industrial_Industrial - ID_Existing_Process_Natural Gas_Strategic Energy Management_A_Achievable Economic RVT Potential | F11 | Industrial | Industrial - ID | Existing | Process | Natural Gas | Strategic Energy Management | A | Purchases (Cumulative) | Achievable Economic RVT Potential | 0 | 0 | 0 | 0 | 0 | 0 | 0 | 0 | 0 | 0 | 0 | 0 | 0 | 0 | 0 | 0 | 0 | 0 | 0 | 0 | 0 | 0 | 0 | 0 | 0 | 0 | 0
F1_Industrial_Industrial - ID_Existing_Miscellaneous_Natural Gas_Strategic Energy Management_A_Achievable Economic RVT Potential | F1 | Industrial | Industrial - ID | Existing | Miscellaneous | Natural Gas | Strategic Energy Management | A | Integrated Unit Energy Savings (kWh or therms) | Achievable Economic RVT Potential | 0 | 0 | 0.025488 | 0.025488 | 0.025488 | 0.025488 | 0.025488 | 0.025488 | 0.025488 | 0.025488 | 0.025488 | 0.025488 | 0.025488 | 0.025488 | 0.025488 | 0.025488 | 0.025488 | 0.025488 | 0.025488 | 0.025488 | 0.025488 | 0.025488 | 0.025488 | 0.025488 | 0.025488 | 0.025488 | 0.025488
F2_Industrial_Industrial - ID_Existing_Miscellaneous_Natural Gas_Strategic Energy Management_A_Achievable Economic RVT Potential | F2 | Industrial | Industrial - ID | Existing | Miscellaneous | Natural Gas | Strategic Energy Management | A | Integrated Unit Summer Peak Savings (kW) | Achievable Economic RVT Potential | 0 | 0 | 0 | 0 | 0 | 0 | 0 | 0 | 0 | 0 | 0 | 0 | 0 | 0 | 0 | 0 | 0 | 0 | 0 | 0 | 0 | 0 | 0 | 0 | 0 | 0 | 0
F3_Industrial_Industrial - ID_Existing_Miscellaneous_Natural Gas_Strategic Energy Management_A_Achievable Economic RVT Potential | F3 | Industrial | Industrial - ID | Existing | Miscellaneous | Natural Gas | Strategic Energy Management | A | Integrated Unit Winter Peak Savings (kW) | Achievable Economic RVT Potential | 0 | 0 | 0 | 0 | 0 | 0 | 0 | 0 | 0 | 0 | 0 | 0 | 0 | 0 | 0 | 0 | 0 | 0 | 0 | 0 | 0 | 0 | 0 | 0 | 0 | 0 | 0
F4_Industrial_Industrial - ID_Existing_Miscellaneous_Natural Gas_Strategic Energy Management_A_Achievable Economic RVT Potential | F4 | Industrial | Industrial - ID | Existing | Miscellaneous | Natural Gas | Strategic Energy Management | A | Incremental Energy Savings (MWh or mTherms) | Achievable Economic RVT Potential | 0 | 0 | 0 | 0 | 0 | 0 | 0 | 0 | 0 | 0 | 0 | 0 | 0 | 0 | 0 | 0 | 0 | 0 | 0 | 0 | 0 | 0 | 0 | 0 | 0 | 0 | 0
F5_Industrial_Industrial - ID_Existing_Miscellaneous_Natural Gas_Strategic Energy Management_A_Achievable Economic RVT Potential | F5 | Industrial | Industrial - ID | Existing | Miscellaneous | Natural Gas | Strategic Energy Management | A | Incremental Summer Peak Savings (MW) | Achievable Economic RVT Potential | 0 | 0 | 0 | 0 | 0 | 0 | 0 | 0 | 0 | 0 | 0 | 0 | 0 | 0 | 0 | 0 | 0 | 0 | 0 | 0 | 0 | 0 | 0 | 0 | 0 | 0 | 0
F6_Industrial_Industrial - ID_Existing_Miscellaneous_Natural Gas_Strategic Energy Management_A_Achievable Economic RVT Potential | F6 | Industrial | Industrial - ID | Existing | Miscellaneous | Natural Gas | Strategic Energy Management | A | Incremental Winter Peak Savings (MW) | Achievable Economic RVT Potential | 0 | 0 | 0 | 0 | 0 | 0 | 0 | 0 | 0 | 0 | 0 | 0 | 0 | 0 | 0 | 0 | 0 | 0 | 0 | 0 | 0 | 0 | 0 | 0 | 0 | 0 | 0
F7_Industrial_Industrial - ID_Existing_Miscellaneous_Natural Gas_Strategic Energy Management_A_Achievable Economic RVT Potential | F7 | Industrial | Industrial - ID | Existing | Miscellaneous | Natural Gas | Strategic Energy Management | A | Cumulative Energy Savings (MWh or mTherms) | Achievable Economic RVT Potential | 0 | 0 | 0 | 0 | 0 | 0 | 0 | 0 | 0 | 0 | 0 | 0 | 0 | 0 | 0 | 0 | 0 | 0 | 0 | 0 | 0 | 0 | 0 | 0 | 0 | 0 | 0
F8_Industrial_Industrial - ID_Existing_Miscellaneous_Natural Gas_Strategic Energy Management_A_Achievable Economic RVT Potential | F8 | Industrial | Industrial - ID | Existing | Miscellaneous | Natural Gas | Strategic Energy Management | A | Cumulative Summer Peak Savings (MW) | Achievable Economic RVT Potential | 0 | 0 | 0 | 0 | 0 | 0 | 0 | 0 | 0 | 0 | 0 | 0 | 0 | 0 | 0 | 0 | 0 | 0 | 0 | 0 | 0 | 0 | 0 | 0 | 0 | 0 | 0
F9_Industrial_Industrial - ID_Existing_Miscellaneous_Natural Gas_Strategic Energy Management_A_Achievable Economic RVT Potential | F9 | Industrial | Industrial - ID | Existing | Miscellaneous | Natural Gas | Strategic Energy Management | A | Cumulative Winter Peak Savings (MW) | Achievable Economic RVT Potential | 0 | 0 | 0 | 0 | 0 | 0 | 0 | 0 | 0 | 0 | 0 | 0 | 0 | 0 | 0 | 0 | 0 | 0 | 0 | 0 | 0 | 0 | 0 | 0 | 0 | 0 | 0
F10_Industrial_Industrial - ID_Existing_Miscellaneous_Natural Gas_Strategic Energy Management_A_Achievable Economic RVT Potential | F10 | Industrial | Industrial - ID | Existing | Miscellaneous | Natural Gas | Strategic Energy Management | A | Purchases (Incremental) | Achievable Economic RVT Potential | 0 | 0 | 0 | 0 | 0 | 0 | 0 | 0 | 0 | 0 | 0 | 0 | 0 | 0 | 0 | 0 | 0 | 0 | 0 | 0 | 0 | 0 | 0 | 0 | 0 | 0 | 0
F11_Industrial_Industrial - ID_Existing_Miscellaneous_Natural Gas_Strategic Energy Management_A_Achievable Economic RVT Potential | F11 | Industrial | Industrial - ID | Existing | Miscellaneous | Natural Gas | Strategic Energy Management | A | Purchases (Cumulative) | Achievable Economic RVT Potential | 0 | 0 | 0 | 0 | 0 | 0 | 0 | 0 | 0 | 0 | 0 | 0 | 0 | 0 | 0 | 0 | 0 | 0 | 0 | 0 | 0 | 0 | 0 | 0 | 0 | 0 | 0
F1_Industrial_Industrial - ID_Existing_Space Heating_Natural Gas_Retrocommissioning_A_Achievable Economic RVT Potential | F1 | Industrial | Industrial - ID | Existing | Space Heating | Natural Gas | Retrocommissioning | A | Integrated Unit Energy Savings (kWh or therms) | Achievable Economic RVT Potential | 0 | 0 | 0.04148 | 0.041123 | 0.040745 | 0.040345 | 0.039914 | 0.039512 | 0.03908 | 0.038614 | 0.038118 | 0.037594 | 0.037058 | 0.036523 | 0.035995 | 0.035487 | 0.035011 | 0.034645 | 0.034319 | 0.034036 | 0.03379 | 0.033568 | 0.033403 | 0.033242 | 0.033085 | 0.03293 | 0.032778
F2_Industrial_Industrial - ID_Existing_Space Heating_Natural Gas_Retrocommissioning_A_Achievable Economic RVT Potential | F2 | Industrial | Industrial - ID | Existing | Space Heating | Natural Gas | Retrocommissioning | A | Integrated Unit Summer Peak Savings (kW) | Achievable Economic RVT Potential | 0 | 0 | 0 | 0 | 0 | 0 | 0 | 0 | 0 | 0 | 0 | 0 | 0 | 0 | 0 | 0 | 0 | 0 | 0 | 0 | 0 | 0 | 0 | 0 | 0 | 0 | 0
F3_Industrial_Industrial - ID_Existing_Space Heating_Natural Gas_Retrocommissioning_A_Achievable Economic RVT Potential | F3 | Industrial | Industrial - ID | Existing | Space Heating | Natural Gas | Retrocommissioning | A | Integrated Unit Winter Peak Savings (kW) | Achievable Economic RVT Potential | 0 | 0 | 0 | 0 | 0 | 0 | 0 | 0 | 0 | 0 | 0 | 0 | 0 | 0 | 0 | 0 | 0 | 0 | 0 | 0 | 0 | 0 | 0 | 0 | 0 | 0 | 0
F4_Industrial_Industrial - ID_Existing_Space Heating_Natural Gas_Retrocommissioning_A_Achievable Economic RVT Potential | F4 | Industrial | Industrial - ID | Existing | Space Heating | Natural Gas | Retrocommissioning | A | Incremental Energy Savings (MWh or mTherms) | Achievable Economic RVT Potential | 0 | 0 | 0 | 0 | 0 | 0 | 0 | 0 | 0 | 0 | 0 | 0 | 0 | 0 | 0 | 0 | 0 | 0 | 0 | 0 | 0 | 0 | 0 | 0 | 0 | 0 | 0
F5_Industrial_Industrial - ID_Existing_Space Heating_Natural Gas_Retrocommissioning_A_Achievable Economic RVT Potential | F5 | Industrial | Industrial - ID | Existing | Space Heating | Natural Gas | Retrocommissioning | A | Incremental Summer Peak Savings (MW) | Achievable Economic RVT Potential | 0 | 0 | 0 | 0 | 0 | 0 | 0 | 0 | 0 | 0 | 0 | 0 | 0 | 0 | 0 | 0 | 0 | 0 | 0 | 0 | 0 | 0 | 0 | 0 | 0 | 0 | 0
F6_Industrial_Industrial - ID_Existing_Space Heating_Natural Gas_Retrocommissioning_A_Achievable Economic RVT Potential | F6 | Industrial | Industrial - ID | Existing | Space Heating | Natural Gas | Retrocommissioning | A | Incremental Winter Peak Savings (MW) | Achievable Economic RVT Potential | 0 | 0 | 0 | 0 | 0 | 0 | 0 | 0 | 0 | 0 | 0 | 0 | 0 | 0 | 0 | 0 | 0 | 0 | 0 | 0 | 0 | 0 | 0 | 0 | 0 | 0 | 0
F7_Industrial_Industrial - ID_Existing_Space Heating_Natural Gas_Retrocommissioning_A_Achievable Economic RVT Potential | F7 | Industrial | Industrial - ID | Existing | Space Heating | Natural Gas | Retrocommissioning | A | Cumulative Energy Savings (MWh or mTherms) | Achievable Economic RVT Potential | 0 | 0 | 0 | 0 | 0 | 0 | 0 | 0 | 0 | 0 | 0 | 0 | 0 | 0 | 0 | 0 | 0 | 0 | 0 | 0 | 0 | 0 | 0 | 0 | 0 | 0 | 0
F8_Industrial_Industrial - ID_Existing_Space Heating_Natural Gas_Retrocommissioning_A_Achievable Economic RVT Potential | F8 | Industrial | Industrial - ID | Existing | Space Heating | Natural Gas | Retrocommissioning | A | Cumulative Summer Peak Savings (MW) | Achievable Economic RVT Potential | 0 | 0 | 0 | 0 | 0 | 0 | 0 | 0 | 0 | 0 | 0 | 0 | 0 | 0 | 0 | 0 | 0 | 0 | 0 | 0 | 0 | 0 | 0 | 0 | 0 | 0 | 0
F9_Industrial_Industrial - ID_Existing_Space Heating_Natural Gas_Retrocommissioning_A_Achievable Economic RVT Potential | F9 | Industrial | Industrial - ID | Existing | Space Heating | Natural Gas | Retrocommissioning | A | Cumulative Winter Peak Savings (MW) | Achievable Economic RVT Potential | 0 | 0 | 0 | 0 | 0 | 0 | 0 | 0 | 0 | 0 | 0 | 0 | 0 | 0 | 0 | 0 | 0 | 0 | 0 | 0 | 0 | 0 | 0 | 0 | 0 | 0 | 0
F10_Industrial_Industrial - ID_Existing_Space Heating_Natural Gas_Retrocommissioning_A_Achievable Economic RVT Potential | F10 | Industrial | Industrial - ID | Existing | Space Heating | Natural Gas | Retrocommissioning | A | Purchases (Incremental) | Achievable Economic RVT Potential | 0 | 0 | 0 | 0 | 0 | 0 | 0 | 0 | 0 | 0 | 0 | 0 | 0 | 0 | 0 | 0 | 0 | 0 | 0 | 0 | 0 | 0 | 0 | 0 | 0 | 0 | 0
F11_Industrial_Industrial - ID_Existing_Space Heating_Natural Gas_Retrocommissioning_A_Achievable Economic RVT Potential | F11 | Industrial | Industrial - ID | Existing | Space Heating | Natural Gas | Retrocommissioning | A | Purchases (Cumulative) | Achievable Economic RVT Potential | 0 | 0 | 0 | 0 | 0 | 0 | 0 | 0 | 0 | 0 | 0 | 0 | 0 | 0 | 0 | 0 | 0 | 0 | 0 | 0 | 0 | 0 | 0 | 0 | 0 | 0 | 0
F1_Industrial_Industrial - ID_Existing_Process_Natural Gas_Retrocommissioning_A_Achievable Economic RVT Potential | F1 | Industrial | Industrial - ID | Existing | Process | Natural Gas | Retrocommissioning | A | Integrated Unit Energy Savings (kWh or therms) | Achievable Economic RVT Potential | 0 | 0 | 0 | 0 | 0 | 0 | 0 | 0 | 0 | 0 | 0 | 0 | 0 | 0 | 0 | 0 | 0 | 0 | 0 | 0 | 0 | 0 | 0 | 0 | 0 | 0 | 0
F2_Industrial_Industrial - ID_Existing_Process_Natural Gas_Retrocommissioning_A_Achievable Economic RVT Potential | F2 | Industrial | Industrial - ID | Existing | Process | Natural Gas | Retrocommissioning | A | Integrated Unit Summer Peak Savings (kW) | Achievable Economic RVT Potential | 0 | 0 | 0 | 0 | 0 | 0 | 0 | 0 | 0 | 0 | 0 | 0 | 0 | 0 | 0 | 0 | 0 | 0 | 0 | 0 | 0 | 0 | 0 | 0 | 0 | 0 | 0
F3_Industrial_Industrial - ID_Existing_Process_Natural Gas_Retrocommissioning_A_Achievable Economic RVT Potential | F3 | Industrial | Industrial - ID | Existing | Process | Natural Gas | Retrocommissioning | A | Integrated Unit Winter Peak Savings (kW) | Achievable Economic RVT Potential | 0 | 0 | 0 | 0 | 0 | 0 | 0 | 0 | 0 | 0 | 0 | 0 | 0 | 0 | 0 | 0 | 0 | 0 | 0 | 0 | 0 | 0 | 0 | 0 | 0 | 0 | 0
F4_Industrial_Industrial - ID_Existing_Process_Natural Gas_Retrocommissioning_A_Achievable Economic RVT Potential | F4 | Industrial | Industrial - ID | Existing | Process | Natural Gas | Retrocommissioning | A | Incremental Energy Savings (MWh or mTherms) | Achievable Economic RVT Potential | 0 | 0 | 0 | 0 | 0 | 0 | 0 | 0 | 0 | 0 | 0 | 0 | 0 | 0 | 0 | 0 | 0 | 0 | 0 | 0 | 0 | 0 | 0 | 0 | 0 | 0 | 0
F5_Industrial_Industrial - ID_Existing_Process_Natural Gas_Retrocommissioning_A_Achievable Economic RVT Potential | F5 | Industrial | Industrial - ID | Existing | Process | Natural Gas | Retrocommissioning | A | Incremental Summer Peak Savings (MW) | Achievable Economic RVT Potential | 0 | 0 | 0 | 0 | 0 | 0 | 0 | 0 | 0 | 0 | 0 | 0 | 0 | 0 | 0 | 0 | 0 | 0 | 0 | 0 | 0 | 0 | 0 | 0 | 0 | 0 | 0
F6_Industrial_Industrial - ID_Existing_Process_Natural Gas_Retrocommissioning_A_Achievable Economic RVT Potential | F6 | Industrial | Industrial - ID | Existing | Process | Natural Gas | Retrocommissioning | A | Incremental Winter Peak Savings (MW) | Achievable Economic RVT Potential | 0 | 0 | 0 | 0 | 0 | 0 | 0 | 0 | 0 | 0 | 0 | 0 | 0 | 0 | 0 | 0 | 0 | 0 | 0 | 0 | 0 | 0 | 0 | 0 | 0 | 0 | 0
F7_Industrial_Industrial - ID_Existing_Process_Natural Gas_Retrocommissioning_A_Achievable Economic RVT Potential | F7 | Industrial | Industrial - ID | Existing | Process | Natural Gas | Retrocommissioning | A | Cumulative Energy Savings (MWh or mTherms) | Achievable Economic RVT Potential | 0 | 0 | 0 | 0 | 0 | 0 | 0 | 0 | 0 | 0 | 0 | 0 | 0 | 0 | 0 | 0 | 0 | 0 | 0 | 0 | 0 | 0 | 0 | 0 | 0 | 0 | 0
F8_Industrial_Industrial - ID_Existing_Process_Natural Gas_Retrocommissioning_A_Achievable Economic RVT Potential | F8 | Industrial | Industrial - ID | Existing | Process | Natural Gas | Retrocommissioning | A | Cumulative Summer Peak Savings (MW) | Achievable Economic RVT Potential | 0 | 0 | 0 | 0 | 0 | 0 | 0 | 0 | 0 | 0 | 0 | 0 | 0 | 0 | 0 | 0 | 0 | 0 | 0 | 0 | 0 | 0 | 0 | 0 | 0 | 0 | 0
F9_Industrial_Industrial - ID_Existing_Process_Natural Gas_Retrocommissioning_A_Achievable Economic RVT Potential | F9 | Industrial | Industrial - ID | Existing | Process | Natural Gas | Retrocommissioning | A | Cumulative Winter Peak Savings (MW) | Achievable Economic RVT Potential | 0 | 0 | 0 | 0 | 0 | 0 | 0 | 0 | 0 | 0 | 0 | 0 | 0 | 0 | 0 | 0 | 0 | 0 | 0 | 0 | 0 | 0 | 0 | 0 | 0 | 0 | 0
F10_Industrial_Industrial - ID_Existing_Process_Natural Gas_Retrocommissioning_A_Achievable Economic RVT Potential | F10 | Industrial | Industrial - ID | Existing | Process | Natural Gas | Retrocommissioning | A | Purchases (Incremental) | Achievable Economic RVT Potential | 0 | 0 | 0 | 0 | 0 | 0 | 0 | 0 | 0 | 0 | 0 | 0 | 0 | 0 | 0 | 0 | 0 | 0 | 0 | 0 | 0 | 0 | 0 | 0 | 0 | 0 | 0
F11_Industrial_Industrial - ID_Existing_Process_Natural Gas_Retrocommissioning_A_Achievable Economic RVT Potential | F11 | Industrial | Industrial - ID | Existing | Process | Natural Gas | Retrocommissioning | A | Purchases (Cumulative) | Achievable Economic RVT Potential | 0 | 0 | 0 | 0 | 0 | 0 | 0 | 0 | 0 | 0 | 0 | 0 | 0 | 0 | 0 | 0 | 0 | 0 | 0 | 0 | 0 | 0 | 0 | 0 | 0 | 0 | 0
F1_Industrial_Industrial - ID_New_Space Heating_Natural Gas_Insulation - Ceiling_A_Achievable Economic RVT Potential | F1 | Industrial | Industrial - ID | New | Space Heating | Natural Gas | Insulation - Ceiling | A | Integrated Unit Energy Savings (kWh or therms) | Achievable Economic RVT Potential | 0 | 0 | 0.075491 | 0.073413 | 0.073124 | 0.072931 | 0.072762 | 0.072619 | 0.072522 | 0.072453 | 0.072403 | 0.072351 | 0.072295 | 0.072236 | 0.072178 | 0.072121 | 0.072066 | 0.072015 | 0.071975 | 0.071943 | 0.071914 | 0.071889 | 0.071948 | 0.072 | 0.072048 | 0.072092 | 0.072133
F2_Industrial_Industrial - ID_New_Space Heating_Natural Gas_Insulation - Ceiling_A_Achievable Economic RVT Potential | F2 | Industrial | Industrial - ID | New | Space Heating | Natural Gas | Insulation - Ceiling | A | Integrated Unit Summer Peak Savings (kW) | Achievable Economic RVT Potential | 0 | 0 | 0 | 0 | 0 | 0 | 0 | 0 | 0 | 0 | 0 | 0 | 0 | 0 | 0 | 0 | 0 | 0 | 0 | 0 | 0 | 0 | 0 | 0 | 0 | 0 | 0
F3_Industrial_Industrial - ID_New_Space Heating_Natural Gas_Insulation - Ceiling_A_Achievable Economic RVT Potential | F3 | Industrial | Industrial - ID | New | Space Heating | Natural Gas | Insulation - Ceiling | A | Integrated Unit Winter Peak Savings (kW) | Achievable Economic RVT Potential | 0 | 0 | 0 | 0 | 0 | 0 | 0 | 0 | 0 | 0 | 0 | 0 | 0 | 0 | 0 | 0 | 0 | 0 | 0 | 0 | 0 | 0 | 0 | 0 | 0 | 0 | 0
F4_Industrial_Industrial - ID_New_Space Heating_Natural Gas_Insulation - Ceiling_A_Achievable Economic RVT Potential | F4 | Industrial | Industrial - ID | New | Space Heating | Natural Gas | Insulation - Ceiling | A | Incremental Energy Savings (MWh or mTherms) | Achievable Economic RVT Potential | 0 | 0 | 0 | 0 | 0 | 0 | 0 | 0 | 0 | 0 | 0 | 0 | 0 | 0 | 0 | 0 | 0 | 0 | 0 | 0 | 0 | 0 | 0 | 0 | 0 | 0 | 0
F5_Industrial_Industrial - ID_New_Space Heating_Natural Gas_Insulation - Ceiling_A_Achievable Economic RVT Potential | F5 | Industrial | Industrial - ID | New | Space Heating | Natural Gas | Insulation - Ceiling | A | Incremental Summer Peak Savings (MW) | Achievable Economic RVT Potential | 0 | 0 | 0 | 0 | 0 | 0 | 0 | 0 | 0 | 0 | 0 | 0 | 0 | 0 | 0 | 0 | 0 | 0 | 0 | 0 | 0 | 0 | 0 | 0 | 0 | 0 | 0
F6_Industrial_Industrial - ID_New_Space Heating_Natural Gas_Insulation - Ceiling_A_Achievable Economic RVT Potential | F6 | Industrial | Industrial - ID | New | Space Heating | Natural Gas | Insulation - Ceiling | A | Incremental Winter Peak Savings (MW) | Achievable Economic RVT Potential | 0 | 0 | 0 | 0 | 0 | 0 | 0 | 0 | 0 | 0 | 0 | 0 | 0 | 0 | 0 | 0 | 0 | 0 | 0 | 0 | 0 | 0 | 0 | 0 | 0 | 0 | 0
F7_Industrial_Industrial - ID_New_Space Heating_Natural Gas_Insulation - Ceiling_A_Achievable Economic RVT Potential | F7 | Industrial | Industrial - ID | New | Space Heating | Natural Gas | Insulation - Ceiling | A | Cumulative Energy Savings (MWh or mTherms) | Achievable Economic RVT Potential | 0 | 0 | 0 | 0 | 0 | 0 | 0 | 0 | 0 | 0 | 0 | 0 | 0 | 0 | 0 | 0 | 0 | 0 | 0 | 0 | 0 | 0 | 0 | 0 | 0 | 0 | 0
F8_Industrial_Industrial - ID_New_Space Heating_Natural Gas_Insulation - Ceiling_A_Achievable Economic RVT Potential | F8 | Industrial | Industrial - ID | New | Space Heating | Natural Gas | Insulation - Ceiling | A | Cumulative Summer Peak Savings (MW) | Achievable Economic RVT Potential | 0 | 0 | 0 | 0 | 0 | 0 | 0 | 0 | 0 | 0 | 0 | 0 | 0 | 0 | 0 | 0 | 0 | 0 | 0 | 0 | 0 | 0 | 0 | 0 | 0 | 0 | 0
F9_Industrial_Industrial - ID_New_Space Heating_Natural Gas_Insulation - Ceiling_A_Achievable Economic RVT Potential | F9 | Industrial | Industrial - ID | New | Space Heating | Natural Gas | Insulation - Ceiling | A | Cumulative Winter Peak Savings (MW) | Achievable Economic RVT Potential | 0 | 0 | 0 | 0 | 0 | 0 | 0 | 0 | 0 | 0 | 0 | 0 | 0 | 0 | 0 | 0 | 0 | 0 | 0 | 0 | 0 | 0 | 0 | 0 | 0 | 0 | 0
F10_Industrial_Industrial - ID_New_Space Heating_Natural Gas_Insulation - Ceiling_A_Achievable Economic RVT Potential | F10 | Industrial | Industrial - ID | New | Space Heating | Natural Gas | Insulation - Ceiling | A | Purchases (Incremental) | Achievable Economic RVT Potential | 0 | 0 | 0 | 0 | 0 | 0 | 0 | 0 | 0 | 0 | 0 | 0 | 0 | 0 | 0 | 0 | 0 | 0 | 0 | 0 | 0 | 0 | 0 | 0 | 0 | 0 | 0
F11_Industrial_Industrial - ID_New_Space Heating_Natural Gas_Insulation - Ceiling_A_Achievable Economic RVT Potential | F11 | Industrial | Industrial - ID | New | Space Heating | Natural Gas | Insulation - Ceiling | A | Purchases (Cumulative) | Achievable Economic RVT Potential | 0 | 0 | 0 | 0 | 0 | 0 | 0 | 0 | 0 | 0 | 0 | 0 | 0 | 0 | 0 | 0 | 0 | 0 | 0 | 0 | 0 | 0 | 0 | 0 | 0 | 0 | 0
F1_Industrial_Industrial - ID_New_Space Heating_Natural Gas_Insulation - Wall Cavity_A_Achievable Economic RVT Potential | F1 | Industrial | Industrial - ID | New | Space Heating | Natural Gas | Insulation - Wall Cavity | A | Integrated Unit Energy Savings (kWh or therms) | Achievable Economic RVT Potential | 0 | 0 | 0.20092 | 0.19539 | 0.19463 | 0.19413 | 0.1937 | 0.19335 | 0.19313 | 0.19299 | 0.1929 | 0.1928 | 0.19268 | 0.19256 | 0.19242 | 0.19228 | 0.19213 | 0.192 | 0.19188 | 0.19179 | 0.1917 | 0.19162 | 0.19177 | 0.1919 | 0.19201 | 0.19212 | 0.19222
F2_Industrial_Industrial - ID_New_Space Heating_Natural Gas_Insulation - Wall Cavity_A_Achievable Economic RVT Potential | F2 | Industrial | Industrial - ID | New | Space Heating | Natural Gas | Insulation - Wall Cavity | A | Integrated Unit Summer Peak Savings (kW) | Achievable Economic RVT Potential | 0 | 0 | 0 | 0 | 0 | 0 | 0 | 0 | 0 | 0 | 0 | 0 | 0 | 0 | 0 | 0 | 0 | 0 | 0 | 0 | 0 | 0 | 0 | 0 | 0 | 0 | 0
F3_Industrial_Industrial - ID_New_Space Heating_Natural Gas_Insulation - Wall Cavity_A_Achievable Economic RVT Potential | F3 | Industrial | Industrial - ID | New | Space Heating | Natural Gas | Insulation - Wall Cavity | A | Integrated Unit Winter Peak Savings (kW) | Achievable Economic RVT Potential | 0 | 0 | 0 | 0 | 0 | 0 | 0 | 0 | 0 | 0 | 0 | 0 | 0 | 0 | 0 | 0 | 0 | 0 | 0 | 0 | 0 | 0 | 0 | 0 | 0 | 0 | 0
F4_Industrial_Industrial - ID_New_Space Heating_Natural Gas_Insulation - Wall Cavity_A_Achievable Economic RVT Potential | F4 | Industrial | Industrial - ID | New | Space Heating | Natural Gas | Insulation - Wall Cavity | A | Incremental Energy Savings (MWh or mTherms) | Achievable Economic RVT Potential | 0 | 0 | 0 | 0 | 0 | 0 | 0 | 0 | 0 | 0 | 0 | 0 | 0 | 0 | 0 | 0 | 0 | 0 | 0 | 0 | 0 | 0 | 0 | 0 | 0 | 0 | 0
F5_Industrial_Industrial - ID_New_Space Heating_Natural Gas_Insulation - Wall Cavity_A_Achievable Economic RVT Potential | F5 | Industrial | Industrial - ID | New | Space Heating | Natural Gas | Insulation - Wall Cavity | A | Incremental Summer Peak Savings (MW) | Achievable Economic RVT Potential | 0 | 0 | 0 | 0 | 0 | 0 | 0 | 0 | 0 | 0 | 0 | 0 | 0 | 0 | 0 | 0 | 0 | 0 | 0 | 0 | 0 | 0 | 0 | 0 | 0 | 0 | 0
F6_Industrial_Industrial - ID_New_Space Heating_Natural Gas_Insulation - Wall Cavity_A_Achievable Economic RVT Potential | F6 | Industrial | Industrial - ID | New | Space Heating | Natural Gas | Insulation - Wall Cavity | A | Incremental Winter Peak Savings (MW) | Achievable Economic RVT Potential | 0 | 0 | 0 | 0 | 0 | 0 | 0 | 0 | 0 | 0 | 0 | 0 | 0 | 0 | 0 | 0 | 0 | 0 | 0 | 0 | 0 | 0 | 0 | 0 | 0 | 0 | 0
F7_Industrial_Industrial - ID_New_Space Heating_Natural Gas_Insulation - Wall Cavity_A_Achievable Economic RVT Potential | F7 | Industrial | Industrial - ID | New | Space Heating | Natural Gas | Insulation - Wall Cavity | A | Cumulative Energy Savings (MWh or mTherms) | Achievable Economic RVT Potential | 0 | 0 | 0 | 0 | 0 | 0 | 0 | 0 | 0 | 0 | 0 | 0 | 0 | 0 | 0 | 0 | 0 | 0 | 0 | 0 | 0 | 0 | 0 | 0 | 0 | 0 | 0
F8_Industrial_Industrial - ID_New_Space Heating_Natural Gas_Insulation - Wall Cavity_A_Achievable Economic RVT Potential | F8 | Industrial | Industrial - ID | New | Space Heating | Natural Gas | Insulation - Wall Cavity | A | Cumulative Summer Peak Savings (MW) | Achievable Economic RVT Potential | 0 | 0 | 0 | 0 | 0 | 0 | 0 | 0 | 0 | 0 | 0 | 0 | 0 | 0 | 0 | 0 | 0 | 0 | 0 | 0 | 0 | 0 | 0 | 0 | 0 | 0 | 0
F9_Industrial_Industrial - ID_New_Space Heating_Natural Gas_Insulation - Wall Cavity_A_Achievable Economic RVT Potential | F9 | Industrial | Industrial - ID | New | Space Heating | Natural Gas | Insulation - Wall Cavity | A | Cumulative Winter Peak Savings (MW) | Achievable Economic RVT Potential | 0 | 0 | 0 | 0 | 0 | 0 | 0 | 0 | 0 | 0 | 0 | 0 | 0 | 0 | 0 | 0 | 0 | 0 | 0 | 0 | 0 | 0 | 0 | 0 | 0 | 0 | 0
F10_Industrial_Industrial - ID_New_Space Heating_Natural Gas_Insulation - Wall Cavity_A_Achievable Economic RVT Potential | F10 | Industrial | Industrial - ID | New | Space Heating | Natural Gas | Insulation - Wall Cavity | A | Purchases (Incremental) | Achievable Economic RVT Potential | 0 | 0 | 0 | 0 | 0 | 0 | 0 | 0 | 0 | 0 | 0 | 0 | 0 | 0 | 0 | 0 | 0 | 0 | 0 | 0 | 0 | 0 | 0 | 0 | 0 | 0 | 0
F11_Industrial_Industrial - ID_New_Space Heating_Natural Gas_Insulation - Wall Cavity_A_Achievable Economic RVT Potential | F11 | Industrial | Industrial - ID | New | Space Heating | Natural Gas | Insulation - Wall Cavity | A | Purchases (Cumulative) | Achievable Economic RVT Potential | 0 | 0 | 0 | 0 | 0 | 0 | 0 | 0 | 0 | 0 | 0 | 0 | 0 | 0 | 0 | 0 | 0 | 0 | 0 | 0 | 0 | 0 | 0 | 0 | 0 | 0 | 0
F1_Industrial_Industrial - ID_New_Space Heating_Natural Gas_Insulation - Ducting_A_Achievable Economic RVT Potential | F1 | Industrial | Industrial - ID | New | Space Heating | Natural Gas | Insulation - Ducting | A | Integrated Unit Energy Savings (kWh or therms) | Achievable Economic RVT Potential | 0 | 0 | 0.04864 | 0.044034 | 0.043579 | 0.043349 | 0.043184 | 0.043057 | 0.042973 | 0.042913 | 0.042869 | 0.042829 | 0.042789 | 0.042749 | 0.042711 | 0.042675 | 0.042641 | 0.04261 | 0.042587 | 0.042568 | 0.042549 | 0.042532 | 0.042564 | 0.042594 | 0.042621 | 0.042646 | 0.04267
F2_Industrial_Industrial - ID_New_Space Heating_Natural Gas_Insulation - Ducting_A_Achievable Economic RVT Potential | F2 | Industrial | Industrial - ID | New | Space Heating | Natural Gas | Insulation - Ducting | A | Integrated Unit Summer Peak Savings (kW) | Achievable Economic RVT Potential | 0 | 0 | 0 | 0 | 0 | 0 | 0 | 0 | 0 | 0 | 0 | 0 | 0 | 0 | 0 | 0 | 0 | 0 | 0 | 0 | 0 | 0 | 0 | 0 | 0 | 0 | 0
F3_Industrial_Industrial - ID_New_Space Heating_Natural Gas_Insulation - Ducting_A_Achievable Economic RVT Potential | F3 | Industrial | Industrial - ID | New | Space Heating | Natural Gas | Insulation - Ducting | A | Integrated Unit Winter Peak Savings (kW) | Achievable Economic RVT Potential | 0 | 0 | 0 | 0 | 0 | 0 | 0 | 0 | 0 | 0 | 0 | 0 | 0 | 0 | 0 | 0 | 0 | 0 | 0 | 0 | 0 | 0 | 0 | 0 | 0 | 0 | 0
F4_Industrial_Industrial - ID_New_Space Heating_Natural Gas_Insulation - Ducting_A_Achievable Economic RVT Potential | F4 | Industrial | Industrial - ID | New | Space Heating | Natural Gas | Insulation - Ducting | A | Incremental Energy Savings (MWh or mTherms) | Achievable Economic RVT Potential | 0 | 0 | 0 | 0 | 0 | 0 | 0 | 0 | 0 | 0 | 0 | 0 | 0 | 0 | 0 | 0 | 0 | 0 | 0 | 0 | 0 | 0 | 0 | 0 | 0 | 0 | 0
F5_Industrial_Industrial - ID_New_Space Heating_Natural Gas_Insulation - Ducting_A_Achievable Economic RVT Potential | F5 | Industrial | Industrial - ID | New | Space Heating | Natural Gas | Insulation - Ducting | A | Incremental Summer Peak Savings (MW) | Achievable Economic RVT Potential | 0 | 0 | 0 | 0 | 0 | 0 | 0 | 0 | 0 | 0 | 0 | 0 | 0 | 0 | 0 | 0 | 0 | 0 | 0 | 0 | 0 | 0 | 0 | 0 | 0 | 0 | 0
F6_Industrial_Industrial - ID_New_Space Heating_Natural Gas_Insulation - Ducting_A_Achievable Economic RVT Potential | F6 | Industrial | Industrial - ID | New | Space Heating | Natural Gas | Insulation - Ducting | A | Incremental Winter Peak Savings (MW) | Achievable Economic RVT Potential | 0 | 0 | 0 | 0 | 0 | 0 | 0 | 0 | 0 | 0 | 0 | 0 | 0 | 0 | 0 | 0 | 0 | 0 | 0 | 0 | 0 | 0 | 0 | 0 | 0 | 0 | 0
F7_Industrial_Industrial - ID_New_Space Heating_Natural Gas_Insulation - Ducting_A_Achievable Economic RVT Potential | F7 | Industrial | Industrial - ID | New | Space Heating | Natural Gas | Insulation - Ducting | A | Cumulative Energy Savings (MWh or mTherms) | Achievable Economic RVT Potential | 0 | 0 | 0 | 0 | 0 | 0 | 0 | 0 | 0 | 0 | 0 | 0 | 0 | 0 | 0 | 0 | 0 | 0 | 0 | 0 | 0 | 0 | 0 | 0 | 0 | 0 | 0
F8_Industrial_Industrial - ID_New_Space Heating_Natural Gas_Insulation - Ducting_A_Achievable Economic RVT Potential | F8 | Industrial | Industrial - ID | New | Space Heating | Natural Gas | Insulation - Ducting | A | Cumulative Summer Peak Savings (MW) | Achievable Economic RVT Potential | 0 | 0 | 0 | 0 | 0 | 0 | 0 | 0 | 0 | 0 | 0 | 0 | 0 | 0 | 0 | 0 | 0 | 0 | 0 | 0 | 0 | 0 | 0 | 0 | 0 | 0 | 0
F9_Industrial_Industrial - ID_New_Space Heating_Natural Gas_Insulation - Ducting_A_Achievable Economic RVT Potential | F9 | Industrial | Industrial - ID | New | Space Heating | Natural Gas | Insulation - Ducting | A | Cumulative Winter Peak Savings (MW) | Achievable Economic RVT Potential | 0 | 0 | 0 | 0 | 0 | 0 | 0 | 0 | 0 | 0 | 0 | 0 | 0 | 0 | 0 | 0 | 0 | 0 | 0 | 0 | 0 | 0 | 0 | 0 | 0 | 0 | 0
F10_Industrial_Industrial - ID_New_Space Heating_Natural Gas_Insulation - Ducting_A_Achievable Economic RVT Potential | F10 | Industrial | Industrial - ID | New | Space Heating | Natural Gas | Insulation - Ducting | A | Purchases (Incremental) | Achievable Economic RVT Potential | 0 | 0 | 0 | 0 | 0 | 0 | 0 | 0 | 0 | 0 | 0 | 0 | 0 | 0 | 0 | 0 | 0 | 0 | 0 | 0 | 0 | 0 | 0 | 0 | 0 | 0 | 0
F11_Industrial_Industrial - ID_New_Space Heating_Natural Gas_Insulation - Ducting_A_Achievable Economic RVT Potential | F11 | Industrial | Industrial - ID | New | Space Heating | Natural Gas | Insulation - Ducting | A | Purchases (Cumulative) | Achievable Economic RVT Potential | 0 | 0 | 0 | 0 | 0 | 0 | 0 | 0 | 0 | 0 | 0 | 0 | 0 | 0 | 0 | 0 | 0 | 0 | 0 | 0 | 0 | 0 | 0 | 0 | 0 | 0 | 0
F1_Industrial_Industrial - ID_New_Space Heating_Natural Gas_Ducting - Repair and Sealing_A_Achievable Economic RVT Potential | F1 | Industrial | Industrial - ID | New | Space Heating | Natural Gas | Ducting - Repair and Sealing | A | Integrated Unit Energy Savings (kWh or therms) | Achievable Economic RVT Potential | 0 | 0 | 0.19329 | 0.175 | 0.17323 | 0.17237 | 0.17176 | 0.17129 | 0.17097 | 0.17074 | 0.17058 | 0.17042 | 0.17025 | 0.17009 | 0.16993 | 0.16978 | 0.16964 | 0.1695 | 0.1694 | 0.16931 | 0.16922 | 0.16914 | 0.16926 | 0.16937 | 0.16947 | 0.16956 | 0.16965
F2_Industrial_Industrial - ID_New_Space Heating_Natural Gas_Ducting - Repair and Sealing_A_Achievable Economic RVT Potential | F2 | Industrial | Industrial - ID | New | Space Heating | Natural Gas | Ducting - Repair and Sealing | A | Integrated Unit Summer Peak Savings (kW) | Achievable Economic RVT Potential | 0 | 0 | 0 | 0 | 0 | 0 | 0 | 0 | 0 | 0 | 0 | 0 | 0 | 0 | 0 | 0 | 0 | 0 | 0 | 0 | 0 | 0 | 0 | 0 | 0 | 0 | 0
F3_Industrial_Industrial - ID_New_Space Heating_Natural Gas_Ducting - Repair and Sealing_A_Achievable Economic RVT Potential | F3 | Industrial | Industrial - ID | New | Space Heating | Natural Gas | Ducting - Repair and Sealing | A | Integrated Unit Winter Peak Savings (kW) | Achievable Economic RVT Potential | 0 | 0 | 0 | 0 | 0 | 0 | 0 | 0 | 0 | 0 | 0 | 0 | 0 | 0 | 0 | 0 | 0 | 0 | 0 | 0 | 0 | 0 | 0 | 0 | 0 | 0 | 0
F4_Industrial_Industrial - ID_New_Space Heating_Natural Gas_Ducting - Repair and Sealing_A_Achievable Economic RVT Potential | F4 | Industrial | Industrial - ID | New | Space Heating | Natural Gas | Ducting - Repair and Sealing | A | Incremental Energy Savings (MWh or mTherms) | Achievable Economic RVT Potential | 0 | 0 | 0 | 0 | 0 | 0 | 0 | 0 | 0 | 0 | 0 | 0 | 0 | 0 | 0 | 0 | 0 | 0 | 0 | 0 | 0 | 0 | 0 | 0 | 0 | 0 | 0
F5_Industrial_Industrial - ID_New_Space Heating_Natural Gas_Ducting - Repair and Sealing_A_Achievable Economic RVT Potential | F5 | Industrial | Industrial - ID | New | Space Heating | Natural Gas | Ducting - Repair and Sealing | A | Incremental Summer Peak Savings (MW) | Achievable Economic RVT Potential | 0 | 0 | 0 | 0 | 0 | 0 | 0 | 0 | 0 | 0 | 0 | 0 | 0 | 0 | 0 | 0 | 0 | 0 | 0 | 0 | 0 | 0 | 0 | 0 | 0 | 0 | 0
F6_Industrial_Industrial - ID_New_Space Heating_Natural Gas_Ducting - Repair and Sealing_A_Achievable Economic RVT Potential | F6 | Industrial | Industrial - ID | New | Space Heating | Natural Gas | Ducting - Repair and Sealing | A | Incremental Winter Peak Savings (MW) | Achievable Economic RVT Potential | 0 | 0 | 0 | 0 | 0 | 0 | 0 | 0 | 0 | 0 | 0 | 0 | 0 | 0 | 0 | 0 | 0 | 0 | 0 | 0 | 0 | 0 | 0 | 0 | 0 | 0 | 0
F7_Industrial_Industrial - ID_New_Space Heating_Natural Gas_Ducting - Repair and Sealing_A_Achievable Economic RVT Potential | F7 | Industrial | Industrial - ID | New | Space Heating | Natural Gas | Ducting - Repair and Sealing | A | Cumulative Energy Savings (MWh or mTherms) | Achievable Economic RVT Potential | 0 | 0 | 0 | 0 | 0 | 0 | 0 | 0 | 0 | 0 | 0 | 0 | 0 | 0 | 0 | 0 | 0 | 0 | 0 | 0 | 0 | 0 | 0 | 0 | 0 | 0 | 0
F8_Industrial_Industrial - ID_New_Space Heating_Natural Gas_Ducting - Repair and Sealing_A_Achievable Economic RVT Potential | F8 | Industrial | Industrial - ID | New | Space Heating | Natural Gas | Ducting - Repair and Sealing | A | Cumulative Summer Peak Savings (MW) | Achievable Economic RVT Potential | 0 | 0 | 0 | 0 | 0 | 0 | 0 | 0 | 0 | 0 | 0 | 0 | 0 | 0 | 0 | 0 | 0 | 0 | 0 | 0 | 0 | 0 | 0 | 0 | 0 | 0 | 0
F9_Industrial_Industrial - ID_New_Space Heating_Natural Gas_Ducting - Repair and Sealing_A_Achievable Economic RVT Potential | F9 | Industrial | Industrial - ID | New | Space Heating | Natural Gas | Ducting - Repair and Sealing | A | Cumulative Winter Peak Savings (MW) | Achievable Economic RVT Potential | 0 | 0 | 0 | 0 | 0 | 0 | 0 | 0 | 0 | 0 | 0 | 0 | 0 | 0 | 0 | 0 | 0 | 0 | 0 | 0 | 0 | 0 | 0 | 0 | 0 | 0 | 0
F10_Industrial_Industrial - ID_New_Space Heating_Natural Gas_Ducting - Repair and Sealing_A_Achievable Economic RVT Potential | F10 | Industrial | Industrial - ID | New | Space Heating | Natural Gas | Ducting - Repair and Sealing | A | Purchases (Incremental) | Achievable Economic RVT Potential | 0 | 0 | 0 | 0 | 0 | 0 | 0 | 0 | 0 | 0 | 0 | 0 | 0 | 0 | 0 | 0 | 0 | 0 | 0 | 0 | 0 | 0 | 0 | 0 | 0 | 0 | 0
F11_Industrial_Industrial - ID_New_Space Heating_Natural Gas_Ducting - Repair and Sealing_A_Achievable Economic RVT Potential | F11 | Industrial | Industrial - ID | New | Space Heating | Natural Gas | Ducting - Repair and Sealing | A | Purchases (Cumulative) | Achievable Economic RVT Potential | 0 | 0 | 0 | 0 | 0 | 0 | 0 | 0 | 0 | 0 | 0 | 0 | 0 | 0 | 0 | 0 | 0 | 0 | 0 | 0 | 0 | 0 | 0 | 0 | 0 | 0 | 0
F1_Industrial_Industrial - ID_New_Space Heating_Natural Gas_Building Shell - Air Sealing (Infiltration Control)_A_Achievable Economic RVT Potential | F1 | Industrial | Industrial - ID | New | Space Heating | Natural Gas | Building Shell - Air Sealing (Infiltration Control) | A | Integrated Unit Energy Savings (kWh or therms) | Achievable Economic RVT Potential | 0 | 0 | 54.0496 | 52.5625 | 52.358 | 52.2245 | 52.1106 | 52.0184 | 51.9619 | 51.9272 | 51.9072 | 51.8865 | 51.8614 | 51.8328 | 51.8017 | 51.7685 | 51.7336 | 51.6985 | 51.6678 | 51.6403 | 51.6148 | 51.592 | 51.6287 | 51.662 | 51.6923 | 51.72 | 51.7454
F2_Industrial_Industrial - ID_New_Space Heating_Natural Gas_Building Shell - Air Sealing (Infiltration Control)_A_Achievable Economic RVT Potential | F2 | Industrial | Industrial - ID | New | Space Heating | Natural Gas | Building Shell - Air Sealing (Infiltration Control) | A | Integrated Unit Summer Peak Savings (kW) | Achievable Economic RVT Potential | 0 | 0 | 0 | 0 | 0 | 0 | 0 | 0 | 0 | 0 | 0 | 0 | 0 | 0 | 0 | 0 | 0 | 0 | 0 | 0 | 0 | 0 | 0 | 0 | 0 | 0 | 0
F3_Industrial_Industrial - ID_New_Space Heating_Natural Gas_Building Shell - Air Sealing (Infiltration Control)_A_Achievable Economic RVT Potential | F3 | Industrial | Industrial - ID | New | Space Heating | Natural Gas | Building Shell - Air Sealing (Infiltration Control) | A | Integrated Unit Winter Peak Savings (kW) | Achievable Economic RVT Potential | 0 | 0 | 0 | 0 | 0 | 0 | 0 | 0 | 0 | 0 | 0 | 0 | 0 | 0 | 0 | 0 | 0 | 0 | 0 | 0 | 0 | 0 | 0 | 0 | 0 | 0 | 0
F4_Industrial_Industrial - ID_New_Space Heating_Natural Gas_Building Shell - Air Sealing (Infiltration Control)_A_Achievable Economic RVT Potential | F4 | Industrial | Industrial - ID | New | Space Heating | Natural Gas | Building Shell - Air Sealing (Infiltration Control) | A | Incremental Energy Savings (MWh or mTherms) | Achievable Economic RVT Potential | 0 | 0 | 4.9301e-09 | 1.2517e-07 | 7.0938e-07 | 2.7033e-06 | 8.0729e-06 | 2.0269e-05 | 4.4255e-05 | 8.5529e-05 | 0.00014762 | 0.0002282 | 0.00031554 | 0.00038837 | 0.0004221 | 0.00040009 | 0.00032386 | 0.00022059 | 0.00010468 | 0 | 0 | 0 | 0 | 0 | 0 | 0 | 0
F5_Industrial_Industrial - ID_New_Space Heating_Natural Gas_Building Shell - Air Sealing (Infiltration Control)_A_Achievable Economic RVT Potential | F5 | Industrial | Industrial - ID | New | Space Heating | Natural Gas | Building Shell - Air Sealing (Infiltration Control) | A | Incremental Summer Peak Savings (MW) | Achievable Economic RVT Potential | 0 | 0 | 0 | 0 | 0 | 0 | 0 | 0 | 0 | 0 | 0 | 0 | 0 | 0 | 0 | 0 | 0 | 0 | 0 | 0 | 0 | 0 | 0 | 0 | 0 | 0 | 0
F6_Industrial_Industrial - ID_New_Space Heating_Natural Gas_Building Shell - Air Sealing (Infiltration Control)_A_Achievable Economic RVT Potential | F6 | Industrial | Industrial - ID | New | Space Heating | Natural Gas | Building Shell - Air Sealing (Infiltration Control) | A | Incremental Winter Peak Savings (MW) | Achievable Economic RVT Potential | 0 | 0 | 0 | 0 | 0 | 0 | 0 | 0 | 0 | 0 | 0 | 0 | 0 | 0 | 0 | 0 | 0 | 0 | 0 | 0 | 0 | 0 | 0 | 0 | 0 | 0 | 0
F7_Industrial_Industrial - ID_New_Space Heating_Natural Gas_Building Shell - Air Sealing (Infiltration Control)_A_Achievable Economic RVT Potential | F7 | Industrial | Industrial - ID | New | Space Heating | Natural Gas | Building Shell - Air Sealing (Infiltration Control) | A | Cumulative Energy Savings (MWh or mTherms) | Achievable Economic RVT Potential | 0 | 0 | 4.9301e-09 | 1.2996e-07 | 8.3884e-07 | 3.54e-06 | 1.1605e-05 | 3.1854e-05 | 7.6074e-05 | 0.00016155 | 0.00030911 | 0.0005372 | 0.00085247 | 0.0012404 | 0.0016617 | 0.0020608 | 0.0023832 | 0.0026022 | 0.0027053 | 0.0027039 | 0.0027026 | 0.0027014 | 0.0027033 | 0.002705 | 0.0027066 | 0.0027081 | 0.0027094
F8_Industrial_Industrial - ID_New_Space Heating_Natural Gas_Building Shell - Air Sealing (Infiltration Control)_A_Achievable Economic RVT Potential | F8 | Industrial | Industrial - ID | New | Space Heating | Natural Gas | Building Shell - Air Sealing (Infiltration Control) | A | Cumulative Summer Peak Savings (MW) | Achievable Economic RVT Potential | 0 | 0 | 0 | 0 | 0 | 0 | 0 | 0 | 0 | 0 | 0 | 0 | 0 | 0 | 0 | 0 | 0 | 0 | 0 | 0 | 0 | 0 | 0 | 0 | 0 | 0 | 0
F9_Industrial_Industrial - ID_New_Space Heating_Natural Gas_Building Shell - Air Sealing (Infiltration Control)_A_Achievable Economic RVT Potential | F9 | Industrial | Industrial - ID | New | Space Heating | Natural Gas | Building Shell - Air Sealing (Infiltration Control) | A | Cumulative Winter Peak Savings (MW) | Achievable Economic RVT Potential | 0 | 0 | 0 | 0 | 0 | 0 | 0 | 0 | 0 | 0 | 0 | 0 | 0 | 0 | 0 | 0 | 0 | 0 | 0 | 0 | 0 | 0 | 0 | 0 | 0 | 0 | 0
F10_Industrial_Industrial - ID_New_Space Heating_Natural Gas_Building Shell - Air Sealing (Infiltration Control)_A_Achievable Economic RVT Potential | F10 | Industrial | Industrial - ID | New | Space Heating | Natural Gas | Building Shell - Air Sealing (Infiltration Control) | A | Purchases (Incremental) | Achievable Economic RVT Potential | 0 | 0 | 9.1215e-08 | 2.3814e-06 | 1.3549e-05 | 5.1763e-05 | 0.00015492 | 0.00038965 | 0.00085168 | 0.0016471 | 0.002844 | 0.0043981 | 0.0060842 | 0.0074928 | 0.0081484 | 0.0077285 | 0.0062601 | 0.0042669 | 0.002026 | 0 | 0 | 0 | 0 | 0 | 0 | 0 | 0
F11_Industrial_Industrial - ID_New_Space Heating_Natural Gas_Building Shell - Air Sealing (Infiltration Control)_A_Achievable Economic RVT Potential | F11 | Industrial | Industrial - ID | New | Space Heating | Natural Gas | Building Shell - Air Sealing (Infiltration Control) | A | Purchases (Cumulative) | Achievable Economic RVT Potential | 0 | 0 | 9.1215e-08 | 2.4726e-06 | 1.6021e-05 | 6.7784e-05 | 0.0002227 | 0.00061235 | 0.001464 | 0.0031111 | 0.0059551 | 0.010353 | 0.016437 | 0.02393 | 0.032079 | 0.039807 | 0.046067 | 0.050334 | 0.05236 | 0.05236 | 0.05236 | 0.05236 | 0.05236 | 0.05236 | 0.05236 | 0.05236 | 0.05236
F1_Industrial_Industrial - ID_New_Space Heating_Natural Gas_Ventilation - Demand Controlled_A_Achievable Economic RVT Potential | F1 | Industrial | Industrial - ID | New | Space Heating | Natural Gas | Ventilation - Demand Controlled | A | Integrated Unit Energy Savings (kWh or therms) | Achievable Economic RVT Potential | 0 | 0 | 0.035662 | 0.032287 | 0.031962 | 0.031802 | 0.03169 | 0.031603 | 0.031545 | 0.031503 | 0.031472 | 0.031443 | 0.031412 | 0.031382 | 0.031353 | 0.031325 | 0.031299 | 0.031274 | 0.031255 | 0.031238 | 0.031221 | 0.031207 | 0.031229 | 0.031249 | 0.031268 | 0.031285 | 0.0313
F2_Industrial_Industrial - ID_New_Space Heating_Natural Gas_Ventilation - Demand Controlled_A_Achievable Economic RVT Potential | F2 | Industrial | Industrial - ID | New | Space Heating | Natural Gas | Ventilation - Demand Controlled | A | Integrated Unit Summer Peak Savings (kW) | Achievable Economic RVT Potential | 0 | 0 | 0 | 0 | 0 | 0 | 0 | 0 | 0 | 0 | 0 | 0 | 0 | 0 | 0 | 0 | 0 | 0 | 0 | 0 | 0 | 0 | 0 | 0 | 0 | 0 | 0
F3_Industrial_Industrial - ID_New_Space Heating_Natural Gas_Ventilation - Demand Controlled_A_Achievable Economic RVT Potential | F3 | Industrial | Industrial - ID | New | Space Heating | Natural Gas | Ventilation - Demand Controlled | A | Integrated Unit Winter Peak Savings (kW) | Achievable Economic RVT Potential | 0 | 0 | 0 | 0 | 0 | 0 | 0 | 0 | 0 | 0 | 0 | 0 | 0 | 0 | 0 | 0 | 0 | 0 | 0 | 0 | 0 | 0 | 0 | 0 | 0 | 0 | 0
F4_Industrial_Industrial - ID_New_Space Heating_Natural Gas_Ventilation - Demand Controlled_A_Achievable Economic RVT Potential | F4 | Industrial | Industrial - ID | New | Space Heating | Natural Gas | Ventilation - Demand Controlled | A | Incremental Energy Savings (MWh or mTherms) | Achievable Economic RVT Potential | 0 | 0 | 0 | 0 | 0 | 0 | 0 | 0 | 0 | 0 | 0 | 0 | 0 | 0 | 0 | 0 | 0 | 0 | 0 | 0 | 0 | 0 | 0 | 0 | 0 | 0 | 0
F5_Industrial_Industrial - ID_New_Space Heating_Natural Gas_Ventilation - Demand Controlled_A_Achievable Economic RVT Potential | F5 | Industrial | Industrial - ID | New | Space Heating | Natural Gas | Ventilation - Demand Controlled | A | Incremental Summer Peak Savings (MW) | Achievable Economic RVT Potential | 0 | 0 | 0 | 0 | 0 | 0 | 0 | 0 | 0 | 0 | 0 | 0 | 0 | 0 | 0 | 0 | 0 | 0 | 0 | 0 | 0 | 0 | 0 | 0 | 0 | 0 | 0
F6_Industrial_Industrial - ID_New_Space Heating_Natural Gas_Ventilation - Demand Controlled_A_Achievable Economic RVT Potential | F6 | Industrial | Industrial - ID | New | Space Heating | Natural Gas | Ventilation - Demand Controlled | A | Incremental Winter Peak Savings (MW) | Achievable Economic RVT Potential | 0 | 0 | 0 | 0 | 0 | 0 | 0 | 0 | 0 | 0 | 0 | 0 | 0 | 0 | 0 | 0 | 0 | 0 | 0 | 0 | 0 | 0 | 0 | 0 | 0 | 0 | 0
F7_Industrial_Industrial - ID_New_Space Heating_Natural Gas_Ventilation - Demand Controlled_A_Achievable Economic RVT Potential | F7 | Industrial | Industrial - ID | New | Space Heating | Natural Gas | Ventilation - Demand Controlled | A | Cumulative Energy Savings (MWh or mTherms) | Achievable Economic RVT Potential | 0 | 0 | 0 | 0 | 0 | 0 | 0 | 0 | 0 | 0 | 0 | 0 | 0 | 0 | 0 | 0 | 0 | 0 | 0 | 0 | 0 | 0 | 0 | 0 | 0 | 0 | 0
F8_Industrial_Industrial - ID_New_Space Heating_Natural Gas_Ventilation - Demand Controlled_A_Achievable Economic RVT Potential | F8 | Industrial | Industrial - ID | New | Space Heating | Natural Gas | Ventilation - Demand Controlled | A | Cumulative Summer Peak Savings (MW) | Achievable Economic RVT Potential | 0 | 0 | 0 | 0 | 0 | 0 | 0 | 0 | 0 | 0 | 0 | 0 | 0 | 0 | 0 | 0 | 0 | 0 | 0 | 0 | 0 | 0 | 0 | 0 | 0 | 0 | 0
F9_Industrial_Industrial - ID_New_Space Heating_Natural Gas_Ventilation - Demand Controlled_A_Achievable Economic RVT Potential | F9 | Industrial | Industrial - ID | New | Space Heating | Natural Gas | Ventilation - Demand Controlled | A | Cumulative Winter Peak Savings (MW) | Achievable Economic RVT Potential | 0 | 0 | 0 | 0 | 0 | 0 | 0 | 0 | 0 | 0 | 0 | 0 | 0 | 0 | 0 | 0 | 0 | 0 | 0 | 0 | 0 | 0 | 0 | 0 | 0 | 0 | 0
F10_Industrial_Industrial - ID_New_Space Heating_Natural Gas_Ventilation - Demand Controlled_A_Achievable Economic RVT Potential | F10 | Industrial | Industrial - ID | New | Space Heating | Natural Gas | Ventilation - Demand Controlled | A | Purchases (Incremental) | Achievable Economic RVT Potential | 0 | 0 | 0 | 0 | 0 | 0 | 0 | 0 | 0 | 0 | 0 | 0 | 0 | 0 | 0 | 0 | 0 | 0 | 0 | 0 | 0 | 0 | 0 | 0 | 0 | 0 | 0
F11_Industrial_Industrial - ID_New_Space Heating_Natural Gas_Ventilation - Demand Controlled_A_Achievable Economic RVT Potential | F11 | Industrial | Industrial - ID | New | Space Heating | Natural Gas | Ventilation - Demand Controlled | A | Purchases (Cumulative) | Achievable Economic RVT Potential | 0 | 0 | 0 | 0 | 0 | 0 | 0 | 0 | 0 | 0 | 0 | 0 | 0 | 0 | 0 | 0 | 0 | 0 | 0 | 0 | 0 | 0 | 0 | 0 | 0 | 0 | 0
F1_Industrial_Industrial - ID_New_Space Heating_Natural Gas_Destratification Fans (HVLS)_A_Achievable Economic RVT Potential | F1 | Industrial | Industrial - ID | New | Space Heating | Natural Gas | Destratification Fans (HVLS) | A | Integrated Unit Energy Savings (kWh or therms) | Achievable Economic RVT Potential | 0 | 0 | 133580.7844 | 129936.1179 | 129527.6927 | 129296.5572 | 129115.9318 | 128989.4793 | 128952.2956 | 128969.9085 | 129024.537 | 129078.2918 | 129121.501 | 129156.9855 | 129186.6426 | 129211.7952 | 129233.3939 | 129252.1396 | 129268.5599 | 129281.976 | 129291.1504 | 129299.6338 | 129307.6359 | 129315.0443 | 129321.928 | 129328.3447 | 129334.3434
F2_Industrial_Industrial - ID_New_Space Heating_Natural Gas_Destratification Fans (HVLS)_A_Achievable Economic RVT Potential | F2 | Industrial | Industrial - ID | New | Space Heating | Natural Gas | Destratification Fans (HVLS) | A | Integrated Unit Summer Peak Savings (kW) | Achievable Economic RVT Potential | 0 | 0 | 0 | 0 | 0 | 0 | 0 | 0 | 0 | 0 | 0 | 0 | 0 | 0 | 0 | 0 | 0 | 0 | 0 | 0 | 0 | 0 | 0 | 0 | 0 | 0 | 0
F3_Industrial_Industrial - ID_New_Space Heating_Natural Gas_Destratification Fans (HVLS)_A_Achievable Economic RVT Potential | F3 | Industrial | Industrial - ID | New | Space Heating | Natural Gas | Destratification Fans (HVLS) | A | Integrated Unit Winter Peak Savings (kW) | Achievable Economic RVT Potential | 0 | 0 | 0 | 0 | 0 | 0 | 0 | 0 | 0 | 0 | 0 | 0 | 0 | 0 | 0 | 0 | 0 | 0 | 0 | 0 | 0 | 0 | 0 | 0 | 0 | 0 | 0
F4_Industrial_Industrial - ID_New_Space Heating_Natural Gas_Destratification Fans (HVLS)_A_Achievable Economic RVT Potential | F4 | Industrial | Industrial - ID | New | Space Heating | Natural Gas | Destratification Fans (HVLS) | A | Incremental Energy Savings (MWh or mTherms) | Achievable Economic RVT Potential | 0 | 0 | 0 | 0 | 0 | 0 | 0 | 0 | 0 | 0 | 0 | 0 | 0 | 0 | 0 | 0 | 0 | 0 | 0 | 0 | 0 | 0 | 0 | 0 | 0 | 0 | 0
F5_Industrial_Industrial - ID_New_Space Heating_Natural Gas_Destratification Fans (HVLS)_A_Achievable Economic RVT Potential | F5 | Industrial | Industrial - ID | New | Space Heating | Natural Gas | Destratification Fans (HVLS) | A | Incremental Summer Peak Savings (MW) | Achievable Economic RVT Potential | 0 | 0 | 0 | 0 | 0 | 0 | 0 | 0 | 0 | 0 | 0 | 0 | 0 | 0 | 0 | 0 | 0 | 0 | 0 | 0 | 0 | 0 | 0 | 0 | 0 | 0 | 0
F6_Industrial_Industrial - ID_New_Space Heating_Natural Gas_Destratification Fans (HVLS)_A_Achievable Economic RVT Potential | F6 | Industrial | Industrial - ID | New | Space Heating | Natural Gas | Destratification Fans (HVLS) | A | Incremental Winter Peak Savings (MW) | Achievable Economic RVT Potential | 0 | 0 | 0 | 0 | 0 | 0 | 0 | 0 | 0 | 0 | 0 | 0 | 0 | 0 | 0 | 0 | 0 | 0 | 0 | 0 | 0 | 0 | 0 | 0 | 0 | 0 | 0
F7_Industrial_Industrial - ID_New_Space Heating_Natural Gas_Destratification Fans (HVLS)_A_Achievable Economic RVT Potential | F7 | Industrial | Industrial - ID | New | Space Heating | Natural Gas | Destratification Fans (HVLS) | A | Cumulative Energy Savings (MWh or mTherms) | Achievable Economic RVT Potential | 0 | 0 | 0 | 0 | 0 | 0 | 0 | 0 | 0 | 0 | 0 | 0 | 0 | 0 | 0 | 0 | 0 | 0 | 0 | 0 | 0 | 0 | 0 | 0 | 0 | 0 | 0
F8_Industrial_Industrial - ID_New_Space Heating_Natural Gas_Destratification Fans (HVLS)_A_Achievable Economic RVT Potential | F8 | Industrial | Industrial - ID | New | Space Heating | Natural Gas | Destratification Fans (HVLS) | A | Cumulative Summer Peak Savings (MW) | Achievable Economic RVT Potential | 0 | 0 | 0 | 0 | 0 | 0 | 0 | 0 | 0 | 0 | 0 | 0 | 0 | 0 | 0 | 0 | 0 | 0 | 0 | 0 | 0 | 0 | 0 | 0 | 0 | 0 | 0
F9_Industrial_Industrial - ID_New_Space Heating_Natural Gas_Destratification Fans (HVLS)_A_Achievable Economic RVT Potential | F9 | Industrial | Industrial - ID | New | Space Heating | Natural Gas | Destratification Fans (HVLS) | A | Cumulative Winter Peak Savings (MW) | Achievable Economic RVT Potential | 0 | 0 | 0 | 0 | 0 | 0 | 0 | 0 | 0 | 0 | 0 | 0 | 0 | 0 | 0 | 0 | 0 | 0 | 0 | 0 | 0 | 0 | 0 | 0 | 0 | 0 | 0
F10_Industrial_Industrial - ID_New_Space Heating_Natural Gas_Destratification Fans (HVLS)_A_Achievable Economic RVT Potential | F10 | Industrial | Industrial - ID | New | Space Heating | Natural Gas | Destratification Fans (HVLS) | A | Purchases (Incremental) | Achievable Economic RVT Potential | 0 | 0 | 0 | 0 | 0 | 0 | 0 | 0 | 0 | 0 | 0 | 0 | 0 | 0 | 0 | 0 | 0 | 0 | 0 | 0 | 0 | 0 | 0 | 0 | 0 | 0 | 0
F11_Industrial_Industrial - ID_New_Space Heating_Natural Gas_Destratification Fans (HVLS)_A_Achievable Economic RVT Potential | F11 | Industrial | Industrial - ID | New | Space Heating | Natural Gas | Destratification Fans (HVLS) | A | Purchases (Cumulative) | Achievable Economic RVT Potential | 0 | 0 | 0 | 0 | 0 | 0 | 0 | 0 | 0 | 0 | 0 | 0 | 0 | 0 | 0 | 0 | 0 | 0 | 0 | 0 | 0 | 0 | 0 | 0 | 0 | 0 | 0
F1_Industrial_Industrial - ID_New_Space Heating_Natural Gas_Condensing RTU_A_Achievable Economic RVT Potential | F1 | Industrial | Industrial - ID | New | Space Heating | Natural Gas | Condensing RTU | A | Integrated Unit Energy Savings (kWh or therms) | Achievable Economic RVT Potential | 0 | 0 | 0.057384 | 0.05195 | 0.051413 | 0.051142 | 0.050947 | 0.050798 | 0.050697 | 0.050627 | 0.050576 | 0.050528 | 0.050481 | 0.050434 | 0.050389 | 0.050346 | 0.050306 | 0.05027 | 0.050243 | 0.05022 | 0.050197 | 0.050177 | 0.050216 | 0.050251 | 0.050283 | 0.050313 | 0.05034
F2_Industrial_Industrial - ID_New_Space Heating_Natural Gas_Condensing RTU_A_Achievable Economic RVT Potential | F2 | Industrial | Industrial - ID | New | Space Heating | Natural Gas | Condensing RTU | A | Integrated Unit Summer Peak Savings (kW) | Achievable Economic RVT Potential | 0 | 0 | 0 | 0 | 0 | 0 | 0 | 0 | 0 | 0 | 0 | 0 | 0 | 0 | 0 | 0 | 0 | 0 | 0 | 0 | 0 | 0 | 0 | 0 | 0 | 0 | 0
F3_Industrial_Industrial - ID_New_Space Heating_Natural Gas_Condensing RTU_A_Achievable Economic RVT Potential | F3 | Industrial | Industrial - ID | New | Space Heating | Natural Gas | Condensing RTU | A | Integrated Unit Winter Peak Savings (kW) | Achievable Economic RVT Potential | 0 | 0 | 0 | 0 | 0 | 0 | 0 | 0 | 0 | 0 | 0 | 0 | 0 | 0 | 0 | 0 | 0 | 0 | 0 | 0 | 0 | 0 | 0 | 0 | 0 | 0 | 0
F4_Industrial_Industrial - ID_New_Space Heating_Natural Gas_Condensing RTU_A_Achievable Economic RVT Potential | F4 | Industrial | Industrial - ID | New | Space Heating | Natural Gas | Condensing RTU | A | Incremental Energy Savings (MWh or mTherms) | Achievable Economic RVT Potential | 0 | 0 | 0 | 0 | 0 | 0 | 0 | 0 | 0 | 0 | 0 | 0 | 0 | 0 | 0 | 0 | 0 | 0 | 0 | 0 | 0 | 0 | 0 | 0 | 0 | 0 | 0
F5_Industrial_Industrial - ID_New_Space Heating_Natural Gas_Condensing RTU_A_Achievable Economic RVT Potential | F5 | Industrial | Industrial - ID | New | Space Heating | Natural Gas | Condensing RTU | A | Incremental Summer Peak Savings (MW) | Achievable Economic RVT Potential | 0 | 0 | 0 | 0 | 0 | 0 | 0 | 0 | 0 | 0 | 0 | 0 | 0 | 0 | 0 | 0 | 0 | 0 | 0 | 0 | 0 | 0 | 0 | 0 | 0 | 0 | 0
F6_Industrial_Industrial - ID_New_Space Heating_Natural Gas_Condensing RTU_A_Achievable Economic RVT Potential | F6 | Industrial | Industrial - ID | New | Space Heating | Natural Gas | Condensing RTU | A | Incremental Winter Peak Savings (MW) | Achievable Economic RVT Potential | 0 | 0 | 0 | 0 | 0 | 0 | 0 | 0 | 0 | 0 | 0 | 0 | 0 | 0 | 0 | 0 | 0 | 0 | 0 | 0 | 0 | 0 | 0 | 0 | 0 | 0 | 0
F7_Industrial_Industrial - ID_New_Space Heating_Natural Gas_Condensing RTU_A_Achievable Economic RVT Potential | F7 | Industrial | Industrial - ID | New | Space Heating | Natural Gas | Condensing RTU | A | Cumulative Energy Savings (MWh or mTherms) | Achievable Economic RVT Potential | 0 | 0 | 0 | 0 | 0 | 0 | 0 | 0 | 0 | 0 | 0 | 0 | 0 | 0 | 0 | 0 | 0 | 0 | 0 | 0 | 0 | 0 | 0 | 0 | 0 | 0 | 0
F8_Industrial_Industrial - ID_New_Space Heating_Natural Gas_Condensing RTU_A_Achievable Economic RVT Potential | F8 | Industrial | Industrial - ID | New | Space Heating | Natural Gas | Condensing RTU | A | Cumulative Summer Peak Savings (MW) | Achievable Economic RVT Potential | 0 | 0 | 0 | 0 | 0 | 0 | 0 | 0 | 0 | 0 | 0 | 0 | 0 | 0 | 0 | 0 | 0 | 0 | 0 | 0 | 0 | 0 | 0 | 0 | 0 | 0 | 0
F9_Industrial_Industrial - ID_New_Space Heating_Natural Gas_Condensing RTU_A_Achievable Economic RVT Potential | F9 | Industrial | Industrial - ID | New | Space Heating | Natural Gas | Condensing RTU | A | Cumulative Winter Peak Savings (MW) | Achievable Economic RVT Potential | 0 | 0 | 0 | 0 | 0 | 0 | 0 | 0 | 0 | 0 | 0 | 0 | 0 | 0 | 0 | 0 | 0 | 0 | 0 | 0 | 0 | 0 | 0 | 0 | 0 | 0 | 0
F10_Industrial_Industrial - ID_New_Space Heating_Natural Gas_Condensing RTU_A_Achievable Economic RVT Potential | F10 | Industrial | Industrial - ID | New | Space Heating | Natural Gas | Condensing RTU | A | Purchases (Incremental) | Achievable Economic RVT Potential | 0 | 0 | 0 | 0 | 0 | 0 | 0 | 0 | 0 | 0 | 0 | 0 | 0 | 0 | 0 | 0 | 0 | 0 | 0 | 0 | 0 | 0 | 0 | 0 | 0 | 0 | 0
F11_Industrial_Industrial - ID_New_Space Heating_Natural Gas_Condensing RTU_A_Achievable Economic RVT Potential | F11 | Industrial | Industrial - ID | New | Space Heating | Natural Gas | Condensing RTU | A | Purchases (Cumulative) | Achievable Economic RVT Potential | 0 | 0 | 0 | 0 | 0 | 0 | 0 | 0 | 0 | 0 | 0 | 0 | 0 | 0 | 0 | 0 | 0 | 0 | 0 | 0 | 0 | 0 | 0 | 0 | 0 | 0 | 0
F1_Industrial_Industrial - ID_New_Space Heating_Natural Gas_Industrial Air Curtains_A_Achievable Economic RVT Potential | F1 | Industrial | Industrial - ID | New | Space Heating | Natural Gas | Industrial Air Curtains | A | Integrated Unit Energy Savings (kWh or therms) | Achievable Economic RVT Potential | 0 | 0 | -0.016936 | -0.016479 | -0.016442 | -0.016428 | -0.01642 | -0.016416 | -0.016413 | -0.016411 | -0.016409 | -0.016408 | -0.016407 | -0.016406 | -0.016405 | -0.016404 | -0.016404 | -0.016403 | -0.016403 | -0.016403 | -0.016402 | -0.016401 | -0.016401 | -0.0164 | -0.0164 | -0.016399 | -0.016399
F2_Industrial_Industrial - ID_New_Space Heating_Natural Gas_Industrial Air Curtains_A_Achievable Economic RVT Potential | F2 | Industrial | Industrial - ID | New | Space Heating | Natural Gas | Industrial Air Curtains | A | Integrated Unit Summer Peak Savings (kW) | Achievable Economic RVT Potential | 0 | 0 | 0 | 0 | 0 | 0 | 0 | 0 | 0 | 0 | 0 | 0 | 0 | 0 | 0 | 0 | 0 | 0 | 0 | 0 | 0 | 0 | 0 | 0 | 0 | 0 | 0
F3_Industrial_Industrial - ID_New_Space Heating_Natural Gas_Industrial Air Curtains_A_Achievable Economic RVT Potential | F3 | Industrial | Industrial - ID | New | Space Heating | Natural Gas | Industrial Air Curtains | A | Integrated Unit Winter Peak Savings (kW) | Achievable Economic RVT Potential | 0 | 0 | 0 | 0 | 0 | 0 | 0 | 0 | 0 | 0 | 0 | 0 | 0 | 0 | 0 | 0 | 0 | 0 | 0 | 0 | 0 | 0 | 0 | 0 | 0 | 0 | 0
F4_Industrial_Industrial - ID_New_Space Heating_Natural Gas_Industrial Air Curtains_A_Achievable Economic RVT Potential | F4 | Industrial | Industrial - ID | New | Space Heating | Natural Gas | Industrial Air Curtains | A | Incremental Energy Savings (MWh or mTherms) | Achievable Economic RVT Potential | 0 | 0 | 0 | 0 | 0 | 0 | 0 | 0 | 0 | 0 | 0 | 0 | 0 | 0 | 0 | 0 | 0 | 0 | 0 | 0 | 0 | 0 | 0 | 0 | 0 | 0 | 0
F5_Industrial_Industrial - ID_New_Space Heating_Natural Gas_Industrial Air Curtains_A_Achievable Economic RVT Potential | F5 | Industrial | Industrial - ID | New | Space Heating | Natural Gas | Industrial Air Curtains | A | Incremental Summer Peak Savings (MW) | Achievable Economic RVT Potential | 0 | 0 | 0 | 0 | 0 | 0 | 0 | 0 | 0 | 0 | 0 | 0 | 0 | 0 | 0 | 0 | 0 | 0 | 0 | 0 | 0 | 0 | 0 | 0 | 0 | 0 | 0
F6_Industrial_Industrial - ID_New_Space Heating_Natural Gas_Industrial Air Curtains_A_Achievable Economic RVT Potential | F6 | Industrial | Industrial - ID | New | Space Heating | Natural Gas | Industrial Air Curtains | A | Incremental Winter Peak Savings (MW) | Achievable Economic RVT Potential | 0 | 0 | 0 | 0 | 0 | 0 | 0 | 0 | 0 | 0 | 0 | 0 | 0 | 0 | 0 | 0 | 0 | 0 | 0 | 0 | 0 | 0 | 0 | 0 | 0 | 0 | 0
F7_Industrial_Industrial - ID_New_Space Heating_Natural Gas_Industrial Air Curtains_A_Achievable Economic RVT Potential | F7 | Industrial | Industrial - ID | New | Space Heating | Natural Gas | Industrial Air Curtains | A | Cumulative Energy Savings (MWh or mTherms) | Achievable Economic RVT Potential | 0 | 0 | 0 | 0 | 0 | 0 | 0 | 0 | 0 | 0 | 0 | 0 | 0 | 0 | 0 | 0 | 0 | 0 | 0 | 0 | 0 | 0 | 0 | 0 | 0 | 0 | 0
F8_Industrial_Industrial - ID_New_Space Heating_Natural Gas_Industrial Air Curtains_A_Achievable Economic RVT Potential | F8 | Industrial | Industrial - ID | New | Space Heating | Natural Gas | Industrial Air Curtains | A | Cumulative Summer Peak Savings (MW) | Achievable Economic RVT Potential | 0 | 0 | 0 | 0 | 0 | 0 | 0 | 0 | 0 | 0 | 0 | 0 | 0 | 0 | 0 | 0 | 0 | 0 | 0 | 0 | 0 | 0 | 0 | 0 | 0 | 0 | 0
F9_Industrial_Industrial - ID_New_Space Heating_Natural Gas_Industrial Air Curtains_A_Achievable Economic RVT Potential | F9 | Industrial | Industrial - ID | New | Space Heating | Natural Gas | Industrial Air Curtains | A | Cumulative Winter Peak Savings (MW) | Achievable Economic RVT Potential | 0 | 0 | 0 | 0 | 0 | 0 | 0 | 0 | 0 | 0 | 0 | 0 | 0 | 0 | 0 | 0 | 0 | 0 | 0 | 0 | 0 | 0 | 0 | 0 | 0 | 0 | 0
F10_Industrial_Industrial - ID_New_Space Heating_Natural Gas_Industrial Air Curtains_A_Achievable Economic RVT Potential | F10 | Industrial | Industrial - ID | New | Space Heating | Natural Gas | Industrial Air Curtains | A | Purchases (Incremental) | Achievable Economic RVT Potential | 0 | 0 | 0 | 0 | 0 | 0 | 0 | 0 | 0 | 0 | 0 | 0 | 0 | 0 | 0 | 0 | 0 | 0 | 0 | 0 | 0 | 0 | 0 | 0 | 0 | 0 | 0
F11_Industrial_Industrial - ID_New_Space Heating_Natural Gas_Industrial Air Curtains_A_Achievable Economic RVT Potential | F11 | Industrial | Industrial - ID | New | Space Heating | Natural Gas | Industrial Air Curtains | A | Purchases (Cumulative) | Achievable Economic RVT Potential | 0 | 0 | 0 | 0 | 0 | 0 | 0 | 0 | 0 | 0 | 0 | 0 | 0 | 0 | 0 | 0 | 0 | 0 | 0 | 0 | 0 | 0 | 0 | 0 | 0 | 0 | 0
F1_Industrial_Industrial - ID_New_Space Heating_Natural Gas_HVAC - Energy Recovery Ventilator_A_Achievable Economic RVT Potential | F1 | Industrial | Industrial - ID | New | Space Heating | Natural Gas | HVAC - Energy Recovery Ventilator | A | Integrated Unit Energy Savings (kWh or therms) | Achievable Economic RVT Potential | 0 | 0 | 0.17561 | 0.17077 | 0.1701 | 0.16965 | 0.16926 | 0.16892 | 0.1687 | 0.16854 | 0.16842 | 0.1683 | 0.16817 | 0.16803 | 0.1679 | 0.16777 | 0.16764 | 0.16752 | 0.16743 | 0.16735 | 0.16728 | 0.16723 | 0.16736 | 0.16749 | 0.1676 | 0.1677 | 0.16779
F2_Industrial_Industrial - ID_New_Space Heating_Natural Gas_HVAC - Energy Recovery Ventilator_A_Achievable Economic RVT Potential | F2 | Industrial | Industrial - ID | New | Space Heating | Natural Gas | HVAC - Energy Recovery Ventilator | A | Integrated Unit Summer Peak Savings (kW) | Achievable Economic RVT Potential | 0 | 0 | 0 | 0 | 0 | 0 | 0 | 0 | 0 | 0 | 0 | 0 | 0 | 0 | 0 | 0 | 0 | 0 | 0 | 0 | 0 | 0 | 0 | 0 | 0 | 0 | 0
F3_Industrial_Industrial - ID_New_Space Heating_Natural Gas_HVAC - Energy Recovery Ventilator_A_Achievable Economic RVT Potential | F3 | Industrial | Industrial - ID | New | Space Heating | Natural Gas | HVAC - Energy Recovery Ventilator | A | Integrated Unit Winter Peak Savings (kW) | Achievable Economic RVT Potential | 0 | 0 | 0 | 0 | 0 | 0 | 0 | 0 | 0 | 0 | 0 | 0 | 0 | 0 | 0 | 0 | 0 | 0 | 0 | 0 | 0 | 0 | 0 | 0 | 0 | 0 | 0
F4_Industrial_Industrial - ID_New_Space Heating_Natural Gas_HVAC - Energy Recovery Ventilator_A_Achievable Economic RVT Potential | F4 | Industrial | Industrial - ID | New | Space Heating | Natural Gas | HVAC - Energy Recovery Ventilator | A | Incremental Energy Savings (MWh or mTherms) | Achievable Economic RVT Potential | 0 | 0 | 0 | 0 | 0 | 0 | 0 | 0 | 0 | 0 | 0 | 0 | 0 | 0 | 0 | 0 | 0 | 0 | 0 | 0 | 0 | 0 | 0 | 0 | 0 | 0 | 0
F5_Industrial_Industrial - ID_New_Space Heating_Natural Gas_HVAC - Energy Recovery Ventilator_A_Achievable Economic RVT Potential | F5 | Industrial | Industrial - ID | New | Space Heating | Natural Gas | HVAC - Energy Recovery Ventilator | A | Incremental Summer Peak Savings (MW) | Achievable Economic RVT Potential | 0 | 0 | 0 | 0 | 0 | 0 | 0 | 0 | 0 | 0 | 0 | 0 | 0 | 0 | 0 | 0 | 0 | 0 | 0 | 0 | 0 | 0 | 0 | 0 | 0 | 0 | 0
F6_Industrial_Industrial - ID_New_Space Heating_Natural Gas_HVAC - Energy Recovery Ventilator_A_Achievable Economic RVT Potential | F6 | Industrial | Industrial - ID | New | Space Heating | Natural Gas | HVAC - Energy Recovery Ventilator | A | Incremental Winter Peak Savings (MW) | Achievable Economic RVT Potential | 0 | 0 | 0 | 0 | 0 | 0 | 0 | 0 | 0 | 0 | 0 | 0 | 0 | 0 | 0 | 0 | 0 | 0 | 0 | 0 | 0 | 0 | 0 | 0 | 0 | 0 | 0
F7_Industrial_Industrial - ID_New_Space Heating_Natural Gas_HVAC - Energy Recovery Ventilator_A_Achievable Economic RVT Potential | F7 | Industrial | Industrial - ID | New | Space Heating | Natural Gas | HVAC - Energy Recovery Ventilator | A | Cumulative Energy Savings (MWh or mTherms) | Achievable Economic RVT Potential | 0 | 0 | 0 | 0 | 0 | 0 | 0 | 0 | 0 | 0 | 0 | 0 | 0 | 0 | 0 | 0 | 0 | 0 | 0 | 0 | 0 | 0 | 0 | 0 | 0 | 0 | 0
F8_Industrial_Industrial - ID_New_Space Heating_Natural Gas_HVAC - Energy Recovery Ventilator_A_Achievable Economic RVT Potential | F8 | Industrial | Industrial - ID | New | Space Heating | Natural Gas | HVAC - Energy Recovery Ventilator | A | Cumulative Summer Peak Savings (MW) | Achievable Economic RVT Potential | 0 | 0 | 0 | 0 | 0 | 0 | 0 | 0 | 0 | 0 | 0 | 0 | 0 | 0 | 0 | 0 | 0 | 0 | 0 | 0 | 0 | 0 | 0 | 0 | 0 | 0 | 0
F9_Industrial_Industrial - ID_New_Space Heating_Natural Gas_HVAC - Energy Recovery Ventilator_A_Achievable Economic RVT Potential | F9 | Industrial | Industrial - ID | New | Space Heating | Natural Gas | HVAC - Energy Recovery Ventilator | A | Cumulative Winter Peak Savings (MW) | Achievable Economic RVT Potential | 0 | 0 | 0 | 0 | 0 | 0 | 0 | 0 | 0 | 0 | 0 | 0 | 0 | 0 | 0 | 0 | 0 | 0 | 0 | 0 | 0 | 0 | 0 | 0 | 0 | 0 | 0
F10_Industrial_Industrial - ID_New_Space Heating_Natural Gas_HVAC - Energy Recovery Ventilator_A_Achievable Economic RVT Potential | F10 | Industrial | Industrial - ID | New | Space Heating | Natural Gas | HVAC - Energy Recovery Ventilator | A | Purchases (Incremental) | Achievable Economic RVT Potential | 0 | 0 | 0 | 0 | 0 | 0 | 0 | 0 | 0 | 0 | 0 | 0 | 0 | 0 | 0 | 0 | 0 | 0 | 0 | 0 | 0 | 0 | 0 | 0 | 0 | 0 | 0
F11_Industrial_Industrial - ID_New_Space Heating_Natural Gas_HVAC - Energy Recovery Ventilator_A_Achievable Economic RVT Potential | F11 | Industrial | Industrial - ID | New | Space Heating | Natural Gas | HVAC - Energy Recovery Ventilator | A | Purchases (Cumulative) | Achievable Economic RVT Potential | 0 | 0 | 0 | 0 | 0 | 0 | 0 | 0 | 0 | 0 | 0 | 0 | 0 | 0 | 0 | 0 | 0 | 0 | 0 | 0 | 0 | 0 | 0 | 0 | 0 | 0 | 0
F1_Industrial_Industrial - ID_New_Space Heating_Natural Gas_Thermostat - Connected_A_Achievable Economic RVT Potential | F1 | Industrial | Industrial - ID | New | Space Heating | Natural Gas | Thermostat - Connected | A | Integrated Unit Energy Savings (kWh or therms) | Achievable Economic RVT Potential | 0 | 0 | 8493.9214 | 8264.5266 | 8246.0146 | 8238.9241 | 8235.2325 | 8232.9436 | 8231.3828 | 8230.2549 | 8229.4016 | 8228.7338 | 8228.1968 | 8227.7558 | 8227.3872 | 8227.0745 | 8226.806 | 8226.5729 | 8226.3688 | 8226.1195 | 8225.7223 | 8225.3841 | 8225.103 | 8224.8594 | 8224.6475 | 8224.4626 | 8224.3008
F2_Industrial_Industrial - ID_New_Space Heating_Natural Gas_Thermostat - Connected_A_Achievable Economic RVT Potential | F2 | Industrial | Industrial - ID | New | Space Heating | Natural Gas | Thermostat - Connected | A | Integrated Unit Summer Peak Savings (kW) | Achievable Economic RVT Potential | 0 | 0 | 0 | 0 | 0 | 0 | 0 | 0 | 0 | 0 | 0 | 0 | 0 | 0 | 0 | 0 | 0 | 0 | 0 | 0 | 0 | 0 | 0 | 0 | 0 | 0 | 0
F3_Industrial_Industrial - ID_New_Space Heating_Natural Gas_Thermostat - Connected_A_Achievable Economic RVT Potential | F3 | Industrial | Industrial - ID | New | Space Heating | Natural Gas | Thermostat - Connected | A | Integrated Unit Winter Peak Savings (kW) | Achievable Economic RVT Potential | 0 | 0 | 0 | 0 | 0 | 0 | 0 | 0 | 0 | 0 | 0 | 0 | 0 | 0 | 0 | 0 | 0 | 0 | 0 | 0 | 0 | 0 | 0 | 0 | 0 | 0 | 0
F4_Industrial_Industrial - ID_New_Space Heating_Natural Gas_Thermostat - Connected_A_Achievable Economic RVT Potential | F4 | Industrial | Industrial - ID | New | Space Heating | Natural Gas | Thermostat - Connected | A | Incremental Energy Savings (MWh or mTherms) | Achievable Economic RVT Potential | 0 | 0 | 0 | 0 | 0 | 0 | 0 | 0 | 0 | 0 | 0 | 0 | 0 | 0 | 0 | 0 | 0 | 0 | 0 | 0 | 0 | 0 | 0 | 0 | 0 | 0 | 0
F5_Industrial_Industrial - ID_New_Space Heating_Natural Gas_Thermostat - Connected_A_Achievable Economic RVT Potential | F5 | Industrial | Industrial - ID | New | Space Heating | Natural Gas | Thermostat - Connected | A | Incremental Summer Peak Savings (MW) | Achievable Economic RVT Potential | 0 | 0 | 0 | 0 | 0 | 0 | 0 | 0 | 0 | 0 | 0 | 0 | 0 | 0 | 0 | 0 | 0 | 0 | 0 | 0 | 0 | 0 | 0 | 0 | 0 | 0 | 0
F6_Industrial_Industrial - ID_New_Space Heating_Natural Gas_Thermostat - Connected_A_Achievable Economic RVT Potential | F6 | Industrial | Industrial - ID | New | Space Heating | Natural Gas | Thermostat - Connected | A | Incremental Winter Peak Savings (MW) | Achievable Economic RVT Potential | 0 | 0 | 0 | 0 | 0 | 0 | 0 | 0 | 0 | 0 | 0 | 0 | 0 | 0 | 0 | 0 | 0 | 0 | 0 | 0 | 0 | 0 | 0 | 0 | 0 | 0 | 0
F7_Industrial_Industrial - ID_New_Space Heating_Natural Gas_Thermostat - Connected_A_Achievable Economic RVT Potential | F7 | Industrial | Industrial - ID | New | Space Heating | Natural Gas | Thermostat - Connected | A | Cumulative Energy Savings (MWh or mTherms) | Achievable Economic RVT Potential | 0 | 0 | 0 | 0 | 0 | 0 | 0 | 0 | 0 | 0 | 0 | 0 | 0 | 0 | 0 | 0 | 0 | 0 | 0 | 0 | 0 | 0 | 0 | 0 | 0 | 0 | 0
F8_Industrial_Industrial - ID_New_Space Heating_Natural Gas_Thermostat - Connected_A_Achievable Economic RVT Potential | F8 | Industrial | Industrial - ID | New | Space Heating | Natural Gas | Thermostat - Connected | A | Cumulative Summer Peak Savings (MW) | Achievable Economic RVT Potential | 0 | 0 | 0 | 0 | 0 | 0 | 0 | 0 | 0 | 0 | 0 | 0 | 0 | 0 | 0 | 0 | 0 | 0 | 0 | 0 | 0 | 0 | 0 | 0 | 0 | 0 | 0
F9_Industrial_Industrial - ID_New_Space Heating_Natural Gas_Thermostat - Connected_A_Achievable Economic RVT Potential | F9 | Industrial | Industrial - ID | New | Space Heating | Natural Gas | Thermostat - Connected | A | Cumulative Winter Peak Savings (MW) | Achievable Economic RVT Potential | 0 | 0 | 0 | 0 | 0 | 0 | 0 | 0 | 0 | 0 | 0 | 0 | 0 | 0 | 0 | 0 | 0 | 0 | 0 | 0 | 0 | 0 | 0 | 0 | 0 | 0 | 0
F10_Industrial_Industrial - ID_New_Space Heating_Natural Gas_Thermostat - Connected_A_Achievable Economic RVT Potential | F10 | Industrial | Industrial - ID | New | Space Heating | Natural Gas | Thermostat - Connected | A | Purchases (Incremental) | Achievable Economic RVT Potential | 0 | 0 | 0 | 0 | 0 | 0 | 0 | 0 | 0 | 0 | 0 | 0 | 0 | 0 | 0 | 0 | 0 | 0 | 0 | 0 | 0 | 0 | 0 | 0 | 0 | 0 | 0
F11_Industrial_Industrial - ID_New_Space Heating_Natural Gas_Thermostat - Connected_A_Achievable Economic RVT Potential | F11 | Industrial | Industrial - ID | New | Space Heating | Natural Gas | Thermostat - Connected | A | Purchases (Cumulative) | Achievable Economic RVT Potential | 0 | 0 | 0 | 0 | 0 | 0 | 0 | 0 | 0 | 0 | 0 | 0 | 0 | 0 | 0 | 0 | 0 | 0 | 0 | 0 | 0 | 0 | 0 | 0 | 0 | 0 | 0
F1_Industrial_Industrial - ID_New_Space Heating_Natural Gas_Gas Boiler - Maintenance_A_Achievable Economic RVT Potential | F1 | Industrial | Industrial - ID | New | Space Heating | Natural Gas | Gas Boiler - Maintenance | A | Integrated Unit Energy Savings (kWh or therms) | Achievable Economic RVT Potential | 0 | 0 | 0.5568 | 0.55644 | 0.55535 | 0.55421 | 0.55302 | 0.55196 | 0.55126 | 0.55076 | 0.55042 | 0.55006 | 0.54968 | 0.54927 | 0.54887 | 0.54849 | 0.54811 | 0.54777 | 0.54753 | 0.54734 | 0.54719 | 0.54706 | 0.54755 | 0.548 | 0.5484 | 0.54878 | 0.54912
F2_Industrial_Industrial - ID_New_Space Heating_Natural Gas_Gas Boiler - Maintenance_A_Achievable Economic RVT Potential | F2 | Industrial | Industrial - ID | New | Space Heating | Natural Gas | Gas Boiler - Maintenance | A | Integrated Unit Summer Peak Savings (kW) | Achievable Economic RVT Potential | 0 | 0 | 0 | 0 | 0 | 0 | 0 | 0 | 0 | 0 | 0 | 0 | 0 | 0 | 0 | 0 | 0 | 0 | 0 | 0 | 0 | 0 | 0 | 0 | 0 | 0 | 0
F3_Industrial_Industrial - ID_New_Space Heating_Natural Gas_Gas Boiler - Maintenance_A_Achievable Economic RVT Potential | F3 | Industrial | Industrial - ID | New | Space Heating | Natural Gas | Gas Boiler - Maintenance | A | Integrated Unit Winter Peak Savings (kW) | Achievable Economic RVT Potential | 0 | 0 | 0 | 0 | 0 | 0 | 0 | 0 | 0 | 0 | 0 | 0 | 0 | 0 | 0 | 0 | 0 | 0 | 0 | 0 | 0 | 0 | 0 | 0 | 0 | 0 | 0
F4_Industrial_Industrial - ID_New_Space Heating_Natural Gas_Gas Boiler - Maintenance_A_Achievable Economic RVT Potential | F4 | Industrial | Industrial - ID | New | Space Heating | Natural Gas | Gas Boiler - Maintenance | A | Incremental Energy Savings (MWh or mTherms) | Achievable Economic RVT Potential | 0 | 0 | 0 | 0 | 0 | 0 | 0 | 0 | 0 | 0 | 0 | 0 | 0 | 0 | 0 | 0 | 0 | 0 | 0 | 0 | 0 | 0 | 0 | 0 | 0 | 0 | 0
F5_Industrial_Industrial - ID_New_Space Heating_Natural Gas_Gas Boiler - Maintenance_A_Achievable Economic RVT Potential | F5 | Industrial | Industrial - ID | New | Space Heating | Natural Gas | Gas Boiler - Maintenance | A | Incremental Summer Peak Savings (MW) | Achievable Economic RVT Potential | 0 | 0 | 0 | 0 | 0 | 0 | 0 | 0 | 0 | 0 | 0 | 0 | 0 | 0 | 0 | 0 | 0 | 0 | 0 | 0 | 0 | 0 | 0 | 0 | 0 | 0 | 0
F6_Industrial_Industrial - ID_New_Space Heating_Natural Gas_Gas Boiler - Maintenance_A_Achievable Economic RVT Potential | F6 | Industrial | Industrial - ID | New | Space Heating | Natural Gas | Gas Boiler - Maintenance | A | Incremental Winter Peak Savings (MW) | Achievable Economic RVT Potential | 0 | 0 | 0 | 0 | 0 | 0 | 0 | 0 | 0 | 0 | 0 | 0 | 0 | 0 | 0 | 0 | 0 | 0 | 0 | 0 | 0 | 0 | 0 | 0 | 0 | 0 | 0
F7_Industrial_Industrial - ID_New_Space Heating_Natural Gas_Gas Boiler - Maintenance_A_Achievable Economic RVT Potential | F7 | Industrial | Industrial - ID | New | Space Heating | Natural Gas | Gas Boiler - Maintenance | A | Cumulative Energy Savings (MWh or mTherms) | Achievable Economic RVT Potential | 0 | 0 | 0 | 0 | 0 | 0 | 0 | 0 | 0 | 0 | 0 | 0 | 0 | 0 | 0 | 0 | 0 | 0 | 0 | 0 | 0 | 0 | 0 | 0 | 0 | 0 | 0
F8_Industrial_Industrial - ID_New_Space Heating_Natural Gas_Gas Boiler - Maintenance_A_Achievable Economic RVT Potential | F8 | Industrial | Industrial - ID | New | Space Heating | Natural Gas | Gas Boiler - Maintenance | A | Cumulative Summer Peak Savings (MW) | Achievable Economic RVT Potential | 0 | 0 | 0 | 0 | 0 | 0 | 0 | 0 | 0 | 0 | 0 | 0 | 0 | 0 | 0 | 0 | 0 | 0 | 0 | 0 | 0 | 0 | 0 | 0 | 0 | 0 | 0
F9_Industrial_Industrial - ID_New_Space Heating_Natural Gas_Gas Boiler - Maintenance_A_Achievable Economic RVT Potential | F9 | Industrial | Industrial - ID | New | Space Heating | Natural Gas | Gas Boiler - Maintenance | A | Cumulative Winter Peak Savings (MW) | Achievable Economic RVT Potential | 0 | 0 | 0 | 0 | 0 | 0 | 0 | 0 | 0 | 0 | 0 | 0 | 0 | 0 | 0 | 0 | 0 | 0 | 0 | 0 | 0 | 0 | 0 | 0 | 0 | 0 | 0
F10_Industrial_Industrial - ID_New_Space Heating_Natural Gas_Gas Boiler - Maintenance_A_Achievable Economic RVT Potential | F10 | Industrial | Industrial - ID | New | Space Heating | Natural Gas | Gas Boiler - Maintenance | A | Purchases (Incremental) | Achievable Economic RVT Potential | 0 | 0 | 0 | 0 | 0 | 0 | 0 | 0 | 0 | 0 | 0 | 0 | 0 | 0 | 0 | 0 | 0 | 0 | 0 | 0 | 0 | 0 | 0 | 0 | 0 | 0 | 0
F11_Industrial_Industrial - ID_New_Space Heating_Natural Gas_Gas Boiler - Maintenance_A_Achievable Economic RVT Potential | F11 | Industrial | Industrial - ID | New | Space Heating | Natural Gas | Gas Boiler - Maintenance | A | Purchases (Cumulative) | Achievable Economic RVT Potential | 0 | 0 | 0 | 0 | 0 | 0 | 0 | 0 | 0 | 0 | 0 | 0 | 0 | 0 | 0 | 0 | 0 | 0 | 0 | 0 | 0 | 0 | 0 | 0 | 0 | 0 | 0
F1_Industrial_Industrial - ID_New_Space Heating_Natural Gas_Gas Furnace - Maintenance_A_Achievable Economic RVT Potential | F1 | Industrial | Industrial - ID | New | Space Heating | Natural Gas | Gas Furnace - Maintenance | A | Integrated Unit Energy Savings (kWh or therms) | Achievable Economic RVT Potential | 0 | 0 | 0.48896 | 0.44265 | 0.43808 | 0.43577 | 0.43411 | 0.43283 | 0.43198 | 0.43137 | 0.43094 | 0.43053 | 0.43013 | 0.42973 | 0.42934 | 0.42898 | 0.42864 | 0.42833 | 0.4281 | 0.4279 | 0.42771 | 0.42754 | 0.42787 | 0.42817 | 0.42844 | 0.42869 | 0.42892
F2_Industrial_Industrial - ID_New_Space Heating_Natural Gas_Gas Furnace - Maintenance_A_Achievable Economic RVT Potential | F2 | Industrial | Industrial - ID | New | Space Heating | Natural Gas | Gas Furnace - Maintenance | A | Integrated Unit Summer Peak Savings (kW) | Achievable Economic RVT Potential | 0 | 0 | 0 | 0 | 0 | 0 | 0 | 0 | 0 | 0 | 0 | 0 | 0 | 0 | 0 | 0 | 0 | 0 | 0 | 0 | 0 | 0 | 0 | 0 | 0 | 0 | 0
F3_Industrial_Industrial - ID_New_Space Heating_Natural Gas_Gas Furnace - Maintenance_A_Achievable Economic RVT Potential | F3 | Industrial | Industrial - ID | New | Space Heating | Natural Gas | Gas Furnace - Maintenance | A | Integrated Unit Winter Peak Savings (kW) | Achievable Economic RVT Potential | 0 | 0 | 0 | 0 | 0 | 0 | 0 | 0 | 0 | 0 | 0 | 0 | 0 | 0 | 0 | 0 | 0 | 0 | 0 | 0 | 0 | 0 | 0 | 0 | 0 | 0 | 0
F4_Industrial_Industrial - ID_New_Space Heating_Natural Gas_Gas Furnace - Maintenance_A_Achievable Economic RVT Potential | F4 | Industrial | Industrial - ID | New | Space Heating | Natural Gas | Gas Furnace - Maintenance | A | Incremental Energy Savings (MWh or mTherms) | Achievable Economic RVT Potential | 0 | 0 | 0 | 0 | 0 | 0 | 0 | 0 | 0 | 0 | 0 | 0 | 0 | 0 | 0 | 0 | 0 | 0 | 0 | 0 | 0 | 0 | 0 | 0 | 0 | 0 | 0
F5_Industrial_Industrial - ID_New_Space Heating_Natural Gas_Gas Furnace - Maintenance_A_Achievable Economic RVT Potential | F5 | Industrial | Industrial - ID | New | Space Heating | Natural Gas | Gas Furnace - Maintenance | A | Incremental Summer Peak Savings (MW) | Achievable Economic RVT Potential | 0 | 0 | 0 | 0 | 0 | 0 | 0 | 0 | 0 | 0 | 0 | 0 | 0 | 0 | 0 | 0 | 0 | 0 | 0 | 0 | 0 | 0 | 0 | 0 | 0 | 0 | 0
F6_Industrial_Industrial - ID_New_Space Heating_Natural Gas_Gas Furnace - Maintenance_A_Achievable Economic RVT Potential | F6 | Industrial | Industrial - ID | New | Space Heating | Natural Gas | Gas Furnace - Maintenance | A | Incremental Winter Peak Savings (MW) | Achievable Economic RVT Potential | 0 | 0 | 0 | 0 | 0 | 0 | 0 | 0 | 0 | 0 | 0 | 0 | 0 | 0 | 0 | 0 | 0 | 0 | 0 | 0 | 0 | 0 | 0 | 0 | 0 | 0 | 0
F7_Industrial_Industrial - ID_New_Space Heating_Natural Gas_Gas Furnace - Maintenance_A_Achievable Economic RVT Potential | F7 | Industrial | Industrial - ID | New | Space Heating | Natural Gas | Gas Furnace - Maintenance | A | Cumulative Energy Savings (MWh or mTherms) | Achievable Economic RVT Potential | 0 | 0 | 0 | 0 | 0 | 0 | 0 | 0 | 0 | 0 | 0 | 0 | 0 | 0 | 0 | 0 | 0 | 0 | 0 | 0 | 0 | 0 | 0 | 0 | 0 | 0 | 0
F8_Industrial_Industrial - ID_New_Space Heating_Natural Gas_Gas Furnace - Maintenance_A_Achievable Economic RVT Potential | F8 | Industrial | Industrial - ID | New | Space Heating | Natural Gas | Gas Furnace - Maintenance | A | Cumulative Summer Peak Savings (MW) | Achievable Economic RVT Potential | 0 | 0 | 0 | 0 | 0 | 0 | 0 | 0 | 0 | 0 | 0 | 0 | 0 | 0 | 0 | 0 | 0 | 0 | 0 | 0 | 0 | 0 | 0 | 0 | 0 | 0 | 0
F9_Industrial_Industrial - ID_New_Space Heating_Natural Gas_Gas Furnace - Maintenance_A_Achievable Economic RVT Potential | F9 | Industrial | Industrial - ID | New | Space Heating | Natural Gas | Gas Furnace - Maintenance | A | Cumulative Winter Peak Savings (MW) | Achievable Economic RVT Potential | 0 | 0 | 0 | 0 | 0 | 0 | 0 | 0 | 0 | 0 | 0 | 0 | 0 | 0 | 0 | 0 | 0 | 0 | 0 | 0 | 0 | 0 | 0 | 0 | 0 | 0 | 0
F10_Industrial_Industrial - ID_New_Space Heating_Natural Gas_Gas Furnace - Maintenance_A_Achievable Economic RVT Potential | F10 | Industrial | Industrial - ID | New | Space Heating | Natural Gas | Gas Furnace - Maintenance | A | Purchases (Incremental) | Achievable Economic RVT Potential | 0 | 0 | 0 | 0 | 0 | 0 | 0 | 0 | 0 | 0 | 0 | 0 | 0 | 0 | 0 | 0 | 0 | 0 | 0 | 0 | 0 | 0 | 0 | 0 | 0 | 0 | 0
F11_Industrial_Industrial - ID_New_Space Heating_Natural Gas_Gas Furnace - Maintenance_A_Achievable Economic RVT Potential | F11 | Industrial | Industrial - ID | New | Space Heating | Natural Gas | Gas Furnace - Maintenance | A | Purchases (Cumulative) | Achievable Economic RVT Potential | 0 | 0 | 0 | 0 | 0 | 0 | 0 | 0 | 0 | 0 | 0 | 0 | 0 | 0 | 0 | 0 | 0 | 0 | 0 | 0 | 0 | 0 | 0 | 0 | 0 | 0 | 0
F1_Industrial_Industrial - ID_New_Space Heating_Natural Gas_Gas Furnace - Tube Inserts_A_Achievable Economic RVT Potential | F1 | Industrial | Industrial - ID | New | Space Heating | Natural Gas | Gas Furnace - Tube Inserts | A | Integrated Unit Energy Savings (kWh or therms) | Achievable Economic RVT Potential | 0 | 0 | 0 | 0 | 0 | 0 | 0 | 0 | 0 | 0 | 0 | 0 | 0 | 0 | 0 | 0 | 0 | 0 | 0 | 0 | 0 | 0 | 0 | 0 | 0 | 0 | 0
F2_Industrial_Industrial - ID_New_Space Heating_Natural Gas_Gas Furnace - Tube Inserts_A_Achievable Economic RVT Potential | F2 | Industrial | Industrial - ID | New | Space Heating | Natural Gas | Gas Furnace - Tube Inserts | A | Integrated Unit Summer Peak Savings (kW) | Achievable Economic RVT Potential | 0 | 0 | 0 | 0 | 0 | 0 | 0 | 0 | 0 | 0 | 0 | 0 | 0 | 0 | 0 | 0 | 0 | 0 | 0 | 0 | 0 | 0 | 0 | 0 | 0 | 0 | 0
F3_Industrial_Industrial - ID_New_Space Heating_Natural Gas_Gas Furnace - Tube Inserts_A_Achievable Economic RVT Potential | F3 | Industrial | Industrial - ID | New | Space Heating | Natural Gas | Gas Furnace - Tube Inserts | A | Integrated Unit Winter Peak Savings (kW) | Achievable Economic RVT Potential | 0 | 0 | 0 | 0 | 0 | 0 | 0 | 0 | 0 | 0 | 0 | 0 | 0 | 0 | 0 | 0 | 0 | 0 | 0 | 0 | 0 | 0 | 0 | 0 | 0 | 0 | 0
F4_Industrial_Industrial - ID_New_Space Heating_Natural Gas_Gas Furnace - Tube Inserts_A_Achievable Economic RVT Potential | F4 | Industrial | Industrial - ID | New | Space Heating | Natural Gas | Gas Furnace - Tube Inserts | A | Incremental Energy Savings (MWh or mTherms) | Achievable Economic RVT Potential | 0 | 0 | 0 | 0 | 0 | 0 | 0 | 0 | 0 | 0 | 0 | 0 | 0 | 0 | 0 | 0 | 0 | 0 | 0 | 0 | 0 | 0 | 0 | 0 | 0 | 0 | 0
F5_Industrial_Industrial - ID_New_Space Heating_Natural Gas_Gas Furnace - Tube Inserts_A_Achievable Economic RVT Potential | F5 | Industrial | Industrial - ID | New | Space Heating | Natural Gas | Gas Furnace - Tube Inserts | A | Incremental Summer Peak Savings (MW) | Achievable Economic RVT Potential | 0 | 0 | 0 | 0 | 0 | 0 | 0 | 0 | 0 | 0 | 0 | 0 | 0 | 0 | 0 | 0 | 0 | 0 | 0 | 0 | 0 | 0 | 0 | 0 | 0 | 0 | 0
F6_Industrial_Industrial - ID_New_Space Heating_Natural Gas_Gas Furnace - Tube Inserts_A_Achievable Economic RVT Potential | F6 | Industrial | Industrial - ID | New | Space Heating | Natural Gas | Gas Furnace - Tube Inserts | A | Incremental Winter Peak Savings (MW) | Achievable Economic RVT Potential | 0 | 0 | 0 | 0 | 0 | 0 | 0 | 0 | 0 | 0 | 0 | 0 | 0 | 0 | 0 | 0 | 0 | 0 | 0 | 0 | 0 | 0 | 0 | 0 | 0 | 0 | 0
F7_Industrial_Industrial - ID_New_Space Heating_Natural Gas_Gas Furnace - Tube Inserts_A_Achievable Economic RVT Potential | F7 | Industrial | Industrial - ID | New | Space Heating | Natural Gas | Gas Furnace - Tube Inserts | A | Cumulative Energy Savings (MWh or mTherms) | Achievable Economic RVT Potential | 0 | 0 | 0 | 0 | 0 | 0 | 0 | 0 | 0 | 0 | 0 | 0 | 0 | 0 | 0 | 0 | 0 | 0 | 0 | 0 | 0 | 0 | 0 | 0 | 0 | 0 | 0
F8_Industrial_Industrial - ID_New_Space Heating_Natural Gas_Gas Furnace - Tube Inserts_A_Achievable Economic RVT Potential | F8 | Industrial | Industrial - ID | New | Space Heating | Natural Gas | Gas Furnace - Tube Inserts | A | Cumulative Summer Peak Savings (MW) | Achievable Economic RVT Potential | 0 | 0 | 0 | 0 | 0 | 0 | 0 | 0 | 0 | 0 | 0 | 0 | 0 | 0 | 0 | 0 | 0 | 0 | 0 | 0 | 0 | 0 | 0 | 0 | 0 | 0 | 0
F9_Industrial_Industrial - ID_New_Space Heating_Natural Gas_Gas Furnace - Tube Inserts_A_Achievable Economic RVT Potential | F9 | Industrial | Industrial - ID | New | Space Heating | Natural Gas | Gas Furnace - Tube Inserts | A | Cumulative Winter Peak Savings (MW) | Achievable Economic RVT Potential | 0 | 0 | 0 | 0 | 0 | 0 | 0 | 0 | 0 | 0 | 0 | 0 | 0 | 0 | 0 | 0 | 0 | 0 | 0 | 0 | 0 | 0 | 0 | 0 | 0 | 0 | 0
F10_Industrial_Industrial - ID_New_Space Heating_Natural Gas_Gas Furnace - Tube Inserts_A_Achievable Economic RVT Potential | F10 | Industrial | Industrial - ID | New | Space Heating | Natural Gas | Gas Furnace - Tube Inserts | A | Purchases (Incremental) | Achievable Economic RVT Potential | 0 | 0 | 0 | 0 | 0 | 0 | 0 | 0 | 0 | 0 | 0 | 0 | 0 | 0 | 0 | 0 | 0 | 0 | 0 | 0 | 0 | 0 | 0 | 0 | 0 | 0 | 0
F11_Industrial_Industrial - ID_New_Space Heating_Natural Gas_Gas Furnace - Tube Inserts_A_Achievable Economic RVT Potential | F11 | Industrial | Industrial - ID | New | Space Heating | Natural Gas | Gas Furnace - Tube Inserts | A | Purchases (Cumulative) | Achievable Economic RVT Potential | 0 | 0 | 0 | 0 | 0 | 0 | 0 | 0 | 0 | 0 | 0 | 0 | 0 | 0 | 0 | 0 | 0 | 0 | 0 | 0 | 0 | 0 | 0 | 0 | 0 | 0 | 0
F1_Industrial_Industrial - ID_New_Space Heating_Natural Gas_Gas Boiler - Burner Control Optimization_A_Achievable Economic RVT Potential | F1 | Industrial | Industrial - ID | New | Space Heating | Natural Gas | Gas Boiler - Burner Control Optimization | A | Integrated Unit Energy Savings (kWh or therms) | Achievable Economic RVT Potential | 0 | 0 | 0.26926 | 0.26912 | 0.26867 | 0.26821 | 0.26774 | 0.26733 | 0.26707 | 0.26691 | 0.26681 | 0.2667 | 0.26655 | 0.26639 | 0.26621 | 0.26603 | 0.26584 | 0.26565 | 0.2655 | 0.26538 | 0.26527 | 0.26517 | 0.26538 | 0.26557 | 0.26574 | 0.2659 | 0.26604
F2_Industrial_Industrial - ID_New_Space Heating_Natural Gas_Gas Boiler - Burner Control Optimization_A_Achievable Economic RVT Potential | F2 | Industrial | Industrial - ID | New | Space Heating | Natural Gas | Gas Boiler - Burner Control Optimization | A | Integrated Unit Summer Peak Savings (kW) | Achievable Economic RVT Potential | 0 | 0 | 0 | 0 | 0 | 0 | 0 | 0 | 0 | 0 | 0 | 0 | 0 | 0 | 0 | 0 | 0 | 0 | 0 | 0 | 0 | 0 | 0 | 0 | 0 | 0 | 0
F3_Industrial_Industrial - ID_New_Space Heating_Natural Gas_Gas Boiler - Burner Control Optimization_A_Achievable Economic RVT Potential | F3 | Industrial | Industrial - ID | New | Space Heating | Natural Gas | Gas Boiler - Burner Control Optimization | A | Integrated Unit Winter Peak Savings (kW) | Achievable Economic RVT Potential | 0 | 0 | 0 | 0 | 0 | 0 | 0 | 0 | 0 | 0 | 0 | 0 | 0 | 0 | 0 | 0 | 0 | 0 | 0 | 0 | 0 | 0 | 0 | 0 | 0 | 0 | 0
F4_Industrial_Industrial - ID_New_Space Heating_Natural Gas_Gas Boiler - Burner Control Optimization_A_Achievable Economic RVT Potential | F4 | Industrial | Industrial - ID | New | Space Heating | Natural Gas | Gas Boiler - Burner Control Optimization | A | Incremental Energy Savings (MWh or mTherms) | Achievable Economic RVT Potential | 0 | 0 | 0 | 0 | 0 | 0 | 0 | 0 | 0 | 0 | 0 | 0 | 0 | 0 | 0 | 0 | 0 | 0 | 0 | 0 | 0 | 0 | 0 | 0 | 0 | 0 | 0
F5_Industrial_Industrial - ID_New_Space Heating_Natural Gas_Gas Boiler - Burner Control Optimization_A_Achievable Economic RVT Potential | F5 | Industrial | Industrial - ID | New | Space Heating | Natural Gas | Gas Boiler - Burner Control Optimization | A | Incremental Summer Peak Savings (MW) | Achievable Economic RVT Potential | 0 | 0 | 0 | 0 | 0 | 0 | 0 | 0 | 0 | 0 | 0 | 0 | 0 | 0 | 0 | 0 | 0 | 0 | 0 | 0 | 0 | 0 | 0 | 0 | 0 | 0 | 0
F6_Industrial_Industrial - ID_New_Space Heating_Natural Gas_Gas Boiler - Burner Control Optimization_A_Achievable Economic RVT Potential | F6 | Industrial | Industrial - ID | New | Space Heating | Natural Gas | Gas Boiler - Burner Control Optimization | A | Incremental Winter Peak Savings (MW) | Achievable Economic RVT Potential | 0 | 0 | 0 | 0 | 0 | 0 | 0 | 0 | 0 | 0 | 0 | 0 | 0 | 0 | 0 | 0 | 0 | 0 | 0 | 0 | 0 | 0 | 0 | 0 | 0 | 0 | 0
F7_Industrial_Industrial - ID_New_Space Heating_Natural Gas_Gas Boiler - Burner Control Optimization_A_Achievable Economic RVT Potential | F7 | Industrial | Industrial - ID | New | Space Heating | Natural Gas | Gas Boiler - Burner Control Optimization | A | Cumulative Energy Savings (MWh or mTherms) | Achievable Economic RVT Potential | 0 | 0 | 0 | 0 | 0 | 0 | 0 | 0 | 0 | 0 | 0 | 0 | 0 | 0 | 0 | 0 | 0 | 0 | 0 | 0 | 0 | 0 | 0 | 0 | 0 | 0 | 0
F8_Industrial_Industrial - ID_New_Space Heating_Natural Gas_Gas Boiler - Burner Control Optimization_A_Achievable Economic RVT Potential | F8 | Industrial | Industrial - ID | New | Space Heating | Natural Gas | Gas Boiler - Burner Control Optimization | A | Cumulative Summer Peak Savings (MW) | Achievable Economic RVT Potential | 0 | 0 | 0 | 0 | 0 | 0 | 0 | 0 | 0 | 0 | 0 | 0 | 0 | 0 | 0 | 0 | 0 | 0 | 0 | 0 | 0 | 0 | 0 | 0 | 0 | 0 | 0
F9_Industrial_Industrial - ID_New_Space Heating_Natural Gas_Gas Boiler - Burner Control Optimization_A_Achievable Economic RVT Potential | F9 | Industrial | Industrial - ID | New | Space Heating | Natural Gas | Gas Boiler - Burner Control Optimization | A | Cumulative Winter Peak Savings (MW) | Achievable Economic RVT Potential | 0 | 0 | 0 | 0 | 0 | 0 | 0 | 0 | 0 | 0 | 0 | 0 | 0 | 0 | 0 | 0 | 0 | 0 | 0 | 0 | 0 | 0 | 0 | 0 | 0 | 0 | 0
F10_Industrial_Industrial - ID_New_Space Heating_Natural Gas_Gas Boiler - Burner Control Optimization_A_Achievable Economic RVT Potential | F10 | Industrial | Industrial - ID | New | Space Heating | Natural Gas | Gas Boiler - Burner Control Optimization | A | Purchases (Incremental) | Achievable Economic RVT Potential | 0 | 0 | 0 | 0 | 0 | 0 | 0 | 0 | 0 | 0 | 0 | 0 | 0 | 0 | 0 | 0 | 0 | 0 | 0 | 0 | 0 | 0 | 0 | 0 | 0 | 0 | 0
F11_Industrial_Industrial - ID_New_Space Heating_Natural Gas_Gas Boiler - Burner Control Optimization_A_Achievable Economic RVT Potential | F11 | Industrial | Industrial - ID | New | Space Heating | Natural Gas | Gas Boiler - Burner Control Optimization | A | Purchases (Cumulative) | Achievable Economic RVT Potential | 0 | 0 | 0 | 0 | 0 | 0 | 0 | 0 | 0 | 0 | 0 | 0 | 0 | 0 | 0 | 0 | 0 | 0 | 0 | 0 | 0 | 0 | 0 | 0 | 0 | 0 | 0
F1_Industrial_Industrial - ID_New_Space Heating_Natural Gas_Gas Boiler - High Turndown Burner_A_Achievable Economic RVT Potential | F1 | Industrial | Industrial - ID | New | Space Heating | Natural Gas | Gas Boiler - High Turndown Burner | A | Integrated Unit Energy Savings (kWh or therms) | Achievable Economic RVT Potential | 0 | 0 | 0.92849 | 0.928 | 0.92645 | 0.92487 | 0.92323 | 0.92181 | 0.92093 | 0.92038 | 0.92003 | 0.91964 | 0.91915 | 0.91859 | 0.91797 | 0.91733 | 0.91668 | 0.91605 | 0.91552 | 0.91509 | 0.91472 | 0.9144 | 0.91511 | 0.91576 | 0.91635 | 0.91688 | 0.91738
F2_Industrial_Industrial - ID_New_Space Heating_Natural Gas_Gas Boiler - High Turndown Burner_A_Achievable Economic RVT Potential | F2 | Industrial | Industrial - ID | New | Space Heating | Natural Gas | Gas Boiler - High Turndown Burner | A | Integrated Unit Summer Peak Savings (kW) | Achievable Economic RVT Potential | 0 | 0 | 0 | 0 | 0 | 0 | 0 | 0 | 0 | 0 | 0 | 0 | 0 | 0 | 0 | 0 | 0 | 0 | 0 | 0 | 0 | 0 | 0 | 0 | 0 | 0 | 0
F3_Industrial_Industrial - ID_New_Space Heating_Natural Gas_Gas Boiler - High Turndown Burner_A_Achievable Economic RVT Potential | F3 | Industrial | Industrial - ID | New | Space Heating | Natural Gas | Gas Boiler - High Turndown Burner | A | Integrated Unit Winter Peak Savings (kW) | Achievable Economic RVT Potential | 0 | 0 | 0 | 0 | 0 | 0 | 0 | 0 | 0 | 0 | 0 | 0 | 0 | 0 | 0 | 0 | 0 | 0 | 0 | 0 | 0 | 0 | 0 | 0 | 0 | 0 | 0
F4_Industrial_Industrial - ID_New_Space Heating_Natural Gas_Gas Boiler - High Turndown Burner_A_Achievable Economic RVT Potential | F4 | Industrial | Industrial - ID | New | Space Heating | Natural Gas | Gas Boiler - High Turndown Burner | A | Incremental Energy Savings (MWh or mTherms) | Achievable Economic RVT Potential | 0 | 0 | 0 | 0 | 0 | 0 | 0 | 0 | 0 | 0 | 0 | 0 | 0 | 0 | 0 | 0 | 0 | 0 | 0 | 0 | 0 | 0 | 0 | 0 | 0 | 0 | 0
F5_Industrial_Industrial - ID_New_Space Heating_Natural Gas_Gas Boiler - High Turndown Burner_A_Achievable Economic RVT Potential | F5 | Industrial | Industrial - ID | New | Space Heating | Natural Gas | Gas Boiler - High Turndown Burner | A | Incremental Summer Peak Savings (MW) | Achievable Economic RVT Potential | 0 | 0 | 0 | 0 | 0 | 0 | 0 | 0 | 0 | 0 | 0 | 0 | 0 | 0 | 0 | 0 | 0 | 0 | 0 | 0 | 0 | 0 | 0 | 0 | 0 | 0 | 0
F6_Industrial_Industrial - ID_New_Space Heating_Natural Gas_Gas Boiler - High Turndown Burner_A_Achievable Economic RVT Potential | F6 | Industrial | Industrial - ID | New | Space Heating | Natural Gas | Gas Boiler - High Turndown Burner | A | Incremental Winter Peak Savings (MW) | Achievable Economic RVT Potential | 0 | 0 | 0 | 0 | 0 | 0 | 0 | 0 | 0 | 0 | 0 | 0 | 0 | 0 | 0 | 0 | 0 | 0 | 0 | 0 | 0 | 0 | 0 | 0 | 0 | 0 | 0
F7_Industrial_Industrial - ID_New_Space Heating_Natural Gas_Gas Boiler - High Turndown Burner_A_Achievable Economic RVT Potential | F7 | Industrial | Industrial - ID | New | Space Heating | Natural Gas | Gas Boiler - High Turndown Burner | A | Cumulative Energy Savings (MWh or mTherms) | Achievable Economic RVT Potential | 0 | 0 | 0 | 0 | 0 | 0 | 0 | 0 | 0 | 0 | 0 | 0 | 0 | 0 | 0 | 0 | 0 | 0 | 0 | 0 | 0 | 0 | 0 | 0 | 0 | 0 | 0
F8_Industrial_Industrial - ID_New_Space Heating_Natural Gas_Gas Boiler - High Turndown Burner_A_Achievable Economic RVT Potential | F8 | Industrial | Industrial - ID | New | Space Heating | Natural Gas | Gas Boiler - High Turndown Burner | A | Cumulative Summer Peak Savings (MW) | Achievable Economic RVT Potential | 0 | 0 | 0 | 0 | 0 | 0 | 0 | 0 | 0 | 0 | 0 | 0 | 0 | 0 | 0 | 0 | 0 | 0 | 0 | 0 | 0 | 0 | 0 | 0 | 0 | 0 | 0
F9_Industrial_Industrial - ID_New_Space Heating_Natural Gas_Gas Boiler - High Turndown Burner_A_Achievable Economic RVT Potential | F9 | Industrial | Industrial - ID | New | Space Heating | Natural Gas | Gas Boiler - High Turndown Burner | A | Cumulative Winter Peak Savings (MW) | Achievable Economic RVT Potential | 0 | 0 | 0 | 0 | 0 | 0 | 0 | 0 | 0 | 0 | 0 | 0 | 0 | 0 | 0 | 0 | 0 | 0 | 0 | 0 | 0 | 0 | 0 | 0 | 0 | 0 | 0
F10_Industrial_Industrial - ID_New_Space Heating_Natural Gas_Gas Boiler - High Turndown Burner_A_Achievable Economic RVT Potential | F10 | Industrial | Industrial - ID | New | Space Heating | Natural Gas | Gas Boiler - High Turndown Burner | A | Purchases (Incremental) | Achievable Economic RVT Potential | 0 | 0 | 0 | 0 | 0 | 0 | 0 | 0 | 0 | 0 | 0 | 0 | 0 | 0 | 0 | 0 | 0 | 0 | 0 | 0 | 0 | 0 | 0 | 0 | 0 | 0 | 0
F11_Industrial_Industrial - ID_New_Space Heating_Natural Gas_Gas Boiler - High Turndown Burner_A_Achievable Economic RVT Potential | F11 | Industrial | Industrial - ID | New | Space Heating | Natural Gas | Gas Boiler - High Turndown Burner | A | Purchases (Cumulative) | Achievable Economic RVT Potential | 0 | 0 | 0 | 0 | 0 | 0 | 0 | 0 | 0 | 0 | 0 | 0 | 0 | 0 | 0 | 0 | 0 | 0 | 0 | 0 | 0 | 0 | 0 | 0 | 0 | 0 | 0
F1_Industrial_Industrial - ID_New_Space Heating_Natural Gas_Gas Boiler - Hot Water Reset_A_Achievable Economic RVT Potential | F1 | Industrial | Industrial - ID | New | Space Heating | Natural Gas | Gas Boiler - Hot Water Reset | A | Integrated Unit Energy Savings (kWh or therms) | Achievable Economic RVT Potential | 0 | 0 | 990.389 | 989.8669 | 988.2154 | 986.5235 | 984.7815 | 983.2675 | 982.3279 | 981.734 | 981.3681 | 980.9539 | 980.4287 | 979.8253 | 979.1704 | 978.486 | 977.7902 | 977.1157 | 976.5573 | 976.0981 | 975.7057 | 975.3547 | 976.118 | 976.8089 | 977.4369 | 978.0104 | 978.5359
F2_Industrial_Industrial - ID_New_Space Heating_Natural Gas_Gas Boiler - Hot Water Reset_A_Achievable Economic RVT Potential | F2 | Industrial | Industrial - ID | New | Space Heating | Natural Gas | Gas Boiler - Hot Water Reset | A | Integrated Unit Summer Peak Savings (kW) | Achievable Economic RVT Potential | 0 | 0 | 0 | 0 | 0 | 0 | 0 | 0 | 0 | 0 | 0 | 0 | 0 | 0 | 0 | 0 | 0 | 0 | 0 | 0 | 0 | 0 | 0 | 0 | 0 | 0 | 0
F3_Industrial_Industrial - ID_New_Space Heating_Natural Gas_Gas Boiler - Hot Water Reset_A_Achievable Economic RVT Potential | F3 | Industrial | Industrial - ID | New | Space Heating | Natural Gas | Gas Boiler - Hot Water Reset | A | Integrated Unit Winter Peak Savings (kW) | Achievable Economic RVT Potential | 0 | 0 | 0 | 0 | 0 | 0 | 0 | 0 | 0 | 0 | 0 | 0 | 0 | 0 | 0 | 0 | 0 | 0 | 0 | 0 | 0 | 0 | 0 | 0 | 0 | 0 | 0
F4_Industrial_Industrial - ID_New_Space Heating_Natural Gas_Gas Boiler - Hot Water Reset_A_Achievable Economic RVT Potential | F4 | Industrial | Industrial - ID | New | Space Heating | Natural Gas | Gas Boiler - Hot Water Reset | A | Incremental Energy Savings (MWh or mTherms) | Achievable Economic RVT Potential | 0 | 0 | 0 | 0 | 0 | 0 | 0 | 0 | 0 | 0 | 0 | 0 | 0 | 0 | 0 | 0 | 0 | 0 | 0 | 0 | 0 | 0 | 0 | 0 | 0 | 0 | 0
F5_Industrial_Industrial - ID_New_Space Heating_Natural Gas_Gas Boiler - Hot Water Reset_A_Achievable Economic RVT Potential | F5 | Industrial | Industrial - ID | New | Space Heating | Natural Gas | Gas Boiler - Hot Water Reset | A | Incremental Summer Peak Savings (MW) | Achievable Economic RVT Potential | 0 | 0 | 0 | 0 | 0 | 0 | 0 | 0 | 0 | 0 | 0 | 0 | 0 | 0 | 0 | 0 | 0 | 0 | 0 | 0 | 0 | 0 | 0 | 0 | 0 | 0 | 0
F6_Industrial_Industrial - ID_New_Space Heating_Natural Gas_Gas Boiler - Hot Water Reset_A_Achievable Economic RVT Potential | F6 | Industrial | Industrial - ID | New | Space Heating | Natural Gas | Gas Boiler - Hot Water Reset | A | Incremental Winter Peak Savings (MW) | Achievable Economic RVT Potential | 0 | 0 | 0 | 0 | 0 | 0 | 0 | 0 | 0 | 0 | 0 | 0 | 0 | 0 | 0 | 0 | 0 | 0 | 0 | 0 | 0 | 0 | 0 | 0 | 0 | 0 | 0
F7_Industrial_Industrial - ID_New_Space Heating_Natural Gas_Gas Boiler - Hot Water Reset_A_Achievable Economic RVT Potential | F7 | Industrial | Industrial - ID | New | Space Heating | Natural Gas | Gas Boiler - Hot Water Reset | A | Cumulative Energy Savings (MWh or mTherms) | Achievable Economic RVT Potential | 0 | 0 | 0 | 0 | 0 | 0 | 0 | 0 | 0 | 0 | 0 | 0 | 0 | 0 | 0 | 0 | 0 | 0 | 0 | 0 | 0 | 0 | 0 | 0 | 0 | 0 | 0
F8_Industrial_Industrial - ID_New_Space Heating_Natural Gas_Gas Boiler - Hot Water Reset_A_Achievable Economic RVT Potential | F8 | Industrial | Industrial - ID | New | Space Heating | Natural Gas | Gas Boiler - Hot Water Reset | A | Cumulative Summer Peak Savings (MW) | Achievable Economic RVT Potential | 0 | 0 | 0 | 0 | 0 | 0 | 0 | 0 | 0 | 0 | 0 | 0 | 0 | 0 | 0 | 0 | 0 | 0 | 0 | 0 | 0 | 0 | 0 | 0 | 0 | 0 | 0
F9_Industrial_Industrial - ID_New_Space Heating_Natural Gas_Gas Boiler - Hot Water Reset_A_Achievable Economic RVT Potential | F9 | Industrial | Industrial - ID | New | Space Heating | Natural Gas | Gas Boiler - Hot Water Reset | A | Cumulative Winter Peak Savings (MW) | Achievable Economic RVT Potential | 0 | 0 | 0 | 0 | 0 | 0 | 0 | 0 | 0 | 0 | 0 | 0 | 0 | 0 | 0 | 0 | 0 | 0 | 0 | 0 | 0 | 0 | 0 | 0 | 0 | 0 | 0
F10_Industrial_Industrial - ID_New_Space Heating_Natural Gas_Gas Boiler - Hot Water Reset_A_Achievable Economic RVT Potential | F10 | Industrial | Industrial - ID | New | Space Heating | Natural Gas | Gas Boiler - Hot Water Reset | A | Purchases (Incremental) | Achievable Economic RVT Potential | 0 | 0 | 0 | 0 | 0 | 0 | 0 | 0 | 0 | 0 | 0 | 0 | 0 | 0 | 0 | 0 | 0 | 0 | 0 | 0 | 0 | 0 | 0 | 0 | 0 | 0 | 0
F11_Industrial_Industrial - ID_New_Space Heating_Natural Gas_Gas Boiler - Hot Water Reset_A_Achievable Economic RVT Potential | F11 | Industrial | Industrial - ID | New | Space Heating | Natural Gas | Gas Boiler - Hot Water Reset | A | Purchases (Cumulative) | Achievable Economic RVT Potential | 0 | 0 | 0 | 0 | 0 | 0 | 0 | 0 | 0 | 0 | 0 | 0 | 0 | 0 | 0 | 0 | 0 | 0 | 0 | 0 | 0 | 0 | 0 | 0 | 0 | 0 | 0
F1_Industrial_Industrial - ID_New_Space Heating_Natural Gas_Gas Boiler - Insulate Hot Water Lines_A_Achievable Economic RVT Potential | F1 | Industrial | Industrial - ID | New | Space Heating | Natural Gas | Gas Boiler - Insulate Hot Water Lines | A | Integrated Unit Energy Savings (kWh or therms) | Achievable Economic RVT Potential | 0 | 0 | 4.4132 | 4.4108 | 4.4033 | 4.3954 | 4.3872 | 4.3798 | 4.3748 | 4.3712 | 4.3686 | 4.3658 | 4.3627 | 4.3594 | 4.3561 | 4.3528 | 4.3496 | 4.3467 | 4.3444 | 4.3425 | 4.341 | 4.3397 | 4.3434 | 4.3467 | 4.3497 | 4.3525 | 4.355
F2_Industrial_Industrial - ID_New_Space Heating_Natural Gas_Gas Boiler - Insulate Hot Water Lines_A_Achievable Economic RVT Potential | F2 | Industrial | Industrial - ID | New | Space Heating | Natural Gas | Gas Boiler - Insulate Hot Water Lines | A | Integrated Unit Summer Peak Savings (kW) | Achievable Economic RVT Potential | 0 | 0 | 0 | 0 | 0 | 0 | 0 | 0 | 0 | 0 | 0 | 0 | 0 | 0 | 0 | 0 | 0 | 0 | 0 | 0 | 0 | 0 | 0 | 0 | 0 | 0 | 0
F3_Industrial_Industrial - ID_New_Space Heating_Natural Gas_Gas Boiler - Insulate Hot Water Lines_A_Achievable Economic RVT Potential | F3 | Industrial | Industrial - ID | New | Space Heating | Natural Gas | Gas Boiler - Insulate Hot Water Lines | A | Integrated Unit Winter Peak Savings (kW) | Achievable Economic RVT Potential | 0 | 0 | 0 | 0 | 0 | 0 | 0 | 0 | 0 | 0 | 0 | 0 | 0 | 0 | 0 | 0 | 0 | 0 | 0 | 0 | 0 | 0 | 0 | 0 | 0 | 0 | 0
F4_Industrial_Industrial - ID_New_Space Heating_Natural Gas_Gas Boiler - Insulate Hot Water Lines_A_Achievable Economic RVT Potential | F4 | Industrial | Industrial - ID | New | Space Heating | Natural Gas | Gas Boiler - Insulate Hot Water Lines | A | Incremental Energy Savings (MWh or mTherms) | Achievable Economic RVT Potential | 0 | 0 | 0 | 0 | 0 | 0 | 0 | 0 | 0 | 0 | 0 | 0 | 0 | 0 | 0 | 0 | 0 | 0 | 0 | 0 | 0 | 0 | 0 | 0 | 0 | 0 | 0
F5_Industrial_Industrial - ID_New_Space Heating_Natural Gas_Gas Boiler - Insulate Hot Water Lines_A_Achievable Economic RVT Potential | F5 | Industrial | Industrial - ID | New | Space Heating | Natural Gas | Gas Boiler - Insulate Hot Water Lines | A | Incremental Summer Peak Savings (MW) | Achievable Economic RVT Potential | 0 | 0 | 0 | 0 | 0 | 0 | 0 | 0 | 0 | 0 | 0 | 0 | 0 | 0 | 0 | 0 | 0 | 0 | 0 | 0 | 0 | 0 | 0 | 0 | 0 | 0 | 0
F6_Industrial_Industrial - ID_New_Space Heating_Natural Gas_Gas Boiler - Insulate Hot Water Lines_A_Achievable Economic RVT Potential | F6 | Industrial | Industrial - ID | New | Space Heating | Natural Gas | Gas Boiler - Insulate Hot Water Lines | A | Incremental Winter Peak Savings (MW) | Achievable Economic RVT Potential | 0 | 0 | 0 | 0 | 0 | 0 | 0 | 0 | 0 | 0 | 0 | 0 | 0 | 0 | 0 | 0 | 0 | 0 | 0 | 0 | 0 | 0 | 0 | 0 | 0 | 0 | 0
F7_Industrial_Industrial - ID_New_Space Heating_Natural Gas_Gas Boiler - Insulate Hot Water Lines_A_Achievable Economic RVT Potential | F7 | Industrial | Industrial - ID | New | Space Heating | Natural Gas | Gas Boiler - Insulate Hot Water Lines | A | Cumulative Energy Savings (MWh or mTherms) | Achievable Economic RVT Potential | 0 | 0 | 0 | 0 | 0 | 0 | 0 | 0 | 0 | 0 | 0 | 0 | 0 | 0 | 0 | 0 | 0 | 0 | 0 | 0 | 0 | 0 | 0 | 0 | 0 | 0 | 0
F8_Industrial_Industrial - ID_New_Space Heating_Natural Gas_Gas Boiler - Insulate Hot Water Lines_A_Achievable Economic RVT Potential | F8 | Industrial | Industrial - ID | New | Space Heating | Natural Gas | Gas Boiler - Insulate Hot Water Lines | A | Cumulative Summer Peak Savings (MW) | Achievable Economic RVT Potential | 0 | 0 | 0 | 0 | 0 | 0 | 0 | 0 | 0 | 0 | 0 | 0 | 0 | 0 | 0 | 0 | 0 | 0 | 0 | 0 | 0 | 0 | 0 | 0 | 0 | 0 | 0
F9_Industrial_Industrial - ID_New_Space Heating_Natural Gas_Gas Boiler - Insulate Hot Water Lines_A_Achievable Economic RVT Potential | F9 | Industrial | Industrial - ID | New | Space Heating | Natural Gas | Gas Boiler - Insulate Hot Water Lines | A | Cumulative Winter Peak Savings (MW) | Achievable Economic RVT Potential | 0 | 0 | 0 | 0 | 0 | 0 | 0 | 0 | 0 | 0 | 0 | 0 | 0 | 0 | 0 | 0 | 0 | 0 | 0 | 0 | 0 | 0 | 0 | 0 | 0 | 0 | 0
F10_Industrial_Industrial - ID_New_Space Heating_Natural Gas_Gas Boiler - Insulate Hot Water Lines_A_Achievable Economic RVT Potential | F10 | Industrial | Industrial - ID | New | Space Heating | Natural Gas | Gas Boiler - Insulate Hot Water Lines | A | Purchases (Incremental) | Achievable Economic RVT Potential | 0 | 0 | 0 | 0 | 0 | 0 | 0 | 0 | 0 | 0 | 0 | 0 | 0 | 0 | 0 | 0 | 0 | 0 | 0 | 0 | 0 | 0 | 0 | 0 | 0 | 0 | 0
F11_Industrial_Industrial - ID_New_Space Heating_Natural Gas_Gas Boiler - Insulate Hot Water Lines_A_Achievable Economic RVT Potential | F11 | Industrial | Industrial - ID | New | Space Heating | Natural Gas | Gas Boiler - Insulate Hot Water Lines | A | Purchases (Cumulative) | Achievable Economic RVT Potential | 0 | 0 | 0 | 0 | 0 | 0 | 0 | 0 | 0 | 0 | 0 | 0 | 0 | 0 | 0 | 0 | 0 | 0 | 0 | 0 | 0 | 0 | 0 | 0 | 0 | 0 | 0
F1_Industrial_Industrial - ID_New_Space Heating_Natural Gas_Gas Boiler - Insulate Steam Lines/Condensate Tank_A_Achievable Economic RVT Potential | F1 | Industrial | Industrial - ID | New | Space Heating | Natural Gas | Gas Boiler - Insulate Steam Lines/Condensate Tank | A | Integrated Unit Energy Savings (kWh or therms) | Achievable Economic RVT Potential | 0 | 0 | 6.5924 | 6.5889 | 6.5779 | 6.5667 | 6.5551 | 6.545 | 6.5387 | 6.5348 | 6.5323 | 6.5296 | 6.5261 | 6.5221 | 6.5177 | 6.5132 | 6.5085 | 6.504 | 6.5003 | 6.4973 | 6.4947 | 6.4923 | 6.4974 | 6.502 | 6.5062 | 6.51 | 6.5135
F2_Industrial_Industrial - ID_New_Space Heating_Natural Gas_Gas Boiler - Insulate Steam Lines/Condensate Tank_A_Achievable Economic RVT Potential | F2 | Industrial | Industrial - ID | New | Space Heating | Natural Gas | Gas Boiler - Insulate Steam Lines/Condensate Tank | A | Integrated Unit Summer Peak Savings (kW) | Achievable Economic RVT Potential | 0 | 0 | 0 | 0 | 0 | 0 | 0 | 0 | 0 | 0 | 0 | 0 | 0 | 0 | 0 | 0 | 0 | 0 | 0 | 0 | 0 | 0 | 0 | 0 | 0 | 0 | 0
F3_Industrial_Industrial - ID_New_Space Heating_Natural Gas_Gas Boiler - Insulate Steam Lines/Condensate Tank_A_Achievable Economic RVT Potential | F3 | Industrial | Industrial - ID | New | Space Heating | Natural Gas | Gas Boiler - Insulate Steam Lines/Condensate Tank | A | Integrated Unit Winter Peak Savings (kW) | Achievable Economic RVT Potential | 0 | 0 | 0 | 0 | 0 | 0 | 0 | 0 | 0 | 0 | 0 | 0 | 0 | 0 | 0 | 0 | 0 | 0 | 0 | 0 | 0 | 0 | 0 | 0 | 0 | 0 | 0
F4_Industrial_Industrial - ID_New_Space Heating_Natural Gas_Gas Boiler - Insulate Steam Lines/Condensate Tank_A_Achievable Economic RVT Potential | F4 | Industrial | Industrial - ID | New | Space Heating | Natural Gas | Gas Boiler - Insulate Steam Lines/Condensate Tank | A | Incremental Energy Savings (MWh or mTherms) | Achievable Economic RVT Potential | 0 | 0 | 0 | 0 | 0 | 0 | 0 | 0 | 0 | 0 | 0 | 0 | 0 | 0 | 0 | 0 | 0 | 0 | 0 | 0 | 0 | 0 | 0 | 0 | 0 | 0 | 0
F5_Industrial_Industrial - ID_New_Space Heating_Natural Gas_Gas Boiler - Insulate Steam Lines/Condensate Tank_A_Achievable Economic RVT Potential | F5 | Industrial | Industrial - ID | New | Space Heating | Natural Gas | Gas Boiler - Insulate Steam Lines/Condensate Tank | A | Incremental Summer Peak Savings (MW) | Achievable Economic RVT Potential | 0 | 0 | 0 | 0 | 0 | 0 | 0 | 0 | 0 | 0 | 0 | 0 | 0 | 0 | 0 | 0 | 0 | 0 | 0 | 0 | 0 | 0 | 0 | 0 | 0 | 0 | 0
F6_Industrial_Industrial - ID_New_Space Heating_Natural Gas_Gas Boiler - Insulate Steam Lines/Condensate Tank_A_Achievable Economic RVT Potential | F6 | Industrial | Industrial - ID | New | Space Heating | Natural Gas | Gas Boiler - Insulate Steam Lines/Condensate Tank | A | Incremental Winter Peak Savings (MW) | Achievable Economic RVT Potential | 0 | 0 | 0 | 0 | 0 | 0 | 0 | 0 | 0 | 0 | 0 | 0 | 0 | 0 | 0 | 0 | 0 | 0 | 0 | 0 | 0 | 0 | 0 | 0 | 0 | 0 | 0
F7_Industrial_Industrial - ID_New_Space Heating_Natural Gas_Gas Boiler - Insulate Steam Lines/Condensate Tank_A_Achievable Economic RVT Potential | F7 | Industrial | Industrial - ID | New | Space Heating | Natural Gas | Gas Boiler - Insulate Steam Lines/Condensate Tank | A | Cumulative Energy Savings (MWh or mTherms) | Achievable Economic RVT Potential | 0 | 0 | 0 | 0 | 0 | 0 | 0 | 0 | 0 | 0 | 0 | 0 | 0 | 0 | 0 | 0 | 0 | 0 | 0 | 0 | 0 | 0 | 0 | 0 | 0 | 0 | 0
F8_Industrial_Industrial - ID_New_Space Heating_Natural Gas_Gas Boiler - Insulate Steam Lines/Condensate Tank_A_Achievable Economic RVT Potential | F8 | Industrial | Industrial - ID | New | Space Heating | Natural Gas | Gas Boiler - Insulate Steam Lines/Condensate Tank | A | Cumulative Summer Peak Savings (MW) | Achievable Economic RVT Potential | 0 | 0 | 0 | 0 | 0 | 0 | 0 | 0 | 0 | 0 | 0 | 0 | 0 | 0 | 0 | 0 | 0 | 0 | 0 | 0 | 0 | 0 | 0 | 0 | 0 | 0 | 0
F9_Industrial_Industrial - ID_New_Space Heating_Natural Gas_Gas Boiler - Insulate Steam Lines/Condensate Tank_A_Achievable Economic RVT Potential | F9 | Industrial | Industrial - ID | New | Space Heating | Natural Gas | Gas Boiler - Insulate Steam Lines/Condensate Tank | A | Cumulative Winter Peak Savings (MW) | Achievable Economic RVT Potential | 0 | 0 | 0 | 0 | 0 | 0 | 0 | 0 | 0 | 0 | 0 | 0 | 0 | 0 | 0 | 0 | 0 | 0 | 0 | 0 | 0 | 0 | 0 | 0 | 0 | 0 | 0
F10_Industrial_Industrial - ID_New_Space Heating_Natural Gas_Gas Boiler - Insulate Steam Lines/Condensate Tank_A_Achievable Economic RVT Potential | F10 | Industrial | Industrial - ID | New | Space Heating | Natural Gas | Gas Boiler - Insulate Steam Lines/Condensate Tank | A | Purchases (Incremental) | Achievable Economic RVT Potential | 0 | 0 | 0 | 0 | 0 | 0 | 0 | 0 | 0 | 0 | 0 | 0 | 0 | 0 | 0 | 0 | 0 | 0 | 0 | 0 | 0 | 0 | 0 | 0 | 0 | 0 | 0
F11_Industrial_Industrial - ID_New_Space Heating_Natural Gas_Gas Boiler - Insulate Steam Lines/Condensate Tank_A_Achievable Economic RVT Potential | F11 | Industrial | Industrial - ID | New | Space Heating | Natural Gas | Gas Boiler - Insulate Steam Lines/Condensate Tank | A | Purchases (Cumulative) | Achievable Economic RVT Potential | 0 | 0 | 0 | 0 | 0 | 0 | 0 | 0 | 0 | 0 | 0 | 0 | 0 | 0 | 0 | 0 | 0 | 0 | 0 | 0 | 0 | 0 | 0 | 0 | 0 | 0 | 0
F1_Industrial_Industrial - ID_New_Space Heating_Natural Gas_Gas Boiler - Stack Economizer_A_Achievable Economic RVT Potential | F1 | Industrial | Industrial - ID | New | Space Heating | Natural Gas | Gas Boiler - Stack Economizer | A | Integrated Unit Energy Savings (kWh or therms) | Achievable Economic RVT Potential | 0 | 0 | 0.89134 | 0.89086 | 0.88933 | 0.88775 | 0.88609 | 0.88459 | 0.88358 | 0.88285 | 0.88233 | 0.88177 | 0.88114 | 0.88047 | 0.8798 | 0.87914 | 0.8785 | 0.87791 | 0.87744 | 0.87706 | 0.87676 | 0.87649 | 0.87723 | 0.87791 | 0.87852 | 0.87907 | 0.87958
F2_Industrial_Industrial - ID_New_Space Heating_Natural Gas_Gas Boiler - Stack Economizer_A_Achievable Economic RVT Potential | F2 | Industrial | Industrial - ID | New | Space Heating | Natural Gas | Gas Boiler - Stack Economizer | A | Integrated Unit Summer Peak Savings (kW) | Achievable Economic RVT Potential | 0 | 0 | 0 | 0 | 0 | 0 | 0 | 0 | 0 | 0 | 0 | 0 | 0 | 0 | 0 | 0 | 0 | 0 | 0 | 0 | 0 | 0 | 0 | 0 | 0 | 0 | 0
F3_Industrial_Industrial - ID_New_Space Heating_Natural Gas_Gas Boiler - Stack Economizer_A_Achievable Economic RVT Potential | F3 | Industrial | Industrial - ID | New | Space Heating | Natural Gas | Gas Boiler - Stack Economizer | A | Integrated Unit Winter Peak Savings (kW) | Achievable Economic RVT Potential | 0 | 0 | 0 | 0 | 0 | 0 | 0 | 0 | 0 | 0 | 0 | 0 | 0 | 0 | 0 | 0 | 0 | 0 | 0 | 0 | 0 | 0 | 0 | 0 | 0 | 0 | 0
F4_Industrial_Industrial - ID_New_Space Heating_Natural Gas_Gas Boiler - Stack Economizer_A_Achievable Economic RVT Potential | F4 | Industrial | Industrial - ID | New | Space Heating | Natural Gas | Gas Boiler - Stack Economizer | A | Incremental Energy Savings (MWh or mTherms) | Achievable Economic RVT Potential | 0 | 0 | 0 | 0 | 0 | 0 | 0 | 0 | 0 | 0 | 0 | 0 | 0 | 0 | 0 | 0 | 0 | 0 | 0 | 0 | 0 | 0 | 0 | 0 | 0 | 0 | 0
F5_Industrial_Industrial - ID_New_Space Heating_Natural Gas_Gas Boiler - Stack Economizer_A_Achievable Economic RVT Potential | F5 | Industrial | Industrial - ID | New | Space Heating | Natural Gas | Gas Boiler - Stack Economizer | A | Incremental Summer Peak Savings (MW) | Achievable Economic RVT Potential | 0 | 0 | 0 | 0 | 0 | 0 | 0 | 0 | 0 | 0 | 0 | 0 | 0 | 0 | 0 | 0 | 0 | 0 | 0 | 0 | 0 | 0 | 0 | 0 | 0 | 0 | 0
F6_Industrial_Industrial - ID_New_Space Heating_Natural Gas_Gas Boiler - Stack Economizer_A_Achievable Economic RVT Potential | F6 | Industrial | Industrial - ID | New | Space Heating | Natural Gas | Gas Boiler - Stack Economizer | A | Incremental Winter Peak Savings (MW) | Achievable Economic RVT Potential | 0 | 0 | 0 | 0 | 0 | 0 | 0 | 0 | 0 | 0 | 0 | 0 | 0 | 0 | 0 | 0 | 0 | 0 | 0 | 0 | 0 | 0 | 0 | 0 | 0 | 0 | 0
F7_Industrial_Industrial - ID_New_Space Heating_Natural Gas_Gas Boiler - Stack Economizer_A_Achievable Economic RVT Potential | F7 | Industrial | Industrial - ID | New | Space Heating | Natural Gas | Gas Boiler - Stack Economizer | A | Cumulative Energy Savings (MWh or mTherms) | Achievable Economic RVT Potential | 0 | 0 | 0 | 0 | 0 | 0 | 0 | 0 | 0 | 0 | 0 | 0 | 0 | 0 | 0 | 0 | 0 | 0 | 0 | 0 | 0 | 0 | 0 | 0 | 0 | 0 | 0
F8_Industrial_Industrial - ID_New_Space Heating_Natural Gas_Gas Boiler - Stack Economizer_A_Achievable Economic RVT Potential | F8 | Industrial | Industrial - ID | New | Space Heating | Natural Gas | Gas Boiler - Stack Economizer | A | Cumulative Summer Peak Savings (MW) | Achievable Economic RVT Potential | 0 | 0 | 0 | 0 | 0 | 0 | 0 | 0 | 0 | 0 | 0 | 0 | 0 | 0 | 0 | 0 | 0 | 0 | 0 | 0 | 0 | 0 | 0 | 0 | 0 | 0 | 0
F9_Industrial_Industrial - ID_New_Space Heating_Natural Gas_Gas Boiler - Stack Economizer_A_Achievable Economic RVT Potential | F9 | Industrial | Industrial - ID | New | Space Heating | Natural Gas | Gas Boiler - Stack Economizer | A | Cumulative Winter Peak Savings (MW) | Achievable Economic RVT Potential | 0 | 0 | 0 | 0 | 0 | 0 | 0 | 0 | 0 | 0 | 0 | 0 | 0 | 0 | 0 | 0 | 0 | 0 | 0 | 0 | 0 | 0 | 0 | 0 | 0 | 0 | 0
F10_Industrial_Industrial - ID_New_Space Heating_Natural Gas_Gas Boiler - Stack Economizer_A_Achievable Economic RVT Potential | F10 | Industrial | Industrial - ID | New | Space Heating | Natural Gas | Gas Boiler - Stack Economizer | A | Purchases (Incremental) | Achievable Economic RVT Potential | 0 | 0 | 0 | 0 | 0 | 0 | 0 | 0 | 0 | 0 | 0 | 0 | 0 | 0 | 0 | 0 | 0 | 0 | 0 | 0 | 0 | 0 | 0 | 0 | 0 | 0 | 0
F11_Industrial_Industrial - ID_New_Space Heating_Natural Gas_Gas Boiler - Stack Economizer_A_Achievable Economic RVT Potential | F11 | Industrial | Industrial - ID | New | Space Heating | Natural Gas | Gas Boiler - Stack Economizer | A | Purchases (Cumulative) | Achievable Economic RVT Potential | 0 | 0 | 0 | 0 | 0 | 0 | 0 | 0 | 0 | 0 | 0 | 0 | 0 | 0 | 0 | 0 | 0 | 0 | 0 | 0 | 0 | 0 | 0 | 0 | 0 | 0 | 0
F1_Industrial_Industrial - ID_New_Space Heating_Natural Gas_Gas Boiler - Steam Trap Replacement_A_Achievable Economic RVT Potential | F1 | Industrial | Industrial - ID | New | Space Heating | Natural Gas | Gas Boiler - Steam Trap Replacement | A | Integrated Unit Energy Savings (kWh or therms) | Achievable Economic RVT Potential | 0 | 0 | 40051.8778 | 40051.8778 | 40051.8778 | 40051.8778 | 40051.8778 | 40051.8778 | 40051.8778 | 40051.8778 | 40051.8778 | 40051.8778 | 40051.8778 | 40051.8778 | 40051.8778 | 40051.8778 | 40051.8778 | 40051.8778 | 40051.8778 | 40051.8778 | 40051.8778 | 40051.8778 | 40051.8778 | 40051.8778 | 40051.8778 | 40051.8778 | 40051.8778
F2_Industrial_Industrial - ID_New_Space Heating_Natural Gas_Gas Boiler - Steam Trap Replacement_A_Achievable Economic RVT Potential | F2 | Industrial | Industrial - ID | New | Space Heating | Natural Gas | Gas Boiler - Steam Trap Replacement | A | Integrated Unit Summer Peak Savings (kW) | Achievable Economic RVT Potential | 0 | 0 | 0 | 0 | 0 | 0 | 0 | 0 | 0 | 0 | 0 | 0 | 0 | 0 | 0 | 0 | 0 | 0 | 0 | 0 | 0 | 0 | 0 | 0 | 0 | 0 | 0
F3_Industrial_Industrial - ID_New_Space Heating_Natural Gas_Gas Boiler - Steam Trap Replacement_A_Achievable Economic RVT Potential | F3 | Industrial | Industrial - ID | New | Space Heating | Natural Gas | Gas Boiler - Steam Trap Replacement | A | Integrated Unit Winter Peak Savings (kW) | Achievable Economic RVT Potential | 0 | 0 | 0 | 0 | 0 | 0 | 0 | 0 | 0 | 0 | 0 | 0 | 0 | 0 | 0 | 0 | 0 | 0 | 0 | 0 | 0 | 0 | 0 | 0 | 0 | 0 | 0
F4_Industrial_Industrial - ID_New_Space Heating_Natural Gas_Gas Boiler - Steam Trap Replacement_A_Achievable Economic RVT Potential | F4 | Industrial | Industrial - ID | New | Space Heating | Natural Gas | Gas Boiler - Steam Trap Replacement | A | Incremental Energy Savings (MWh or mTherms) | Achievable Economic RVT Potential | 0 | 0 | 0 | 0 | 0 | 0 | 0 | 0 | 0 | 0 | 0 | 0 | 0 | 0 | 0 | 0 | 0 | 0 | 0 | 0 | 0 | 0 | 0 | 0 | 0 | 0 | 0
F5_Industrial_Industrial - ID_New_Space Heating_Natural Gas_Gas Boiler - Steam Trap Replacement_A_Achievable Economic RVT Potential | F5 | Industrial | Industrial - ID | New | Space Heating | Natural Gas | Gas Boiler - Steam Trap Replacement | A | Incremental Summer Peak Savings (MW) | Achievable Economic RVT Potential | 0 | 0 | 0 | 0 | 0 | 0 | 0 | 0 | 0 | 0 | 0 | 0 | 0 | 0 | 0 | 0 | 0 | 0 | 0 | 0 | 0 | 0 | 0 | 0 | 0 | 0 | 0
F6_Industrial_Industrial - ID_New_Space Heating_Natural Gas_Gas Boiler - Steam Trap Replacement_A_Achievable Economic RVT Potential | F6 | Industrial | Industrial - ID | New | Space Heating | Natural Gas | Gas Boiler - Steam Trap Replacement | A | Incremental Winter Peak Savings (MW) | Achievable Economic RVT Potential | 0 | 0 | 0 | 0 | 0 | 0 | 0 | 0 | 0 | 0 | 0 | 0 | 0 | 0 | 0 | 0 | 0 | 0 | 0 | 0 | 0 | 0 | 0 | 0 | 0 | 0 | 0
F7_Industrial_Industrial - ID_New_Space Heating_Natural Gas_Gas Boiler - Steam Trap Replacement_A_Achievable Economic RVT Potential | F7 | Industrial | Industrial - ID | New | Space Heating | Natural Gas | Gas Boiler - Steam Trap Replacement | A | Cumulative Energy Savings (MWh or mTherms) | Achievable Economic RVT Potential | 0 | 0 | 0 | 0 | 0 | 0 | 0 | 0 | 0 | 0 | 0 | 0 | 0 | 0 | 0 | 0 | 0 | 0 | 0 | 0 | 0 | 0 | 0 | 0 | 0 | 0 | 0
F8_Industrial_Industrial - ID_New_Space Heating_Natural Gas_Gas Boiler - Steam Trap Replacement_A_Achievable Economic RVT Potential | F8 | Industrial | Industrial - ID | New | Space Heating | Natural Gas | Gas Boiler - Steam Trap Replacement | A | Cumulative Summer Peak Savings (MW) | Achievable Economic RVT Potential | 0 | 0 | 0 | 0 | 0 | 0 | 0 | 0 | 0 | 0 | 0 | 0 | 0 | 0 | 0 | 0 | 0 | 0 | 0 | 0 | 0 | 0 | 0 | 0 | 0 | 0 | 0
F9_Industrial_Industrial - ID_New_Space Heating_Natural Gas_Gas Boiler - Steam Trap Replacement_A_Achievable Economic RVT Potential | F9 | Industrial | Industrial - ID | New | Space Heating | Natural Gas | Gas Boiler - Steam Trap Replacement | A | Cumulative Winter Peak Savings (MW) | Achievable Economic RVT Potential | 0 | 0 | 0 | 0 | 0 | 0 | 0 | 0 | 0 | 0 | 0 | 0 | 0 | 0 | 0 | 0 | 0 | 0 | 0 | 0 | 0 | 0 | 0 | 0 | 0 | 0 | 0
F10_Industrial_Industrial - ID_New_Space Heating_Natural Gas_Gas Boiler - Steam Trap Replacement_A_Achievable Economic RVT Potential | F10 | Industrial | Industrial - ID | New | Space Heating | Natural Gas | Gas Boiler - Steam Trap Replacement | A | Purchases (Incremental) | Achievable Economic RVT Potential | 0 | 0 | 0 | 0 | 0 | 0 | 0 | 0 | 0 | 0 | 0 | 0 | 0 | 0 | 0 | 0 | 0 | 0 | 0 | 0 | 0 | 0 | 0 | 0 | 0 | 0 | 0
F11_Industrial_Industrial - ID_New_Space Heating_Natural Gas_Gas Boiler - Steam Trap Replacement_A_Achievable Economic RVT Potential | F11 | Industrial | Industrial - ID | New | Space Heating | Natural Gas | Gas Boiler - Steam Trap Replacement | A | Purchases (Cumulative) | Achievable Economic RVT Potential | 0 | 0 | 0 | 0 | 0 | 0 | 0 | 0 | 0 | 0 | 0 | 0 | 0 | 0 | 0 | 0 | 0 | 0 | 0 | 0 | 0 | 0 | 0 | 0 | 0 | 0 | 0
F1_Industrial_Industrial - ID_New_Process_Natural Gas_Process Boiler - Hot Water Reset_A_Achievable Economic RVT Potential | F1 | Industrial | Industrial - ID | New | Process | Natural Gas | Process Boiler - Hot Water Reset | A | Integrated Unit Energy Savings (kWh or therms) | Achievable Economic RVT Potential | 0 | 0 | 8528.9955 | 8528.9863 | 8528.9571 | 8528.9272 | 8528.8967 | 8528.8659 | 8528.8367 | 8528.8159 | 8528.8002 | 8528.7879 | 8528.7781 | 8528.77 | 8528.7632 | 8528.7575 | 8528.7525 | 8528.7483 | 8528.7445 | 8528.7412 | 8528.739 | 8528.7407 | 8528.7538 | 8528.7656 | 8528.7764 | 8528.7862 | 8528.7952
F2_Industrial_Industrial - ID_New_Process_Natural Gas_Process Boiler - Hot Water Reset_A_Achievable Economic RVT Potential | F2 | Industrial | Industrial - ID | New | Process | Natural Gas | Process Boiler - Hot Water Reset | A | Integrated Unit Summer Peak Savings (kW) | Achievable Economic RVT Potential | 0 | 0 | 0 | 0 | 0 | 0 | 0 | 0 | 0 | 0 | 0 | 0 | 0 | 0 | 0 | 0 | 0 | 0 | 0 | 0 | 0 | 0 | 0 | 0 | 0 | 0 | 0
F3_Industrial_Industrial - ID_New_Process_Natural Gas_Process Boiler - Hot Water Reset_A_Achievable Economic RVT Potential | F3 | Industrial | Industrial - ID | New | Process | Natural Gas | Process Boiler - Hot Water Reset | A | Integrated Unit Winter Peak Savings (kW) | Achievable Economic RVT Potential | 0 | 0 | 0 | 0 | 0 | 0 | 0 | 0 | 0 | 0 | 0 | 0 | 0 | 0 | 0 | 0 | 0 | 0 | 0 | 0 | 0 | 0 | 0 | 0 | 0 | 0 | 0
F4_Industrial_Industrial - ID_New_Process_Natural Gas_Process Boiler - Hot Water Reset_A_Achievable Economic RVT Potential | F4 | Industrial | Industrial - ID | New | Process | Natural Gas | Process Boiler - Hot Water Reset | A | Incremental Energy Savings (MWh or mTherms) | Achievable Economic RVT Potential | 0 | 0 | 0 | 0 | 0 | 0 | 0 | 0 | 0 | 0 | 0 | 0 | 0 | 0 | 0 | 0 | 0 | 0 | 0 | 0 | 0 | 0 | 0 | 0 | 0 | 0 | 0
F5_Industrial_Industrial - ID_New_Process_Natural Gas_Process Boiler - Hot Water Reset_A_Achievable Economic RVT Potential | F5 | Industrial | Industrial - ID | New | Process | Natural Gas | Process Boiler - Hot Water Reset | A | Incremental Summer Peak Savings (MW) | Achievable Economic RVT Potential | 0 | 0 | 0 | 0 | 0 | 0 | 0 | 0 | 0 | 0 | 0 | 0 | 0 | 0 | 0 | 0 | 0 | 0 | 0 | 0 | 0 | 0 | 0 | 0 | 0 | 0 | 0
F6_Industrial_Industrial - ID_New_Process_Natural Gas_Process Boiler - Hot Water Reset_A_Achievable Economic RVT Potential | F6 | Industrial | Industrial - ID | New | Process | Natural Gas | Process Boiler - Hot Water Reset | A | Incremental Winter Peak Savings (MW) | Achievable Economic RVT Potential | 0 | 0 | 0 | 0 | 0 | 0 | 0 | 0 | 0 | 0 | 0 | 0 | 0 | 0 | 0 | 0 | 0 | 0 | 0 | 0 | 0 | 0 | 0 | 0 | 0 | 0 | 0
F7_Industrial_Industrial - ID_New_Process_Natural Gas_Process Boiler - Hot Water Reset_A_Achievable Economic RVT Potential | F7 | Industrial | Industrial - ID | New | Process | Natural Gas | Process Boiler - Hot Water Reset | A | Cumulative Energy Savings (MWh or mTherms) | Achievable Economic RVT Potential | 0 | 0 | 0 | 0 | 0 | 0 | 0 | 0 | 0 | 0 | 0 | 0 | 0 | 0 | 0 | 0 | 0 | 0 | 0 | 0 | 0 | 0 | 0 | 0 | 0 | 0 | 0
F8_Industrial_Industrial - ID_New_Process_Natural Gas_Process Boiler - Hot Water Reset_A_Achievable Economic RVT Potential | F8 | Industrial | Industrial - ID | New | Process | Natural Gas | Process Boiler - Hot Water Reset | A | Cumulative Summer Peak Savings (MW) | Achievable Economic RVT Potential | 0 | 0 | 0 | 0 | 0 | 0 | 0 | 0 | 0 | 0 | 0 | 0 | 0 | 0 | 0 | 0 | 0 | 0 | 0 | 0 | 0 | 0 | 0 | 0 | 0 | 0 | 0
F9_Industrial_Industrial - ID_New_Process_Natural Gas_Process Boiler - Hot Water Reset_A_Achievable Economic RVT Potential | F9 | Industrial | Industrial - ID | New | Process | Natural Gas | Process Boiler - Hot Water Reset | A | Cumulative Winter Peak Savings (MW) | Achievable Economic RVT Potential | 0 | 0 | 0 | 0 | 0 | 0 | 0 | 0 | 0 | 0 | 0 | 0 | 0 | 0 | 0 | 0 | 0 | 0 | 0 | 0 | 0 | 0 | 0 | 0 | 0 | 0 | 0
F10_Industrial_Industrial - ID_New_Process_Natural Gas_Process Boiler - Hot Water Reset_A_Achievable Economic RVT Potential | F10 | Industrial | Industrial - ID | New | Process | Natural Gas | Process Boiler - Hot Water Reset | A | Purchases (Incremental) | Achievable Economic RVT Potential | 0 | 0 | 0 | 0 | 0 | 0 | 0 | 0 | 0 | 0 | 0 | 0 | 0 | 0 | 0 | 0 | 0 | 0 | 0 | 0 | 0 | 0 | 0 | 0 | 0 | 0 | 0
F11_Industrial_Industrial - ID_New_Process_Natural Gas_Process Boiler - Hot Water Reset_A_Achievable Economic RVT Potential | F11 | Industrial | Industrial - ID | New | Process | Natural Gas | Process Boiler - Hot Water Reset | A | Purchases (Cumulative) | Achievable Economic RVT Potential | 0 | 0 | 0 | 0 | 0 | 0 | 0 | 0 | 0 | 0 | 0 | 0 | 0 | 0 | 0 | 0 | 0 | 0 | 0 | 0 | 0 | 0 | 0 | 0 | 0 | 0 | 0
F1_Industrial_Industrial - ID_New_Process_Natural Gas_Process Boiler - Burner Control Optimization_A_Achievable Economic RVT Potential | F1 | Industrial | Industrial - ID | New | Process | Natural Gas | Process Boiler - Burner Control Optimization | A | Integrated Unit Energy Savings (kWh or therms) | Achievable Economic RVT Potential | 0 | 0 | 2.3188 | 2.3188 | 2.3188 | 2.3188 | 2.3188 | 2.3188 | 2.3188 | 2.3188 | 2.3188 | 2.3188 | 2.3188 | 2.3188 | 2.3188 | 2.3188 | 2.3188 | 2.3188 | 2.3188 | 2.3188 | 2.3188 | 2.3188 | 2.3188 | 2.3188 | 2.3188 | 2.3188 | 2.3188
F2_Industrial_Industrial - ID_New_Process_Natural Gas_Process Boiler - Burner Control Optimization_A_Achievable Economic RVT Potential | F2 | Industrial | Industrial - ID | New | Process | Natural Gas | Process Boiler - Burner Control Optimization | A | Integrated Unit Summer Peak Savings (kW) | Achievable Economic RVT Potential | 0 | 0 | 0 | 0 | 0 | 0 | 0 | 0 | 0 | 0 | 0 | 0 | 0 | 0 | 0 | 0 | 0 | 0 | 0 | 0 | 0 | 0 | 0 | 0 | 0 | 0 | 0
F3_Industrial_Industrial - ID_New_Process_Natural Gas_Process Boiler - Burner Control Optimization_A_Achievable Economic RVT Potential | F3 | Industrial | Industrial - ID | New | Process | Natural Gas | Process Boiler - Burner Control Optimization | A | Integrated Unit Winter Peak Savings (kW) | Achievable Economic RVT Potential | 0 | 0 | 0 | 0 | 0 | 0 | 0 | 0 | 0 | 0 | 0 | 0 | 0 | 0 | 0 | 0 | 0 | 0 | 0 | 0 | 0 | 0 | 0 | 0 | 0 | 0 | 0
F4_Industrial_Industrial - ID_New_Process_Natural Gas_Process Boiler - Burner Control Optimization_A_Achievable Economic RVT Potential | F4 | Industrial | Industrial - ID | New | Process | Natural Gas | Process Boiler - Burner Control Optimization | A | Incremental Energy Savings (MWh or mTherms) | Achievable Economic RVT Potential | 0 | 0 | 0 | 0 | 0 | 0 | 0 | 0 | 0 | 0 | 0 | 0 | 0 | 0 | 0 | 0 | 0 | 0 | 0 | 0 | 0 | 0 | 0 | 0 | 0 | 0 | 0
F5_Industrial_Industrial - ID_New_Process_Natural Gas_Process Boiler - Burner Control Optimization_A_Achievable Economic RVT Potential | F5 | Industrial | Industrial - ID | New | Process | Natural Gas | Process Boiler - Burner Control Optimization | A | Incremental Summer Peak Savings (MW) | Achievable Economic RVT Potential | 0 | 0 | 0 | 0 | 0 | 0 | 0 | 0 | 0 | 0 | 0 | 0 | 0 | 0 | 0 | 0 | 0 | 0 | 0 | 0 | 0 | 0 | 0 | 0 | 0 | 0 | 0
F6_Industrial_Industrial - ID_New_Process_Natural Gas_Process Boiler - Burner Control Optimization_A_Achievable Economic RVT Potential | F6 | Industrial | Industrial - ID | New | Process | Natural Gas | Process Boiler - Burner Control Optimization | A | Incremental Winter Peak Savings (MW) | Achievable Economic RVT Potential | 0 | 0 | 0 | 0 | 0 | 0 | 0 | 0 | 0 | 0 | 0 | 0 | 0 | 0 | 0 | 0 | 0 | 0 | 0 | 0 | 0 | 0 | 0 | 0 | 0 | 0 | 0
F7_Industrial_Industrial - ID_New_Process_Natural Gas_Process Boiler - Burner Control Optimization_A_Achievable Economic RVT Potential | F7 | Industrial | Industrial - ID | New | Process | Natural Gas | Process Boiler - Burner Control Optimization | A | Cumulative Energy Savings (MWh or mTherms) | Achievable Economic RVT Potential | 0 | 0 | 0 | 0 | 0 | 0 | 0 | 0 | 0 | 0 | 0 | 0 | 0 | 0 | 0 | 0 | 0 | 0 | 0 | 0 | 0 | 0 | 0 | 0 | 0 | 0 | 0
F8_Industrial_Industrial - ID_New_Process_Natural Gas_Process Boiler - Burner Control Optimization_A_Achievable Economic RVT Potential | F8 | Industrial | Industrial - ID | New | Process | Natural Gas | Process Boiler - Burner Control Optimization | A | Cumulative Summer Peak Savings (MW) | Achievable Economic RVT Potential | 0 | 0 | 0 | 0 | 0 | 0 | 0 | 0 | 0 | 0 | 0 | 0 | 0 | 0 | 0 | 0 | 0 | 0 | 0 | 0 | 0 | 0 | 0 | 0 | 0 | 0 | 0
F9_Industrial_Industrial - ID_New_Process_Natural Gas_Process Boiler - Burner Control Optimization_A_Achievable Economic RVT Potential | F9 | Industrial | Industrial - ID | New | Process | Natural Gas | Process Boiler - Burner Control Optimization | A | Cumulative Winter Peak Savings (MW) | Achievable Economic RVT Potential | 0 | 0 | 0 | 0 | 0 | 0 | 0 | 0 | 0 | 0 | 0 | 0 | 0 | 0 | 0 | 0 | 0 | 0 | 0 | 0 | 0 | 0 | 0 | 0 | 0 | 0 | 0
F10_Industrial_Industrial - ID_New_Process_Natural Gas_Process Boiler - Burner Control Optimization_A_Achievable Economic RVT Potential | F10 | Industrial | Industrial - ID | New | Process | Natural Gas | Process Boiler - Burner Control Optimization | A | Purchases (Incremental) | Achievable Economic RVT Potential | 0 | 0 | 0 | 0 | 0 | 0 | 0 | 0 | 0 | 0 | 0 | 0 | 0 | 0 | 0 | 0 | 0 | 0 | 0 | 0 | 0 | 0 | 0 | 0 | 0 | 0 | 0
F11_Industrial_Industrial - ID_New_Process_Natural Gas_Process Boiler - Burner Control Optimization_A_Achievable Economic RVT Potential | F11 | Industrial | Industrial - ID | New | Process | Natural Gas | Process Boiler - Burner Control Optimization | A | Purchases (Cumulative) | Achievable Economic RVT Potential | 0 | 0 | 0 | 0 | 0 | 0 | 0 | 0 | 0 | 0 | 0 | 0 | 0 | 0 | 0 | 0 | 0 | 0 | 0 | 0 | 0 | 0 | 0 | 0 | 0 | 0 | 0
F1_Industrial_Industrial - ID_New_Process_Natural Gas_Process Boiler - Insulate Hot Water Lines_A_Achievable Economic RVT Potential | F1 | Industrial | Industrial - ID | New | Process | Natural Gas | Process Boiler - Insulate Hot Water Lines | A | Integrated Unit Energy Savings (kWh or therms) | Achievable Economic RVT Potential | 0 | 0 | 38.0054 | 38.0049 | 38.0033 | 38.0006 | 37.9963 | 37.9905 | 37.9833 | 37.9751 | 37.9667 | 37.9587 | 37.9518 | 37.9464 | 37.9428 | 37.9408 | 37.9402 | 37.9408 | 37.9421 | 37.9438 | 37.9459 | 37.948 | 37.9504 | 37.9526 | 37.9546 | 37.9564 | 37.9581
F2_Industrial_Industrial - ID_New_Process_Natural Gas_Process Boiler - Insulate Hot Water Lines_A_Achievable Economic RVT Potential | F2 | Industrial | Industrial - ID | New | Process | Natural Gas | Process Boiler - Insulate Hot Water Lines | A | Integrated Unit Summer Peak Savings (kW) | Achievable Economic RVT Potential | 0 | 0 | 0 | 0 | 0 | 0 | 0 | 0 | 0 | 0 | 0 | 0 | 0 | 0 | 0 | 0 | 0 | 0 | 0 | 0 | 0 | 0 | 0 | 0 | 0 | 0 | 0
F3_Industrial_Industrial - ID_New_Process_Natural Gas_Process Boiler - Insulate Hot Water Lines_A_Achievable Economic RVT Potential | F3 | Industrial | Industrial - ID | New | Process | Natural Gas | Process Boiler - Insulate Hot Water Lines | A | Integrated Unit Winter Peak Savings (kW) | Achievable Economic RVT Potential | 0 | 0 | 0 | 0 | 0 | 0 | 0 | 0 | 0 | 0 | 0 | 0 | 0 | 0 | 0 | 0 | 0 | 0 | 0 | 0 | 0 | 0 | 0 | 0 | 0 | 0 | 0
F4_Industrial_Industrial - ID_New_Process_Natural Gas_Process Boiler - Insulate Hot Water Lines_A_Achievable Economic RVT Potential | F4 | Industrial | Industrial - ID | New | Process | Natural Gas | Process Boiler - Insulate Hot Water Lines | A | Incremental Energy Savings (MWh or mTherms) | Achievable Economic RVT Potential | 0 | 0 | 0 | 0 | 0 | 0 | 0 | 0 | 0 | 0 | 0 | 0 | 0 | 0 | 0 | 0 | 0 | 0 | 0 | 0 | 0 | 0 | 0 | 0 | 0 | 0 | 0
F5_Industrial_Industrial - ID_New_Process_Natural Gas_Process Boiler - Insulate Hot Water Lines_A_Achievable Economic RVT Potential | F5 | Industrial | Industrial - ID | New | Process | Natural Gas | Process Boiler - Insulate Hot Water Lines | A | Incremental Summer Peak Savings (MW) | Achievable Economic RVT Potential | 0 | 0 | 0 | 0 | 0 | 0 | 0 | 0 | 0 | 0 | 0 | 0 | 0 | 0 | 0 | 0 | 0 | 0 | 0 | 0 | 0 | 0 | 0 | 0 | 0 | 0 | 0
F6_Industrial_Industrial - ID_New_Process_Natural Gas_Process Boiler - Insulate Hot Water Lines_A_Achievable Economic RVT Potential | F6 | Industrial | Industrial - ID | New | Process | Natural Gas | Process Boiler - Insulate Hot Water Lines | A | Incremental Winter Peak Savings (MW) | Achievable Economic RVT Potential | 0 | 0 | 0 | 0 | 0 | 0 | 0 | 0 | 0 | 0 | 0 | 0 | 0 | 0 | 0 | 0 | 0 | 0 | 0 | 0 | 0 | 0 | 0 | 0 | 0 | 0 | 0
F7_Industrial_Industrial - ID_New_Process_Natural Gas_Process Boiler - Insulate Hot Water Lines_A_Achievable Economic RVT Potential | F7 | Industrial | Industrial - ID | New | Process | Natural Gas | Process Boiler - Insulate Hot Water Lines | A | Cumulative Energy Savings (MWh or mTherms) | Achievable Economic RVT Potential | 0 | 0 | 0 | 0 | 0 | 0 | 0 | 0 | 0 | 0 | 0 | 0 | 0 | 0 | 0 | 0 | 0 | 0 | 0 | 0 | 0 | 0 | 0 | 0 | 0 | 0 | 0
F8_Industrial_Industrial - ID_New_Process_Natural Gas_Process Boiler - Insulate Hot Water Lines_A_Achievable Economic RVT Potential | F8 | Industrial | Industrial - ID | New | Process | Natural Gas | Process Boiler - Insulate Hot Water Lines | A | Cumulative Summer Peak Savings (MW) | Achievable Economic RVT Potential | 0 | 0 | 0 | 0 | 0 | 0 | 0 | 0 | 0 | 0 | 0 | 0 | 0 | 0 | 0 | 0 | 0 | 0 | 0 | 0 | 0 | 0 | 0 | 0 | 0 | 0 | 0
F9_Industrial_Industrial - ID_New_Process_Natural Gas_Process Boiler - Insulate Hot Water Lines_A_Achievable Economic RVT Potential | F9 | Industrial | Industrial - ID | New | Process | Natural Gas | Process Boiler - Insulate Hot Water Lines | A | Cumulative Winter Peak Savings (MW) | Achievable Economic RVT Potential | 0 | 0 | 0 | 0 | 0 | 0 | 0 | 0 | 0 | 0 | 0 | 0 | 0 | 0 | 0 | 0 | 0 | 0 | 0 | 0 | 0 | 0 | 0 | 0 | 0 | 0 | 0
F10_Industrial_Industrial - ID_New_Process_Natural Gas_Process Boiler - Insulate Hot Water Lines_A_Achievable Economic RVT Potential | F10 | Industrial | Industrial - ID | New | Process | Natural Gas | Process Boiler - Insulate Hot Water Lines | A | Purchases (Incremental) | Achievable Economic RVT Potential | 0 | 0 | 0 | 0 | 0 | 0 | 0 | 0 | 0 | 0 | 0 | 0 | 0 | 0 | 0 | 0 | 0 | 0 | 0 | 0 | 0 | 0 | 0 | 0 | 0 | 0 | 0
F11_Industrial_Industrial - ID_New_Process_Natural Gas_Process Boiler - Insulate Hot Water Lines_A_Achievable Economic RVT Potential | F11 | Industrial | Industrial - ID | New | Process | Natural Gas | Process Boiler - Insulate Hot Water Lines | A | Purchases (Cumulative) | Achievable Economic RVT Potential | 0 | 0 | 0 | 0 | 0 | 0 | 0 | 0 | 0 | 0 | 0 | 0 | 0 | 0 | 0 | 0 | 0 | 0 | 0 | 0 | 0 | 0 | 0 | 0 | 0 | 0 | 0
F1_Industrial_Industrial - ID_New_Process_Natural Gas_Process Boiler - Insulate Steam Lines/Condensate Tank_A_Achievable Economic RVT Potential | F1 | Industrial | Industrial - ID | New | Process | Natural Gas | Process Boiler - Insulate Steam Lines/Condensate Tank | A | Integrated Unit Energy Savings (kWh or therms) | Achievable Economic RVT Potential | 0 | 0 | 56.7721 | 56.772 | 56.7718 | 56.7716 | 56.7714 | 56.7712 | 56.771 | 56.7709 | 56.7708 | 56.7707 | 56.7707 | 56.7706 | 56.7706 | 56.7705 | 56.7705 | 56.7705 | 56.7704 | 56.7704 | 56.7704 | 56.7704 | 56.7705 | 56.7706 | 56.7706 | 56.7707 | 56.7708
F2_Industrial_Industrial - ID_New_Process_Natural Gas_Process Boiler - Insulate Steam Lines/Condensate Tank_A_Achievable Economic RVT Potential | F2 | Industrial | Industrial - ID | New | Process | Natural Gas | Process Boiler - Insulate Steam Lines/Condensate Tank | A | Integrated Unit Summer Peak Savings (kW) | Achievable Economic RVT Potential | 0 | 0 | 0 | 0 | 0 | 0 | 0 | 0 | 0 | 0 | 0 | 0 | 0 | 0 | 0 | 0 | 0 | 0 | 0 | 0 | 0 | 0 | 0 | 0 | 0 | 0 | 0
F3_Industrial_Industrial - ID_New_Process_Natural Gas_Process Boiler - Insulate Steam Lines/Condensate Tank_A_Achievable Economic RVT Potential | F3 | Industrial | Industrial - ID | New | Process | Natural Gas | Process Boiler - Insulate Steam Lines/Condensate Tank | A | Integrated Unit Winter Peak Savings (kW) | Achievable Economic RVT Potential | 0 | 0 | 0 | 0 | 0 | 0 | 0 | 0 | 0 | 0 | 0 | 0 | 0 | 0 | 0 | 0 | 0 | 0 | 0 | 0 | 0 | 0 | 0 | 0 | 0 | 0 | 0
F4_Industrial_Industrial - ID_New_Process_Natural Gas_Process Boiler - Insulate Steam Lines/Condensate Tank_A_Achievable Economic RVT Potential | F4 | Industrial | Industrial - ID | New | Process | Natural Gas | Process Boiler - Insulate Steam Lines/Condensate Tank | A | Incremental Energy Savings (MWh or mTherms) | Achievable Economic RVT Potential | 0 | 0 | 0 | 0 | 0 | 0 | 0 | 0 | 0 | 0 | 0 | 0 | 0 | 0 | 0 | 0 | 0 | 0 | 0 | 0 | 0 | 0 | 0 | 0 | 0 | 0 | 0
F5_Industrial_Industrial - ID_New_Process_Natural Gas_Process Boiler - Insulate Steam Lines/Condensate Tank_A_Achievable Economic RVT Potential | F5 | Industrial | Industrial - ID | New | Process | Natural Gas | Process Boiler - Insulate Steam Lines/Condensate Tank | A | Incremental Summer Peak Savings (MW) | Achievable Economic RVT Potential | 0 | 0 | 0 | 0 | 0 | 0 | 0 | 0 | 0 | 0 | 0 | 0 | 0 | 0 | 0 | 0 | 0 | 0 | 0 | 0 | 0 | 0 | 0 | 0 | 0 | 0 | 0
F6_Industrial_Industrial - ID_New_Process_Natural Gas_Process Boiler - Insulate Steam Lines/Condensate Tank_A_Achievable Economic RVT Potential | F6 | Industrial | Industrial - ID | New | Process | Natural Gas | Process Boiler - Insulate Steam Lines/Condensate Tank | A | Incremental Winter Peak Savings (MW) | Achievable Economic RVT Potential | 0 | 0 | 0 | 0 | 0 | 0 | 0 | 0 | 0 | 0 | 0 | 0 | 0 | 0 | 0 | 0 | 0 | 0 | 0 | 0 | 0 | 0 | 0 | 0 | 0 | 0 | 0
F7_Industrial_Industrial - ID_New_Process_Natural Gas_Process Boiler - Insulate Steam Lines/Condensate Tank_A_Achievable Economic RVT Potential | F7 | Industrial | Industrial - ID | New | Process | Natural Gas | Process Boiler - Insulate Steam Lines/Condensate Tank | A | Cumulative Energy Savings (MWh or mTherms) | Achievable Economic RVT Potential | 0 | 0 | 0 | 0 | 0 | 0 | 0 | 0 | 0 | 0 | 0 | 0 | 0 | 0 | 0 | 0 | 0 | 0 | 0 | 0 | 0 | 0 | 0 | 0 | 0 | 0 | 0
F8_Industrial_Industrial - ID_New_Process_Natural Gas_Process Boiler - Insulate Steam Lines/Condensate Tank_A_Achievable Economic RVT Potential | F8 | Industrial | Industrial - ID | New | Process | Natural Gas | Process Boiler - Insulate Steam Lines/Condensate Tank | A | Cumulative Summer Peak Savings (MW) | Achievable Economic RVT Potential | 0 | 0 | 0 | 0 | 0 | 0 | 0 | 0 | 0 | 0 | 0 | 0 | 0 | 0 | 0 | 0 | 0 | 0 | 0 | 0 | 0 | 0 | 0 | 0 | 0 | 0 | 0
F9_Industrial_Industrial - ID_New_Process_Natural Gas_Process Boiler - Insulate Steam Lines/Condensate Tank_A_Achievable Economic RVT Potential | F9 | Industrial | Industrial - ID | New | Process | Natural Gas | Process Boiler - Insulate Steam Lines/Condensate Tank | A | Cumulative Winter Peak Savings (MW) | Achievable Economic RVT Potential | 0 | 0 | 0 | 0 | 0 | 0 | 0 | 0 | 0 | 0 | 0 | 0 | 0 | 0 | 0 | 0 | 0 | 0 | 0 | 0 | 0 | 0 | 0 | 0 | 0 | 0 | 0
F10_Industrial_Industrial - ID_New_Process_Natural Gas_Process Boiler - Insulate Steam Lines/Condensate Tank_A_Achievable Economic RVT Potential | F10 | Industrial | Industrial - ID | New | Process | Natural Gas | Process Boiler - Insulate Steam Lines/Condensate Tank | A | Purchases (Incremental) | Achievable Economic RVT Potential | 0 | 0 | 0 | 0 | 0 | 0 | 0 | 0 | 0 | 0 | 0 | 0 | 0 | 0 | 0 | 0 | 0 | 0 | 0 | 0 | 0 | 0 | 0 | 0 | 0 | 0 | 0
F11_Industrial_Industrial - ID_New_Process_Natural Gas_Process Boiler - Insulate Steam Lines/Condensate Tank_A_Achievable Economic RVT Potential | F11 | Industrial | Industrial - ID | New | Process | Natural Gas | Process Boiler - Insulate Steam Lines/Condensate Tank | A | Purchases (Cumulative) | Achievable Economic RVT Potential | 0 | 0 | 0 | 0 | 0 | 0 | 0 | 0 | 0 | 0 | 0 | 0 | 0 | 0 | 0 | 0 | 0 | 0 | 0 | 0 | 0 | 0 | 0 | 0 | 0 | 0 | 0
F1_Industrial_Industrial - ID_New_Process_Natural Gas_Process Boiler - Stack Economizer_A_Achievable Economic RVT Potential | F1 | Industrial | Industrial - ID | New | Process | Natural Gas | Process Boiler - Stack Economizer | A | Integrated Unit Energy Savings (kWh or therms) | Achievable Economic RVT Potential | 0 | 0 | 7.6753 | 7.6753 | 7.6749 | 7.6744 | 7.6736 | 7.6725 | 7.671 | 7.6694 | 7.6678 | 7.6662 | 7.6648 | 7.6638 | 7.6631 | 7.6627 | 7.6626 | 7.6627 | 7.663 | 7.6634 | 7.6638 | 7.6642 | 7.6647 | 7.6652 | 7.6656 | 7.6659 | 7.6663
F2_Industrial_Industrial - ID_New_Process_Natural Gas_Process Boiler - Stack Economizer_A_Achievable Economic RVT Potential | F2 | Industrial | Industrial - ID | New | Process | Natural Gas | Process Boiler - Stack Economizer | A | Integrated Unit Summer Peak Savings (kW) | Achievable Economic RVT Potential | 0 | 0 | 0 | 0 | 0 | 0 | 0 | 0 | 0 | 0 | 0 | 0 | 0 | 0 | 0 | 0 | 0 | 0 | 0 | 0 | 0 | 0 | 0 | 0 | 0 | 0 | 0
F3_Industrial_Industrial - ID_New_Process_Natural Gas_Process Boiler - Stack Economizer_A_Achievable Economic RVT Potential | F3 | Industrial | Industrial - ID | New | Process | Natural Gas | Process Boiler - Stack Economizer | A | Integrated Unit Winter Peak Savings (kW) | Achievable Economic RVT Potential | 0 | 0 | 0 | 0 | 0 | 0 | 0 | 0 | 0 | 0 | 0 | 0 | 0 | 0 | 0 | 0 | 0 | 0 | 0 | 0 | 0 | 0 | 0 | 0 | 0 | 0 | 0
F4_Industrial_Industrial - ID_New_Process_Natural Gas_Process Boiler - Stack Economizer_A_Achievable Economic RVT Potential | F4 | Industrial | Industrial - ID | New | Process | Natural Gas | Process Boiler - Stack Economizer | A | Incremental Energy Savings (MWh or mTherms) | Achievable Economic RVT Potential | 0 | 0 | 0 | 0 | 0 | 0 | 0 | 0 | 0 | 0 | 0 | 0 | 0 | 0 | 0 | 0 | 0 | 0 | 0 | 0 | 0 | 0 | 0 | 0 | 0 | 0 | 0
F5_Industrial_Industrial - ID_New_Process_Natural Gas_Process Boiler - Stack Economizer_A_Achievable Economic RVT Potential | F5 | Industrial | Industrial - ID | New | Process | Natural Gas | Process Boiler - Stack Economizer | A | Incremental Summer Peak Savings (MW) | Achievable Economic RVT Potential | 0 | 0 | 0 | 0 | 0 | 0 | 0 | 0 | 0 | 0 | 0 | 0 | 0 | 0 | 0 | 0 | 0 | 0 | 0 | 0 | 0 | 0 | 0 | 0 | 0 | 0 | 0
F6_Industrial_Industrial - ID_New_Process_Natural Gas_Process Boiler - Stack Economizer_A_Achievable Economic RVT Potential | F6 | Industrial | Industrial - ID | New | Process | Natural Gas | Process Boiler - Stack Economizer | A | Incremental Winter Peak Savings (MW) | Achievable Economic RVT Potential | 0 | 0 | 0 | 0 | 0 | 0 | 0 | 0 | 0 | 0 | 0 | 0 | 0 | 0 | 0 | 0 | 0 | 0 | 0 | 0 | 0 | 0 | 0 | 0 | 0 | 0 | 0
F7_Industrial_Industrial - ID_New_Process_Natural Gas_Process Boiler - Stack Economizer_A_Achievable Economic RVT Potential | F7 | Industrial | Industrial - ID | New | Process | Natural Gas | Process Boiler - Stack Economizer | A | Cumulative Energy Savings (MWh or mTherms) | Achievable Economic RVT Potential | 0 | 0 | 0 | 0 | 0 | 0 | 0 | 0 | 0 | 0 | 0 | 0 | 0 | 0 | 0 | 0 | 0 | 0 | 0 | 0 | 0 | 0 | 0 | 0 | 0 | 0 | 0
F8_Industrial_Industrial - ID_New_Process_Natural Gas_Process Boiler - Stack Economizer_A_Achievable Economic RVT Potential | F8 | Industrial | Industrial - ID | New | Process | Natural Gas | Process Boiler - Stack Economizer | A | Cumulative Summer Peak Savings (MW) | Achievable Economic RVT Potential | 0 | 0 | 0 | 0 | 0 | 0 | 0 | 0 | 0 | 0 | 0 | 0 | 0 | 0 | 0 | 0 | 0 | 0 | 0 | 0 | 0 | 0 | 0 | 0 | 0 | 0 | 0
F9_Industrial_Industrial - ID_New_Process_Natural Gas_Process Boiler - Stack Economizer_A_Achievable Economic RVT Potential | F9 | Industrial | Industrial - ID | New | Process | Natural Gas | Process Boiler - Stack Economizer | A | Cumulative Winter Peak Savings (MW) | Achievable Economic RVT Potential | 0 | 0 | 0 | 0 | 0 | 0 | 0 | 0 | 0 | 0 | 0 | 0 | 0 | 0 | 0 | 0 | 0 | 0 | 0 | 0 | 0 | 0 | 0 | 0 | 0 | 0 | 0
F10_Industrial_Industrial - ID_New_Process_Natural Gas_Process Boiler - Stack Economizer_A_Achievable Economic RVT Potential | F10 | Industrial | Industrial - ID | New | Process | Natural Gas | Process Boiler - Stack Economizer | A | Purchases (Incremental) | Achievable Economic RVT Potential | 0 | 0 | 0 | 0 | 0 | 0 | 0 | 0 | 0 | 0 | 0 | 0 | 0 | 0 | 0 | 0 | 0 | 0 | 0 | 0 | 0 | 0 | 0 | 0 | 0 | 0 | 0
F11_Industrial_Industrial - ID_New_Process_Natural Gas_Process Boiler - Stack Economizer_A_Achievable Economic RVT Potential | F11 | Industrial | Industrial - ID | New | Process | Natural Gas | Process Boiler - Stack Economizer | A | Purchases (Cumulative) | Achievable Economic RVT Potential | 0 | 0 | 0 | 0 | 0 | 0 | 0 | 0 | 0 | 0 | 0 | 0 | 0 | 0 | 0 | 0 | 0 | 0 | 0 | 0 | 0 | 0 | 0 | 0 | 0 | 0 | 0
F1_Industrial_Industrial - ID_New_Process_Natural Gas_Process Boiler - Steam Trap Replacement_A_Achievable Economic RVT Potential | F1 | Industrial | Industrial - ID | New | Process | Natural Gas | Process Boiler - Steam Trap Replacement | A | Integrated Unit Energy Savings (kWh or therms) | Achievable Economic RVT Potential | 0 | 0 | 343744.5378 | 343744.5378 | 343744.5378 | 343744.5378 | 343744.5378 | 343744.5378 | 343744.5378 | 343744.5378 | 343744.5378 | 343744.5378 | 343744.5378 | 343744.5378 | 343744.5378 | 343744.5378 | 343744.5378 | 343744.5378 | 343744.5378 | 343744.5378 | 343744.5378 | 343744.5378 | 343744.5378 | 343744.5378 | 343744.5378 | 343744.5378 | 343744.5378
F2_Industrial_Industrial - ID_New_Process_Natural Gas_Process Boiler - Steam Trap Replacement_A_Achievable Economic RVT Potential | F2 | Industrial | Industrial - ID | New | Process | Natural Gas | Process Boiler - Steam Trap Replacement | A | Integrated Unit Summer Peak Savings (kW) | Achievable Economic RVT Potential | 0 | 0 | 0 | 0 | 0 | 0 | 0 | 0 | 0 | 0 | 0 | 0 | 0 | 0 | 0 | 0 | 0 | 0 | 0 | 0 | 0 | 0 | 0 | 0 | 0 | 0 | 0
F3_Industrial_Industrial - ID_New_Process_Natural Gas_Process Boiler - Steam Trap Replacement_A_Achievable Economic RVT Potential | F3 | Industrial | Industrial - ID | New | Process | Natural Gas | Process Boiler - Steam Trap Replacement | A | Integrated Unit Winter Peak Savings (kW) | Achievable Economic RVT Potential | 0 | 0 | 0 | 0 | 0 | 0 | 0 | 0 | 0 | 0 | 0 | 0 | 0 | 0 | 0 | 0 | 0 | 0 | 0 | 0 | 0 | 0 | 0 | 0 | 0 | 0 | 0
F4_Industrial_Industrial - ID_New_Process_Natural Gas_Process Boiler - Steam Trap Replacement_A_Achievable Economic RVT Potential | F4 | Industrial | Industrial - ID | New | Process | Natural Gas | Process Boiler - Steam Trap Replacement | A | Incremental Energy Savings (MWh or mTherms) | Achievable Economic RVT Potential | 0 | 0 | 0 | 0 | 0 | 0 | 0 | 0 | 0 | 0 | 0 | 0 | 0 | 0 | 0 | 0 | 0 | 0 | 0 | 0 | 0 | 0 | 0 | 0 | 0 | 0 | 0
F5_Industrial_Industrial - ID_New_Process_Natural Gas_Process Boiler - Steam Trap Replacement_A_Achievable Economic RVT Potential | F5 | Industrial | Industrial - ID | New | Process | Natural Gas | Process Boiler - Steam Trap Replacement | A | Incremental Summer Peak Savings (MW) | Achievable Economic RVT Potential | 0 | 0 | 0 | 0 | 0 | 0 | 0 | 0 | 0 | 0 | 0 | 0 | 0 | 0 | 0 | 0 | 0 | 0 | 0 | 0 | 0 | 0 | 0 | 0 | 0 | 0 | 0
F6_Industrial_Industrial - ID_New_Process_Natural Gas_Process Boiler - Steam Trap Replacement_A_Achievable Economic RVT Potential | F6 | Industrial | Industrial - ID | New | Process | Natural Gas | Process Boiler - Steam Trap Replacement | A | Incremental Winter Peak Savings (MW) | Achievable Economic RVT Potential | 0 | 0 | 0 | 0 | 0 | 0 | 0 | 0 | 0 | 0 | 0 | 0 | 0 | 0 | 0 | 0 | 0 | 0 | 0 | 0 | 0 | 0 | 0 | 0 | 0 | 0 | 0
F7_Industrial_Industrial - ID_New_Process_Natural Gas_Process Boiler - Steam Trap Replacement_A_Achievable Economic RVT Potential | F7 | Industrial | Industrial - ID | New | Process | Natural Gas | Process Boiler - Steam Trap Replacement | A | Cumulative Energy Savings (MWh or mTherms) | Achievable Economic RVT Potential | 0 | 0 | 0 | 0 | 0 | 0 | 0 | 0 | 0 | 0 | 0 | 0 | 0 | 0 | 0 | 0 | 0 | 0 | 0 | 0 | 0 | 0 | 0 | 0 | 0 | 0 | 0
F8_Industrial_Industrial - ID_New_Process_Natural Gas_Process Boiler - Steam Trap Replacement_A_Achievable Economic RVT Potential | F8 | Industrial | Industrial - ID | New | Process | Natural Gas | Process Boiler - Steam Trap Replacement | A | Cumulative Summer Peak Savings (MW) | Achievable Economic RVT Potential | 0 | 0 | 0 | 0 | 0 | 0 | 0 | 0 | 0 | 0 | 0 | 0 | 0 | 0 | 0 | 0 | 0 | 0 | 0 | 0 | 0 | 0 | 0 | 0 | 0 | 0 | 0
F9_Industrial_Industrial - ID_New_Process_Natural Gas_Process Boiler - Steam Trap Replacement_A_Achievable Economic RVT Potential | F9 | Industrial | Industrial - ID | New | Process | Natural Gas | Process Boiler - Steam Trap Replacement | A | Cumulative Winter Peak Savings (MW) | Achievable Economic RVT Potential | 0 | 0 | 0 | 0 | 0 | 0 | 0 | 0 | 0 | 0 | 0 | 0 | 0 | 0 | 0 | 0 | 0 | 0 | 0 | 0 | 0 | 0 | 0 | 0 | 0 | 0 | 0
F10_Industrial_Industrial - ID_New_Process_Natural Gas_Process Boiler - Steam Trap Replacement_A_Achievable Economic RVT Potential | F10 | Industrial | Industrial - ID | New | Process | Natural Gas | Process Boiler - Steam Trap Replacement | A | Purchases (Incremental) | Achievable Economic RVT Potential | 0 | 0 | 0 | 0 | 0 | 0 | 0 | 0 | 0 | 0 | 0 | 0 | 0 | 0 | 0 | 0 | 0 | 0 | 0 | 0 | 0 | 0 | 0 | 0 | 0 | 0 | 0
F11_Industrial_Industrial - ID_New_Process_Natural Gas_Process Boiler - Steam Trap Replacement_A_Achievable Economic RVT Potential | F11 | Industrial | Industrial - ID | New | Process | Natural Gas | Process Boiler - Steam Trap Replacement | A | Purchases (Cumulative) | Achievable Economic RVT Potential | 0 | 0 | 0 | 0 | 0 | 0 | 0 | 0 | 0 | 0 | 0 | 0 | 0 | 0 | 0 | 0 | 0 | 0 | 0 | 0 | 0 | 0 | 0 | 0 | 0 | 0 | 0
F1_Industrial_Industrial - ID_New_Process_Natural Gas_Process Boiler - Maintenance_A_Achievable Economic RVT Potential | F1 | Industrial | Industrial - ID | New | Process | Natural Gas | Process Boiler - Maintenance | A | Integrated Unit Energy Savings (kWh or therms) | Achievable Economic RVT Potential | 0 | 0 | 4.7975 | 4.7974 | 4.7972 | 4.7969 | 4.7963 | 4.7956 | 4.7947 | 4.7937 | 4.7926 | 4.7916 | 4.7907 | 4.79 | 4.7896 | 4.7893 | 4.7893 | 4.7893 | 4.7895 | 4.7897 | 4.79 | 4.7902 | 4.7905 | 4.7908 | 4.7911 | 4.7913 | 4.7915
F2_Industrial_Industrial - ID_New_Process_Natural Gas_Process Boiler - Maintenance_A_Achievable Economic RVT Potential | F2 | Industrial | Industrial - ID | New | Process | Natural Gas | Process Boiler - Maintenance | A | Integrated Unit Summer Peak Savings (kW) | Achievable Economic RVT Potential | 0 | 0 | 0 | 0 | 0 | 0 | 0 | 0 | 0 | 0 | 0 | 0 | 0 | 0 | 0 | 0 | 0 | 0 | 0 | 0 | 0 | 0 | 0 | 0 | 0 | 0 | 0
F3_Industrial_Industrial - ID_New_Process_Natural Gas_Process Boiler - Maintenance_A_Achievable Economic RVT Potential | F3 | Industrial | Industrial - ID | New | Process | Natural Gas | Process Boiler - Maintenance | A | Integrated Unit Winter Peak Savings (kW) | Achievable Economic RVT Potential | 0 | 0 | 0 | 0 | 0 | 0 | 0 | 0 | 0 | 0 | 0 | 0 | 0 | 0 | 0 | 0 | 0 | 0 | 0 | 0 | 0 | 0 | 0 | 0 | 0 | 0 | 0
F4_Industrial_Industrial - ID_New_Process_Natural Gas_Process Boiler - Maintenance_A_Achievable Economic RVT Potential | F4 | Industrial | Industrial - ID | New | Process | Natural Gas | Process Boiler - Maintenance | A | Incremental Energy Savings (MWh or mTherms) | Achievable Economic RVT Potential | 0 | 0 | 0 | 0 | 0 | 0 | 0 | 0 | 0 | 0 | 0 | 0 | 0 | 0 | 0 | 0 | 0 | 0 | 0 | 0 | 0 | 0 | 0 | 0 | 0 | 0 | 0
F5_Industrial_Industrial - ID_New_Process_Natural Gas_Process Boiler - Maintenance_A_Achievable Economic RVT Potential | F5 | Industrial | Industrial - ID | New | Process | Natural Gas | Process Boiler - Maintenance | A | Incremental Summer Peak Savings (MW) | Achievable Economic RVT Potential | 0 | 0 | 0 | 0 | 0 | 0 | 0 | 0 | 0 | 0 | 0 | 0 | 0 | 0 | 0 | 0 | 0 | 0 | 0 | 0 | 0 | 0 | 0 | 0 | 0 | 0 | 0
F6_Industrial_Industrial - ID_New_Process_Natural Gas_Process Boiler - Maintenance_A_Achievable Economic RVT Potential | F6 | Industrial | Industrial - ID | New | Process | Natural Gas | Process Boiler - Maintenance | A | Incremental Winter Peak Savings (MW) | Achievable Economic RVT Potential | 0 | 0 | 0 | 0 | 0 | 0 | 0 | 0 | 0 | 0 | 0 | 0 | 0 | 0 | 0 | 0 | 0 | 0 | 0 | 0 | 0 | 0 | 0 | 0 | 0 | 0 | 0
F7_Industrial_Industrial - ID_New_Process_Natural Gas_Process Boiler - Maintenance_A_Achievable Economic RVT Potential | F7 | Industrial | Industrial - ID | New | Process | Natural Gas | Process Boiler - Maintenance | A | Cumulative Energy Savings (MWh or mTherms) | Achievable Economic RVT Potential | 0 | 0 | 0 | 0 | 0 | 0 | 0 | 0 | 0 | 0 | 0 | 0 | 0 | 0 | 0 | 0 | 0 | 0 | 0 | 0 | 0 | 0 | 0 | 0 | 0 | 0 | 0
F8_Industrial_Industrial - ID_New_Process_Natural Gas_Process Boiler - Maintenance_A_Achievable Economic RVT Potential | F8 | Industrial | Industrial - ID | New | Process | Natural Gas | Process Boiler - Maintenance | A | Cumulative Summer Peak Savings (MW) | Achievable Economic RVT Potential | 0 | 0 | 0 | 0 | 0 | 0 | 0 | 0 | 0 | 0 | 0 | 0 | 0 | 0 | 0 | 0 | 0 | 0 | 0 | 0 | 0 | 0 | 0 | 0 | 0 | 0 | 0
F9_Industrial_Industrial - ID_New_Process_Natural Gas_Process Boiler - Maintenance_A_Achievable Economic RVT Potential | F9 | Industrial | Industrial - ID | New | Process | Natural Gas | Process Boiler - Maintenance | A | Cumulative Winter Peak Savings (MW) | Achievable Economic RVT Potential | 0 | 0 | 0 | 0 | 0 | 0 | 0 | 0 | 0 | 0 | 0 | 0 | 0 | 0 | 0 | 0 | 0 | 0 | 0 | 0 | 0 | 0 | 0 | 0 | 0 | 0 | 0
F10_Industrial_Industrial - ID_New_Process_Natural Gas_Process Boiler - Maintenance_A_Achievable Economic RVT Potential | F10 | Industrial | Industrial - ID | New | Process | Natural Gas | Process Boiler - Maintenance | A | Purchases (Incremental) | Achievable Economic RVT Potential | 0 | 0 | 0 | 0 | 0 | 0 | 0 | 0 | 0 | 0 | 0 | 0 | 0 | 0 | 0 | 0 | 0 | 0 | 0 | 0 | 0 | 0 | 0 | 0 | 0 | 0 | 0
F11_Industrial_Industrial - ID_New_Process_Natural Gas_Process Boiler - Maintenance_A_Achievable Economic RVT Potential | F11 | Industrial | Industrial - ID | New | Process | Natural Gas | Process Boiler - Maintenance | A | Purchases (Cumulative) | Achievable Economic RVT Potential | 0 | 0 | 0 | 0 | 0 | 0 | 0 | 0 | 0 | 0 | 0 | 0 | 0 | 0 | 0 | 0 | 0 | 0 | 0 | 0 | 0 | 0 | 0 | 0 | 0 | 0 | 0
F1_Industrial_Industrial - ID_New_Process_Natural Gas_Process - Heat Recovery_A_Achievable Economic RVT Potential | F1 | Industrial | Industrial - ID | New | Process | Natural Gas | Process - Heat Recovery | A | Integrated Unit Energy Savings (kWh or therms) | Achievable Economic RVT Potential | 0 | 0 | 0.7162 | 0.71615 | 0.71592 | 0.71568 | 0.71542 | 0.71515 | 0.71493 | 0.71472 | 0.71454 | 0.71439 | 0.71427 | 0.71419 | 0.71415 | 0.71415 | 0.71417 | 0.71422 | 0.71431 | 0.7144 | 0.71449 | 0.71458 | 0.71466 | 0.71474 | 0.71481 | 0.71488 | 0.71494
F2_Industrial_Industrial - ID_New_Process_Natural Gas_Process - Heat Recovery_A_Achievable Economic RVT Potential | F2 | Industrial | Industrial - ID | New | Process | Natural Gas | Process - Heat Recovery | A | Integrated Unit Summer Peak Savings (kW) | Achievable Economic RVT Potential | 0 | 0 | 0 | 0 | 0 | 0 | 0 | 0 | 0 | 0 | 0 | 0 | 0 | 0 | 0 | 0 | 0 | 0 | 0 | 0 | 0 | 0 | 0 | 0 | 0 | 0 | 0
F3_Industrial_Industrial - ID_New_Process_Natural Gas_Process - Heat Recovery_A_Achievable Economic RVT Potential | F3 | Industrial | Industrial - ID | New | Process | Natural Gas | Process - Heat Recovery | A | Integrated Unit Winter Peak Savings (kW) | Achievable Economic RVT Potential | 0 | 0 | 0 | 0 | 0 | 0 | 0 | 0 | 0 | 0 | 0 | 0 | 0 | 0 | 0 | 0 | 0 | 0 | 0 | 0 | 0 | 0 | 0 | 0 | 0 | 0 | 0
F4_Industrial_Industrial - ID_New_Process_Natural Gas_Process - Heat Recovery_A_Achievable Economic RVT Potential | F4 | Industrial | Industrial - ID | New | Process | Natural Gas | Process - Heat Recovery | A | Incremental Energy Savings (MWh or mTherms) | Achievable Economic RVT Potential | 0 | 0 | 0 | 0 | 0 | 0 | 0 | 0 | 0 | 0 | 0 | 0 | 0 | 0 | 0 | 0 | 0 | 0 | 0 | 0 | 0 | 0 | 0 | 0 | 0 | 0 | 0
F5_Industrial_Industrial - ID_New_Process_Natural Gas_Process - Heat Recovery_A_Achievable Economic RVT Potential | F5 | Industrial | Industrial - ID | New | Process | Natural Gas | Process - Heat Recovery | A | Incremental Summer Peak Savings (MW) | Achievable Economic RVT Potential | 0 | 0 | 0 | 0 | 0 | 0 | 0 | 0 | 0 | 0 | 0 | 0 | 0 | 0 | 0 | 0 | 0 | 0 | 0 | 0 | 0 | 0 | 0 | 0 | 0 | 0 | 0
F6_Industrial_Industrial - ID_New_Process_Natural Gas_Process - Heat Recovery_A_Achievable Economic RVT Potential | F6 | Industrial | Industrial - ID | New | Process | Natural Gas | Process - Heat Recovery | A | Incremental Winter Peak Savings (MW) | Achievable Economic RVT Potential | 0 | 0 | 0 | 0 | 0 | 0 | 0 | 0 | 0 | 0 | 0 | 0 | 0 | 0 | 0 | 0 | 0 | 0 | 0 | 0 | 0 | 0 | 0 | 0 | 0 | 0 | 0
F7_Industrial_Industrial - ID_New_Process_Natural Gas_Process - Heat Recovery_A_Achievable Economic RVT Potential | F7 | Industrial | Industrial - ID | New | Process | Natural Gas | Process - Heat Recovery | A | Cumulative Energy Savings (MWh or mTherms) | Achievable Economic RVT Potential | 0 | 0 | 0 | 0 | 0 | 0 | 0 | 0 | 0 | 0 | 0 | 0 | 0 | 0 | 0 | 0 | 0 | 0 | 0 | 0 | 0 | 0 | 0 | 0 | 0 | 0 | 0
F8_Industrial_Industrial - ID_New_Process_Natural Gas_Process - Heat Recovery_A_Achievable Economic RVT Potential | F8 | Industrial | Industrial - ID | New | Process | Natural Gas | Process - Heat Recovery | A | Cumulative Summer Peak Savings (MW) | Achievable Economic RVT Potential | 0 | 0 | 0 | 0 | 0 | 0 | 0 | 0 | 0 | 0 | 0 | 0 | 0 | 0 | 0 | 0 | 0 | 0 | 0 | 0 | 0 | 0 | 0 | 0 | 0 | 0 | 0
F9_Industrial_Industrial - ID_New_Process_Natural Gas_Process - Heat Recovery_A_Achievable Economic RVT Potential | F9 | Industrial | Industrial - ID | New | Process | Natural Gas | Process - Heat Recovery | A | Cumulative Winter Peak Savings (MW) | Achievable Economic RVT Potential | 0 | 0 | 0 | 0 | 0 | 0 | 0 | 0 | 0 | 0 | 0 | 0 | 0 | 0 | 0 | 0 | 0 | 0 | 0 | 0 | 0 | 0 | 0 | 0 | 0 | 0 | 0
F10_Industrial_Industrial - ID_New_Process_Natural Gas_Process - Heat Recovery_A_Achievable Economic RVT Potential | F10 | Industrial | Industrial - ID | New | Process | Natural Gas | Process - Heat Recovery | A | Purchases (Incremental) | Achievable Economic RVT Potential | 0 | 0 | 0 | 0 | 0 | 0 | 0 | 0 | 0 | 0 | 0 | 0 | 0 | 0 | 0 | 0 | 0 | 0 | 0 | 0 | 0 | 0 | 0 | 0 | 0 | 0 | 0
F11_Industrial_Industrial - ID_New_Process_Natural Gas_Process - Heat Recovery_A_Achievable Economic RVT Potential | F11 | Industrial | Industrial - ID | New | Process | Natural Gas | Process - Heat Recovery | A | Purchases (Cumulative) | Achievable Economic RVT Potential | 0 | 0 | 0 | 0 | 0 | 0 | 0 | 0 | 0 | 0 | 0 | 0 | 0 | 0 | 0 | 0 | 0 | 0 | 0 | 0 | 0 | 0 | 0 | 0 | 0 | 0 | 0
F1_Industrial_Industrial - ID_New_Space Heating_Natural Gas_Strategic Energy Management_A_Achievable Economic RVT Potential | F1 | Industrial | Industrial - ID | New | Space Heating | Natural Gas | Strategic Energy Management | A | Integrated Unit Energy Savings (kWh or therms) | Achievable Economic RVT Potential | 0 | 0 | 0.028588 | 0.027798 | 0.027681 | 0.027601 | 0.027529 | 0.027469 | 0.027429 | 0.027401 | 0.027381 | 0.027361 | 0.02734 | 0.027318 | 0.027297 | 0.027277 | 0.027258 | 0.02724 | 0.027227 | 0.027217 | 0.027208 | 0.0272 | 0.027224 | 0.027245 | 0.027265 | 0.027283 | 0.027299
F2_Industrial_Industrial - ID_New_Space Heating_Natural Gas_Strategic Energy Management_A_Achievable Economic RVT Potential | F2 | Industrial | Industrial - ID | New | Space Heating | Natural Gas | Strategic Energy Management | A | Integrated Unit Summer Peak Savings (kW) | Achievable Economic RVT Potential | 0 | 0 | 0 | 0 | 0 | 0 | 0 | 0 | 0 | 0 | 0 | 0 | 0 | 0 | 0 | 0 | 0 | 0 | 0 | 0 | 0 | 0 | 0 | 0 | 0 | 0 | 0
F3_Industrial_Industrial - ID_New_Space Heating_Natural Gas_Strategic Energy Management_A_Achievable Economic RVT Potential | F3 | Industrial | Industrial - ID | New | Space Heating | Natural Gas | Strategic Energy Management | A | Integrated Unit Winter Peak Savings (kW) | Achievable Economic RVT Potential | 0 | 0 | 0 | 0 | 0 | 0 | 0 | 0 | 0 | 0 | 0 | 0 | 0 | 0 | 0 | 0 | 0 | 0 | 0 | 0 | 0 | 0 | 0 | 0 | 0 | 0 | 0
F4_Industrial_Industrial - ID_New_Space Heating_Natural Gas_Strategic Energy Management_A_Achievable Economic RVT Potential | F4 | Industrial | Industrial - ID | New | Space Heating | Natural Gas | Strategic Energy Management | A | Incremental Energy Savings (MWh or mTherms) | Achievable Economic RVT Potential | 0 | 0 | 0 | 0 | 0 | 0 | 0 | 0 | 0 | 0 | 0 | 0 | 0 | 0 | 0 | 0 | 0 | 0 | 0 | 0 | 0 | 0 | 0 | 0 | 0 | 0 | 0
F5_Industrial_Industrial - ID_New_Space Heating_Natural Gas_Strategic Energy Management_A_Achievable Economic RVT Potential | F5 | Industrial | Industrial - ID | New | Space Heating | Natural Gas | Strategic Energy Management | A | Incremental Summer Peak Savings (MW) | Achievable Economic RVT Potential | 0 | 0 | 0 | 0 | 0 | 0 | 0 | 0 | 0 | 0 | 0 | 0 | 0 | 0 | 0 | 0 | 0 | 0 | 0 | 0 | 0 | 0 | 0 | 0 | 0 | 0 | 0
F6_Industrial_Industrial - ID_New_Space Heating_Natural Gas_Strategic Energy Management_A_Achievable Economic RVT Potential | F6 | Industrial | Industrial - ID | New | Space Heating | Natural Gas | Strategic Energy Management | A | Incremental Winter Peak Savings (MW) | Achievable Economic RVT Potential | 0 | 0 | 0 | 0 | 0 | 0 | 0 | 0 | 0 | 0 | 0 | 0 | 0 | 0 | 0 | 0 | 0 | 0 | 0 | 0 | 0 | 0 | 0 | 0 | 0 | 0 | 0
F7_Industrial_Industrial - ID_New_Space Heating_Natural Gas_Strategic Energy Management_A_Achievable Economic RVT Potential | F7 | Industrial | Industrial - ID | New | Space Heating | Natural Gas | Strategic Energy Management | A | Cumulative Energy Savings (MWh or mTherms) | Achievable Economic RVT Potential | 0 | 0 | 0 | 0 | 0 | 0 | 0 | 0 | 0 | 0 | 0 | 0 | 0 | 0 | 0 | 0 | 0 | 0 | 0 | 0 | 0 | 0 | 0 | 0 | 0 | 0 | 0
F8_Industrial_Industrial - ID_New_Space Heating_Natural Gas_Strategic Energy Management_A_Achievable Economic RVT Potential | F8 | Industrial | Industrial - ID | New | Space Heating | Natural Gas | Strategic Energy Management | A | Cumulative Summer Peak Savings (MW) | Achievable Economic RVT Potential | 0 | 0 | 0 | 0 | 0 | 0 | 0 | 0 | 0 | 0 | 0 | 0 | 0 | 0 | 0 | 0 | 0 | 0 | 0 | 0 | 0 | 0 | 0 | 0 | 0 | 0 | 0
F9_Industrial_Industrial - ID_New_Space Heating_Natural Gas_Strategic Energy Management_A_Achievable Economic RVT Potential | F9 | Industrial | Industrial - ID | New | Space Heating | Natural Gas | Strategic Energy Management | A | Cumulative Winter Peak Savings (MW) | Achievable Economic RVT Potential | 0 | 0 | 0 | 0 | 0 | 0 | 0 | 0 | 0 | 0 | 0 | 0 | 0 | 0 | 0 | 0 | 0 | 0 | 0 | 0 | 0 | 0 | 0 | 0 | 0 | 0 | 0
F10_Industrial_Industrial - ID_New_Space Heating_Natural Gas_Strategic Energy Management_A_Achievable Economic RVT Potential | F10 | Industrial | Industrial - ID | New | Space Heating | Natural Gas | Strategic Energy Management | A | Purchases (Incremental) | Achievable Economic RVT Potential | 0 | 0 | 0 | 0 | 0 | 0 | 0 | 0 | 0 | 0 | 0 | 0 | 0 | 0 | 0 | 0 | 0 | 0 | 0 | 0 | 0 | 0 | 0 | 0 | 0 | 0 | 0
F11_Industrial_Industrial - ID_New_Space Heating_Natural Gas_Strategic Energy Management_A_Achievable Economic RVT Potential | F11 | Industrial | Industrial - ID | New | Space Heating | Natural Gas | Strategic Energy Management | A | Purchases (Cumulative) | Achievable Economic RVT Potential | 0 | 0 | 0 | 0 | 0 | 0 | 0 | 0 | 0 | 0 | 0 | 0 | 0 | 0 | 0 | 0 | 0 | 0 | 0 | 0 | 0 | 0 | 0 | 0 | 0 | 0 | 0
F1_Industrial_Industrial - ID_New_Process_Natural Gas_Strategic Energy Management_A_Achievable Economic RVT Potential | F1 | Industrial | Industrial - ID | New | Process | Natural Gas | Strategic Energy Management | A | Integrated Unit Energy Savings (kWh or therms) | Achievable Economic RVT Potential | 0 | 0 | 0.11599 | 0.11587 | 0.11551 | 0.11514 | 0.11476 | 0.11437 | 0.11399 | 0.11361 | 0.11324 | 0.11286 | 0.11249 | 0.11212 | 0.11176 | 0.1114 | 0.11105 | 0.11069 | 0.11034 | 0.10999 | 0.10963 | 0.10928 | 0.10959 | 0.10986 | 0.11012 | 0.11035 | 0.11056
F2_Industrial_Industrial - ID_New_Process_Natural Gas_Strategic Energy Management_A_Achievable Economic RVT Potential | F2 | Industrial | Industrial - ID | New | Process | Natural Gas | Strategic Energy Management | A | Integrated Unit Summer Peak Savings (kW) | Achievable Economic RVT Potential | 0 | 0 | 0 | 0 | 0 | 0 | 0 | 0 | 0 | 0 | 0 | 0 | 0 | 0 | 0 | 0 | 0 | 0 | 0 | 0 | 0 | 0 | 0 | 0 | 0 | 0 | 0
F3_Industrial_Industrial - ID_New_Process_Natural Gas_Strategic Energy Management_A_Achievable Economic RVT Potential | F3 | Industrial | Industrial - ID | New | Process | Natural Gas | Strategic Energy Management | A | Integrated Unit Winter Peak Savings (kW) | Achievable Economic RVT Potential | 0 | 0 | 0 | 0 | 0 | 0 | 0 | 0 | 0 | 0 | 0 | 0 | 0 | 0 | 0 | 0 | 0 | 0 | 0 | 0 | 0 | 0 | 0 | 0 | 0 | 0 | 0
F4_Industrial_Industrial - ID_New_Process_Natural Gas_Strategic Energy Management_A_Achievable Economic RVT Potential | F4 | Industrial | Industrial - ID | New | Process | Natural Gas | Strategic Energy Management | A | Incremental Energy Savings (MWh or mTherms) | Achievable Economic RVT Potential | 0 | 0 | 0 | 0 | 0 | 0 | 0 | 0 | 0 | 0 | 0 | 0 | 0 | 0 | 0 | 0 | 0 | 0 | 0 | 0 | 0 | 0 | 0 | 0 | 0 | 0 | 0
F5_Industrial_Industrial - ID_New_Process_Natural Gas_Strategic Energy Management_A_Achievable Economic RVT Potential | F5 | Industrial | Industrial - ID | New | Process | Natural Gas | Strategic Energy Management | A | Incremental Summer Peak Savings (MW) | Achievable Economic RVT Potential | 0 | 0 | 0 | 0 | 0 | 0 | 0 | 0 | 0 | 0 | 0 | 0 | 0 | 0 | 0 | 0 | 0 | 0 | 0 | 0 | 0 | 0 | 0 | 0 | 0 | 0 | 0
F6_Industrial_Industrial - ID_New_Process_Natural Gas_Strategic Energy Management_A_Achievable Economic RVT Potential | F6 | Industrial | Industrial - ID | New | Process | Natural Gas | Strategic Energy Management | A | Incremental Winter Peak Savings (MW) | Achievable Economic RVT Potential | 0 | 0 | 0 | 0 | 0 | 0 | 0 | 0 | 0 | 0 | 0 | 0 | 0 | 0 | 0 | 0 | 0 | 0 | 0 | 0 | 0 | 0 | 0 | 0 | 0 | 0 | 0
F7_Industrial_Industrial - ID_New_Process_Natural Gas_Strategic Energy Management_A_Achievable Economic RVT Potential | F7 | Industrial | Industrial - ID | New | Process | Natural Gas | Strategic Energy Management | A | Cumulative Energy Savings (MWh or mTherms) | Achievable Economic RVT Potential | 0 | 0 | 0 | 0 | 0 | 0 | 0 | 0 | 0 | 0 | 0 | 0 | 0 | 0 | 0 | 0 | 0 | 0 | 0 | 0 | 0 | 0 | 0 | 0 | 0 | 0 | 0
F8_Industrial_Industrial - ID_New_Process_Natural Gas_Strategic Energy Management_A_Achievable Economic RVT Potential | F8 | Industrial | Industrial - ID | New | Process | Natural Gas | Strategic Energy Management | A | Cumulative Summer Peak Savings (MW) | Achievable Economic RVT Potential | 0 | 0 | 0 | 0 | 0 | 0 | 0 | 0 | 0 | 0 | 0 | 0 | 0 | 0 | 0 | 0 | 0 | 0 | 0 | 0 | 0 | 0 | 0 | 0 | 0 | 0 | 0
F9_Industrial_Industrial - ID_New_Process_Natural Gas_Strategic Energy Management_A_Achievable Economic RVT Potential | F9 | Industrial | Industrial - ID | New | Process | Natural Gas | Strategic Energy Management | A | Cumulative Winter Peak Savings (MW) | Achievable Economic RVT Potential | 0 | 0 | 0 | 0 | 0 | 0 | 0 | 0 | 0 | 0 | 0 | 0 | 0 | 0 | 0 | 0 | 0 | 0 | 0 | 0 | 0 | 0 | 0 | 0 | 0 | 0 | 0
F10_Industrial_Industrial - ID_New_Process_Natural Gas_Strategic Energy Management_A_Achievable Economic RVT Potential | F10 | Industrial | Industrial - ID | New | Process | Natural Gas | Strategic Energy Management | A | Purchases (Incremental) | Achievable Economic RVT Potential | 0 | 0 | 0 | 0 | 0 | 0 | 0 | 0 | 0 | 0 | 0 | 0 | 0 | 0 | 0 | 0 | 0 | 0 | 0 | 0 | 0 | 0 | 0 | 0 | 0 | 0 | 0
F11_Industrial_Industrial - ID_New_Process_Natural Gas_Strategic Energy Management_A_Achievable Economic RVT Potential | F11 | Industrial | Industrial - ID | New | Process | Natural Gas | Strategic Energy Management | A | Purchases (Cumulative) | Achievable Economic RVT Potential | 0 | 0 | 0 | 0 | 0 | 0 | 0 | 0 | 0 | 0 | 0 | 0 | 0 | 0 | 0 | 0 | 0 | 0 | 0 | 0 | 0 | 0 | 0 | 0 | 0 | 0 | 0
F1_Industrial_Industrial - ID_New_Miscellaneous_Natural Gas_Strategic Energy Management_A_Achievable Economic RVT Potential | F1 | Industrial | Industrial - ID | New | Miscellaneous | Natural Gas | Strategic Energy Management | A | Integrated Unit Energy Savings (kWh or therms) | Achievable Economic RVT Potential | 0 | 0 | 0.025488 | 0.025488 | 0.025488 | 0.025488 | 0.025488 | 0.025488 | 0.025488 | 0.025488 | 0.025488 | 0.025488 | 0.025488 | 0.025488 | 0.025488 | 0.025488 | 0.025488 | 0.025488 | 0.025488 | 0.025488 | 0.025488 | 0.025488 | 0.025488 | 0.025488 | 0.025488 | 0.025488 | 0.025488
F2_Industrial_Industrial - ID_New_Miscellaneous_Natural Gas_Strategic Energy Management_A_Achievable Economic RVT Potential | F2 | Industrial | Industrial - ID | New | Miscellaneous | Natural Gas | Strategic Energy Management | A | Integrated Unit Summer Peak Savings (kW) | Achievable Economic RVT Potential | 0 | 0 | 0 | 0 | 0 | 0 | 0 | 0 | 0 | 0 | 0 | 0 | 0 | 0 | 0 | 0 | 0 | 0 | 0 | 0 | 0 | 0 | 0 | 0 | 0 | 0 | 0
F3_Industrial_Industrial - ID_New_Miscellaneous_Natural Gas_Strategic Energy Management_A_Achievable Economic RVT Potential | F3 | Industrial | Industrial - ID | New | Miscellaneous | Natural Gas | Strategic Energy Management | A | Integrated Unit Winter Peak Savings (kW) | Achievable Economic RVT Potential | 0 | 0 | 0 | 0 | 0 | 0 | 0 | 0 | 0 | 0 | 0 | 0 | 0 | 0 | 0 | 0 | 0 | 0 | 0 | 0 | 0 | 0 | 0 | 0 | 0 | 0 | 0
F4_Industrial_Industrial - ID_New_Miscellaneous_Natural Gas_Strategic Energy Management_A_Achievable Economic RVT Potential | F4 | Industrial | Industrial - ID | New | Miscellaneous | Natural Gas | Strategic Energy Management | A | Incremental Energy Savings (MWh or mTherms) | Achievable Economic RVT Potential | 0 | 0 | 0 | 0 | 0 | 0 | 0 | 0 | 0 | 0 | 0 | 0 | 0 | 0 | 0 | 0 | 0 | 0 | 0 | 0 | 0 | 0 | 0 | 0 | 0 | 0 | 0
F5_Industrial_Industrial - ID_New_Miscellaneous_Natural Gas_Strategic Energy Management_A_Achievable Economic RVT Potential | F5 | Industrial | Industrial - ID | New | Miscellaneous | Natural Gas | Strategic Energy Management | A | Incremental Summer Peak Savings (MW) | Achievable Economic RVT Potential | 0 | 0 | 0 | 0 | 0 | 0 | 0 | 0 | 0 | 0 | 0 | 0 | 0 | 0 | 0 | 0 | 0 | 0 | 0 | 0 | 0 | 0 | 0 | 0 | 0 | 0 | 0
F6_Industrial_Industrial - ID_New_Miscellaneous_Natural Gas_Strategic Energy Management_A_Achievable Economic RVT Potential | F6 | Industrial | Industrial - ID | New | Miscellaneous | Natural Gas | Strategic Energy Management | A | Incremental Winter Peak Savings (MW) | Achievable Economic RVT Potential | 0 | 0 | 0 | 0 | 0 | 0 | 0 | 0 | 0 | 0 | 0 | 0 | 0 | 0 | 0 | 0 | 0 | 0 | 0 | 0 | 0 | 0 | 0 | 0 | 0 | 0 | 0
F7_Industrial_Industrial - ID_New_Miscellaneous_Natural Gas_Strategic Energy Management_A_Achievable Economic RVT Potential | F7 | Industrial | Industrial - ID | New | Miscellaneous | Natural Gas | Strategic Energy Management | A | Cumulative Energy Savings (MWh or mTherms) | Achievable Economic RVT Potential | 0 | 0 | 0 | 0 | 0 | 0 | 0 | 0 | 0 | 0 | 0 | 0 | 0 | 0 | 0 | 0 | 0 | 0 | 0 | 0 | 0 | 0 | 0 | 0 | 0 | 0 | 0
F8_Industrial_Industrial - ID_New_Miscellaneous_Natural Gas_Strategic Energy Management_A_Achievable Economic RVT Potential | F8 | Industrial | Industrial - ID | New | Miscellaneous | Natural Gas | Strategic Energy Management | A | Cumulative Summer Peak Savings (MW) | Achievable Economic RVT Potential | 0 | 0 | 0 | 0 | 0 | 0 | 0 | 0 | 0 | 0 | 0 | 0 | 0 | 0 | 0 | 0 | 0 | 0 | 0 | 0 | 0 | 0 | 0 | 0 | 0 | 0 | 0
F9_Industrial_Industrial - ID_New_Miscellaneous_Natural Gas_Strategic Energy Management_A_Achievable Economic RVT Potential | F9 | Industrial | Industrial - ID | New | Miscellaneous | Natural Gas | Strategic Energy Management | A | Cumulative Winter Peak Savings (MW) | Achievable Economic RVT Potential | 0 | 0 | 0 | 0 | 0 | 0 | 0 | 0 | 0 | 0 | 0 | 0 | 0 | 0 | 0 | 0 | 0 | 0 | 0 | 0 | 0 | 0 | 0 | 0 | 0 | 0 | 0
F10_Industrial_Industrial - ID_New_Miscellaneous_Natural Gas_Strategic Energy Management_A_Achievable Economic RVT Potential | F10 | Industrial | Industrial - ID | New | Miscellaneous | Natural Gas | Strategic Energy Management | A | Purchases (Incremental) | Achievable Economic RVT Potential | 0 | 0 | 0 | 0 | 0 | 0 | 0 | 0 | 0 | 0 | 0 | 0 | 0 | 0 | 0 | 0 | 0 | 0 | 0 | 0 | 0 | 0 | 0 | 0 | 0 | 0 | 0
F11_Industrial_Industrial - ID_New_Miscellaneous_Natural Gas_Strategic Energy Management_A_Achievable Economic RVT Potential | F11 | Industrial | Industrial - ID | New | Miscellaneous | Natural Gas | Strategic Energy Management | A | Purchases (Cumulative) | Achievable Economic RVT Potential | 0 | 0 | 0 | 0 | 0 | 0 | 0 | 0 | 0 | 0 | 0 | 0 | 0 | 0 | 0 | 0 | 0 | 0 | 0 | 0 | 0 | 0 | 0 | 0 | 0 | 0 | 0
F1_Industrial_Industrial - ID_New_Space Heating_Natural Gas_Retrocommissioning_A_Achievable Economic RVT Potential | F1 | Industrial | Industrial - ID | New | Space Heating | Natural Gas | Retrocommissioning | A | Integrated Unit Energy Savings (kWh or therms) | Achievable Economic RVT Potential | 0 | 0 | 0.035098 | 0.034129 | 0.033986 | 0.033887 | 0.0338 | 0.033726 | 0.033677 | 0.033643 | 0.033618 | 0.033594 | 0.033569 | 0.033543 | 0.033517 | 0.033492 | 0.033468 | 0.033447 | 0.033431 | 0.033419 | 0.033408 | 0.033398 | 0.033427 | 0.033454 | 0.033478 | 0.0335 | 0.03352
F2_Industrial_Industrial - ID_New_Space Heating_Natural Gas_Retrocommissioning_A_Achievable Economic RVT Potential | F2 | Industrial | Industrial - ID | New | Space Heating | Natural Gas | Retrocommissioning | A | Integrated Unit Summer Peak Savings (kW) | Achievable Economic RVT Potential | 0 | 0 | 0 | 0 | 0 | 0 | 0 | 0 | 0 | 0 | 0 | 0 | 0 | 0 | 0 | 0 | 0 | 0 | 0 | 0 | 0 | 0 | 0 | 0 | 0 | 0 | 0
F3_Industrial_Industrial - ID_New_Space Heating_Natural Gas_Retrocommissioning_A_Achievable Economic RVT Potential | F3 | Industrial | Industrial - ID | New | Space Heating | Natural Gas | Retrocommissioning | A | Integrated Unit Winter Peak Savings (kW) | Achievable Economic RVT Potential | 0 | 0 | 0 | 0 | 0 | 0 | 0 | 0 | 0 | 0 | 0 | 0 | 0 | 0 | 0 | 0 | 0 | 0 | 0 | 0 | 0 | 0 | 0 | 0 | 0 | 0 | 0
F4_Industrial_Industrial - ID_New_Space Heating_Natural Gas_Retrocommissioning_A_Achievable Economic RVT Potential | F4 | Industrial | Industrial - ID | New | Space Heating | Natural Gas | Retrocommissioning | A | Incremental Energy Savings (MWh or mTherms) | Achievable Economic RVT Potential | 0 | 0 | 0 | 0 | 0 | 0 | 0 | 0 | 0 | 0 | 0 | 0 | 0 | 0 | 0 | 0 | 0 | 0 | 0 | 0 | 0 | 0 | 0 | 0 | 0 | 0 | 0
F5_Industrial_Industrial - ID_New_Space Heating_Natural Gas_Retrocommissioning_A_Achievable Economic RVT Potential | F5 | Industrial | Industrial - ID | New | Space Heating | Natural Gas | Retrocommissioning | A | Incremental Summer Peak Savings (MW) | Achievable Economic RVT Potential | 0 | 0 | 0 | 0 | 0 | 0 | 0 | 0 | 0 | 0 | 0 | 0 | 0 | 0 | 0 | 0 | 0 | 0 | 0 | 0 | 0 | 0 | 0 | 0 | 0 | 0 | 0
F6_Industrial_Industrial - ID_New_Space Heating_Natural Gas_Retrocommissioning_A_Achievable Economic RVT Potential | F6 | Industrial | Industrial - ID | New | Space Heating | Natural Gas | Retrocommissioning | A | Incremental Winter Peak Savings (MW) | Achievable Economic RVT Potential | 0 | 0 | 0 | 0 | 0 | 0 | 0 | 0 | 0 | 0 | 0 | 0 | 0 | 0 | 0 | 0 | 0 | 0 | 0 | 0 | 0 | 0 | 0 | 0 | 0 | 0 | 0
F7_Industrial_Industrial - ID_New_Space Heating_Natural Gas_Retrocommissioning_A_Achievable Economic RVT Potential | F7 | Industrial | Industrial - ID | New | Space Heating | Natural Gas | Retrocommissioning | A | Cumulative Energy Savings (MWh or mTherms) | Achievable Economic RVT Potential | 0 | 0 | 0 | 0 | 0 | 0 | 0 | 0 | 0 | 0 | 0 | 0 | 0 | 0 | 0 | 0 | 0 | 0 | 0 | 0 | 0 | 0 | 0 | 0 | 0 | 0 | 0
F8_Industrial_Industrial - ID_New_Space Heating_Natural Gas_Retrocommissioning_A_Achievable Economic RVT Potential | F8 | Industrial | Industrial - ID | New | Space Heating | Natural Gas | Retrocommissioning | A | Cumulative Summer Peak Savings (MW) | Achievable Economic RVT Potential | 0 | 0 | 0 | 0 | 0 | 0 | 0 | 0 | 0 | 0 | 0 | 0 | 0 | 0 | 0 | 0 | 0 | 0 | 0 | 0 | 0 | 0 | 0 | 0 | 0 | 0 | 0
F9_Industrial_Industrial - ID_New_Space Heating_Natural Gas_Retrocommissioning_A_Achievable Economic RVT Potential | F9 | Industrial | Industrial - ID | New | Space Heating | Natural Gas | Retrocommissioning | A | Cumulative Winter Peak Savings (MW) | Achievable Economic RVT Potential | 0 | 0 | 0 | 0 | 0 | 0 | 0 | 0 | 0 | 0 | 0 | 0 | 0 | 0 | 0 | 0 | 0 | 0 | 0 | 0 | 0 | 0 | 0 | 0 | 0 | 0 | 0
F10_Industrial_Industrial - ID_New_Space Heating_Natural Gas_Retrocommissioning_A_Achievable Economic RVT Potential | F10 | Industrial | Industrial - ID | New | Space Heating | Natural Gas | Retrocommissioning | A | Purchases (Incremental) | Achievable Economic RVT Potential | 0 | 0 | 0 | 0 | 0 | 0 | 0 | 0 | 0 | 0 | 0 | 0 | 0 | 0 | 0 | 0 | 0 | 0 | 0 | 0 | 0 | 0 | 0 | 0 | 0 | 0 | 0
F11_Industrial_Industrial - ID_New_Space Heating_Natural Gas_Retrocommissioning_A_Achievable Economic RVT Potential | F11 | Industrial | Industrial - ID | New | Space Heating | Natural Gas | Retrocommissioning | A | Purchases (Cumulative) | Achievable Economic RVT Potential | 0 | 0 | 0 | 0 | 0 | 0 | 0 | 0 | 0 | 0 | 0 | 0 | 0 | 0 | 0 | 0 | 0 | 0 | 0 | 0 | 0 | 0 | 0 | 0 | 0 | 0 | 0
F1_Industrial_Industrial - ID_New_Process_Natural Gas_Retrocommissioning_A_Achievable Economic RVT Potential | F1 | Industrial | Industrial - ID | New | Process | Natural Gas | Retrocommissioning | A | Integrated Unit Energy Savings (kWh or therms) | Achievable Economic RVT Potential | 0 | 0 | 0 | 0 | 0 | 0 | 0 | 0 | 0 | 0 | 0 | 0 | 0 | 0 | 0 | 0 | 0 | 0 | 0 | 0 | 0 | 0 | 0 | 0 | 0 | 0 | 0
F2_Industrial_Industrial - ID_New_Process_Natural Gas_Retrocommissioning_A_Achievable Economic RVT Potential | F2 | Industrial | Industrial - ID | New | Process | Natural Gas | Retrocommissioning | A | Integrated Unit Summer Peak Savings (kW) | Achievable Economic RVT Potential | 0 | 0 | 0 | 0 | 0 | 0 | 0 | 0 | 0 | 0 | 0 | 0 | 0 | 0 | 0 | 0 | 0 | 0 | 0 | 0 | 0 | 0 | 0 | 0 | 0 | 0 | 0
F3_Industrial_Industrial - ID_New_Process_Natural Gas_Retrocommissioning_A_Achievable Economic RVT Potential | F3 | Industrial | Industrial - ID | New | Process | Natural Gas | Retrocommissioning | A | Integrated Unit Winter Peak Savings (kW) | Achievable Economic RVT Potential | 0 | 0 | 0 | 0 | 0 | 0 | 0 | 0 | 0 | 0 | 0 | 0 | 0 | 0 | 0 | 0 | 0 | 0 | 0 | 0 | 0 | 0 | 0 | 0 | 0 | 0 | 0
F4_Industrial_Industrial - ID_New_Process_Natural Gas_Retrocommissioning_A_Achievable Economic RVT Potential | F4 | Industrial | Industrial - ID | New | Process | Natural Gas | Retrocommissioning | A | Incremental Energy Savings (MWh or mTherms) | Achievable Economic RVT Potential | 0 | 0 | 0 | 0 | 0 | 0 | 0 | 0 | 0 | 0 | 0 | 0 | 0 | 0 | 0 | 0 | 0 | 0 | 0 | 0 | 0 | 0 | 0 | 0 | 0 | 0 | 0
F5_Industrial_Industrial - ID_New_Process_Natural Gas_Retrocommissioning_A_Achievable Economic RVT Potential | F5 | Industrial | Industrial - ID | New | Process | Natural Gas | Retrocommissioning | A | Incremental Summer Peak Savings (MW) | Achievable Economic RVT Potential | 0 | 0 | 0 | 0 | 0 | 0 | 0 | 0 | 0 | 0 | 0 | 0 | 0 | 0 | 0 | 0 | 0 | 0 | 0 | 0 | 0 | 0 | 0 | 0 | 0 | 0 | 0
F6_Industrial_Industrial - ID_New_Process_Natural Gas_Retrocommissioning_A_Achievable Economic RVT Potential | F6 | Industrial | Industrial - ID | New | Process | Natural Gas | Retrocommissioning | A | Incremental Winter Peak Savings (MW) | Achievable Economic RVT Potential | 0 | 0 | 0 | 0 | 0 | 0 | 0 | 0 | 0 | 0 | 0 | 0 | 0 | 0 | 0 | 0 | 0 | 0 | 0 | 0 | 0 | 0 | 0 | 0 | 0 | 0 | 0
F7_Industrial_Industrial - ID_New_Process_Natural Gas_Retrocommissioning_A_Achievable Economic RVT Potential | F7 | Industrial | Industrial - ID | New | Process | Natural Gas | Retrocommissioning | A | Cumulative Energy Savings (MWh or mTherms) | Achievable Economic RVT Potential | 0 | 0 | 0 | 0 | 0 | 0 | 0 | 0 | 0 | 0 | 0 | 0 | 0 | 0 | 0 | 0 | 0 | 0 | 0 | 0 | 0 | 0 | 0 | 0 | 0 | 0 | 0
F8_Industrial_Industrial - ID_New_Process_Natural Gas_Retrocommissioning_A_Achievable Economic RVT Potential | F8 | Industrial | Industrial - ID | New | Process | Natural Gas | Retrocommissioning | A | Cumulative Summer Peak Savings (MW) | Achievable Economic RVT Potential | 0 | 0 | 0 | 0 | 0 | 0 | 0 | 0 | 0 | 0 | 0 | 0 | 0 | 0 | 0 | 0 | 0 | 0 | 0 | 0 | 0 | 0 | 0 | 0 | 0 | 0 | 0
F9_Industrial_Industrial - ID_New_Process_Natural Gas_Retrocommissioning_A_Achievable Economic RVT Potential | F9 | Industrial | Industrial - ID | New | Process | Natural Gas | Retrocommissioning | A | Cumulative Winter Peak Savings (MW) | Achievable Economic RVT Potential | 0 | 0 | 0 | 0 | 0 | 0 | 0 | 0 | 0 | 0 | 0 | 0 | 0 | 0 | 0 | 0 | 0 | 0 | 0 | 0 | 0 | 0 | 0 | 0 | 0 | 0 | 0
F10_Industrial_Industrial - ID_New_Process_Natural Gas_Retrocommissioning_A_Achievable Economic RVT Potential | F10 | Industrial | Industrial - ID | New | Process | Natural Gas | Retrocommissioning | A | Purchases (Incremental) | Achievable Economic RVT Potential | 0 | 0 | 0 | 0 | 0 | 0 | 0 | 0 | 0 | 0 | 0 | 0 | 0 | 0 | 0 | 0 | 0 | 0 | 0 | 0 | 0 | 0 | 0 | 0 | 0 | 0 | 0
F11_Industrial_Industrial - ID_New_Process_Natural Gas_Retrocommissioning_A_Achievable Economic RVT Potential | F11 | Industrial | Industrial - ID | New | Process | Natural Gas | Retrocommissioning | A | Purchases (Cumulative) | Achievable Economic RVT Potential | 0 | 0 | 0 | 0 | 0 | 0 | 0 | 0 | 0 | 0 | 0 | 0 | 0 | 0 | 0 | 0 | 0 | 0 | 0 | 0 | 0 | 0 | 0 | 0 | 0 | 0 | 0

## Unstacked Savings
Key | Field | Sector | Segment | Vintage | End Use | Fuel | Measure | Option | Label | Case | 2021 | 2022 | 2023 | 2024 | 2025 | 2026 | 2027 | 2028 | 2029 | 2030 | 2031 | 2032 | 2033 | 2034 | 2035 | 2036 | 2037 | 2038 | 2039 | 2040 | 2041 | 2042 | 2043 | 2044 | 2045 | 2046 | 2047
F1_Industrial_Industrial - WA_Existing_Space Heating_Natural Gas_Furnace_A_Technical Potential | F1 | Industrial | Industrial - WA | Existing | Space Heating | Natural Gas | Furnace | A | Original Unit Energy Savings (kWh or therms) | Technical Potential | 0 | 71.5441 | 71.2666 | 23.7555 | 23.7555 | 23.7555 | 23.7555 | 23.7555 | 23.7555 | 23.7555 | 23.7555 | 23.7555 | 23.7555 | 23.7555 | 23.7555 | 23.7555 | 23.7555 | 23.7555 | 23.7555 | 23.7555 | 23.7555 | 23.7555 | 23.7555 | 23.7555 | 23.7555 | 23.7555 | 23.7555
F2_Industrial_Industrial - WA_Existing_Space Heating_Natural Gas_Furnace_A_Technical Potential | F2 | Industrial | Industrial - WA | Existing | Space Heating | Natural Gas | Furnace | A | Original Unit Summer Peak Savings (kW) | Technical Potential | 0 | 0 | 0 | 0 | 0 | 0 | 0 | 0 | 0 | 0 | 0 | 0 | 0 | 0 | 0 | 0 | 0 | 0 | 0 | 0 | 0 | 0 | 0 | 0 | 0 | 0 | 0
F3_Industrial_Industrial - WA_Existing_Space Heating_Natural Gas_Furnace_A_Technical Potential | F3 | Industrial | Industrial - WA | Existing | Space Heating | Natural Gas | Furnace | A | Original Unit Winter Peak Savings (kW) | Technical Potential | 0 | 0 | 0 | 0 | 0 | 0 | 0 | 0 | 0 | 0 | 0 | 0 | 0 | 0 | 0 | 0 | 0 | 0 | 0 | 0 | 0 | 0 | 0 | 0 | 0 | 0 | 0
F4_Industrial_Industrial - WA_Existing_Space Heating_Natural Gas_Furnace_A_Technical Potential | F4 | Industrial | Industrial - WA | Existing | Space Heating | Natural Gas | Furnace | A | Standalone Impact on Baseline Energy (%) | Technical Potential | 0 | 0 | 0.0004326 | 0.00035549 | 0.00063057 | 0.00096647 | 0.0013605 | 0.0018102 | 0.0023134 | 0.0028682 | 0.0034726 | 0.004125 | 0.004824 | 0.0055682 | 0.0063564 | 0.0071874 | 0.0080602 | 0.0089739 | 0.0099277 | 0.010847 | 0.011741 | 0.012615 | 0.013478 | 0.014336 | 0.015192 | 0.015827 | 0.016365
F5_Industrial_Industrial - WA_Existing_Space Heating_Natural Gas_Furnace_A_Technical Potential | F5 | Industrial | Industrial - WA | Existing | Space Heating | Natural Gas | Furnace | A | Standalone Impact on Baseline Summer Peak (%) | Technical Potential | 0 | 0 | 0 | 0 | 0 | 0 | 0 | 0 | 0 | 0 | 0 | 0 | 0 | 0 | 0 | 0 | 0 | 0 | 0 | 0 | 0 | 0 | 0 | 0 | 0 | 0 | 0
F6_Industrial_Industrial - WA_Existing_Space Heating_Natural Gas_Furnace_A_Technical Potential | F6 | Industrial | Industrial - WA | Existing | Space Heating | Natural Gas | Furnace | A | Standalone Impact on Baseline Winter Peak (%) | Technical Potential | 0 | 0 | 0 | 0 | 0 | 0 | 0 | 0 | 0 | 0 | 0 | 0 | 0 | 0 | 0 | 0 | 0 | 0 | 0 | 0 | 0 | 0 | 0 | 0 | 0 | 0 | 0
F7_Industrial_Industrial - WA_Existing_Space Heating_Natural Gas_Furnace_A_Technical Potential | F7 | Industrial | Industrial - WA | Existing | Space Heating | Natural Gas | Furnace | A | Incremental Energy Savings (MWh or mTherms) | Technical Potential | 0 | 0 | 0.072291 | 0.034174 | 0.043104 | 0.050995 | 0.057949 | 0.064056 | 0.069398 | 0.07405 | 0.078078 | 0.081544 | 0.084504 | 0.087007 | 0.0891 | 0.090823 | 0.092214 | 0.093306 | 0.09413 | 0.086108 | 0.07947 | 0.074014 | 0.069567 | 0.065977 | 0.063111 | 0.036758 | 0.024935
F8_Industrial_Industrial - WA_Existing_Space Heating_Natural Gas_Furnace_A_Technical Potential | F8 | Industrial | Industrial - WA | Existing | Space Heating | Natural Gas | Furnace | A | Incremental Summer Peak Savings (MW) | Technical Potential | 0 | 0 | 0 | 0 | 0 | 0 | 0 | 0 | 0 | 0 | 0 | 0 | 0 | 0 | 0 | 0 | 0 | 0 | 0 | 0 | 0 | 0 | 0 | 0 | 0 | 0 | 0
F9_Industrial_Industrial - WA_Existing_Space Heating_Natural Gas_Furnace_A_Technical Potential | F9 | Industrial | Industrial - WA | Existing | Space Heating | Natural Gas | Furnace | A | Incremental Winter Peak Savings (MW) | Technical Potential | 0 | 0 | 0 | 0 | 0 | 0 | 0 | 0 | 0 | 0 | 0 | 0 | 0 | 0 | 0 | 0 | 0 | 0 | 0 | 0 | 0 | 0 | 0 | 0 | 0 | 0 | 0
F10_Industrial_Industrial - WA_Existing_Space Heating_Natural Gas_Furnace_A_Technical Potential | F10 | Industrial | Industrial - WA | Existing | Space Heating | Natural Gas | Furnace | A | Cumulative Energy Savings (MWh or mTherms) | Technical Potential | 0 | 0 | 0.072291 | 0.058271 | 0.10137 | 0.15237 | 0.21032 | 0.27438 | 0.34377 | 0.41782 | 0.4959 | 0.57745 | 0.66195 | 0.74896 | 0.83806 | 0.92888 | 1.0211 | 1.1144 | 1.2085 | 1.2946 | 1.3741 | 1.4481 | 1.5177 | 1.5837 | 1.6468 | 1.6835 | 1.7085
F11_Industrial_Industrial - WA_Existing_Space Heating_Natural Gas_Furnace_A_Technical Potential | F11 | Industrial | Industrial - WA | Existing | Space Heating | Natural Gas | Furnace | A | Cumulative Summer Peak Savings (MW) | Technical Potential | 0 | 0 | 0 | 0 | 0 | 0 | 0 | 0 | 0 | 0 | 0 | 0 | 0 | 0 | 0 | 0 | 0 | 0 | 0 | 0 | 0 | 0 | 0 | 0 | 0 | 0 | 0
F12_Industrial_Industrial - WA_Existing_Space Heating_Natural Gas_Furnace_A_Technical Potential | F12 | Industrial | Industrial - WA | Existing | Space Heating | Natural Gas | Furnace | A | Cumulative Winter Peak Savings (MW) | Technical Potential | 0 | 0 | 0 | 0 | 0 | 0 | 0 | 0 | 0 | 0 | 0 | 0 | 0 | 0 | 0 | 0 | 0 | 0 | 0 | 0 | 0 | 0 | 0 | 0 | 0 | 0 | 0
F13_Industrial_Industrial - WA_Existing_Space Heating_Natural Gas_Furnace_A_Technical Potential | F13 | Industrial | Industrial - WA | Existing | Space Heating | Natural Gas | Furnace | A | Purchases (Incremental) | Technical Potential | 0 | 0 | 1.0144 | 1.4386 | 1.8145 | 2.1467 | 2.4394 | 2.6965 | 2.9214 | 3.1172 | 3.2867 | 3.4326 | 3.5572 | 3.6626 | 3.7507 | 3.8232 | 3.8818 | 3.9277 | 3.9624 | 3.6248 | 3.3453 | 3.1157 | 2.9285 | 2.7773 | 2.6567 | 1.5474 | 1.0496
F14_Industrial_Industrial - WA_Existing_Space Heating_Natural Gas_Furnace_A_Technical Potential | F14 | Industrial | Industrial - WA | Existing | Space Heating | Natural Gas | Furnace | A | Purchases (Cumulative) | Technical Potential | 0 | 0 | 1.0144 | 2.453 | 4.2674 | 6.4141 | 8.8535 | 11.55 | 14.4713 | 17.5885 | 20.8752 | 24.3078 | 27.8651 | 31.5277 | 35.2784 | 39.1016 | 42.9834 | 46.9111 | 50.8736 | 54.4983 | 57.8437 | 60.9593 | 63.8878 | 66.6651 | 69.3218 | 70.8692 | 71.9188
F1_Industrial_Industrial - WA_Existing_Space Heating_Natural Gas_Boiler_A_Technical Potential | F1 | Industrial | Industrial - WA | Existing | Space Heating | Natural Gas | Boiler | A | Original Unit Energy Savings (kWh or therms) | Technical Potential | 0 | 358.4976 | 357.1075 | 357.1075 | 357.1075 | 357.1075 | 357.1075 | 357.1075 | 357.1075 | 357.1075 | 357.1075 | 357.1075 | 357.1075 | 357.1075 | 357.1075 | 357.1075 | 357.1075 | 357.1075 | 357.1075 | 357.1075 | 357.1075 | 357.1075 | 357.1075 | 357.1075 | 357.1075 | 357.1075 | 357.1075
F2_Industrial_Industrial - WA_Existing_Space Heating_Natural Gas_Boiler_A_Technical Potential | F2 | Industrial | Industrial - WA | Existing | Space Heating | Natural Gas | Boiler | A | Original Unit Summer Peak Savings (kW) | Technical Potential | 0 | 0 | 0 | 0 | 0 | 0 | 0 | 0 | 0 | 0 | 0 | 0 | 0 | 0 | 0 | 0 | 0 | 0 | 0 | 0 | 0 | 0 | 0 | 0 | 0 | 0 | 0
F3_Industrial_Industrial - WA_Existing_Space Heating_Natural Gas_Boiler_A_Technical Potential | F3 | Industrial | Industrial - WA | Existing | Space Heating | Natural Gas | Boiler | A | Original Unit Winter Peak Savings (kW) | Technical Potential | 0 | 0 | 0 | 0 | 0 | 0 | 0 | 0 | 0 | 0 | 0 | 0 | 0 | 0 | 0 | 0 | 0 | 0 | 0 | 0 | 0 | 0 | 0 | 0 | 0 | 0 | 0
F4_Industrial_Industrial - WA_Existing_Space Heating_Natural Gas_Boiler_A_Technical Potential | F4 | Industrial | Industrial - WA | Existing | Space Heating | Natural Gas | Boiler | A | Standalone Impact on Baseline Energy (%) | Technical Potential | 0 | 0 | 0.0064358 | 0.013062 | 0.01988 | 0.026892 | 0.0341 | 0.041506 | 0.049113 | 0.056921 | 0.064933 | 0.073151 | 0.081577 | 0.090213 | 0.099061 | 0.10812 | 0.1174 | 0.12689 | 0.1366 | 0.14652 | 0.15663 | 0.16694 | 0.17739 | 0.18798 | 0.19873 | 0.20965 | 0.22074
F5_Industrial_Industrial - WA_Existing_Space Heating_Natural Gas_Boiler_A_Technical Potential | F5 | Industrial | Industrial - WA | Existing | Space Heating | Natural Gas | Boiler | A | Standalone Impact on Baseline Summer Peak (%) | Technical Potential | 0 | 0 | 0 | 0 | 0 | 0 | 0 | 0 | 0 | 0 | 0 | 0 | 0 | 0 | 0 | 0 | 0 | 0 | 0 | 0 | 0 | 0 | 0 | 0 | 0 | 0 | 0
F6_Industrial_Industrial - WA_Existing_Space Heating_Natural Gas_Boiler_A_Technical Potential | F6 | Industrial | Industrial - WA | Existing | Space Heating | Natural Gas | Boiler | A | Standalone Impact on Baseline Winter Peak (%) | Technical Potential | 0 | 0 | 0 | 0 | 0 | 0 | 0 | 0 | 0 | 0 | 0 | 0 | 0 | 0 | 0 | 0 | 0 | 0 | 0 | 0 | 0 | 0 | 0 | 0 | 0 | 0 | 0
F7_Industrial_Industrial - WA_Existing_Space Heating_Natural Gas_Boiler_A_Technical Potential | F7 | Industrial | Industrial - WA | Existing | Space Heating | Natural Gas | Boiler | A | Incremental Energy Savings (MWh or mTherms) | Technical Potential | 0 | 0 | 1.0755 | 1.0656 | 1.055 | 1.0437 | 1.0319 | 1.0196 | 1.0069 | 0.99397 | 0.98077 | 0.96737 | 0.95383 | 0.94019 | 0.92649 | 0.91275 | 0.89901 | 0.8853 | 0.87163 | 0.85803 | 0.84451 | 0.83109 | 0.81093 | 0.79236 | 0.77514 | 0.75909 | 0.74403
F8_Industrial_Industrial - WA_Existing_Space Heating_Natural Gas_Boiler_A_Technical Potential | F8 | Industrial | Industrial - WA | Existing | Space Heating | Natural Gas | Boiler | A | Incremental Summer Peak Savings (MW) | Technical Potential | 0 | 0 | 0 | 0 | 0 | 0 | 0 | 0 | 0 | 0 | 0 | 0 | 0 | 0 | 0 | 0 | 0 | 0 | 0 | 0 | 0 | 0 | 0 | 0 | 0 | 0 | 0
F9_Industrial_Industrial - WA_Existing_Space Heating_Natural Gas_Boiler_A_Technical Potential | F9 | Industrial | Industrial - WA | Existing | Space Heating | Natural Gas | Boiler | A | Incremental Winter Peak Savings (MW) | Technical Potential | 0 | 0 | 0 | 0 | 0 | 0 | 0 | 0 | 0 | 0 | 0 | 0 | 0 | 0 | 0 | 0 | 0 | 0 | 0 | 0 | 0 | 0 | 0 | 0 | 0 | 0 | 0
F10_Industrial_Industrial - WA_Existing_Space Heating_Natural Gas_Boiler_A_Technical Potential | F10 | Industrial | Industrial - WA | Existing | Space Heating | Natural Gas | Boiler | A | Cumulative Energy Savings (MWh or mTherms) | Technical Potential | 0 | 0 | 1.0755 | 2.1411 | 3.196 | 4.2397 | 5.2716 | 6.2912 | 7.2981 | 8.2921 | 9.2728 | 10.2402 | 11.194 | 12.1342 | 13.0607 | 13.9734 | 14.8725 | 15.7578 | 16.6294 | 17.4874 | 18.3319 | 19.163 | 19.974 | 20.7663 | 21.5415 | 22.3005 | 23.0446
F11_Industrial_Industrial - WA_Existing_Space Heating_Natural Gas_Boiler_A_Technical Potential | F11 | Industrial | Industrial - WA | Existing | Space Heating | Natural Gas | Boiler | A | Cumulative Summer Peak Savings (MW) | Technical Potential | 0 | 0 | 0 | 0 | 0 | 0 | 0 | 0 | 0 | 0 | 0 | 0 | 0 | 0 | 0 | 0 | 0 | 0 | 0 | 0 | 0 | 0 | 0 | 0 | 0 | 0 | 0
F12_Industrial_Industrial - WA_Existing_Space Heating_Natural Gas_Boiler_A_Technical Potential | F12 | Industrial | Industrial - WA | Existing | Space Heating | Natural Gas | Boiler | A | Cumulative Winter Peak Savings (MW) | Technical Potential | 0 | 0 | 0 | 0 | 0 | 0 | 0 | 0 | 0 | 0 | 0 | 0 | 0 | 0 | 0 | 0 | 0 | 0 | 0 | 0 | 0 | 0 | 0 | 0 | 0 | 0 | 0
F13_Industrial_Industrial - WA_Existing_Space Heating_Natural Gas_Boiler_A_Technical Potential | F13 | Industrial | Industrial - WA | Existing | Space Heating | Natural Gas | Boiler | A | Purchases (Incremental) | Technical Potential | 0 | 0 | 3.0117 | 2.984 | 2.9542 | 2.9226 | 2.8895 | 2.8551 | 2.8197 | 2.7834 | 2.7464 | 2.7089 | 2.671 | 2.6328 | 2.5944 | 2.556 | 2.5175 | 2.4791 | 2.4408 | 2.4027 | 2.3649 | 2.3273 | 2.2708 | 2.2188 | 2.1706 | 2.1257 | 2.0835
F14_Industrial_Industrial - WA_Existing_Space Heating_Natural Gas_Boiler_A_Technical Potential | F14 | Industrial | Industrial - WA | Existing | Space Heating | Natural Gas | Boiler | A | Purchases (Cumulative) | Technical Potential | 0 | 0 | 3.0117 | 5.9956 | 8.9498 | 11.8724 | 14.7619 | 17.617 | 20.4367 | 23.2201 | 25.9665 | 28.6754 | 31.3464 | 33.9792 | 36.5736 | 39.1295 | 41.647 | 44.1261 | 46.5669 | 48.9696 | 51.3345 | 53.6618 | 55.9326 | 58.1515 | 60.3221 | 62.4477 | 64.5312
F1_Industrial_Industrial - WA_Existing_Space Heating_Natural Gas_Unit Heater_A_Technical Potential | F1 | Industrial | Industrial - WA | Existing | Space Heating | Natural Gas | Unit Heater | A | Original Unit Energy Savings (kWh or therms) | Technical Potential | 0 | 191840.798 | 191096.8947 | 191096.8947 | 191096.8947 | 191096.8947 | 191096.8947 | 191096.8947 | 191096.8947 | 191096.8947 | 191096.8947 | 191096.8947 | 191096.8947 | 191096.8947 | 191096.8947 | 191096.8947 | 191096.8947 | 191096.8947 | 191096.8947 | 191096.8947 | 191096.8947 | 191096.8947 | 191096.8947 | 191096.8947 | 191096.8947 | 191096.8947 | 191096.8947
F2_Industrial_Industrial - WA_Existing_Space Heating_Natural Gas_Unit Heater_A_Technical Potential | F2 | Industrial | Industrial - WA | Existing | Space Heating | Natural Gas | Unit Heater | A | Original Unit Summer Peak Savings (kW) | Technical Potential | 0 | 0 | 0 | 0 | 0 | 0 | 0 | 0 | 0 | 0 | 0 | 0 | 0 | 0 | 0 | 0 | 0 | 0 | 0 | 0 | 0 | 0 | 0 | 0 | 0 | 0 | 0
F3_Industrial_Industrial - WA_Existing_Space Heating_Natural Gas_Unit Heater_A_Technical Potential | F3 | Industrial | Industrial - WA | Existing | Space Heating | Natural Gas | Unit Heater | A | Original Unit Winter Peak Savings (kW) | Technical Potential | 0 | 0 | 0 | 0 | 0 | 0 | 0 | 0 | 0 | 0 | 0 | 0 | 0 | 0 | 0 | 0 | 0 | 0 | 0 | 0 | 0 | 0 | 0 | 0 | 0 | 0 | 0
F4_Industrial_Industrial - WA_Existing_Space Heating_Natural Gas_Unit Heater_A_Technical Potential | F4 | Industrial | Industrial - WA | Existing | Space Heating | Natural Gas | Unit Heater | A | Standalone Impact on Baseline Energy (%) | Technical Potential | 0 | 0 | 0.00047106 | 0.00099437 | 0.0015675 | 0.0021883 | 0.0028547 | 0.0035652 | 0.0043182 | 0.0051123 | 0.0059464 | 0.0068194 | 0.0077304 | 0.0086785 | 0.009663 | 0.010683 | 0.011739 | 0.012147 | 0.012478 | 0.012739 | 0.012991 | 0.013245 | 0.013503 | 0.013763 | 0.014027 | 0.014294 | 0.014564
F5_Industrial_Industrial - WA_Existing_Space Heating_Natural Gas_Unit Heater_A_Technical Potential | F5 | Industrial | Industrial - WA | Existing | Space Heating | Natural Gas | Unit Heater | A | Standalone Impact on Baseline Summer Peak (%) | Technical Potential | 0 | 0 | 0 | 0 | 0 | 0 | 0 | 0 | 0 | 0 | 0 | 0 | 0 | 0 | 0 | 0 | 0 | 0 | 0 | 0 | 0 | 0 | 0 | 0 | 0 | 0 | 0
F6_Industrial_Industrial - WA_Existing_Space Heating_Natural Gas_Unit Heater_A_Technical Potential | F6 | Industrial | Industrial - WA | Existing | Space Heating | Natural Gas | Unit Heater | A | Standalone Impact on Baseline Winter Peak (%) | Technical Potential | 0 | 0 | 0 | 0 | 0 | 0 | 0 | 0 | 0 | 0 | 0 | 0 | 0 | 0 | 0 | 0 | 0 | 0 | 0 | 0 | 0 | 0 | 0 | 0 | 0 | 0 | 0
F7_Industrial_Industrial - WA_Existing_Space Heating_Natural Gas_Unit Heater_A_Technical Potential | F7 | Industrial | Industrial - WA | Existing | Space Heating | Natural Gas | Unit Heater | A | Incremental Energy Savings (MWh or mTherms) | Technical Potential | 0 | 0 | 0.078718 | 0.084278 | 0.089005 | 0.092992 | 0.096322 | 0.099068 | 0.1013 | 0.10307 | 0.10443 | 0.10544 | 0.10613 | 0.10654 | 0.10671 | 0.10666 | 0.10642 | 0.021329 | 0.010523 | 0.0014922 | 0 | 0 | 0 | 0 | 0 | 0 | 0
F8_Industrial_Industrial - WA_Existing_Space Heating_Natural Gas_Unit Heater_A_Technical Potential | F8 | Industrial | Industrial - WA | Existing | Space Heating | Natural Gas | Unit Heater | A | Incremental Summer Peak Savings (MW) | Technical Potential | 0 | 0 | 0 | 0 | 0 | 0 | 0 | 0 | 0 | 0 | 0 | 0 | 0 | 0 | 0 | 0 | 0 | 0 | 0 | 0 | 0 | 0 | 0 | 0 | 0 | 0 | 0
F9_Industrial_Industrial - WA_Existing_Space Heating_Natural Gas_Unit Heater_A_Technical Potential | F9 | Industrial | Industrial - WA | Existing | Space Heating | Natural Gas | Unit Heater | A | Incremental Winter Peak Savings (MW) | Technical Potential | 0 | 0 | 0 | 0 | 0 | 0 | 0 | 0 | 0 | 0 | 0 | 0 | 0 | 0 | 0 | 0 | 0 | 0 | 0 | 0 | 0 | 0 | 0 | 0 | 0 | 0 | 0
F10_Industrial_Industrial - WA_Existing_Space Heating_Natural Gas_Unit Heater_A_Technical Potential | F10 | Industrial | Industrial - WA | Existing | Space Heating | Natural Gas | Unit Heater | A | Cumulative Energy Savings (MWh or mTherms) | Technical Potential | 0 | 0 | 0.078718 | 0.163 | 0.252 | 0.34499 | 0.44131 | 0.54038 | 0.64168 | 0.74475 | 0.84918 | 0.95462 | 1.0608 | 1.1673 | 1.274 | 1.3807 | 1.4871 | 1.5084 | 1.5189 | 1.5204 | 1.5204 | 1.5204 | 1.5204 | 1.5204 | 1.5204 | 1.5204 | 1.5204
F11_Industrial_Industrial - WA_Existing_Space Heating_Natural Gas_Unit Heater_A_Technical Potential | F11 | Industrial | Industrial - WA | Existing | Space Heating | Natural Gas | Unit Heater | A | Cumulative Summer Peak Savings (MW) | Technical Potential | 0 | 0 | 0 | 0 | 0 | 0 | 0 | 0 | 0 | 0 | 0 | 0 | 0 | 0 | 0 | 0 | 0 | 0 | 0 | 0 | 0 | 0 | 0 | 0 | 0 | 0 | 0
F12_Industrial_Industrial - WA_Existing_Space Heating_Natural Gas_Unit Heater_A_Technical Potential | F12 | Industrial | Industrial - WA | Existing | Space Heating | Natural Gas | Unit Heater | A | Cumulative Winter Peak Savings (MW) | Technical Potential | 0 | 0 | 0 | 0 | 0 | 0 | 0 | 0 | 0 | 0 | 0 | 0 | 0 | 0 | 0 | 0 | 0 | 0 | 0 | 0 | 0 | 0 | 0 | 0 | 0 | 0 | 0
F13_Industrial_Industrial - WA_Existing_Space Heating_Natural Gas_Unit Heater_A_Technical Potential | F13 | Industrial | Industrial - WA | Existing | Space Heating | Natural Gas | Unit Heater | A | Purchases (Incremental) | Technical Potential | 0 | 0 | 0.00041192 | 0.00044102 | 0.00046576 | 0.00048662 | 0.00050405 | 0.00051842 | 0.00053008 | 0.00053935 | 0.0005465 | 0.00055177 | 0.00055539 | 0.00055754 | 0.0005584 | 0.00055814 | 0.00055688 | 0.00011161 | 5.5066e-05 | 7.8087e-06 | 0 | 0 | 0 | 0 | 0 | 0 | 0
F14_Industrial_Industrial - WA_Existing_Space Heating_Natural Gas_Unit Heater_A_Technical Potential | F14 | Industrial | Industrial - WA | Existing | Space Heating | Natural Gas | Unit Heater | A | Purchases (Cumulative) | Technical Potential | 0 | 0 | 0.00041192 | 0.00085295 | 0.0013187 | 0.0018053 | 0.0023094 | 0.0028278 | 0.0033579 | 0.0038972 | 0.0044437 | 0.0049955 | 0.0055509 | 0.0061084 | 0.0066668 | 0.007225 | 0.0077818 | 0.0078935 | 0.0079485 | 0.0079563 | 0.0079563 | 0.0079563 | 0.0079563 | 0.0079563 | 0.0079563 | 0.0079563 | 0.0079563
F1_Industrial_Industrial - WA_New_Space Heating_Natural Gas_Furnace_A_Technical Potential | F1 | Industrial | Industrial - WA | New | Space Heating | Natural Gas | Furnace | A | Original Unit Energy Savings (kWh or therms) | Technical Potential | 0 | 54.8732 | 54.6604 | 18.2201 | 18.2201 | 18.2201 | 18.2201 | 18.2201 | 18.2201 | 18.2201 | 18.2201 | 18.2201 | 18.2201 | 18.2201 | 18.2201 | 18.2201 | 18.2201 | 18.2201 | 18.2201 | 18.2201 | 18.2201 | 18.2201 | 18.2201 | 18.2201 | 18.2201 | 18.2201 | 18.2201
F2_Industrial_Industrial - WA_New_Space Heating_Natural Gas_Furnace_A_Technical Potential | F2 | Industrial | Industrial - WA | New | Space Heating | Natural Gas | Furnace | A | Original Unit Summer Peak Savings (kW) | Technical Potential | 0 | 0 | 0 | 0 | 0 | 0 | 0 | 0 | 0 | 0 | 0 | 0 | 0 | 0 | 0 | 0 | 0 | 0 | 0 | 0 | 0 | 0 | 0 | 0 | 0 | 0 | 0
F3_Industrial_Industrial - WA_New_Space Heating_Natural Gas_Furnace_A_Technical Potential | F3 | Industrial | Industrial - WA | New | Space Heating | Natural Gas | Furnace | A | Original Unit Winter Peak Savings (kW) | Technical Potential | 0 | 0 | 0 | 0 | 0 | 0 | 0 | 0 | 0 | 0 | 0 | 0 | 0 | 0 | 0 | 0 | 0 | 0 | 0 | 0 | 0 | 0 | 0 | 0 | 0 | 0 | 0
F4_Industrial_Industrial - WA_New_Space Heating_Natural Gas_Furnace_A_Technical Potential | F4 | Industrial | Industrial - WA | New | Space Heating | Natural Gas | Furnace | A | Standalone Impact on Baseline Energy (%) | Technical Potential | 0 | 0 | 0.021919 | 0.0095334 | 0.010646 | 0.011316 | 0.011695 | 0.012017 | 0.012294 | 0.012534 | 0.012745 | 0.012931 | 0.013097 | 0.013246 | 0.013379 | 0.013501 | 0.013611 | 0.013711 | 0.013804 | 0.014081 | 0.014484 | 0.014946 | 0.015434 | 0.015928 | 0.016405 | 0.01601 | 0.01564
F5_Industrial_Industrial - WA_New_Space Heating_Natural Gas_Furnace_A_Technical Potential | F5 | Industrial | Industrial - WA | New | Space Heating | Natural Gas | Furnace | A | Standalone Impact on Baseline Summer Peak (%) | Technical Potential | 0 | 0 | 0 | 0 | 0 | 0 | 0 | 0 | 0 | 0 | 0 | 0 | 0 | 0 | 0 | 0 | 0 | 0 | 0 | 0 | 0 | 0 | 0 | 0 | 0 | 0 | 0
F6_Industrial_Industrial - WA_New_Space Heating_Natural Gas_Furnace_A_Technical Potential | F6 | Industrial | Industrial - WA | New | Space Heating | Natural Gas | Furnace | A | Standalone Impact on Baseline Winter Peak (%) | Technical Potential | 0 | 0 | 0 | 0 | 0 | 0 | 0 | 0 | 0 | 0 | 0 | 0 | 0 | 0 | 0 | 0 | 0 | 0 | 0 | 0 | 0 | 0 | 0 | 0 | 0 | 0 | 0
F7_Industrial_Industrial - WA_New_Space Heating_Natural Gas_Furnace_A_Technical Potential | F7 | Industrial | Industrial - WA | New | Space Heating | Natural Gas | Furnace | A | Incremental Energy Savings (MWh or mTherms) | Technical Potential | 0 | 0 | 0.35298 | 0.085178 | 0.066939 | 0.054316 | 0.037443 | 0.036809 | 0.036185 | 0.035573 | 0.03497 | 0.034379 | 0.033797 | 0.033226 | 0.032664 | 0.032112 | 0.03157 | 0.031037 | 0.030513 | 0.040697 | 0.048419 | 0.053018 | 0.05583 | 0.057426 | 0.057573 | 0 | 0
F8_Industrial_Industrial - WA_New_Space Heating_Natural Gas_Furnace_A_Technical Potential | F8 | Industrial | Industrial - WA | New | Space Heating | Natural Gas | Furnace | A | Incremental Summer Peak Savings (MW) | Technical Potential | 0 | 0 | 0 | 0 | 0 | 0 | 0 | 0 | 0 | 0 | 0 | 0 | 0 | 0 | 0 | 0 | 0 | 0 | 0 | 0 | 0 | 0 | 0 | 0 | 0 | 0 | 0
F9_Industrial_Industrial - WA_New_Space Heating_Natural Gas_Furnace_A_Technical Potential | F9 | Industrial | Industrial - WA | New | Space Heating | Natural Gas | Furnace | A | Incremental Winter Peak Savings (MW) | Technical Potential | 0 | 0 | 0 | 0 | 0 | 0 | 0 | 0 | 0 | 0 | 0 | 0 | 0 | 0 | 0 | 0 | 0 | 0 | 0 | 0 | 0 | 0 | 0 | 0 | 0 | 0 | 0
F10_Industrial_Industrial - WA_New_Space Heating_Natural Gas_Furnace_A_Technical Potential | F10 | Industrial | Industrial - WA | New | Space Heating | Natural Gas | Furnace | A | Cumulative Energy Savings (MWh or mTherms) | Technical Potential | 0 | 0 | 0.35298 | 0.20284 | 0.26977 | 0.32409 | 0.36153 | 0.39834 | 0.43453 | 0.4701 | 0.50507 | 0.53945 | 0.57325 | 0.60647 | 0.63914 | 0.67125 | 0.70282 | 0.73386 | 0.76437 | 0.80507 | 0.85348 | 0.9065 | 0.96233 | 1.0198 | 1.0773 | 1.0773 | 1.0773
F11_Industrial_Industrial - WA_New_Space Heating_Natural Gas_Furnace_A_Technical Potential | F11 | Industrial | Industrial - WA | New | Space Heating | Natural Gas | Furnace | A | Cumulative Summer Peak Savings (MW) | Technical Potential | 0 | 0 | 0 | 0 | 0 | 0 | 0 | 0 | 0 | 0 | 0 | 0 | 0 | 0 | 0 | 0 | 0 | 0 | 0 | 0 | 0 | 0 | 0 | 0 | 0 | 0 | 0
F12_Industrial_Industrial - WA_New_Space Heating_Natural Gas_Furnace_A_Technical Potential | F12 | Industrial | Industrial - WA | New | Space Heating | Natural Gas | Furnace | A | Cumulative Winter Peak Savings (MW) | Technical Potential | 0 | 0 | 0 | 0 | 0 | 0 | 0 | 0 | 0 | 0 | 0 | 0 | 0 | 0 | 0 | 0 | 0 | 0 | 0 | 0 | 0 | 0 | 0 | 0 | 0 | 0 | 0
F13_Industrial_Industrial - WA_New_Space Heating_Natural Gas_Furnace_A_Technical Potential | F13 | Industrial | Industrial - WA | New | Space Heating | Natural Gas | Furnace | A | Purchases (Incremental) | Technical Potential | 0 | 0 | 6.4576 | 4.6749 | 3.6739 | 2.9811 | 2.055 | 2.0202 | 1.986 | 1.9524 | 1.9193 | 1.8869 | 1.8549 | 1.8236 | 1.7927 | 1.7625 | 1.7327 | 1.7034 | 1.6747 | 2.2336 | 2.6574 | 2.9098 | 3.0642 | 3.1518 | 3.1598 | 0 | 0
F14_Industrial_Industrial - WA_New_Space Heating_Natural Gas_Furnace_A_Technical Potential | F14 | Industrial | Industrial - WA | New | Space Heating | Natural Gas | Furnace | A | Purchases (Cumulative) | Technical Potential | 0 | 0 | 6.4576 | 11.1325 | 14.8064 | 17.7875 | 19.8426 | 21.8628 | 23.8488 | 25.8012 | 27.7205 | 29.6074 | 31.4623 | 33.2859 | 35.0786 | 36.8411 | 38.5737 | 40.2772 | 41.9518 | 44.1855 | 46.8429 | 49.7527 | 52.8169 | 55.9687 | 59.1286 | 59.1286 | 59.1286
F1_Industrial_Industrial - WA_New_Space Heating_Natural Gas_Boiler_A_Technical Potential | F1 | Industrial | Industrial - WA | New | Space Heating | Natural Gas | Boiler | A | Original Unit Energy Savings (kWh or therms) | Technical Potential | 0 | 321.2051 | 319.9595 | 319.9595 | 319.9595 | 319.9595 | 319.9595 | 319.9595 | 319.9595 | 319.9595 | 319.9595 | 319.9595 | 319.9595 | 319.9595 | 319.9595 | 319.9595 | 319.9595 | 319.9595 | 319.9595 | 319.9595 | 319.9595 | 319.9595 | 319.9595 | 319.9595 | 319.9595 | 319.9595 | 319.9595
F2_Industrial_Industrial - WA_New_Space Heating_Natural Gas_Boiler_A_Technical Potential | F2 | Industrial | Industrial - WA | New | Space Heating | Natural Gas | Boiler | A | Original Unit Summer Peak Savings (kW) | Technical Potential | 0 | 0 | 0 | 0 | 0 | 0 | 0 | 0 | 0 | 0 | 0 | 0 | 0 | 0 | 0 | 0 | 0 | 0 | 0 | 0 | 0 | 0 | 0 | 0 | 0 | 0 | 0
F3_Industrial_Industrial - WA_New_Space Heating_Natural Gas_Boiler_A_Technical Potential | F3 | Industrial | Industrial - WA | New | Space Heating | Natural Gas | Boiler | A | Original Unit Winter Peak Savings (kW) | Technical Potential | 0 | 0 | 0 | 0 | 0 | 0 | 0 | 0 | 0 | 0 | 0 | 0 | 0 | 0 | 0 | 0 | 0 | 0 | 0 | 0 | 0 | 0 | 0 | 0 | 0 | 0 | 0
F4_Industrial_Industrial - WA_New_Space Heating_Natural Gas_Boiler_A_Technical Potential | F4 | Industrial | Industrial - WA | New | Space Heating | Natural Gas | Boiler | A | Standalone Impact on Baseline Energy (%) | Technical Potential | 0 | 0 | 0.10238 | 0.13359 | 0.14917 | 0.15857 | 0.16388 | 0.16839 | 0.17227 | 0.17563 | 0.17859 | 0.1812 | 0.18352 | 0.1856 | 0.18748 | 0.18918 | 0.19072 | 0.19213 | 0.19342 | 0.19468 | 0.19591 | 0.19703 | 0.20091 | 0.20665 | 0.21331 | 0.22037 | 0.22751
F5_Industrial_Industrial - WA_New_Space Heating_Natural Gas_Boiler_A_Technical Potential | F5 | Industrial | Industrial - WA | New | Space Heating | Natural Gas | Boiler | A | Standalone Impact on Baseline Summer Peak (%) | Technical Potential | 0 | 0 | 0 | 0 | 0 | 0 | 0 | 0 | 0 | 0 | 0 | 0 | 0 | 0 | 0 | 0 | 0 | 0 | 0 | 0 | 0 | 0 | 0 | 0 | 0 | 0 | 0
F6_Industrial_Industrial - WA_New_Space Heating_Natural Gas_Boiler_A_Technical Potential | F6 | Industrial | Industrial - WA | New | Space Heating | Natural Gas | Boiler | A | Standalone Impact on Baseline Winter Peak (%) | Technical Potential | 0 | 0 | 0 | 0 | 0 | 0 | 0 | 0 | 0 | 0 | 0 | 0 | 0 | 0 | 0 | 0 | 0 | 0 | 0 | 0 | 0 | 0 | 0 | 0 | 0 | 0 | 0
F7_Industrial_Industrial - WA_New_Space Heating_Natural Gas_Boiler_A_Technical Potential | F7 | Industrial | Industrial - WA | New | Space Heating | Natural Gas | Boiler | A | Incremental Energy Savings (MWh or mTherms) | Technical Potential | 0 | 0 | 1.6487 | 1.1935 | 0.93798 | 0.7611 | 0.52467 | 0.51578 | 0.50705 | 0.49846 | 0.49002 | 0.48173 | 0.47358 | 0.46557 | 0.4577 | 0.44997 | 0.44237 | 0.4349 | 0.42756 | 0.42034 | 0.41325 | 0.40629 | 0.57662 | 0.70366 | 0.77728 | 0.82049 | 0.84322
F8_Industrial_Industrial - WA_New_Space Heating_Natural Gas_Boiler_A_Technical Potential | F8 | Industrial | Industrial - WA | New | Space Heating | Natural Gas | Boiler | A | Incremental Summer Peak Savings (MW) | Technical Potential | 0 | 0 | 0 | 0 | 0 | 0 | 0 | 0 | 0 | 0 | 0 | 0 | 0 | 0 | 0 | 0 | 0 | 0 | 0 | 0 | 0 | 0 | 0 | 0 | 0 | 0 | 0
F9_Industrial_Industrial - WA_New_Space Heating_Natural Gas_Boiler_A_Technical Potential | F9 | Industrial | Industrial - WA | New | Space Heating | Natural Gas | Boiler | A | Incremental Winter Peak Savings (MW) | Technical Potential | 0 | 0 | 0 | 0 | 0 | 0 | 0 | 0 | 0 | 0 | 0 | 0 | 0 | 0 | 0 | 0 | 0 | 0 | 0 | 0 | 0 | 0 | 0 | 0 | 0 | 0 | 0
F10_Industrial_Industrial - WA_New_Space Heating_Natural Gas_Boiler_A_Technical Potential | F10 | Industrial | Industrial - WA | New | Space Heating | Natural Gas | Boiler | A | Cumulative Energy Savings (MWh or mTherms) | Technical Potential | 0 | 0 | 1.6487 | 2.8422 | 3.7802 | 4.5413 | 5.066 | 5.5818 | 6.0888 | 6.5873 | 7.0773 | 7.559 | 8.0326 | 8.4982 | 8.9559 | 9.4059 | 9.8482 | 10.2831 | 10.7107 | 11.131 | 11.5443 | 11.9506 | 12.5272 | 13.2308 | 14.0081 | 14.8286 | 15.6718
F11_Industrial_Industrial - WA_New_Space Heating_Natural Gas_Boiler_A_Technical Potential | F11 | Industrial | Industrial - WA | New | Space Heating | Natural Gas | Boiler | A | Cumulative Summer Peak Savings (MW) | Technical Potential | 0 | 0 | 0 | 0 | 0 | 0 | 0 | 0 | 0 | 0 | 0 | 0 | 0 | 0 | 0 | 0 | 0 | 0 | 0 | 0 | 0 | 0 | 0 | 0 | 0 | 0 | 0
F12_Industrial_Industrial - WA_New_Space Heating_Natural Gas_Boiler_A_Technical Potential | F12 | Industrial | Industrial - WA | New | Space Heating | Natural Gas | Boiler | A | Cumulative Winter Peak Savings (MW) | Technical Potential | 0 | 0 | 0 | 0 | 0 | 0 | 0 | 0 | 0 | 0 | 0 | 0 | 0 | 0 | 0 | 0 | 0 | 0 | 0 | 0 | 0 | 0 | 0 | 0 | 0 | 0 | 0
F13_Industrial_Industrial - WA_New_Space Heating_Natural Gas_Boiler_A_Technical Potential | F13 | Industrial | Industrial - WA | New | Space Heating | Natural Gas | Boiler | A | Purchases (Incremental) | Technical Potential | 0 | 0 | 5.1528 | 3.7303 | 2.9315 | 2.3787 | 1.6398 | 1.612 | 1.5847 | 1.5579 | 1.5315 | 1.5056 | 1.4801 | 1.4551 | 1.4305 | 1.4063 | 1.3826 | 1.3592 | 1.3363 | 1.3137 | 1.2916 | 1.2698 | 1.8022 | 2.1992 | 2.4293 | 2.5644 | 2.6354
F14_Industrial_Industrial - WA_New_Space Heating_Natural Gas_Boiler_A_Technical Potential | F14 | Industrial | Industrial - WA | New | Space Heating | Natural Gas | Boiler | A | Purchases (Cumulative) | Technical Potential | 0 | 0 | 5.1528 | 8.8831 | 11.8147 | 14.1934 | 15.8332 | 17.4452 | 19.0299 | 20.5878 | 22.1193 | 23.6249 | 25.1051 | 26.5602 | 27.9907 | 29.397 | 30.7796 | 32.1388 | 33.4751 | 34.7889 | 36.0804 | 37.3503 | 39.1524 | 41.3516 | 43.7809 | 46.3453 | 48.9807
F1_Industrial_Industrial - WA_New_Space Heating_Natural Gas_Unit Heater_A_Technical Potential | F1 | Industrial | Industrial - WA | New | Space Heating | Natural Gas | Unit Heater | A | Original Unit Energy Savings (kWh or therms) | Technical Potential | 0 | 191840.798 | 191096.8947 | 191096.8947 | 191096.8947 | 191096.8947 | 191096.8947 | 191096.8947 | 191096.8947 | 191096.8947 | 191096.8947 | 191096.8947 | 191096.8947 | 191096.8947 | 191096.8947 | 191096.8947 | 191096.8947 | 191096.8947 | 191096.8947 | 191096.8947 | 191096.8947 | 191096.8947 | 191096.8947 | 191096.8947 | 191096.8947 | 191096.8947 | 191096.8947
F2_Industrial_Industrial - WA_New_Space Heating_Natural Gas_Unit Heater_A_Technical Potential | F2 | Industrial | Industrial - WA | New | Space Heating | Natural Gas | Unit Heater | A | Original Unit Summer Peak Savings (kW) | Technical Potential | 0 | 0 | 0 | 0 | 0 | 0 | 0 | 0 | 0 | 0 | 0 | 0 | 0 | 0 | 0 | 0 | 0 | 0 | 0 | 0 | 0 | 0 | 0 | 0 | 0 | 0 | 0
F3_Industrial_Industrial - WA_New_Space Heating_Natural Gas_Unit Heater_A_Technical Potential | F3 | Industrial | Industrial - WA | New | Space Heating | Natural Gas | Unit Heater | A | Original Unit Winter Peak Savings (kW) | Technical Potential | 0 | 0 | 0 | 0 | 0 | 0 | 0 | 0 | 0 | 0 | 0 | 0 | 0 | 0 | 0 | 0 | 0 | 0 | 0 | 0 | 0 | 0 | 0 | 0 | 0 | 0 | 0
F4_Industrial_Industrial - WA_New_Space Heating_Natural Gas_Unit Heater_A_Technical Potential | F4 | Industrial | Industrial - WA | New | Space Heating | Natural Gas | Unit Heater | A | Standalone Impact on Baseline Energy (%) | Technical Potential | 0 | 0 | 0.010146 | 0.013238 | 0.014783 | 0.015714 | 0.01624 | 0.016687 | 0.017072 | 0.017405 | 0.017698 | 0.017957 | 0.018187 | 0.018393 | 0.018579 | 0.018747 | 0.0189 | 0.018235 | 0.017625 | 0.01707 | 0.016718 | 0.016817 | 0.016359 | 0.015932 | 0.015533 | 0.015308 | 0.015431
F5_Industrial_Industrial - WA_New_Space Heating_Natural Gas_Unit Heater_A_Technical Potential | F5 | Industrial | Industrial - WA | New | Space Heating | Natural Gas | Unit Heater | A | Standalone Impact on Baseline Summer Peak (%) | Technical Potential | 0 | 0 | 0 | 0 | 0 | 0 | 0 | 0 | 0 | 0 | 0 | 0 | 0 | 0 | 0 | 0 | 0 | 0 | 0 | 0 | 0 | 0 | 0 | 0 | 0 | 0 | 0
F6_Industrial_Industrial - WA_New_Space Heating_Natural Gas_Unit Heater_A_Technical Potential | F6 | Industrial | Industrial - WA | New | Space Heating | Natural Gas | Unit Heater | A | Standalone Impact on Baseline Winter Peak (%) | Technical Potential | 0 | 0 | 0 | 0 | 0 | 0 | 0 | 0 | 0 | 0 | 0 | 0 | 0 | 0 | 0 | 0 | 0 | 0 | 0 | 0 | 0 | 0 | 0 | 0 | 0 | 0 | 0
F7_Industrial_Industrial - WA_New_Space Heating_Natural Gas_Unit Heater_A_Technical Potential | F7 | Industrial | Industrial - WA | New | Space Heating | Natural Gas | Unit Heater | A | Incremental Energy Savings (MWh or mTherms) | Technical Potential | 0 | 0 | 0.16339 | 0.11828 | 0.092954 | 0.075425 | 0.051995 | 0.051114 | 0.050248 | 0.049397 | 0.048561 | 0.04774 | 0.046932 | 0.046138 | 0.045359 | 0.044592 | 0.043839 | 0 | 0 | 0 | 0.0092209 | 0.034846 | 0 | 0 | 0 | 0.010041 | 0.032903
F8_Industrial_Industrial - WA_New_Space Heating_Natural Gas_Unit Heater_A_Technical Potential | F8 | Industrial | Industrial - WA | New | Space Heating | Natural Gas | Unit Heater | A | Incremental Summer Peak Savings (MW) | Technical Potential | 0 | 0 | 0 | 0 | 0 | 0 | 0 | 0 | 0 | 0 | 0 | 0 | 0 | 0 | 0 | 0 | 0 | 0 | 0 | 0 | 0 | 0 | 0 | 0 | 0 | 0 | 0
F9_Industrial_Industrial - WA_New_Space Heating_Natural Gas_Unit Heater_A_Technical Potential | F9 | Industrial | Industrial - WA | New | Space Heating | Natural Gas | Unit Heater | A | Incremental Winter Peak Savings (MW) | Technical Potential | 0 | 0 | 0 | 0 | 0 | 0 | 0 | 0 | 0 | 0 | 0 | 0 | 0 | 0 | 0 | 0 | 0 | 0 | 0 | 0 | 0 | 0 | 0 | 0 | 0 | 0 | 0
F10_Industrial_Industrial - WA_New_Space Heating_Natural Gas_Unit Heater_A_Technical Potential | F10 | Industrial | Industrial - WA | New | Space Heating | Natural Gas | Unit Heater | A | Cumulative Energy Savings (MWh or mTherms) | Technical Potential | 0 | 0 | 0.16339 | 0.28167 | 0.37462 | 0.45004 | 0.50204 | 0.55315 | 0.6034 | 0.6528 | 0.70136 | 0.7491 | 0.79603 | 0.84217 | 0.88753 | 0.93212 | 0.97596 | 0.97596 | 0.97596 | 0.97596 | 0.98518 | 1.02 | 1.02 | 1.02 | 1.02 | 1.0301 | 1.063
F11_Industrial_Industrial - WA_New_Space Heating_Natural Gas_Unit Heater_A_Technical Potential | F11 | Industrial | Industrial - WA | New | Space Heating | Natural Gas | Unit Heater | A | Cumulative Summer Peak Savings (MW) | Technical Potential | 0 | 0 | 0 | 0 | 0 | 0 | 0 | 0 | 0 | 0 | 0 | 0 | 0 | 0 | 0 | 0 | 0 | 0 | 0 | 0 | 0 | 0 | 0 | 0 | 0 | 0 | 0
F12_Industrial_Industrial - WA_New_Space Heating_Natural Gas_Unit Heater_A_Technical Potential | F12 | Industrial | Industrial - WA | New | Space Heating | Natural Gas | Unit Heater | A | Cumulative Winter Peak Savings (MW) | Technical Potential | 0 | 0 | 0 | 0 | 0 | 0 | 0 | 0 | 0 | 0 | 0 | 0 | 0 | 0 | 0 | 0 | 0 | 0 | 0 | 0 | 0 | 0 | 0 | 0 | 0 | 0 | 0
F13_Industrial_Industrial - WA_New_Space Heating_Natural Gas_Unit Heater_A_Technical Potential | F13 | Industrial | Industrial - WA | New | Space Heating | Natural Gas | Unit Heater | A | Purchases (Incremental) | Technical Potential | 0 | 0 | 0.00085499 | 0.00061896 | 0.00048642 | 0.0003947 | 0.00027209 | 0.00026748 | 0.00026295 | 0.00025849 | 0.00025412 | 0.00024982 | 0.00024559 | 0.00024144 | 0.00023736 | 0.00023335 | 0.00022941 | 0 | 0 | 0 | 4.8252e-05 | 0.00018235 | 0 | 0 | 0 | 5.2543e-05 | 0.00017218
F14_Industrial_Industrial - WA_New_Space Heating_Natural Gas_Unit Heater_A_Technical Potential | F14 | Industrial | Industrial - WA | New | Space Heating | Natural Gas | Unit Heater | A | Purchases (Cumulative) | Technical Potential | 0 | 0 | 0.00085499 | 0.0014739 | 0.0019604 | 0.0023551 | 0.0026271 | 0.0028946 | 0.0031576 | 0.0034161 | 0.0036702 | 0.00392 | 0.0041656 | 0.004407 | 0.0046444 | 0.0048777 | 0.0051071 | 0.0051071 | 0.0051071 | 0.0051071 | 0.0051554 | 0.0053377 | 0.0053377 | 0.0053377 | 0.0053377 | 0.0053903 | 0.0055625
F1_Industrial_Industrial - ID_Existing_Space Heating_Natural Gas_Furnace_A_Technical Potential | F1 | Industrial | Industrial - ID | Existing | Space Heating | Natural Gas | Furnace | A | Original Unit Energy Savings (kWh or therms) | Technical Potential | 0 | 83.5013 | 83.1775 | 27.7925 | 27.7925 | 27.7925 | 27.7925 | 27.7925 | 27.7925 | 27.7925 | 27.7925 | 27.7925 | 27.7925 | 27.7925 | 27.7925 | 27.7925 | 27.7925 | 27.7925 | 27.7925 | 27.7925 | 27.7925 | 27.7925 | 27.7925 | 27.7925 | 27.7925 | 27.7925 | 27.7925
F2_Industrial_Industrial - ID_Existing_Space Heating_Natural Gas_Furnace_A_Technical Potential | F2 | Industrial | Industrial - ID | Existing | Space Heating | Natural Gas | Furnace | A | Original Unit Summer Peak Savings (kW) | Technical Potential | 0 | 0 | 0 | 0 | 0 | 0 | 0 | 0 | 0 | 0 | 0 | 0 | 0 | 0 | 0 | 0 | 0 | 0 | 0 | 0 | 0 | 0 | 0 | 0 | 0 | 0 | 0
F3_Industrial_Industrial - ID_Existing_Space Heating_Natural Gas_Furnace_A_Technical Potential | F3 | Industrial | Industrial - ID | Existing | Space Heating | Natural Gas | Furnace | A | Original Unit Winter Peak Savings (kW) | Technical Potential | 0 | 0 | 0 | 0 | 0 | 0 | 0 | 0 | 0 | 0 | 0 | 0 | 0 | 0 | 0 | 0 | 0 | 0 | 0 | 0 | 0 | 0 | 0 | 0 | 0 | 0 | 0
F4_Industrial_Industrial - ID_Existing_Space Heating_Natural Gas_Furnace_A_Technical Potential | F4 | Industrial | Industrial - ID | Existing | Space Heating | Natural Gas | Furnace | A | Standalone Impact on Baseline Energy (%) | Technical Potential | 0 | 0 | 0.00043156 | 0.00035549 | 0.00063058 | 0.00096648 | 0.0013605 | 0.0018102 | 0.0023135 | 0.0028682 | 0.0034726 | 0.0041251 | 0.0048241 | 0.0055683 | 0.0063565 | 0.0071876 | 0.0080604 | 0.0089741 | 0.0099278 | 0.010847 | 0.011741 | 0.012616 | 0.013479 | 0.014336 | 0.015192 | 0.015827 | 0.016365
F5_Industrial_Industrial - ID_Existing_Space Heating_Natural Gas_Furnace_A_Technical Potential | F5 | Industrial | Industrial - ID | Existing | Space Heating | Natural Gas | Furnace | A | Standalone Impact on Baseline Summer Peak (%) | Technical Potential | 0 | 0 | 0 | 0 | 0 | 0 | 0 | 0 | 0 | 0 | 0 | 0 | 0 | 0 | 0 | 0 | 0 | 0 | 0 | 0 | 0 | 0 | 0 | 0 | 0 | 0 | 0
F6_Industrial_Industrial - ID_Existing_Space Heating_Natural Gas_Furnace_A_Technical Potential | F6 | Industrial | Industrial - ID | Existing | Space Heating | Natural Gas | Furnace | A | Standalone Impact on Baseline Winter Peak (%) | Technical Potential | 0 | 0 | 0 | 0 | 0 | 0 | 0 | 0 | 0 | 0 | 0 | 0 | 0 | 0 | 0 | 0 | 0 | 0 | 0 | 0 | 0 | 0 | 0 | 0 | 0 | 0 | 0
F7_Industrial_Industrial - ID_Existing_Space Heating_Natural Gas_Furnace_A_Technical Potential | F7 | Industrial | Industrial - ID | Existing | Space Heating | Natural Gas | Furnace | A | Incremental Energy Savings (MWh or mTherms) | Technical Potential | 0 | 0 | 0.062234 | 0.029491 | 0.037196 | 0.044007 | 0.050008 | 0.055278 | 0.059887 | 0.063901 | 0.067378 | 0.070369 | 0.072923 | 0.075083 | 0.076889 | 0.078376 | 0.079576 | 0.080518 | 0.08123 | 0.074308 | 0.068579 | 0.063871 | 0.060033 | 0.056935 | 0.054462 | 0.031721 | 0.021517
F8_Industrial_Industrial - ID_Existing_Space Heating_Natural Gas_Furnace_A_Technical Potential | F8 | Industrial | Industrial - ID | Existing | Space Heating | Natural Gas | Furnace | A | Incremental Summer Peak Savings (MW) | Technical Potential | 0 | 0 | 0 | 0 | 0 | 0 | 0 | 0 | 0 | 0 | 0 | 0 | 0 | 0 | 0 | 0 | 0 | 0 | 0 | 0 | 0 | 0 | 0 | 0 | 0 | 0 | 0
F9_Industrial_Industrial - ID_Existing_Space Heating_Natural Gas_Furnace_A_Technical Potential | F9 | Industrial | Industrial - ID | Existing | Space Heating | Natural Gas | Furnace | A | Incremental Winter Peak Savings (MW) | Technical Potential | 0 | 0 | 0 | 0 | 0 | 0 | 0 | 0 | 0 | 0 | 0 | 0 | 0 | 0 | 0 | 0 | 0 | 0 | 0 | 0 | 0 | 0 | 0 | 0 | 0 | 0 | 0
F10_Industrial_Industrial - ID_Existing_Space Heating_Natural Gas_Furnace_A_Technical Potential | F10 | Industrial | Industrial - ID | Existing | Space Heating | Natural Gas | Furnace | A | Cumulative Energy Savings (MWh or mTherms) | Technical Potential | 0 | 0 | 0.062234 | 0.050285 | 0.087482 | 0.13149 | 0.1815 | 0.23677 | 0.29666 | 0.36056 | 0.42794 | 0.49831 | 0.57123 | 0.64632 | 0.7232 | 0.80158 | 0.88116 | 0.96167 | 1.0429 | 1.1172 | 1.1858 | 1.2497 | 1.3097 | 1.3666 | 1.4211 | 1.4528 | 1.4743
F11_Industrial_Industrial - ID_Existing_Space Heating_Natural Gas_Furnace_A_Technical Potential | F11 | Industrial | Industrial - ID | Existing | Space Heating | Natural Gas | Furnace | A | Cumulative Summer Peak Savings (MW) | Technical Potential | 0 | 0 | 0 | 0 | 0 | 0 | 0 | 0 | 0 | 0 | 0 | 0 | 0 | 0 | 0 | 0 | 0 | 0 | 0 | 0 | 0 | 0 | 0 | 0 | 0 | 0 | 0
F12_Industrial_Industrial - ID_Existing_Space Heating_Natural Gas_Furnace_A_Technical Potential | F12 | Industrial | Industrial - ID | Existing | Space Heating | Natural Gas | Furnace | A | Cumulative Winter Peak Savings (MW) | Technical Potential | 0 | 0 | 0 | 0 | 0 | 0 | 0 | 0 | 0 | 0 | 0 | 0 | 0 | 0 | 0 | 0 | 0 | 0 | 0 | 0 | 0 | 0 | 0 | 0 | 0 | 0 | 0
F13_Industrial_Industrial - ID_Existing_Space Heating_Natural Gas_Furnace_A_Technical Potential | F13 | Industrial | Industrial - ID | Existing | Space Heating | Natural Gas | Furnace | A | Purchases (Incremental) | Technical Potential | 0 | 0 | 0.74821 | 1.0611 | 1.3384 | 1.5834 | 1.7993 | 1.9889 | 2.1548 | 2.2992 | 2.4243 | 2.5319 | 2.6238 | 2.7016 | 2.7665 | 2.82 | 2.8632 | 2.8971 | 2.9227 | 2.6737 | 2.4675 | 2.2981 | 2.16 | 2.0486 | 1.9596 | 1.1413 | 0.77422
F14_Industrial_Industrial - ID_Existing_Space Heating_Natural Gas_Furnace_A_Technical Potential | F14 | Industrial | Industrial - ID | Existing | Space Heating | Natural Gas | Furnace | A | Purchases (Cumulative) | Technical Potential | 0 | 0 | 0.74821 | 1.8093 | 3.1477 | 4.7311 | 6.5304 | 8.5193 | 10.6741 | 12.9734 | 15.3977 | 17.9296 | 20.5534 | 23.255 | 26.0216 | 28.8416 | 31.7048 | 34.6019 | 37.5247 | 40.1983 | 42.6658 | 44.964 | 47.124 | 49.1726 | 51.1322 | 52.2735 | 53.0477
F1_Industrial_Industrial - ID_Existing_Space Heating_Natural Gas_Boiler_A_Technical Potential | F1 | Industrial | Industrial - ID | Existing | Space Heating | Natural Gas | Boiler | A | Original Unit Energy Savings (kWh or therms) | Technical Potential | 0 | 419.4199 | 417.7935 | 417.7935 | 417.7935 | 417.7935 | 417.7935 | 417.7935 | 417.7935 | 417.7935 | 417.7935 | 417.7935 | 417.7935 | 417.7935 | 417.7935 | 417.7935 | 417.7935 | 417.7935 | 417.7935 | 417.7935 | 417.7935 | 417.7935 | 417.7935 | 417.7935 | 417.7935 | 417.7935 | 417.7935
F2_Industrial_Industrial - ID_Existing_Space Heating_Natural Gas_Boiler_A_Technical Potential | F2 | Industrial | Industrial - ID | Existing | Space Heating | Natural Gas | Boiler | A | Original Unit Summer Peak Savings (kW) | Technical Potential | 0 | 0 | 0 | 0 | 0 | 0 | 0 | 0 | 0 | 0 | 0 | 0 | 0 | 0 | 0 | 0 | 0 | 0 | 0 | 0 | 0 | 0 | 0 | 0 | 0 | 0 | 0
F3_Industrial_Industrial - ID_Existing_Space Heating_Natural Gas_Boiler_A_Technical Potential | F3 | Industrial | Industrial - ID | Existing | Space Heating | Natural Gas | Boiler | A | Original Unit Winter Peak Savings (kW) | Technical Potential | 0 | 0 | 0 | 0 | 0 | 0 | 0 | 0 | 0 | 0 | 0 | 0 | 0 | 0 | 0 | 0 | 0 | 0 | 0 | 0 | 0 | 0 | 0 | 0 | 0 | 0 | 0
F4_Industrial_Industrial - ID_Existing_Space Heating_Natural Gas_Boiler_A_Technical Potential | F4 | Industrial | Industrial - ID | Existing | Space Heating | Natural Gas | Boiler | A | Standalone Impact on Baseline Energy (%) | Technical Potential | 0 | 0 | 0.0064359 | 0.013062 | 0.01988 | 0.026892 | 0.034101 | 0.041507 | 0.049113 | 0.056922 | 0.064934 | 0.073153 | 0.081579 | 0.090215 | 0.099063 | 0.10812 | 0.1174 | 0.1269 | 0.13661 | 0.14652 | 0.15663 | 0.16694 | 0.17739 | 0.18798 | 0.19873 | 0.20965 | 0.22074
F5_Industrial_Industrial - ID_Existing_Space Heating_Natural Gas_Boiler_A_Technical Potential | F5 | Industrial | Industrial - ID | Existing | Space Heating | Natural Gas | Boiler | A | Standalone Impact on Baseline Summer Peak (%) | Technical Potential | 0 | 0 | 0 | 0 | 0 | 0 | 0 | 0 | 0 | 0 | 0 | 0 | 0 | 0 | 0 | 0 | 0 | 0 | 0 | 0 | 0 | 0 | 0 | 0 | 0 | 0 | 0
F6_Industrial_Industrial - ID_Existing_Space Heating_Natural Gas_Boiler_A_Technical Potential | F6 | Industrial | Industrial - ID | Existing | Space Heating | Natural Gas | Boiler | A | Standalone Impact on Baseline Winter Peak (%) | Technical Potential | 0 | 0 | 0 | 0 | 0 | 0 | 0 | 0 | 0 | 0 | 0 | 0 | 0 | 0 | 0 | 0 | 0 | 0 | 0 | 0 | 0 | 0 | 0 | 0 | 0 | 0 | 0
F7_Industrial_Industrial - ID_Existing_Space Heating_Natural Gas_Boiler_A_Technical Potential | F7 | Industrial | Industrial - ID | Existing | Space Heating | Natural Gas | Boiler | A | Incremental Energy Savings (MWh or mTherms) | Technical Potential | 0 | 0 | 0.92809 | 0.91956 | 0.91038 | 0.90065 | 0.89044 | 0.87985 | 0.86893 | 0.85775 | 0.84636 | 0.8348 | 0.82311 | 0.81134 | 0.79951 | 0.78766 | 0.77581 | 0.76397 | 0.75218 | 0.74044 | 0.72877 | 0.71719 | 0.6998 | 0.68377 | 0.66891 | 0.65506 | 0.64206
F8_Industrial_Industrial - ID_Existing_Space Heating_Natural Gas_Boiler_A_Technical Potential | F8 | Industrial | Industrial - ID | Existing | Space Heating | Natural Gas | Boiler | A | Incremental Summer Peak Savings (MW) | Technical Potential | 0 | 0 | 0 | 0 | 0 | 0 | 0 | 0 | 0 | 0 | 0 | 0 | 0 | 0 | 0 | 0 | 0 | 0 | 0 | 0 | 0 | 0 | 0 | 0 | 0 | 0 | 0
F9_Industrial_Industrial - ID_Existing_Space Heating_Natural Gas_Boiler_A_Technical Potential | F9 | Industrial | Industrial - ID | Existing | Space Heating | Natural Gas | Boiler | A | Incremental Winter Peak Savings (MW) | Technical Potential | 0 | 0 | 0 | 0 | 0 | 0 | 0 | 0 | 0 | 0 | 0 | 0 | 0 | 0 | 0 | 0 | 0 | 0 | 0 | 0 | 0 | 0 | 0 | 0 | 0 | 0 | 0
F10_Industrial_Industrial - ID_Existing_Space Heating_Natural Gas_Boiler_A_Technical Potential | F10 | Industrial | Industrial - ID | Existing | Space Heating | Natural Gas | Boiler | A | Cumulative Energy Savings (MWh or mTherms) | Technical Potential | 0 | 0 | 0.92809 | 1.8477 | 2.758 | 3.6587 | 4.5491 | 5.429 | 6.2979 | 7.1557 | 8.002 | 8.8368 | 9.6599 | 10.4713 | 11.2708 | 12.0584 | 12.8342 | 13.5982 | 14.3504 | 15.0908 | 15.8196 | 16.5368 | 17.2366 | 17.9204 | 18.5893 | 19.2443 | 19.8864
F11_Industrial_Industrial - ID_Existing_Space Heating_Natural Gas_Boiler_A_Technical Potential | F11 | Industrial | Industrial - ID | Existing | Space Heating | Natural Gas | Boiler | A | Cumulative Summer Peak Savings (MW) | Technical Potential | 0 | 0 | 0 | 0 | 0 | 0 | 0 | 0 | 0 | 0 | 0 | 0 | 0 | 0 | 0 | 0 | 0 | 0 | 0 | 0 | 0 | 0 | 0 | 0 | 0 | 0 | 0
F12_Industrial_Industrial - ID_Existing_Space Heating_Natural Gas_Boiler_A_Technical Potential | F12 | Industrial | Industrial - ID | Existing | Space Heating | Natural Gas | Boiler | A | Cumulative Winter Peak Savings (MW) | Technical Potential | 0 | 0 | 0 | 0 | 0 | 0 | 0 | 0 | 0 | 0 | 0 | 0 | 0 | 0 | 0 | 0 | 0 | 0 | 0 | 0 | 0 | 0 | 0 | 0 | 0 | 0 | 0
F13_Industrial_Industrial - ID_Existing_Space Heating_Natural Gas_Boiler_A_Technical Potential | F13 | Industrial | Industrial - ID | Existing | Space Heating | Natural Gas | Boiler | A | Purchases (Incremental) | Technical Potential | 0 | 0 | 2.2214 | 2.201 | 2.179 | 2.1557 | 2.1313 | 2.1059 | 2.0798 | 2.053 | 2.0258 | 1.9981 | 1.9701 | 1.942 | 1.9137 | 1.8853 | 1.8569 | 1.8286 | 1.8004 | 1.7723 | 1.7443 | 1.7166 | 1.675 | 1.6366 | 1.6011 | 1.5679 | 1.5368
F14_Industrial_Industrial - ID_Existing_Space Heating_Natural Gas_Boiler_A_Technical Potential | F14 | Industrial | Industrial - ID | Existing | Space Heating | Natural Gas | Boiler | A | Purchases (Cumulative) | Technical Potential | 0 | 0 | 2.2214 | 4.4224 | 6.6014 | 8.7571 | 10.8884 | 12.9944 | 15.0742 | 17.1273 | 19.153 | 21.1511 | 23.1213 | 25.0632 | 26.9769 | 28.8622 | 30.7191 | 32.5477 | 34.348 | 36.1203 | 37.8646 | 39.5813 | 41.2562 | 42.8929 | 44.4939 | 46.0618 | 47.5986
F1_Industrial_Industrial - ID_Existing_Space Heating_Natural Gas_Unit Heater_A_Technical Potential | F1 | Industrial | Industrial - ID | Existing | Space Heating | Natural Gas | Unit Heater | A | Original Unit Energy Savings (kWh or therms) | Technical Potential | 0 | 191840.798 | 191096.8947 | 191096.8947 | 191096.8947 | 191096.8947 | 191096.8947 | 191096.8947 | 191096.8947 | 191096.8947 | 191096.8947 | 191096.8947 | 191096.8947 | 191096.8947 | 191096.8947 | 191096.8947 | 191096.8947 | 191096.8947 | 191096.8947 | 191096.8947 | 191096.8947 | 191096.8947 | 191096.8947 | 191096.8947 | 191096.8947 | 191096.8947 | 191096.8947
F2_Industrial_Industrial - ID_Existing_Space Heating_Natural Gas_Unit Heater_A_Technical Potential | F2 | Industrial | Industrial - ID | Existing | Space Heating | Natural Gas | Unit Heater | A | Original Unit Summer Peak Savings (kW) | Technical Potential | 0 | 0 | 0 | 0 | 0 | 0 | 0 | 0 | 0 | 0 | 0 | 0 | 0 | 0 | 0 | 0 | 0 | 0 | 0 | 0 | 0 | 0 | 0 | 0 | 0 | 0 | 0
F3_Industrial_Industrial - ID_Existing_Space Heating_Natural Gas_Unit Heater_A_Technical Potential | F3 | Industrial | Industrial - ID | Existing | Space Heating | Natural Gas | Unit Heater | A | Original Unit Winter Peak Savings (kW) | Technical Potential | 0 | 0 | 0 | 0 | 0 | 0 | 0 | 0 | 0 | 0 | 0 | 0 | 0 | 0 | 0 | 0 | 0 | 0 | 0 | 0 | 0 | 0 | 0 | 0 | 0 | 0 | 0
F4_Industrial_Industrial - ID_Existing_Space Heating_Natural Gas_Unit Heater_A_Technical Potential | F4 | Industrial | Industrial - ID | Existing | Space Heating | Natural Gas | Unit Heater | A | Standalone Impact on Baseline Energy (%) | Technical Potential | 0 | 0 | 0.00047106 | 0.00099437 | 0.0015675 | 0.0021883 | 0.0028548 | 0.0035653 | 0.0043183 | 0.0051124 | 0.0059465 | 0.0068195 | 0.0077305 | 0.0086786 | 0.0096632 | 0.010683 | 0.011739 | 0.012147 | 0.012478 | 0.012739 | 0.012991 | 0.013245 | 0.013503 | 0.013763 | 0.014027 | 0.014294 | 0.014564
F5_Industrial_Industrial - ID_Existing_Space Heating_Natural Gas_Unit Heater_A_Technical Potential | F5 | Industrial | Industrial - ID | Existing | Space Heating | Natural Gas | Unit Heater | A | Standalone Impact on Baseline Summer Peak (%) | Technical Potential | 0 | 0 | 0 | 0 | 0 | 0 | 0 | 0 | 0 | 0 | 0 | 0 | 0 | 0 | 0 | 0 | 0 | 0 | 0 | 0 | 0 | 0 | 0 | 0 | 0 | 0 | 0
F6_Industrial_Industrial - ID_Existing_Space Heating_Natural Gas_Unit Heater_A_Technical Potential | F6 | Industrial | Industrial - ID | Existing | Space Heating | Natural Gas | Unit Heater | A | Standalone Impact on Baseline Winter Peak (%) | Technical Potential | 0 | 0 | 0 | 0 | 0 | 0 | 0 | 0 | 0 | 0 | 0 | 0 | 0 | 0 | 0 | 0 | 0 | 0 | 0 | 0 | 0 | 0 | 0 | 0 | 0 | 0 | 0
F7_Industrial_Industrial - ID_Existing_Space Heating_Natural Gas_Unit Heater_A_Technical Potential | F7 | Industrial | Industrial - ID | Existing | Space Heating | Natural Gas | Unit Heater | A | Incremental Energy Savings (MWh or mTherms) | Technical Potential | 0 | 0 | 0.06793 | 0.072728 | 0.076807 | 0.080248 | 0.083121 | 0.085491 | 0.087415 | 0.088943 | 0.090122 | 0.090991 | 0.091587 | 0.091942 | 0.092085 | 0.092041 | 0.091834 | 0.018406 | 0.0090808 | 0.0012877 | 0 | 0 | 0 | 0 | 0 | 0 | 0
F8_Industrial_Industrial - ID_Existing_Space Heating_Natural Gas_Unit Heater_A_Technical Potential | F8 | Industrial | Industrial - ID | Existing | Space Heating | Natural Gas | Unit Heater | A | Incremental Summer Peak Savings (MW) | Technical Potential | 0 | 0 | 0 | 0 | 0 | 0 | 0 | 0 | 0 | 0 | 0 | 0 | 0 | 0 | 0 | 0 | 0 | 0 | 0 | 0 | 0 | 0 | 0 | 0 | 0 | 0 | 0
F9_Industrial_Industrial - ID_Existing_Space Heating_Natural Gas_Unit Heater_A_Technical Potential | F9 | Industrial | Industrial - ID | Existing | Space Heating | Natural Gas | Unit Heater | A | Incremental Winter Peak Savings (MW) | Technical Potential | 0 | 0 | 0 | 0 | 0 | 0 | 0 | 0 | 0 | 0 | 0 | 0 | 0 | 0 | 0 | 0 | 0 | 0 | 0 | 0 | 0 | 0 | 0 | 0 | 0 | 0 | 0
F10_Industrial_Industrial - ID_Existing_Space Heating_Natural Gas_Unit Heater_A_Technical Potential | F10 | Industrial | Industrial - ID | Existing | Space Heating | Natural Gas | Unit Heater | A | Cumulative Energy Savings (MWh or mTherms) | Technical Potential | 0 | 0 | 0.06793 | 0.14066 | 0.21746 | 0.29771 | 0.38083 | 0.46632 | 0.55374 | 0.64268 | 0.7328 | 0.8238 | 0.91538 | 1.0073 | 1.0994 | 1.1915 | 1.2833 | 1.3017 | 1.3108 | 1.3121 | 1.3121 | 1.3121 | 1.3121 | 1.3121 | 1.3121 | 1.3121 | 1.3121
F11_Industrial_Industrial - ID_Existing_Space Heating_Natural Gas_Unit Heater_A_Technical Potential | F11 | Industrial | Industrial - ID | Existing | Space Heating | Natural Gas | Unit Heater | A | Cumulative Summer Peak Savings (MW) | Technical Potential | 0 | 0 | 0 | 0 | 0 | 0 | 0 | 0 | 0 | 0 | 0 | 0 | 0 | 0 | 0 | 0 | 0 | 0 | 0 | 0 | 0 | 0 | 0 | 0 | 0 | 0 | 0
F12_Industrial_Industrial - ID_Existing_Space Heating_Natural Gas_Unit Heater_A_Technical Potential | F12 | Industrial | Industrial - ID | Existing | Space Heating | Natural Gas | Unit Heater | A | Cumulative Winter Peak Savings (MW) | Technical Potential | 0 | 0 | 0 | 0 | 0 | 0 | 0 | 0 | 0 | 0 | 0 | 0 | 0 | 0 | 0 | 0 | 0 | 0 | 0 | 0 | 0 | 0 | 0 | 0 | 0 | 0 | 0
F13_Industrial_Industrial - ID_Existing_Space Heating_Natural Gas_Unit Heater_A_Technical Potential | F13 | Industrial | Industrial - ID | Existing | Space Heating | Natural Gas | Unit Heater | A | Purchases (Incremental) | Technical Potential | 0 | 0 | 0.00035547 | 0.00038058 | 0.00040193 | 0.00041993 | 0.00043497 | 0.00044737 | 0.00045744 | 0.00046544 | 0.0004716 | 0.00047615 | 0.00047927 | 0.00048113 | 0.00048188 | 0.00048165 | 0.00048056 | 9.6315e-05 | 4.7519e-05 | 6.7385e-06 | 0 | 0 | 0 | 0 | 0 | 0 | 0
F14_Industrial_Industrial - ID_Existing_Space Heating_Natural Gas_Unit Heater_A_Technical Potential | F14 | Industrial | Industrial - ID | Existing | Space Heating | Natural Gas | Unit Heater | A | Purchases (Cumulative) | Technical Potential | 0 | 0 | 0.00035547 | 0.00073605 | 0.001138 | 0.0015579 | 0.0019929 | 0.0024402 | 0.0028977 | 0.0033631 | 0.0038347 | 0.0043109 | 0.0047902 | 0.0052713 | 0.0057532 | 0.0062348 | 0.0067154 | 0.0068117 | 0.0068592 | 0.0068659 | 0.0068659 | 0.0068659 | 0.0068659 | 0.0068659 | 0.0068659 | 0.0068659 | 0.0068659
F1_Industrial_Industrial - ID_New_Space Heating_Natural Gas_Furnace_A_Technical Potential | F1 | Industrial | Industrial - ID | New | Space Heating | Natural Gas | Furnace | A | Original Unit Energy Savings (kWh or therms) | Technical Potential | 0 | 64.1982 | 63.9493 | 21.3164 | 21.3164 | 21.3164 | 21.3164 | 21.3164 | 21.3164 | 21.3164 | 21.3164 | 21.3164 | 21.3164 | 21.3164 | 21.3164 | 21.3164 | 21.3164 | 21.3164 | 21.3164 | 21.3164 | 21.3164 | 21.3164 | 21.3164 | 21.3164 | 21.3164 | 21.3164 | 21.3164
F2_Industrial_Industrial - ID_New_Space Heating_Natural Gas_Furnace_A_Technical Potential | F2 | Industrial | Industrial - ID | New | Space Heating | Natural Gas | Furnace | A | Original Unit Summer Peak Savings (kW) | Technical Potential | 0 | 0 | 0 | 0 | 0 | 0 | 0 | 0 | 0 | 0 | 0 | 0 | 0 | 0 | 0 | 0 | 0 | 0 | 0 | 0 | 0 | 0 | 0 | 0 | 0 | 0 | 0
F3_Industrial_Industrial - ID_New_Space Heating_Natural Gas_Furnace_A_Technical Potential | F3 | Industrial | Industrial - ID | New | Space Heating | Natural Gas | Furnace | A | Original Unit Winter Peak Savings (kW) | Technical Potential | 0 | 0 | 0 | 0 | 0 | 0 | 0 | 0 | 0 | 0 | 0 | 0 | 0 | 0 | 0 | 0 | 0 | 0 | 0 | 0 | 0 | 0 | 0 | 0 | 0 | 0 | 0
F4_Industrial_Industrial - ID_New_Space Heating_Natural Gas_Furnace_A_Technical Potential | F4 | Industrial | Industrial - ID | New | Space Heating | Natural Gas | Furnace | A | Standalone Impact on Baseline Energy (%) | Technical Potential | 0 | 0 | 0.035034 | 0.015715 | 0.01605 | 0.016178 | 0.016245 | 0.016286 | 0.016314 | 0.016334 | 0.016349 | 0.016361 | 0.016371 | 0.016379 | 0.016385 | 0.016391 | 0.016396 | 0.0164 | 0.016404 | 0.016411 | 0.016429 | 0.016523 | 0.016674 | 0.016872 | 0.017103 | 0.017246 | 0.016679
F5_Industrial_Industrial - ID_New_Space Heating_Natural Gas_Furnace_A_Technical Potential | F5 | Industrial | Industrial - ID | New | Space Heating | Natural Gas | Furnace | A | Standalone Impact on Baseline Summer Peak (%) | Technical Potential | 0 | 0 | 0 | 0 | 0 | 0 | 0 | 0 | 0 | 0 | 0 | 0 | 0 | 0 | 0 | 0 | 0 | 0 | 0 | 0 | 0 | 0 | 0 | 0 | 0 | 0 | 0
F6_Industrial_Industrial - ID_New_Space Heating_Natural Gas_Furnace_A_Technical Potential | F6 | Industrial | Industrial - ID | New | Space Heating | Natural Gas | Furnace | A | Standalone Impact on Baseline Winter Peak (%) | Technical Potential | 0 | 0 | 0 | 0 | 0 | 0 | 0 | 0 | 0 | 0 | 0 | 0 | 0 | 0 | 0 | 0 | 0 | 0 | 0 | 0 | 0 | 0 | 0 | 0 | 0 | 0 | 0
F7_Industrial_Industrial - ID_New_Space Heating_Natural Gas_Furnace_A_Technical Potential | F7 | Industrial | Industrial - ID | New | Space Heating | Natural Gas | Furnace | A | Incremental Energy Savings (MWh or mTherms) | Technical Potential | 0 | 0 | 0.013592 | 0.034227 | 0.03252 | 0.032376 | 0.03149 | 0.030943 | 0.030405 | 0.029876 | 0.029356 | 0.028846 | 0.028344 | 0.02785 | 0.027366 | 0.026889 | 0.026421 | 0.025961 | 0.025509 | 0.025191 | 0.025093 | 0.027261 | 0.029105 | 0.030771 | 0.032216 | 0.028953 | 0.00036158
F8_Industrial_Industrial - ID_New_Space Heating_Natural Gas_Furnace_A_Technical Potential | F8 | Industrial | Industrial - ID | New | Space Heating | Natural Gas | Furnace | A | Incremental Summer Peak Savings (MW) | Technical Potential | 0 | 0 | 0 | 0 | 0 | 0 | 0 | 0 | 0 | 0 | 0 | 0 | 0 | 0 | 0 | 0 | 0 | 0 | 0 | 0 | 0 | 0 | 0 | 0 | 0 | 0 | 0
F9_Industrial_Industrial - ID_New_Space Heating_Natural Gas_Furnace_A_Technical Potential | F9 | Industrial | Industrial - ID | New | Space Heating | Natural Gas | Furnace | A | Incremental Winter Peak Savings (MW) | Technical Potential | 0 | 0 | 0 | 0 | 0 | 0 | 0 | 0 | 0 | 0 | 0 | 0 | 0 | 0 | 0 | 0 | 0 | 0 | 0 | 0 | 0 | 0 | 0 | 0 | 0 | 0 | 0
F10_Industrial_Industrial - ID_New_Space Heating_Natural Gas_Furnace_A_Technical Potential | F10 | Industrial | Industrial - ID | New | Space Heating | Natural Gas | Furnace | A | Cumulative Energy Savings (MWh or mTherms) | Technical Potential | 0 | 0 | 0.013592 | 0.038757 | 0.071278 | 0.10365 | 0.13514 | 0.16609 | 0.19649 | 0.22637 | 0.25572 | 0.28457 | 0.31291 | 0.34076 | 0.36813 | 0.39502 | 0.42144 | 0.4474 | 0.47291 | 0.4981 | 0.52319 | 0.55045 | 0.57956 | 0.61033 | 0.64255 | 0.6715 | 0.67186
F11_Industrial_Industrial - ID_New_Space Heating_Natural Gas_Furnace_A_Technical Potential | F11 | Industrial | Industrial - ID | New | Space Heating | Natural Gas | Furnace | A | Cumulative Summer Peak Savings (MW) | Technical Potential | 0 | 0 | 0 | 0 | 0 | 0 | 0 | 0 | 0 | 0 | 0 | 0 | 0 | 0 | 0 | 0 | 0 | 0 | 0 | 0 | 0 | 0 | 0 | 0 | 0 | 0 | 0
F12_Industrial_Industrial - ID_New_Space Heating_Natural Gas_Furnace_A_Technical Potential | F12 | Industrial | Industrial - ID | New | Space Heating | Natural Gas | Furnace | A | Cumulative Winter Peak Savings (MW) | Technical Potential | 0 | 0 | 0 | 0 | 0 | 0 | 0 | 0 | 0 | 0 | 0 | 0 | 0 | 0 | 0 | 0 | 0 | 0 | 0 | 0 | 0 | 0 | 0 | 0 | 0 | 0 | 0
F13_Industrial_Industrial - ID_New_Space Heating_Natural Gas_Furnace_A_Technical Potential | F13 | Industrial | Industrial - ID | New | Space Heating | Natural Gas | Furnace | A | Purchases (Incremental) | Technical Potential | 0 | 0 | 0.21254 | 1.6057 | 1.5256 | 1.5188 | 1.4773 | 1.4516 | 1.4264 | 1.4015 | 1.3772 | 1.3532 | 1.3297 | 1.3065 | 1.2838 | 1.2614 | 1.2395 | 1.2179 | 1.1967 | 1.1818 | 1.1772 | 1.2789 | 1.3654 | 1.4436 | 1.5113 | 1.3583 | 0.016962
F14_Industrial_Industrial - ID_New_Space Heating_Natural Gas_Furnace_A_Technical Potential | F14 | Industrial | Industrial - ID | New | Space Heating | Natural Gas | Furnace | A | Purchases (Cumulative) | Technical Potential | 0 | 0 | 0.21254 | 1.8182 | 3.3438 | 4.8626 | 6.3399 | 7.7915 | 9.2178 | 10.6194 | 11.9966 | 13.3498 | 14.6794 | 15.9859 | 17.2697 | 18.5311 | 19.7706 | 20.9885 | 22.1851 | 23.3669 | 24.5441 | 25.823 | 27.1884 | 28.632 | 30.1433 | 31.5016 | 31.5185
F1_Industrial_Industrial - ID_New_Space Heating_Natural Gas_Boiler_A_Technical Potential | F1 | Industrial | Industrial - ID | New | Space Heating | Natural Gas | Boiler | A | Original Unit Energy Savings (kWh or therms) | Technical Potential | 0 | 375.79 | 374.3328 | 374.3328 | 374.3328 | 374.3328 | 374.3328 | 374.3328 | 374.3328 | 374.3328 | 374.3328 | 374.3328 | 374.3328 | 374.3328 | 374.3328 | 374.3328 | 374.3328 | 374.3328 | 374.3328 | 374.3328 | 374.3328 | 374.3328 | 374.3328 | 374.3328 | 374.3328 | 374.3328 | 374.3328
F2_Industrial_Industrial - ID_New_Space Heating_Natural Gas_Boiler_A_Technical Potential | F2 | Industrial | Industrial - ID | New | Space Heating | Natural Gas | Boiler | A | Original Unit Summer Peak Savings (kW) | Technical Potential | 0 | 0 | 0 | 0 | 0 | 0 | 0 | 0 | 0 | 0 | 0 | 0 | 0 | 0 | 0 | 0 | 0 | 0 | 0 | 0 | 0 | 0 | 0 | 0 | 0 | 0 | 0
F3_Industrial_Industrial - ID_New_Space Heating_Natural Gas_Boiler_A_Technical Potential | F3 | Industrial | Industrial - ID | New | Space Heating | Natural Gas | Boiler | A | Original Unit Winter Peak Savings (kW) | Technical Potential | 0 | 0 | 0 | 0 | 0 | 0 | 0 | 0 | 0 | 0 | 0 | 0 | 0 | 0 | 0 | 0 | 0 | 0 | 0 | 0 | 0 | 0 | 0 | 0 | 0 | 0 | 0
F4_Industrial_Industrial - ID_New_Space Heating_Natural Gas_Boiler_A_Technical Potential | F4 | Industrial | Industrial - ID | New | Space Heating | Natural Gas | Boiler | A | Standalone Impact on Baseline Energy (%) | Technical Potential | 0 | 0 | 0.16364 | 0.2202 | 0.22489 | 0.22669 | 0.22763 | 0.2282 | 0.2286 | 0.22888 | 0.22909 | 0.22926 | 0.2294 | 0.22951 | 0.2296 | 0.22968 | 0.22975 | 0.2298 | 0.22985 | 0.2299 | 0.22995 | 0.22999 | 0.23009 | 0.23033 | 0.2317 | 0.23391 | 0.23681
F5_Industrial_Industrial - ID_New_Space Heating_Natural Gas_Boiler_A_Technical Potential | F5 | Industrial | Industrial - ID | New | Space Heating | Natural Gas | Boiler | A | Standalone Impact on Baseline Summer Peak (%) | Technical Potential | 0 | 0 | 0 | 0 | 0 | 0 | 0 | 0 | 0 | 0 | 0 | 0 | 0 | 0 | 0 | 0 | 0 | 0 | 0 | 0 | 0 | 0 | 0 | 0 | 0 | 0 | 0
F6_Industrial_Industrial - ID_New_Space Heating_Natural Gas_Boiler_A_Technical Potential | F6 | Industrial | Industrial - ID | New | Space Heating | Natural Gas | Boiler | A | Standalone Impact on Baseline Winter Peak (%) | Technical Potential | 0 | 0 | 0 | 0 | 0 | 0 | 0 | 0 | 0 | 0 | 0 | 0 | 0 | 0 | 0 | 0 | 0 | 0 | 0 | 0 | 0 | 0 | 0 | 0 | 0 | 0 | 0
F7_Industrial_Industrial - ID_New_Space Heating_Natural Gas_Boiler_A_Technical Potential | F7 | Industrial | Industrial - ID | New | Space Heating | Natural Gas | Boiler | A | Incremental Energy Savings (MWh or mTherms) | Technical Potential | 0 | 0 | 0.063485 | 0.4796 | 0.45569 | 0.45366 | 0.44126 | 0.43359 | 0.42605 | 0.41864 | 0.41135 | 0.4042 | 0.39716 | 0.39025 | 0.38346 | 0.37678 | 0.37022 | 0.36377 | 0.35744 | 0.35121 | 0.34509 | 0.33908 | 0.33527 | 0.33505 | 0.37224 | 0.40346 | 0.43124
F8_Industrial_Industrial - ID_New_Space Heating_Natural Gas_Boiler_A_Technical Potential | F8 | Industrial | Industrial - ID | New | Space Heating | Natural Gas | Boiler | A | Incremental Summer Peak Savings (MW) | Technical Potential | 0 | 0 | 0 | 0 | 0 | 0 | 0 | 0 | 0 | 0 | 0 | 0 | 0 | 0 | 0 | 0 | 0 | 0 | 0 | 0 | 0 | 0 | 0 | 0 | 0 | 0 | 0
F9_Industrial_Industrial - ID_New_Space Heating_Natural Gas_Boiler_A_Technical Potential | F9 | Industrial | Industrial - ID | New | Space Heating | Natural Gas | Boiler | A | Incremental Winter Peak Savings (MW) | Technical Potential | 0 | 0 | 0 | 0 | 0 | 0 | 0 | 0 | 0 | 0 | 0 | 0 | 0 | 0 | 0 | 0 | 0 | 0 | 0 | 0 | 0 | 0 | 0 | 0 | 0 | 0 | 0
F10_Industrial_Industrial - ID_New_Space Heating_Natural Gas_Boiler_A_Technical Potential | F10 | Industrial | Industrial - ID | New | Space Heating | Natural Gas | Boiler | A | Cumulative Energy Savings (MWh or mTherms) | Technical Potential | 0 | 0 | 0.063485 | 0.54309 | 0.99878 | 1.4524 | 1.8937 | 2.3273 | 2.7533 | 3.172 | 3.5833 | 3.9875 | 4.3847 | 4.7749 | 5.1584 | 5.5352 | 5.9054 | 6.2692 | 6.6266 | 6.9778 | 7.3229 | 7.662 | 7.9973 | 8.3323 | 8.7045 | 9.108 | 9.5392
F11_Industrial_Industrial - ID_New_Space Heating_Natural Gas_Boiler_A_Technical Potential | F11 | Industrial | Industrial - ID | New | Space Heating | Natural Gas | Boiler | A | Cumulative Summer Peak Savings (MW) | Technical Potential | 0 | 0 | 0 | 0 | 0 | 0 | 0 | 0 | 0 | 0 | 0 | 0 | 0 | 0 | 0 | 0 | 0 | 0 | 0 | 0 | 0 | 0 | 0 | 0 | 0 | 0 | 0
F12_Industrial_Industrial - ID_New_Space Heating_Natural Gas_Boiler_A_Technical Potential | F12 | Industrial | Industrial - ID | New | Space Heating | Natural Gas | Boiler | A | Cumulative Winter Peak Savings (MW) | Technical Potential | 0 | 0 | 0 | 0 | 0 | 0 | 0 | 0 | 0 | 0 | 0 | 0 | 0 | 0 | 0 | 0 | 0 | 0 | 0 | 0 | 0 | 0 | 0 | 0 | 0 | 0 | 0
F13_Industrial_Industrial - ID_New_Space Heating_Natural Gas_Boiler_A_Technical Potential | F13 | Industrial | Industrial - ID | New | Space Heating | Natural Gas | Boiler | A | Purchases (Incremental) | Technical Potential | 0 | 0 | 0.16959 | 1.2812 | 1.2173 | 1.2119 | 1.1788 | 1.1583 | 1.1381 | 1.1184 | 1.0989 | 1.0798 | 1.061 | 1.0425 | 1.0244 | 1.0065 | 0.98902 | 0.9718 | 0.95487 | 0.93823 | 0.92189 | 0.90582 | 0.89566 | 0.89505 | 0.99441 | 1.0778 | 1.152
F14_Industrial_Industrial - ID_New_Space Heating_Natural Gas_Boiler_A_Technical Potential | F14 | Industrial | Industrial - ID | New | Space Heating | Natural Gas | Boiler | A | Purchases (Cumulative) | Technical Potential | 0 | 0 | 0.16959 | 1.4508 | 2.6682 | 3.8801 | 5.0589 | 6.2172 | 7.3553 | 8.4737 | 9.5725 | 10.6523 | 11.7133 | 12.7558 | 13.7802 | 14.7868 | 15.7758 | 16.7476 | 17.7025 | 18.6407 | 19.5626 | 20.4684 | 21.364 | 22.2591 | 23.2535 | 24.3313 | 25.4833
F1_Industrial_Industrial - ID_New_Space Heating_Natural Gas_Unit Heater_A_Technical Potential | F1 | Industrial | Industrial - ID | New | Space Heating | Natural Gas | Unit Heater | A | Original Unit Energy Savings (kWh or therms) | Technical Potential | 0 | 191840.798 | 191096.8947 | 191096.8947 | 191096.8947 | 191096.8947 | 191096.8947 | 191096.8947 | 191096.8947 | 191096.8947 | 191096.8947 | 191096.8947 | 191096.8947 | 191096.8947 | 191096.8947 | 191096.8947 | 191096.8947 | 191096.8947 | 191096.8947 | 191096.8947 | 191096.8947 | 191096.8947 | 191096.8947 | 191096.8947 | 191096.8947 | 191096.8947 | 191096.8947
F2_Industrial_Industrial - ID_New_Space Heating_Natural Gas_Unit Heater_A_Technical Potential | F2 | Industrial | Industrial - ID | New | Space Heating | Natural Gas | Unit Heater | A | Original Unit Summer Peak Savings (kW) | Technical Potential | 0 | 0 | 0 | 0 | 0 | 0 | 0 | 0 | 0 | 0 | 0 | 0 | 0 | 0 | 0 | 0 | 0 | 0 | 0 | 0 | 0 | 0 | 0 | 0 | 0 | 0 | 0
F3_Industrial_Industrial - ID_New_Space Heating_Natural Gas_Unit Heater_A_Technical Potential | F3 | Industrial | Industrial - ID | New | Space Heating | Natural Gas | Unit Heater | A | Original Unit Winter Peak Savings (kW) | Technical Potential | 0 | 0 | 0 | 0 | 0 | 0 | 0 | 0 | 0 | 0 | 0 | 0 | 0 | 0 | 0 | 0 | 0 | 0 | 0 | 0 | 0 | 0 | 0 | 0 | 0 | 0 | 0
F4_Industrial_Industrial - ID_New_Space Heating_Natural Gas_Unit Heater_A_Technical Potential | F4 | Industrial | Industrial - ID | New | Space Heating | Natural Gas | Unit Heater | A | Standalone Impact on Baseline Energy (%) | Technical Potential | 0 | 0 | 0.016217 | 0.021822 | 0.022287 | 0.022465 | 0.022558 | 0.022615 | 0.022654 | 0.022682 | 0.022703 | 0.02272 | 0.022733 | 0.022744 | 0.022753 | 0.022761 | 0.022768 | 0.022551 | 0.021339 | 0.020269 | 0.019318 | 0.018521 | 0.017893 | 0.017256 | 0.016786 | 0.016402 | 0.016113
F5_Industrial_Industrial - ID_New_Space Heating_Natural Gas_Unit Heater_A_Technical Potential | F5 | Industrial | Industrial - ID | New | Space Heating | Natural Gas | Unit Heater | A | Standalone Impact on Baseline Summer Peak (%) | Technical Potential | 0 | 0 | 0 | 0 | 0 | 0 | 0 | 0 | 0 | 0 | 0 | 0 | 0 | 0 | 0 | 0 | 0 | 0 | 0 | 0 | 0 | 0 | 0 | 0 | 0 | 0 | 0
F6_Industrial_Industrial - ID_New_Space Heating_Natural Gas_Unit Heater_A_Technical Potential | F6 | Industrial | Industrial - ID | New | Space Heating | Natural Gas | Unit Heater | A | Standalone Impact on Baseline Winter Peak (%) | Technical Potential | 0 | 0 | 0 | 0 | 0 | 0 | 0 | 0 | 0 | 0 | 0 | 0 | 0 | 0 | 0 | 0 | 0 | 0 | 0 | 0 | 0 | 0 | 0 | 0 | 0 | 0 | 0
F7_Industrial_Industrial - ID_New_Space Heating_Natural Gas_Unit Heater_A_Technical Potential | F7 | Industrial | Industrial - ID | New | Space Heating | Natural Gas | Unit Heater | A | Incremental Energy Savings (MWh or mTherms) | Technical Potential | 0 | 0 | 0.0062913 | 0.047529 | 0.045159 | 0.044958 | 0.043729 | 0.042968 | 0.042221 | 0.041487 | 0.040765 | 0.040056 | 0.039359 | 0.038674 | 0.038001 | 0.037339 | 0.036689 | 0.029968 | 0 | 0 | 0 | 0.0018364 | 0.0048989 | 0.0023191 | 0.0063791 | 0.0080079 | 0.010429
F8_Industrial_Industrial - ID_New_Space Heating_Natural Gas_Unit Heater_A_Technical Potential | F8 | Industrial | Industrial - ID | New | Space Heating | Natural Gas | Unit Heater | A | Incremental Summer Peak Savings (MW) | Technical Potential | 0 | 0 | 0 | 0 | 0 | 0 | 0 | 0 | 0 | 0 | 0 | 0 | 0 | 0 | 0 | 0 | 0 | 0 | 0 | 0 | 0 | 0 | 0 | 0 | 0 | 0 | 0
F9_Industrial_Industrial - ID_New_Space Heating_Natural Gas_Unit Heater_A_Technical Potential | F9 | Industrial | Industrial - ID | New | Space Heating | Natural Gas | Unit Heater | A | Incremental Winter Peak Savings (MW) | Technical Potential | 0 | 0 | 0 | 0 | 0 | 0 | 0 | 0 | 0 | 0 | 0 | 0 | 0 | 0 | 0 | 0 | 0 | 0 | 0 | 0 | 0 | 0 | 0 | 0 | 0 | 0 | 0
F10_Industrial_Industrial - ID_New_Space Heating_Natural Gas_Unit Heater_A_Technical Potential | F10 | Industrial | Industrial - ID | New | Space Heating | Natural Gas | Unit Heater | A | Cumulative Energy Savings (MWh or mTherms) | Technical Potential | 0 | 0 | 0.0062913 | 0.05382 | 0.098979 | 0.14394 | 0.18767 | 0.23063 | 0.27286 | 0.31434 | 0.35511 | 0.39516 | 0.43452 | 0.4732 | 0.5112 | 0.54854 | 0.58522 | 0.61519 | 0.61519 | 0.61519 | 0.61519 | 0.61703 | 0.62193 | 0.62425 | 0.63063 | 0.63863 | 0.64906
F11_Industrial_Industrial - ID_New_Space Heating_Natural Gas_Unit Heater_A_Technical Potential | F11 | Industrial | Industrial - ID | New | Space Heating | Natural Gas | Unit Heater | A | Cumulative Summer Peak Savings (MW) | Technical Potential | 0 | 0 | 0 | 0 | 0 | 0 | 0 | 0 | 0 | 0 | 0 | 0 | 0 | 0 | 0 | 0 | 0 | 0 | 0 | 0 | 0 | 0 | 0 | 0 | 0 | 0 | 0
F12_Industrial_Industrial - ID_New_Space Heating_Natural Gas_Unit Heater_A_Technical Potential | F12 | Industrial | Industrial - ID | New | Space Heating | Natural Gas | Unit Heater | A | Cumulative Winter Peak Savings (MW) | Technical Potential | 0 | 0 | 0 | 0 | 0 | 0 | 0 | 0 | 0 | 0 | 0 | 0 | 0 | 0 | 0 | 0 | 0 | 0 | 0 | 0 | 0 | 0 | 0 | 0 | 0 | 0 | 0
F13_Industrial_Industrial - ID_New_Space Heating_Natural Gas_Unit Heater_A_Technical Potential | F13 | Industrial | Industrial - ID | New | Space Heating | Natural Gas | Unit Heater | A | Purchases (Incremental) | Technical Potential | 0 | 0 | 3.2922e-05 | 0.00024872 | 0.00023631 | 0.00023526 | 0.00022883 | 0.00022485 | 0.00022094 | 0.0002171 | 0.00021332 | 0.00020961 | 0.00020596 | 0.00020238 | 0.00019886 | 0.00019539 | 0.00019199 | 0.00015682 | 0 | 0 | 0 | 9.61e-06 | 2.5636e-05 | 1.2136e-05 | 3.3382e-05 | 4.1905e-05 | 5.4575e-05
F14_Industrial_Industrial - ID_New_Space Heating_Natural Gas_Unit Heater_A_Technical Potential | F14 | Industrial | Industrial - ID | New | Space Heating | Natural Gas | Unit Heater | A | Purchases (Cumulative) | Technical Potential | 0 | 0 | 3.2922e-05 | 0.00028164 | 0.00051795 | 0.00075321 | 0.00098204 | 0.0012069 | 0.0014278 | 0.0016449 | 0.0018583 | 0.0020679 | 0.0022738 | 0.0024762 | 0.0026751 | 0.0028705 | 0.0030625 | 0.0032193 | 0.0032193 | 0.0032193 | 0.0032193 | 0.0032289 | 0.0032545 | 0.0032667 | 0.0033 | 0.0033419 | 0.0033965
F1_Industrial_Industrial - WA_Existing_Space Heating_Natural Gas_Insulation - Ceiling_A_Technical Potential | F1 | Industrial | Industrial - WA | Existing | Space Heating | Natural Gas | Insulation - Ceiling | A | Original Unit Energy Savings (kWh or therms) | Technical Potential | 0 | 0 | 0.084567 | 0.084408 | 0.084238 | 0.084057 | 0.083869 | 0.083673 | 0.083472 | 0.083266 | 0.083057 | 0.082845 | 0.082633 | 0.082419 | 0.082206 | 0.081994 | 0.081784 | 0.081575 | 0.08137 | 0.081179 | 0.081002 | 0.080839 | 0.080689 | 0.080551 | 0.080424 | 0.080307 | 0.0802
F2_Industrial_Industrial - WA_Existing_Space Heating_Natural Gas_Insulation - Ceiling_A_Technical Potential | F2 | Industrial | Industrial - WA | Existing | Space Heating | Natural Gas | Insulation - Ceiling | A | Original Unit Summer Peak Savings (kW) | Technical Potential | 0 | 0 | 0 | 0 | 0 | 0 | 0 | 0 | 0 | 0 | 0 | 0 | 0 | 0 | 0 | 0 | 0 | 0 | 0 | 0 | 0 | 0 | 0 | 0 | 0 | 0 | 0
F3_Industrial_Industrial - WA_Existing_Space Heating_Natural Gas_Insulation - Ceiling_A_Technical Potential | F3 | Industrial | Industrial - WA | Existing | Space Heating | Natural Gas | Insulation - Ceiling | A | Original Unit Winter Peak Savings (kW) | Technical Potential | 0 | 0 | 0 | 0 | 0 | 0 | 0 | 0 | 0 | 0 | 0 | 0 | 0 | 0 | 0 | 0 | 0 | 0 | 0 | 0 | 0 | 0 | 0 | 0 | 0 | 0 | 0
F4_Industrial_Industrial - WA_Existing_Space Heating_Natural Gas_Insulation - Ceiling_A_Technical Potential | F4 | Industrial | Industrial - WA | Existing | Space Heating | Natural Gas | Insulation - Ceiling | A | Standalone Impact on Baseline Energy (%) | Technical Potential | 0 | 0 | 7.8702e-05 | 0.0002374 | 0.0005209 | 0.00098441 | 0.0016913 | 0.0027088 | 0.0040999 | 0.0059137 | 0.0081717 | 0.010856 | 0.013896 | 0.017172 | 0.020518 | 0.023748 | 0.026689 | 0.029244 | 0.031353 | 0.033008 | 0.034293 | 0.035354 | 0.035975 | 0.036606 | 0.037248 | 0.037902 | 0.038567
F5_Industrial_Industrial - WA_Existing_Space Heating_Natural Gas_Insulation - Ceiling_A_Technical Potential | F5 | Industrial | Industrial - WA | Existing | Space Heating | Natural Gas | Insulation - Ceiling | A | Standalone Impact on Baseline Summer Peak (%) | Technical Potential | 0 | 0 | 0 | 0 | 0 | 0 | 0 | 0 | 0 | 0 | 0 | 0 | 0 | 0 | 0 | 0 | 0 | 0 | 0 | 0 | 0 | 0 | 0 | 0 | 0 | 0 | 0
F6_Industrial_Industrial - WA_Existing_Space Heating_Natural Gas_Insulation - Ceiling_A_Technical Potential | F6 | Industrial | Industrial - WA | Existing | Space Heating | Natural Gas | Insulation - Ceiling | A | Standalone Impact on Baseline Winter Peak (%) | Technical Potential | 0 | 0 | 0 | 0 | 0 | 0 | 0 | 0 | 0 | 0 | 0 | 0 | 0 | 0 | 0 | 0 | 0 | 0 | 0 | 0 | 0 | 0 | 0 | 0 | 0 | 0 | 0
F7_Industrial_Industrial - WA_Existing_Space Heating_Natural Gas_Insulation - Ceiling_A_Technical Potential | F7 | Industrial | Industrial - WA | Existing | Space Heating | Natural Gas | Insulation - Ceiling | A | Incremental Energy Savings (MWh or mTherms) | Technical Potential | 0 | 0 | 0.013152 | 0.025788 | 0.044907 | 0.071634 | 0.10662 | 0.14971 | 0.19966 | 0.25374 | 0.30765 | 0.35563 | 0.39111 | 0.40784 | 0.40144 | 0.37094 | 0.31969 | 0.25916 | 0.19427 | 0.13187 | 0.082616 | 0.052844 | 0 | 0 | 0 | 0 | 0
F8_Industrial_Industrial - WA_Existing_Space Heating_Natural Gas_Insulation - Ceiling_A_Technical Potential | F8 | Industrial | Industrial - WA | Existing | Space Heating | Natural Gas | Insulation - Ceiling | A | Incremental Summer Peak Savings (MW) | Technical Potential | 0 | 0 | 0 | 0 | 0 | 0 | 0 | 0 | 0 | 0 | 0 | 0 | 0 | 0 | 0 | 0 | 0 | 0 | 0 | 0 | 0 | 0 | 0 | 0 | 0 | 0 | 0
F9_Industrial_Industrial - WA_Existing_Space Heating_Natural Gas_Insulation - Ceiling_A_Technical Potential | F9 | Industrial | Industrial - WA | Existing | Space Heating | Natural Gas | Insulation - Ceiling | A | Incremental Winter Peak Savings (MW) | Technical Potential | 0 | 0 | 0 | 0 | 0 | 0 | 0 | 0 | 0 | 0 | 0 | 0 | 0 | 0 | 0 | 0 | 0 | 0 | 0 | 0 | 0 | 0 | 0 | 0 | 0 | 0 | 0
F10_Industrial_Industrial - WA_Existing_Space Heating_Natural Gas_Insulation - Ceiling_A_Technical Potential | F10 | Industrial | Industrial - WA | Existing | Space Heating | Natural Gas | Insulation - Ceiling | A | Cumulative Energy Savings (MWh or mTherms) | Technical Potential | 0 | 0 | 0.013152 | 0.038915 | 0.083743 | 0.1552 | 0.26147 | 0.41057 | 0.60924 | 0.86148 | 1.167 | 1.5196 | 1.9068 | 2.3097 | 2.7052 | 3.0692 | 3.381 | 3.6315 | 3.8167 | 3.9396 | 4.0136 | 4.0583 | 4.0508 | 4.0439 | 4.0375 | 4.0317 | 4.0263
F11_Industrial_Industrial - WA_Existing_Space Heating_Natural Gas_Insulation - Ceiling_A_Technical Potential | F11 | Industrial | Industrial - WA | Existing | Space Heating | Natural Gas | Insulation - Ceiling | A | Cumulative Summer Peak Savings (MW) | Technical Potential | 0 | 0 | 0 | 0 | 0 | 0 | 0 | 0 | 0 | 0 | 0 | 0 | 0 | 0 | 0 | 0 | 0 | 0 | 0 | 0 | 0 | 0 | 0 | 0 | 0 | 0 | 0
F12_Industrial_Industrial - WA_Existing_Space Heating_Natural Gas_Insulation - Ceiling_A_Technical Potential | F12 | Industrial | Industrial - WA | Existing | Space Heating | Natural Gas | Insulation - Ceiling | A | Cumulative Winter Peak Savings (MW) | Technical Potential | 0 | 0 | 0 | 0 | 0 | 0 | 0 | 0 | 0 | 0 | 0 | 0 | 0 | 0 | 0 | 0 | 0 | 0 | 0 | 0 | 0 | 0 | 0 | 0 | 0 | 0 | 0
F13_Industrial_Industrial - WA_Existing_Space Heating_Natural Gas_Insulation - Ceiling_A_Technical Potential | F13 | Industrial | Industrial - WA | Existing | Space Heating | Natural Gas | Insulation - Ceiling | A | Purchases (Incremental) | Technical Potential | 0 | 0 | 155.5193 | 305.5129 | 533.0994 | 852.2082 | 1271.2308 | 1789.2832 | 2391.9524 | 3047.3716 | 3704.0894 | 4292.691 | 4733.0837 | 4948.2977 | 4883.2845 | 4523.9516 | 3908.9866 | 3176.9527 | 2387.5476 | 1624.419 | 1019.9298 | 653.7031 | 0 | 0 | 0 | 0 | 0
F14_Industrial_Industrial - WA_Existing_Space Heating_Natural Gas_Insulation - Ceiling_A_Technical Potential | F14 | Industrial | Industrial - WA | Existing | Space Heating | Natural Gas | Insulation - Ceiling | A | Purchases (Cumulative) | Technical Potential | 0 | 0 | 155.5193 | 461.0322 | 994.1316 | 1846.3398 | 3117.5706 | 4906.8538 | 7298.8062 | 10346.1777 | 14050.2671 | 18342.9581 | 23076.0418 | 28024.3395 | 32907.624 | 37431.5757 | 41340.5623 | 44517.515 | 46905.0626 | 48529.4816 | 49549.4114 | 50203.1145 | 50203.1145 | 50203.1145 | 50203.1145 | 50203.1145 | 50203.1145
F1_Industrial_Industrial - WA_Existing_Space Heating_Natural Gas_Insulation - Wall Cavity_A_Technical Potential | F1 | Industrial | Industrial - WA | Existing | Space Heating | Natural Gas | Insulation - Wall Cavity | A | Original Unit Energy Savings (kWh or therms) | Technical Potential | 0 | 0 | 0.12242 | 0.12219 | 0.12195 | 0.12168 | 0.12141 | 0.12113 | 0.12084 | 0.12054 | 0.12024 | 0.11993 | 0.11962 | 0.11931 | 0.119 | 0.1187 | 0.11839 | 0.11809 | 0.11779 | 0.11752 | 0.11726 | 0.11702 | 0.11681 | 0.11661 | 0.11642 | 0.11626 | 0.1161
F2_Industrial_Industrial - WA_Existing_Space Heating_Natural Gas_Insulation - Wall Cavity_A_Technical Potential | F2 | Industrial | Industrial - WA | Existing | Space Heating | Natural Gas | Insulation - Wall Cavity | A | Original Unit Summer Peak Savings (kW) | Technical Potential | 0 | 0 | 0 | 0 | 0 | 0 | 0 | 0 | 0 | 0 | 0 | 0 | 0 | 0 | 0 | 0 | 0 | 0 | 0 | 0 | 0 | 0 | 0 | 0 | 0 | 0 | 0
F3_Industrial_Industrial - WA_Existing_Space Heating_Natural Gas_Insulation - Wall Cavity_A_Technical Potential | F3 | Industrial | Industrial - WA | Existing | Space Heating | Natural Gas | Insulation - Wall Cavity | A | Original Unit Winter Peak Savings (kW) | Technical Potential | 0 | 0 | 0 | 0 | 0 | 0 | 0 | 0 | 0 | 0 | 0 | 0 | 0 | 0 | 0 | 0 | 0 | 0 | 0 | 0 | 0 | 0 | 0 | 0 | 0 | 0 | 0
F4_Industrial_Industrial - WA_Existing_Space Heating_Natural Gas_Insulation - Wall Cavity_A_Technical Potential | F4 | Industrial | Industrial - WA | Existing | Space Heating | Natural Gas | Insulation - Wall Cavity | A | Standalone Impact on Baseline Energy (%) | Technical Potential | 0 | 0 | 9.4443e-05 | 0.00028489 | 0.00062508 | 0.0011813 | 0.0020296 | 0.0032505 | 0.0049199 | 0.0070964 | 0.0098061 | 0.013027 | 0.016675 | 0.020607 | 0.024622 | 0.028498 | 0.032026 | 0.035092 | 0.037623 | 0.039609 | 0.041151 | 0.042425 | 0.04317 | 0.043927 | 0.044698 | 0.045482 | 0.04628
F5_Industrial_Industrial - WA_Existing_Space Heating_Natural Gas_Insulation - Wall Cavity_A_Technical Potential | F5 | Industrial | Industrial - WA | Existing | Space Heating | Natural Gas | Insulation - Wall Cavity | A | Standalone Impact on Baseline Summer Peak (%) | Technical Potential | 0 | 0 | 0 | 0 | 0 | 0 | 0 | 0 | 0 | 0 | 0 | 0 | 0 | 0 | 0 | 0 | 0 | 0 | 0 | 0 | 0 | 0 | 0 | 0 | 0 | 0 | 0
F6_Industrial_Industrial - WA_Existing_Space Heating_Natural Gas_Insulation - Wall Cavity_A_Technical Potential | F6 | Industrial | Industrial - WA | Existing | Space Heating | Natural Gas | Insulation - Wall Cavity | A | Standalone Impact on Baseline Winter Peak (%) | Technical Potential | 0 | 0 | 0 | 0 | 0 | 0 | 0 | 0 | 0 | 0 | 0 | 0 | 0 | 0 | 0 | 0 | 0 | 0 | 0 | 0 | 0 | 0 | 0 | 0 | 0 | 0 | 0
F7_Industrial_Industrial - WA_Existing_Space Heating_Natural Gas_Insulation - Wall Cavity_A_Technical Potential | F7 | Industrial | Industrial - WA | Existing | Space Heating | Natural Gas | Insulation - Wall Cavity | A | Incremental Energy Savings (MWh or mTherms) | Technical Potential | 0 | 0 | 0.015782 | 0.030945 | 0.053888 | 0.085961 | 0.12794 | 0.17966 | 0.23959 | 0.30449 | 0.36918 | 0.42676 | 0.46933 | 0.4894 | 0.48172 | 0.44512 | 0.38363 | 0.31099 | 0.23313 | 0.15824 | 0.099139 | 0.063413 | 0 | 0 | 0 | 0 | 0
F8_Industrial_Industrial - WA_Existing_Space Heating_Natural Gas_Insulation - Wall Cavity_A_Technical Potential | F8 | Industrial | Industrial - WA | Existing | Space Heating | Natural Gas | Insulation - Wall Cavity | A | Incremental Summer Peak Savings (MW) | Technical Potential | 0 | 0 | 0 | 0 | 0 | 0 | 0 | 0 | 0 | 0 | 0 | 0 | 0 | 0 | 0 | 0 | 0 | 0 | 0 | 0 | 0 | 0 | 0 | 0 | 0 | 0 | 0
F9_Industrial_Industrial - WA_Existing_Space Heating_Natural Gas_Insulation - Wall Cavity_A_Technical Potential | F9 | Industrial | Industrial - WA | Existing | Space Heating | Natural Gas | Insulation - Wall Cavity | A | Incremental Winter Peak Savings (MW) | Technical Potential | 0 | 0 | 0 | 0 | 0 | 0 | 0 | 0 | 0 | 0 | 0 | 0 | 0 | 0 | 0 | 0 | 0 | 0 | 0 | 0 | 0 | 0 | 0 | 0 | 0 | 0 | 0
F10_Industrial_Industrial - WA_Existing_Space Heating_Natural Gas_Insulation - Wall Cavity_A_Technical Potential | F10 | Industrial | Industrial - WA | Existing | Space Heating | Natural Gas | Insulation - Wall Cavity | A | Cumulative Energy Savings (MWh or mTherms) | Technical Potential | 0 | 0 | 0.015782 | 0.046698 | 0.10049 | 0.18624 | 0.31376 | 0.49268 | 0.73109 | 1.0338 | 1.4004 | 1.8236 | 2.2882 | 2.7717 | 3.2463 | 3.683 | 4.0572 | 4.3578 | 4.58 | 4.7275 | 4.8163 | 4.87 | 4.861 | 4.8527 | 4.845 | 4.838 | 4.8315
F11_Industrial_Industrial - WA_Existing_Space Heating_Natural Gas_Insulation - Wall Cavity_A_Technical Potential | F11 | Industrial | Industrial - WA | Existing | Space Heating | Natural Gas | Insulation - Wall Cavity | A | Cumulative Summer Peak Savings (MW) | Technical Potential | 0 | 0 | 0 | 0 | 0 | 0 | 0 | 0 | 0 | 0 | 0 | 0 | 0 | 0 | 0 | 0 | 0 | 0 | 0 | 0 | 0 | 0 | 0 | 0 | 0 | 0 | 0
F12_Industrial_Industrial - WA_Existing_Space Heating_Natural Gas_Insulation - Wall Cavity_A_Technical Potential | F12 | Industrial | Industrial - WA | Existing | Space Heating | Natural Gas | Insulation - Wall Cavity | A | Cumulative Winter Peak Savings (MW) | Technical Potential | 0 | 0 | 0 | 0 | 0 | 0 | 0 | 0 | 0 | 0 | 0 | 0 | 0 | 0 | 0 | 0 | 0 | 0 | 0 | 0 | 0 | 0 | 0 | 0 | 0 | 0 | 0
F13_Industrial_Industrial - WA_Existing_Space Heating_Natural Gas_Insulation - Wall Cavity_A_Technical Potential | F13 | Industrial | Industrial - WA | Existing | Space Heating | Natural Gas | Insulation - Wall Cavity | A | Purchases (Incremental) | Technical Potential | 0 | 0 | 128.9162 | 253.252 | 441.9076 | 706.4298 | 1053.7745 | 1483.2091 | 1982.7859 | 2526.0894 | 3070.4693 | 3558.3849 | 3923.4442 | 4101.8438 | 4047.9517 | 3750.0862 | 3240.3168 | 2633.5044 | 1979.1346 | 1346.5465 | 845.461 | 541.8809 | 0 | 0 | 0 | 0 | 0
F14_Industrial_Industrial - WA_Existing_Space Heating_Natural Gas_Insulation - Wall Cavity_A_Technical Potential | F14 | Industrial | Industrial - WA | Existing | Space Heating | Natural Gas | Insulation - Wall Cavity | A | Purchases (Cumulative) | Technical Potential | 0 | 0 | 128.9162 | 382.1682 | 824.0758 | 1530.5056 | 2584.2802 | 4067.4892 | 6050.2752 | 8576.3645 | 11646.8338 | 15205.2187 | 19128.6629 | 23230.5067 | 27278.4584 | 31028.5446 | 34268.8614 | 36902.3658 | 38881.5005 | 40228.047 | 41073.5079 | 41615.3888 | 41615.3888 | 41615.3888 | 41615.3888 | 41615.3888 | 41615.3888
F1_Industrial_Industrial - WA_Existing_Space Heating_Natural Gas_Insulation - Ducting_A_Technical Potential | F1 | Industrial | Industrial - WA | Existing | Space Heating | Natural Gas | Insulation - Ducting | A | Original Unit Energy Savings (kWh or therms) | Technical Potential | 0 | 0 | 0.0067699 | 0.0067574 | 0.0067416 | 0.0067227 | 0.0067012 | 0.0066772 | 0.0066511 | 0.006623 | 0.0065934 | 0.0065622 | 0.0065299 | 0.0064964 | 0.0064621 | 0.006427 | 0.0063913 | 0.0063551 | 0.0063185 | 0.0062846 | 0.0062528 | 0.0062234 | 0.0061963 | 0.0061713 | 0.0061482 | 0.0061268 | 0.0061072
F2_Industrial_Industrial - WA_Existing_Space Heating_Natural Gas_Insulation - Ducting_A_Technical Potential | F2 | Industrial | Industrial - WA | Existing | Space Heating | Natural Gas | Insulation - Ducting | A | Original Unit Summer Peak Savings (kW) | Technical Potential | 0 | 0 | 0 | 0 | 0 | 0 | 0 | 0 | 0 | 0 | 0 | 0 | 0 | 0 | 0 | 0 | 0 | 0 | 0 | 0 | 0 | 0 | 0 | 0 | 0 | 0 | 0
F3_Industrial_Industrial - WA_Existing_Space Heating_Natural Gas_Insulation - Ducting_A_Technical Potential | F3 | Industrial | Industrial - WA | Existing | Space Heating | Natural Gas | Insulation - Ducting | A | Original Unit Winter Peak Savings (kW) | Technical Potential | 0 | 0 | 0 | 0 | 0 | 0 | 0 | 0 | 0 | 0 | 0 | 0 | 0 | 0 | 0 | 0 | 0 | 0 | 0 | 0 | 0 | 0 | 0 | 0 | 0 | 0 | 0
F4_Industrial_Industrial - WA_Existing_Space Heating_Natural Gas_Insulation - Ducting_A_Technical Potential | F4 | Industrial | Industrial - WA | Existing | Space Heating | Natural Gas | Insulation - Ducting | A | Standalone Impact on Baseline Energy (%) | Technical Potential | 0 | 0 | 4.0702e-07 | 1.2278e-06 | 2.6931e-06 | 5.0862e-06 | 8.7303e-06 | 1.3965e-05 | 2.1104e-05 | 3.0387e-05 | 4.1907e-05 | 5.555e-05 | 7.0941e-05 | 8.7441e-05 | 0.0001042 | 0.00012025 | 0.00013474 | 0.00014718 | 0.00015728 | 0.00016508 | 0.00017101 | 0.00017583 | 0.00017847 | 0.00018118 | 0.00018395 | 0.0001868 | 0.00018972
F5_Industrial_Industrial - WA_Existing_Space Heating_Natural Gas_Insulation - Ducting_A_Technical Potential | F5 | Industrial | Industrial - WA | Existing | Space Heating | Natural Gas | Insulation - Ducting | A | Standalone Impact on Baseline Summer Peak (%) | Technical Potential | 0 | 0 | 0 | 0 | 0 | 0 | 0 | 0 | 0 | 0 | 0 | 0 | 0 | 0 | 0 | 0 | 0 | 0 | 0 | 0 | 0 | 0 | 0 | 0 | 0 | 0 | 0
F6_Industrial_Industrial - WA_Existing_Space Heating_Natural Gas_Insulation - Ducting_A_Technical Potential | F6 | Industrial | Industrial - WA | Existing | Space Heating | Natural Gas | Insulation - Ducting | A | Standalone Impact on Baseline Winter Peak (%) | Technical Potential | 0 | 0 | 0 | 0 | 0 | 0 | 0 | 0 | 0 | 0 | 0 | 0 | 0 | 0 | 0 | 0 | 0 | 0 | 0 | 0 | 0 | 0 | 0 | 0 | 0 | 0 | 0
F7_Industrial_Industrial - WA_Existing_Space Heating_Natural Gas_Insulation - Ducting_A_Technical Potential | F7 | Industrial | Industrial - WA | Existing | Space Heating | Natural Gas | Insulation - Ducting | A | Incremental Energy Savings (MWh or mTherms) | Technical Potential | 0 | 0 | 6.8016e-05 | 0.00013337 | 0.00023217 | 0.00037011 | 0.00055032 | 0.00077182 | 0.0010278 | 0.0013039 | 0.0015777 | 0.0018198 | 0.0019966 | 0.0020767 | 0.0020386 | 0.0018783 | 0.001614 | 0.0013043 | 0.00097457 | 0.00065951 | 0.00041199 | 0.00026282 | 0 | 0 | 0 | 0 | 0
F8_Industrial_Industrial - WA_Existing_Space Heating_Natural Gas_Insulation - Ducting_A_Technical Potential | F8 | Industrial | Industrial - WA | Existing | Space Heating | Natural Gas | Insulation - Ducting | A | Incremental Summer Peak Savings (MW) | Technical Potential | 0 | 0 | 0 | 0 | 0 | 0 | 0 | 0 | 0 | 0 | 0 | 0 | 0 | 0 | 0 | 0 | 0 | 0 | 0 | 0 | 0 | 0 | 0 | 0 | 0 | 0 | 0
F9_Industrial_Industrial - WA_Existing_Space Heating_Natural Gas_Insulation - Ducting_A_Technical Potential | F9 | Industrial | Industrial - WA | Existing | Space Heating | Natural Gas | Insulation - Ducting | A | Incremental Winter Peak Savings (MW) | Technical Potential | 0 | 0 | 0 | 0 | 0 | 0 | 0 | 0 | 0 | 0 | 0 | 0 | 0 | 0 | 0 | 0 | 0 | 0 | 0 | 0 | 0 | 0 | 0 | 0 | 0 | 0 | 0
F10_Industrial_Industrial - WA_Existing_Space Heating_Natural Gas_Insulation - Ducting_A_Technical Potential | F10 | Industrial | Industrial - WA | Existing | Space Heating | Natural Gas | Insulation - Ducting | A | Cumulative Energy Savings (MWh or mTherms) | Technical Potential | 0 | 0 | 6.8016e-05 | 0.00020126 | 0.00043296 | 0.00080187 | 0.0013496 | 0.0021166 | 0.0031361 | 0.0044267 | 0.0059846 | 0.0077762 | 0.0097344 | 0.011761 | 0.013738 | 0.015541 | 0.017069 | 0.018277 | 0.019146 | 0.019703 | 0.020015 | 0.020184 | 0.020096 | 0.020015 | 0.01994 | 0.019871 | 0.019807
F11_Industrial_Industrial - WA_Existing_Space Heating_Natural Gas_Insulation - Ducting_A_Technical Potential | F11 | Industrial | Industrial - WA | Existing | Space Heating | Natural Gas | Insulation - Ducting | A | Cumulative Summer Peak Savings (MW) | Technical Potential | 0 | 0 | 0 | 0 | 0 | 0 | 0 | 0 | 0 | 0 | 0 | 0 | 0 | 0 | 0 | 0 | 0 | 0 | 0 | 0 | 0 | 0 | 0 | 0 | 0 | 0 | 0
F12_Industrial_Industrial - WA_Existing_Space Heating_Natural Gas_Insulation - Ducting_A_Technical Potential | F12 | Industrial | Industrial - WA | Existing | Space Heating | Natural Gas | Insulation - Ducting | A | Cumulative Winter Peak Savings (MW) | Technical Potential | 0 | 0 | 0 | 0 | 0 | 0 | 0 | 0 | 0 | 0 | 0 | 0 | 0 | 0 | 0 | 0 | 0 | 0 | 0 | 0 | 0 | 0 | 0 | 0 | 0 | 0 | 0
F13_Industrial_Industrial - WA_Existing_Space Heating_Natural Gas_Insulation - Ducting_A_Technical Potential | F13 | Industrial | Industrial - WA | Existing | Space Heating | Natural Gas | Insulation - Ducting | A | Purchases (Incremental) | Technical Potential | 0 | 0 | 10.0468 | 19.7367 | 34.4392 | 55.0543 | 82.1239 | 115.5911 | 154.5247 | 196.8661 | 239.2913 | 277.3161 | 305.7663 | 319.6695 | 315.4696 | 292.256 | 252.528 | 205.2372 | 154.2402 | 104.9406 | 65.8894 | 42.2305 | 0 | 0 | 0 | 0 | 0
F14_Industrial_Industrial - WA_Existing_Space Heating_Natural Gas_Insulation - Ducting_A_Technical Potential | F14 | Industrial | Industrial - WA | Existing | Space Heating | Natural Gas | Insulation - Ducting | A | Purchases (Cumulative) | Technical Potential | 0 | 0 | 10.0468 | 29.7836 | 64.2228 | 119.2771 | 201.401 | 316.9922 | 471.5169 | 668.3829 | 907.6742 | 1184.9903 | 1490.7566 | 1810.4261 | 2125.8957 | 2418.1516 | 2670.6797 | 2875.9169 | 3030.1571 | 3135.0976 | 3200.9871 | 3243.2175 | 3243.2175 | 3243.2175 | 3243.2175 | 3243.2175 | 3243.2175
F1_Industrial_Industrial - WA_Existing_Space Heating_Natural Gas_Ducting - Repair and Sealing_A_Technical Potential | F1 | Industrial | Industrial - WA | Existing | Space Heating | Natural Gas | Ducting - Repair and Sealing | A | Original Unit Energy Savings (kWh or therms) | Technical Potential | 0 | 0 | 0.27616 | 0.27565 | 0.275 | 0.27424 | 0.27336 | 0.27238 | 0.27131 | 0.27017 | 0.26896 | 0.26769 | 0.26637 | 0.265 | 0.2636 | 0.26217 | 0.26071 | 0.25924 | 0.25775 | 0.25636 | 0.25506 | 0.25387 | 0.25276 | 0.25174 | 0.2508 | 0.24993 | 0.24912
F2_Industrial_Industrial - WA_Existing_Space Heating_Natural Gas_Ducting - Repair and Sealing_A_Technical Potential | F2 | Industrial | Industrial - WA | Existing | Space Heating | Natural Gas | Ducting - Repair and Sealing | A | Original Unit Summer Peak Savings (kW) | Technical Potential | 0 | 0 | 0 | 0 | 0 | 0 | 0 | 0 | 0 | 0 | 0 | 0 | 0 | 0 | 0 | 0 | 0 | 0 | 0 | 0 | 0 | 0 | 0 | 0 | 0 | 0 | 0
F3_Industrial_Industrial - WA_Existing_Space Heating_Natural Gas_Ducting - Repair and Sealing_A_Technical Potential | F3 | Industrial | Industrial - WA | Existing | Space Heating | Natural Gas | Ducting - Repair and Sealing | A | Original Unit Winter Peak Savings (kW) | Technical Potential | 0 | 0 | 0 | 0 | 0 | 0 | 0 | 0 | 0 | 0 | 0 | 0 | 0 | 0 | 0 | 0 | 0 | 0 | 0 | 0 | 0 | 0 | 0 | 0 | 0 | 0 | 0
F4_Industrial_Industrial - WA_Existing_Space Heating_Natural Gas_Ducting - Repair and Sealing_A_Technical Potential | F4 | Industrial | Industrial - WA | Existing | Space Heating | Natural Gas | Ducting - Repair and Sealing | A | Standalone Impact on Baseline Energy (%) | Technical Potential | 0 | 0 | 2.9056e-05 | 8.7649e-05 | 0.00019225 | 0.00036308 | 0.00062323 | 0.00099688 | 0.0015066 | 0.0021692 | 0.0029916 | 0.0039655 | 0.0050642 | 0.0062421 | 0.0074382 | 0.0085846 | 0.0096185 | 0.010506 | 0.011228 | 0.011784 | 0.01217 | 0.012437 | 0.012623 | 0.012815 | 0.013011 | 0.013213 | 0.013419
F5_Industrial_Industrial - WA_Existing_Space Heating_Natural Gas_Ducting - Repair and Sealing_A_Technical Potential | F5 | Industrial | Industrial - WA | Existing | Space Heating | Natural Gas | Ducting - Repair and Sealing | A | Standalone Impact on Baseline Summer Peak (%) | Technical Potential | 0 | 0 | 0 | 0 | 0 | 0 | 0 | 0 | 0 | 0 | 0 | 0 | 0 | 0 | 0 | 0 | 0 | 0 | 0 | 0 | 0 | 0 | 0 | 0 | 0 | 0 | 0
F6_Industrial_Industrial - WA_Existing_Space Heating_Natural Gas_Ducting - Repair and Sealing_A_Technical Potential | F6 | Industrial | Industrial - WA | Existing | Space Heating | Natural Gas | Ducting - Repair and Sealing | A | Standalone Impact on Baseline Winter Peak (%) | Technical Potential | 0 | 0 | 0 | 0 | 0 | 0 | 0 | 0 | 0 | 0 | 0 | 0 | 0 | 0 | 0 | 0 | 0 | 0 | 0 | 0 | 0 | 0 | 0 | 0 | 0 | 0 | 0
F7_Industrial_Industrial - WA_Existing_Space Heating_Natural Gas_Ducting - Repair and Sealing_A_Technical Potential | F7 | Industrial | Industrial - WA | Existing | Space Heating | Natural Gas | Ducting - Repair and Sealing | A | Incremental Energy Savings (MWh or mTherms) | Technical Potential | 0 | 0 | 0.0048554 | 0.0095208 | 0.016574 | 0.026421 | 0.039286 | 0.055098 | 0.073368 | 0.093077 | 0.11263 | 0.12991 | 0.14253 | 0.14825 | 0.14553 | 0.13409 | 0.11522 | 0.093109 | 0.069571 | 0.04708 | 0.024926 | 0.0099932 | 0 | 0 | 0 | 0 | 0
F8_Industrial_Industrial - WA_Existing_Space Heating_Natural Gas_Ducting - Repair and Sealing_A_Technical Potential | F8 | Industrial | Industrial - WA | Existing | Space Heating | Natural Gas | Ducting - Repair and Sealing | A | Incremental Summer Peak Savings (MW) | Technical Potential | 0 | 0 | 0 | 0 | 0 | 0 | 0 | 0 | 0 | 0 | 0 | 0 | 0 | 0 | 0 | 0 | 0 | 0 | 0 | 0 | 0 | 0 | 0 | 0 | 0 | 0 | 0
F9_Industrial_Industrial - WA_Existing_Space Heating_Natural Gas_Ducting - Repair and Sealing_A_Technical Potential | F9 | Industrial | Industrial - WA | Existing | Space Heating | Natural Gas | Ducting - Repair and Sealing | A | Incremental Winter Peak Savings (MW) | Technical Potential | 0 | 0 | 0 | 0 | 0 | 0 | 0 | 0 | 0 | 0 | 0 | 0 | 0 | 0 | 0 | 0 | 0 | 0 | 0 | 0 | 0 | 0 | 0 | 0 | 0 | 0 | 0
F10_Industrial_Industrial - WA_Existing_Space Heating_Natural Gas_Ducting - Repair and Sealing_A_Technical Potential | F10 | Industrial | Industrial - WA | Existing | Space Heating | Natural Gas | Ducting - Repair and Sealing | A | Cumulative Energy Savings (MWh or mTherms) | Technical Potential | 0 | 0 | 0.0048554 | 0.014367 | 0.030908 | 0.057242 | 0.096345 | 0.1511 | 0.22387 | 0.31601 | 0.42722 | 0.55512 | 0.69491 | 0.8396 | 0.98068 | 1.1094 | 1.2185 | 1.3047 | 1.3668 | 1.4065 | 1.4243 | 1.4276 | 1.4214 | 1.4157 | 1.4104 | 1.4055 | 1.401
F11_Industrial_Industrial - WA_Existing_Space Heating_Natural Gas_Ducting - Repair and Sealing_A_Technical Potential | F11 | Industrial | Industrial - WA | Existing | Space Heating | Natural Gas | Ducting - Repair and Sealing | A | Cumulative Summer Peak Savings (MW) | Technical Potential | 0 | 0 | 0 | 0 | 0 | 0 | 0 | 0 | 0 | 0 | 0 | 0 | 0 | 0 | 0 | 0 | 0 | 0 | 0 | 0 | 0 | 0 | 0 | 0 | 0 | 0 | 0
F12_Industrial_Industrial - WA_Existing_Space Heating_Natural Gas_Ducting - Repair and Sealing_A_Technical Potential | F12 | Industrial | Industrial - WA | Existing | Space Heating | Natural Gas | Ducting - Repair and Sealing | A | Cumulative Winter Peak Savings (MW) | Technical Potential | 0 | 0 | 0 | 0 | 0 | 0 | 0 | 0 | 0 | 0 | 0 | 0 | 0 | 0 | 0 | 0 | 0 | 0 | 0 | 0 | 0 | 0 | 0 | 0 | 0 | 0 | 0
F13_Industrial_Industrial - WA_Existing_Space Heating_Natural Gas_Ducting - Repair and Sealing_A_Technical Potential | F13 | Industrial | Industrial - WA | Existing | Space Heating | Natural Gas | Ducting - Repair and Sealing | A | Purchases (Incremental) | Technical Potential | 0 | 0 | 17.582 | 34.5393 | 60.2687 | 96.345 | 143.7169 | 202.2845 | 270.4183 | 344.5156 | 418.7597 | 485.3031 | 535.091 | 559.4217 | 552.0717 | 511.4479 | 441.9241 | 359.1652 | 269.9203 | 183.646 | 97.7245 | 39.3641 | 0 | 0 | 0 | 0 | 0
F14_Industrial_Industrial - WA_Existing_Space Heating_Natural Gas_Ducting - Repair and Sealing_A_Technical Potential | F14 | Industrial | Industrial - WA | Existing | Space Heating | Natural Gas | Ducting - Repair and Sealing | A | Purchases (Cumulative) | Technical Potential | 0 | 0 | 17.582 | 52.1212 | 112.3899 | 208.7349 | 352.4518 | 554.7363 | 825.1545 | 1169.6701 | 1588.4299 | 2073.733 | 2608.824 | 3168.2457 | 3720.3174 | 4231.7653 | 4673.6894 | 5032.8546 | 5302.7748 | 5486.4209 | 5584.1454 | 5623.5094 | 5623.5094 | 5623.5094 | 5623.5094 | 5623.5094 | 5623.5094
F1_Industrial_Industrial - WA_Existing_Space Heating_Natural Gas_Building Shell - Air Sealing (Infiltration Control)_A_Technical Potential | F1 | Industrial | Industrial - WA | Existing | Space Heating | Natural Gas | Building Shell - Air Sealing (Infiltration Control) | A | Original Unit Energy Savings (kWh or therms) | Technical Potential | 0 | 0 | 63.6072 | 63.4875 | 63.3593 | 63.2236 | 63.0816 | 62.9345 | 62.7831 | 62.6284 | 62.4711 | 62.3121 | 62.1521 | 61.9916 | 61.8313 | 61.6718 | 61.5135 | 61.3569 | 61.2024 | 61.059 | 60.9254 | 60.8027 | 60.6898 | 60.586 | 60.4906 | 60.4029 | 60.3223
F2_Industrial_Industrial - WA_Existing_Space Heating_Natural Gas_Building Shell - Air Sealing (Infiltration Control)_A_Technical Potential | F2 | Industrial | Industrial - WA | Existing | Space Heating | Natural Gas | Building Shell - Air Sealing (Infiltration Control) | A | Original Unit Summer Peak Savings (kW) | Technical Potential | 0 | 0 | 0 | 0 | 0 | 0 | 0 | 0 | 0 | 0 | 0 | 0 | 0 | 0 | 0 | 0 | 0 | 0 | 0 | 0 | 0 | 0 | 0 | 0 | 0 | 0 | 0
F3_Industrial_Industrial - WA_Existing_Space Heating_Natural Gas_Building Shell - Air Sealing (Infiltration Control)_A_Technical Potential | F3 | Industrial | Industrial - WA | Existing | Space Heating | Natural Gas | Building Shell - Air Sealing (Infiltration Control) | A | Original Unit Winter Peak Savings (kW) | Technical Potential | 0 | 0 | 0 | 0 | 0 | 0 | 0 | 0 | 0 | 0 | 0 | 0 | 0 | 0 | 0 | 0 | 0 | 0 | 0 | 0 | 0 | 0 | 0 | 0 | 0 | 0 | 0
F4_Industrial_Industrial - WA_Existing_Space Heating_Natural Gas_Building Shell - Air Sealing (Infiltration Control)_A_Technical Potential | F4 | Industrial | Industrial - WA | Existing | Space Heating | Natural Gas | Building Shell - Air Sealing (Infiltration Control) | A | Standalone Impact on Baseline Energy (%) | Technical Potential | 0 | 0 | 4.9725e-06 | 1.4999e-05 | 3.2911e-05 | 6.2195e-05 | 0.00010686 | 0.00017114 | 0.00025903 | 0.00037363 | 0.00051629 | 0.00068586 | 0.00087205 | 0.0010671 | 0.0012572 | 0.0014264 | 0.001559 | 0.001644 | 0.0016728 | 0.0017022 | 0.001732 | 0.0017624 | 0.0017933 | 0.0018248 | 0.0018568 | 0.0018894 | 0.0019225
F5_Industrial_Industrial - WA_Existing_Space Heating_Natural Gas_Building Shell - Air Sealing (Infiltration Control)_A_Technical Potential | F5 | Industrial | Industrial - WA | Existing | Space Heating | Natural Gas | Building Shell - Air Sealing (Infiltration Control) | A | Standalone Impact on Baseline Summer Peak (%) | Technical Potential | 0 | 0 | 0 | 0 | 0 | 0 | 0 | 0 | 0 | 0 | 0 | 0 | 0 | 0 | 0 | 0 | 0 | 0 | 0 | 0 | 0 | 0 | 0 | 0 | 0 | 0 | 0
F6_Industrial_Industrial - WA_Existing_Space Heating_Natural Gas_Building Shell - Air Sealing (Infiltration Control)_A_Technical Potential | F6 | Industrial | Industrial - WA | Existing | Space Heating | Natural Gas | Building Shell - Air Sealing (Infiltration Control) | A | Standalone Impact on Baseline Winter Peak (%) | Technical Potential | 0 | 0 | 0 | 0 | 0 | 0 | 0 | 0 | 0 | 0 | 0 | 0 | 0 | 0 | 0 | 0 | 0 | 0 | 0 | 0 | 0 | 0 | 0 | 0 | 0 | 0 | 0
F7_Industrial_Industrial - WA_Existing_Space Heating_Natural Gas_Building Shell - Air Sealing (Infiltration Control)_A_Technical Potential | F7 | Industrial | Industrial - WA | Existing | Space Heating | Natural Gas | Building Shell - Air Sealing (Infiltration Control) | A | Incremental Energy Savings (MWh or mTherms) | Technical Potential | 0 | 0 | 0.00083094 | 0.0016293 | 0.0028373 | 0.0045259 | 0.0067361 | 0.009459 | 0.012615 | 0.016032 | 0.019437 | 0.022469 | 0.023898 | 0.024176 | 0.022594 | 0.019021 | 0.01363 | 0.007152 | 0 | 0 | 0 | 0 | 0 | 0 | 0 | 0 | 0
F8_Industrial_Industrial - WA_Existing_Space Heating_Natural Gas_Building Shell - Air Sealing (Infiltration Control)_A_Technical Potential | F8 | Industrial | Industrial - WA | Existing | Space Heating | Natural Gas | Building Shell - Air Sealing (Infiltration Control) | A | Incremental Summer Peak Savings (MW) | Technical Potential | 0 | 0 | 0 | 0 | 0 | 0 | 0 | 0 | 0 | 0 | 0 | 0 | 0 | 0 | 0 | 0 | 0 | 0 | 0 | 0 | 0 | 0 | 0 | 0 | 0 | 0 | 0
F9_Industrial_Industrial - WA_Existing_Space Heating_Natural Gas_Building Shell - Air Sealing (Infiltration Control)_A_Technical Potential | F9 | Industrial | Industrial - WA | Existing | Space Heating | Natural Gas | Building Shell - Air Sealing (Infiltration Control) | A | Incremental Winter Peak Savings (MW) | Technical Potential | 0 | 0 | 0 | 0 | 0 | 0 | 0 | 0 | 0 | 0 | 0 | 0 | 0 | 0 | 0 | 0 | 0 | 0 | 0 | 0 | 0 | 0 | 0 | 0 | 0 | 0 | 0
F10_Industrial_Industrial - WA_Existing_Space Heating_Natural Gas_Building Shell - Air Sealing (Infiltration Control)_A_Technical Potential | F10 | Industrial | Industrial - WA | Existing | Space Heating | Natural Gas | Building Shell - Air Sealing (Infiltration Control) | A | Cumulative Energy Savings (MWh or mTherms) | Technical Potential | 0 | 0 | 0.00083094 | 0.0024587 | 0.0052909 | 0.0098055 | 0.01652 | 0.02594 | 0.038492 | 0.054429 | 0.07373 | 0.096011 | 0.11966 | 0.14353 | 0.16575 | 0.18435 | 0.1975 | 0.20415 | 0.20364 | 0.20316 | 0.20272 | 0.20231 | 0.20193 | 0.20159 | 0.20127 | 0.20098 | 0.20071
F11_Industrial_Industrial - WA_Existing_Space Heating_Natural Gas_Building Shell - Air Sealing (Infiltration Control)_A_Technical Potential | F11 | Industrial | Industrial - WA | Existing | Space Heating | Natural Gas | Building Shell - Air Sealing (Infiltration Control) | A | Cumulative Summer Peak Savings (MW) | Technical Potential | 0 | 0 | 0 | 0 | 0 | 0 | 0 | 0 | 0 | 0 | 0 | 0 | 0 | 0 | 0 | 0 | 0 | 0 | 0 | 0 | 0 | 0 | 0 | 0 | 0 | 0 | 0
F12_Industrial_Industrial - WA_Existing_Space Heating_Natural Gas_Building Shell - Air Sealing (Infiltration Control)_A_Technical Potential | F12 | Industrial | Industrial - WA | Existing | Space Heating | Natural Gas | Building Shell - Air Sealing (Infiltration Control) | A | Cumulative Winter Peak Savings (MW) | Technical Potential | 0 | 0 | 0 | 0 | 0 | 0 | 0 | 0 | 0 | 0 | 0 | 0 | 0 | 0 | 0 | 0 | 0 | 0 | 0 | 0 | 0 | 0 | 0 | 0 | 0 | 0 | 0
F13_Industrial_Industrial - WA_Existing_Space Heating_Natural Gas_Building Shell - Air Sealing (Infiltration Control)_A_Technical Potential | F13 | Industrial | Industrial - WA | Existing | Space Heating | Natural Gas | Building Shell - Air Sealing (Infiltration Control) | A | Purchases (Incremental) | Technical Potential | 0 | 0 | 0.013064 | 0.025663 | 0.04478 | 0.071585 | 0.10678 | 0.1503 | 0.20092 | 0.25598 | 0.31114 | 0.36059 | 0.38452 | 0.38999 | 0.36542 | 0.30843 | 0.22157 | 0.11656 | 0 | 0 | 0 | 0 | 0 | 0 | 0 | 0 | 0
F14_Industrial_Industrial - WA_Existing_Space Heating_Natural Gas_Building Shell - Air Sealing (Infiltration Control)_A_Technical Potential | F14 | Industrial | Industrial - WA | Existing | Space Heating | Natural Gas | Building Shell - Air Sealing (Infiltration Control) | A | Purchases (Cumulative) | Technical Potential | 0 | 0 | 0.013064 | 0.038727 | 0.083507 | 0.15509 | 0.26188 | 0.41218 | 0.6131 | 0.86908 | 1.1802 | 1.5408 | 1.9253 | 2.3153 | 2.6807 | 2.9892 | 3.2107 | 3.3273 | 3.3273 | 3.3273 | 3.3273 | 3.3273 | 3.3273 | 3.3273 | 3.3273 | 3.3273 | 3.3273
F1_Industrial_Industrial - WA_Existing_Space Heating_Natural Gas_Ventilation - Demand Controlled_A_Technical Potential | F1 | Industrial | Industrial - WA | Existing | Space Heating | Natural Gas | Ventilation - Demand Controlled | A | Original Unit Energy Savings (kWh or therms) | Technical Potential | 0 | 0 | 0.05097 | 0.050876 | 0.050757 | 0.050615 | 0.050453 | 0.050272 | 0.050075 | 0.049864 | 0.049641 | 0.049407 | 0.049163 | 0.048911 | 0.048652 | 0.048388 | 0.048119 | 0.047847 | 0.047572 | 0.047316 | 0.047077 | 0.046855 | 0.046651 | 0.046463 | 0.046289 | 0.046129 | 0.04598
F2_Industrial_Industrial - WA_Existing_Space Heating_Natural Gas_Ventilation - Demand Controlled_A_Technical Potential | F2 | Industrial | Industrial - WA | Existing | Space Heating | Natural Gas | Ventilation - Demand Controlled | A | Original Unit Summer Peak Savings (kW) | Technical Potential | 0 | 0 | 0 | 0 | 0 | 0 | 0 | 0 | 0 | 0 | 0 | 0 | 0 | 0 | 0 | 0 | 0 | 0 | 0 | 0 | 0 | 0 | 0 | 0 | 0 | 0 | 0
F3_Industrial_Industrial - WA_Existing_Space Heating_Natural Gas_Ventilation - Demand Controlled_A_Technical Potential | F3 | Industrial | Industrial - WA | Existing | Space Heating | Natural Gas | Ventilation - Demand Controlled | A | Original Unit Winter Peak Savings (kW) | Technical Potential | 0 | 0 | 0 | 0 | 0 | 0 | 0 | 0 | 0 | 0 | 0 | 0 | 0 | 0 | 0 | 0 | 0 | 0 | 0 | 0 | 0 | 0 | 0 | 0 | 0 | 0 | 0
F4_Industrial_Industrial - WA_Existing_Space Heating_Natural Gas_Ventilation - Demand Controlled_A_Technical Potential | F4 | Industrial | Industrial - WA | Existing | Space Heating | Natural Gas | Ventilation - Demand Controlled | A | Standalone Impact on Baseline Energy (%) | Technical Potential | 0 | 0 | 0.0005228 | 0.0010548 | 0.0015956 | 0.0021449 | 0.0027022 | 0.0032152 | 0.0036413 | 0.0039979 | 0.0042989 | 0.0045555 | 0.0046244 | 0.0046936 | 0.004763 | 0.0048327 | 0.0049027 | 0.0049732 | 0.005044 | 0.0051169 | 0.0051917 | 0.0052686 | 0.0053476 | 0.0054287 | 0.005512 | 0.0055973 | 0.0056848
F5_Industrial_Industrial - WA_Existing_Space Heating_Natural Gas_Ventilation - Demand Controlled_A_Technical Potential | F5 | Industrial | Industrial - WA | Existing | Space Heating | Natural Gas | Ventilation - Demand Controlled | A | Standalone Impact on Baseline Summer Peak (%) | Technical Potential | 0 | 0 | 0 | 0 | 0 | 0 | 0 | 0 | 0 | 0 | 0 | 0 | 0 | 0 | 0 | 0 | 0 | 0 | 0 | 0 | 0 | 0 | 0 | 0 | 0 | 0 | 0
F6_Industrial_Industrial - WA_Existing_Space Heating_Natural Gas_Ventilation - Demand Controlled_A_Technical Potential | F6 | Industrial | Industrial - WA | Existing | Space Heating | Natural Gas | Ventilation - Demand Controlled | A | Standalone Impact on Baseline Winter Peak (%) | Technical Potential | 0 | 0 | 0 | 0 | 0 | 0 | 0 | 0 | 0 | 0 | 0 | 0 | 0 | 0 | 0 | 0 | 0 | 0 | 0 | 0 | 0 | 0 | 0 | 0 | 0 | 0 | 0
F7_Industrial_Industrial - WA_Existing_Space Heating_Natural Gas_Ventilation - Demand Controlled_A_Technical Potential | F7 | Industrial | Industrial - WA | Existing | Space Heating | Natural Gas | Ventilation - Demand Controlled | A | Incremental Energy Savings (MWh or mTherms) | Technical Potential | 0 | 0 | 0.087365 | 0.0857 | 0.084025 | 0.082345 | 0.080666 | 0.071092 | 0.055675 | 0.043587 | 0.034115 | 0.026695 | 0 | 0 | 0 | 0 | 0 | 0 | 0 | 0 | 0 | 0 | 0 | 0 | 0 | 0 | 0
F8_Industrial_Industrial - WA_Existing_Space Heating_Natural Gas_Ventilation - Demand Controlled_A_Technical Potential | F8 | Industrial | Industrial - WA | Existing | Space Heating | Natural Gas | Ventilation - Demand Controlled | A | Incremental Summer Peak Savings (MW) | Technical Potential | 0 | 0 | 0 | 0 | 0 | 0 | 0 | 0 | 0 | 0 | 0 | 0 | 0 | 0 | 0 | 0 | 0 | 0 | 0 | 0 | 0 | 0 | 0 | 0 | 0 | 0 | 0
F9_Industrial_Industrial - WA_Existing_Space Heating_Natural Gas_Ventilation - Demand Controlled_A_Technical Potential | F9 | Industrial | Industrial - WA | Existing | Space Heating | Natural Gas | Ventilation - Demand Controlled | A | Incremental Winter Peak Savings (MW) | Technical Potential | 0 | 0 | 0 | 0 | 0 | 0 | 0 | 0 | 0 | 0 | 0 | 0 | 0 | 0 | 0 | 0 | 0 | 0 | 0 | 0 | 0 | 0 | 0 | 0 | 0 | 0 | 0
F10_Industrial_Industrial - WA_Existing_Space Heating_Natural Gas_Ventilation - Demand Controlled_A_Technical Potential | F10 | Industrial | Industrial - WA | Existing | Space Heating | Natural Gas | Ventilation - Demand Controlled | A | Cumulative Energy Savings (MWh or mTherms) | Technical Potential | 0 | 0 | 0.087365 | 0.1729 | 0.25652 | 0.33815 | 0.41773 | 0.48733 | 0.5411 | 0.58241 | 0.61391 | 0.63771 | 0.63456 | 0.63131 | 0.62798 | 0.62456 | 0.62109 | 0.61758 | 0.61403 | 0.61073 | 0.60764 | 0.60478 | 0.60215 | 0.59971 | 0.59747 | 0.5954 | 0.59349
F11_Industrial_Industrial - WA_Existing_Space Heating_Natural Gas_Ventilation - Demand Controlled_A_Technical Potential | F11 | Industrial | Industrial - WA | Existing | Space Heating | Natural Gas | Ventilation - Demand Controlled | A | Cumulative Summer Peak Savings (MW) | Technical Potential | 0 | 0 | 0 | 0 | 0 | 0 | 0 | 0 | 0 | 0 | 0 | 0 | 0 | 0 | 0 | 0 | 0 | 0 | 0 | 0 | 0 | 0 | 0 | 0 | 0 | 0 | 0
F12_Industrial_Industrial - WA_Existing_Space Heating_Natural Gas_Ventilation - Demand Controlled_A_Technical Potential | F12 | Industrial | Industrial - WA | Existing | Space Heating | Natural Gas | Ventilation - Demand Controlled | A | Cumulative Winter Peak Savings (MW) | Technical Potential | 0 | 0 | 0 | 0 | 0 | 0 | 0 | 0 | 0 | 0 | 0 | 0 | 0 | 0 | 0 | 0 | 0 | 0 | 0 | 0 | 0 | 0 | 0 | 0 | 0 | 0 | 0
F13_Industrial_Industrial - WA_Existing_Space Heating_Natural Gas_Ventilation - Demand Controlled_A_Technical Potential | F13 | Industrial | Industrial - WA | Existing | Space Heating | Natural Gas | Ventilation - Demand Controlled | A | Purchases (Incremental) | Technical Potential | 0 | 0 | 1714.0393 | 1684.4869 | 1655.444 | 1626.9019 | 1598.8518 | 1414.1569 | 1111.8199 | 874.1205 | 687.2395 | 540.3125 | 0 | 0 | 0 | 0 | 0 | 0 | 0 | 0 | 0 | 0 | 0 | 0 | 0 | 0 | 0
F14_Industrial_Industrial - WA_Existing_Space Heating_Natural Gas_Ventilation - Demand Controlled_A_Technical Potential | F14 | Industrial | Industrial - WA | Existing | Space Heating | Natural Gas | Ventilation - Demand Controlled | A | Purchases (Cumulative) | Technical Potential | 0 | 0 | 1714.0393 | 3398.5262 | 5053.9702 | 6680.8721 | 8279.7239 | 9693.8808 | 10805.7007 | 11679.8211 | 12367.0607 | 12907.3731 | 12907.3731 | 12907.3731 | 12907.3731 | 12907.3731 | 12907.3731 | 12907.3731 | 12907.3731 | 12907.3731 | 12907.3731 | 12907.3731 | 12907.3731 | 12907.3731 | 12907.3731 | 12907.3731 | 12907.3731
F1_Industrial_Industrial - WA_Existing_Space Heating_Natural Gas_Destratification Fans (HVLS)_A_Technical Potential | F1 | Industrial | Industrial - WA | Existing | Space Heating | Natural Gas | Destratification Fans (HVLS) | A | Original Unit Energy Savings (kWh or therms) | Technical Potential | 0 | 0 | 122898.3356 | 122667.2309 | 122419.3962 | 122157.2392 | 121882.9771 | 121598.6518 | 121306.1435 | 121007.1837 | 120703.3673 | 120396.1627 | 120086.9228 | 119776.8934 | 119467.2218 | 119158.9652 | 118853.0971 | 118550.5141 | 118252.0425 | 117974.9563 | 117716.8778 | 117479.6459 | 117261.5666 | 117061.0845 | 116876.7712 | 116707.315 | 116551.5114
F2_Industrial_Industrial - WA_Existing_Space Heating_Natural Gas_Destratification Fans (HVLS)_A_Technical Potential | F2 | Industrial | Industrial - WA | Existing | Space Heating | Natural Gas | Destratification Fans (HVLS) | A | Original Unit Summer Peak Savings (kW) | Technical Potential | 0 | 0 | 0 | 0 | 0 | 0 | 0 | 0 | 0 | 0 | 0 | 0 | 0 | 0 | 0 | 0 | 0 | 0 | 0 | 0 | 0 | 0 | 0 | 0 | 0 | 0 | 0
F3_Industrial_Industrial - WA_Existing_Space Heating_Natural Gas_Destratification Fans (HVLS)_A_Technical Potential | F3 | Industrial | Industrial - WA | Existing | Space Heating | Natural Gas | Destratification Fans (HVLS) | A | Original Unit Winter Peak Savings (kW) | Technical Potential | 0 | 0 | 0 | 0 | 0 | 0 | 0 | 0 | 0 | 0 | 0 | 0 | 0 | 0 | 0 | 0 | 0 | 0 | 0 | 0 | 0 | 0 | 0 | 0 | 0 | 0 | 0
F4_Industrial_Industrial - WA_Existing_Space Heating_Natural Gas_Destratification Fans (HVLS)_A_Technical Potential | F4 | Industrial | Industrial - WA | Existing | Space Heating | Natural Gas | Destratification Fans (HVLS) | A | Standalone Impact on Baseline Energy (%) | Technical Potential | 0 | 0 | 0.0019228 | 0.0038794 | 0.0058702 | 0.007896 | 0.0099574 | 0.012055 | 0.014189 | 0.016361 | 0.018571 | 0.020819 | 0.023107 | 0.025436 | 0.027805 | 0.030215 | 0.032668 | 0.033241 | 0.033825 | 0.034418 | 0.035022 | 0.035636 | 0.036261 | 0.036898 | 0.037545 | 0.038204 | 0.038874
F5_Industrial_Industrial - WA_Existing_Space Heating_Natural Gas_Destratification Fans (HVLS)_A_Technical Potential | F5 | Industrial | Industrial - WA | Existing | Space Heating | Natural Gas | Destratification Fans (HVLS) | A | Standalone Impact on Baseline Summer Peak (%) | Technical Potential | 0 | 0 | 0 | 0 | 0 | 0 | 0 | 0 | 0 | 0 | 0 | 0 | 0 | 0 | 0 | 0 | 0 | 0 | 0 | 0 | 0 | 0 | 0 | 0 | 0 | 0 | 0
F6_Industrial_Industrial - WA_Existing_Space Heating_Natural Gas_Destratification Fans (HVLS)_A_Technical Potential | F6 | Industrial | Industrial - WA | Existing | Space Heating | Natural Gas | Destratification Fans (HVLS) | A | Standalone Impact on Baseline Winter Peak (%) | Technical Potential | 0 | 0 | 0 | 0 | 0 | 0 | 0 | 0 | 0 | 0 | 0 | 0 | 0 | 0 | 0 | 0 | 0 | 0 | 0 | 0 | 0 | 0 | 0 | 0 | 0 | 0 | 0
F7_Industrial_Industrial - WA_Existing_Space Heating_Natural Gas_Destratification Fans (HVLS)_A_Technical Potential | F7 | Industrial | Industrial - WA | Existing | Space Heating | Natural Gas | Destratification Fans (HVLS) | A | Incremental Energy Savings (MWh or mTherms) | Technical Potential | 0 | 0 | 0.32132 | 0.31518 | 0.30912 | 0.30314 | 0.29725 | 0.29144 | 0.28573 | 0.28011 | 0.27459 | 0.26917 | 0.26385 | 0.25863 | 0.25351 | 0.2485 | 0.24359 | 0 | 0 | 0 | 0 | 0 | 0 | 0 | 0 | 0 | 0
F8_Industrial_Industrial - WA_Existing_Space Heating_Natural Gas_Destratification Fans (HVLS)_A_Technical Potential | F8 | Industrial | Industrial - WA | Existing | Space Heating | Natural Gas | Destratification Fans (HVLS) | A | Incremental Summer Peak Savings (MW) | Technical Potential | 0 | 0 | 0 | 0 | 0 | 0 | 0 | 0 | 0 | 0 | 0 | 0 | 0 | 0 | 0 | 0 | 0 | 0 | 0 | 0 | 0 | 0 | 0 | 0 | 0 | 0 | 0
F9_Industrial_Industrial - WA_Existing_Space Heating_Natural Gas_Destratification Fans (HVLS)_A_Technical Potential | F9 | Industrial | Industrial - WA | Existing | Space Heating | Natural Gas | Destratification Fans (HVLS) | A | Incremental Winter Peak Savings (MW) | Technical Potential | 0 | 0 | 0 | 0 | 0 | 0 | 0 | 0 | 0 | 0 | 0 | 0 | 0 | 0 | 0 | 0 | 0 | 0 | 0 | 0 | 0 | 0 | 0 | 0 | 0 | 0 | 0
F10_Industrial_Industrial - WA_Existing_Space Heating_Natural Gas_Destratification Fans (HVLS)_A_Technical Potential | F10 | Industrial | Industrial - WA | Existing | Space Heating | Natural Gas | Destratification Fans (HVLS) | A | Cumulative Energy Savings (MWh or mTherms) | Technical Potential | 0 | 0 | 0.32132 | 0.6359 | 0.94374 | 1.2449 | 1.5393 | 1.8272 | 2.1085 | 2.3834 | 2.652 | 2.9144 | 3.1708 | 3.4212 | 3.6659 | 3.905 | 4.1385 | 4.128 | 4.1176 | 4.1079 | 4.099 | 4.0907 | 4.0831 | 4.0761 | 4.0697 | 4.0638 | 4.0584
F11_Industrial_Industrial - WA_Existing_Space Heating_Natural Gas_Destratification Fans (HVLS)_A_Technical Potential | F11 | Industrial | Industrial - WA | Existing | Space Heating | Natural Gas | Destratification Fans (HVLS) | A | Cumulative Summer Peak Savings (MW) | Technical Potential | 0 | 0 | 0 | 0 | 0 | 0 | 0 | 0 | 0 | 0 | 0 | 0 | 0 | 0 | 0 | 0 | 0 | 0 | 0 | 0 | 0 | 0 | 0 | 0 | 0 | 0 | 0
F12_Industrial_Industrial - WA_Existing_Space Heating_Natural Gas_Destratification Fans (HVLS)_A_Technical Potential | F12 | Industrial | Industrial - WA | Existing | Space Heating | Natural Gas | Destratification Fans (HVLS) | A | Cumulative Winter Peak Savings (MW) | Technical Potential | 0 | 0 | 0 | 0 | 0 | 0 | 0 | 0 | 0 | 0 | 0 | 0 | 0 | 0 | 0 | 0 | 0 | 0 | 0 | 0 | 0 | 0 | 0 | 0 | 0 | 0 | 0
F13_Industrial_Industrial - WA_Existing_Space Heating_Natural Gas_Destratification Fans (HVLS)_A_Technical Potential | F13 | Industrial | Industrial - WA | Existing | Space Heating | Natural Gas | Destratification Fans (HVLS) | A | Purchases (Incremental) | Technical Potential | 0 | 0 | 0.0026145 | 0.0025694 | 0.0025251 | 0.0024816 | 0.0024388 | 0.0023968 | 0.0023554 | 0.0023148 | 0.0022749 | 0.0022357 | 0.0021971 | 0.0021593 | 0.002122 | 0.0020854 | 0.0020495 | 0 | 0 | 0 | 0 | 0 | 0 | 0 | 0 | 0 | 0
F14_Industrial_Industrial - WA_Existing_Space Heating_Natural Gas_Destratification Fans (HVLS)_A_Technical Potential | F14 | Industrial | Industrial - WA | Existing | Space Heating | Natural Gas | Destratification Fans (HVLS) | A | Purchases (Cumulative) | Technical Potential | 0 | 0 | 0.0026145 | 0.0051839 | 0.0077091 | 0.010191 | 0.012629 | 0.015026 | 0.017382 | 0.019696 | 0.021971 | 0.024207 | 0.026404 | 0.028563 | 0.030685 | 0.032771 | 0.03482 | 0.03482 | 0.03482 | 0.03482 | 0.03482 | 0.03482 | 0.03482 | 0.03482 | 0.03482 | 0.03482 | 0.03482
F1_Industrial_Industrial - WA_Existing_Space Heating_Natural Gas_Condensing RTU_A_Technical Potential | F1 | Industrial | Industrial - WA | Existing | Space Heating | Natural Gas | Condensing RTU | A | Original Unit Energy Savings (kWh or therms) | Technical Potential | 0 | 0 | 0.082041 | 0.08189 | 0.081698 | 0.08147 | 0.081208 | 0.080918 | 0.080601 | 0.080262 | 0.079902 | 0.079525 | 0.079133 | 0.078727 | 0.078311 | 0.077886 | 0.077453 | 0.077014 | 0.076572 | 0.07616 | 0.075774 | 0.075419 | 0.07509 | 0.074787 | 0.074507 | 0.074248 | 0.07401
F2_Industrial_Industrial - WA_Existing_Space Heating_Natural Gas_Condensing RTU_A_Technical Potential | F2 | Industrial | Industrial - WA | Existing | Space Heating | Natural Gas | Condensing RTU | A | Original Unit Summer Peak Savings (kW) | Technical Potential | 0 | 0 | 0 | 0 | 0 | 0 | 0 | 0 | 0 | 0 | 0 | 0 | 0 | 0 | 0 | 0 | 0 | 0 | 0 | 0 | 0 | 0 | 0 | 0 | 0 | 0 | 0
F3_Industrial_Industrial - WA_Existing_Space Heating_Natural Gas_Condensing RTU_A_Technical Potential | F3 | Industrial | Industrial - WA | Existing | Space Heating | Natural Gas | Condensing RTU | A | Original Unit Winter Peak Savings (kW) | Technical Potential | 0 | 0 | 0 | 0 | 0 | 0 | 0 | 0 | 0 | 0 | 0 | 0 | 0 | 0 | 0 | 0 | 0 | 0 | 0 | 0 | 0 | 0 | 0 | 0 | 0 | 0 | 0
F4_Industrial_Industrial - WA_Existing_Space Heating_Natural Gas_Condensing RTU_A_Technical Potential | F4 | Industrial | Industrial - WA | Existing | Space Heating | Natural Gas | Condensing RTU | A | Standalone Impact on Baseline Energy (%) | Technical Potential | 0 | 0 | 8.2708e-05 | 0.00018572 | 0.00031315 | 0.00046256 | 0.00063445 | 0.0007466 | 0.00085834 | 0.00095139 | 0.0010116 | 0.0010271 | 0.0010426 | 0.0010582 | 0.0010739 | 0.0010896 | 0.0011054 | 0.0011213 | 0.0011372 | 0.0011537 | 0.0011705 | 0.0011879 | 0.0012057 | 0.001224 | 0.0012427 | 0.001262 | 0.0012817
F5_Industrial_Industrial - WA_Existing_Space Heating_Natural Gas_Condensing RTU_A_Technical Potential | F5 | Industrial | Industrial - WA | Existing | Space Heating | Natural Gas | Condensing RTU | A | Standalone Impact on Baseline Summer Peak (%) | Technical Potential | 0 | 0 | 0 | 0 | 0 | 0 | 0 | 0 | 0 | 0 | 0 | 0 | 0 | 0 | 0 | 0 | 0 | 0 | 0 | 0 | 0 | 0 | 0 | 0 | 0 | 0 | 0
F6_Industrial_Industrial - WA_Existing_Space Heating_Natural Gas_Condensing RTU_A_Technical Potential | F6 | Industrial | Industrial - WA | Existing | Space Heating | Natural Gas | Condensing RTU | A | Standalone Impact on Baseline Winter Peak (%) | Technical Potential | 0 | 0 | 0 | 0 | 0 | 0 | 0 | 0 | 0 | 0 | 0 | 0 | 0 | 0 | 0 | 0 | 0 | 0 | 0 | 0 | 0 | 0 | 0 | 0 | 0 | 0 | 0
F7_Industrial_Industrial - WA_Existing_Space Heating_Natural Gas_Condensing RTU_A_Technical Potential | F7 | Industrial | Industrial - WA | Existing | Space Heating | Natural Gas | Condensing RTU | A | Incremental Energy Savings (MWh or mTherms) | Technical Potential | 0 | 0 | 0.013821 | 0.016647 | 0.019973 | 0.022722 | 0.025388 | 0.015434 | 0.014829 | 0.011584 | 0.006486 | 0 | 0 | 0 | 0 | 0 | 0 | 0 | 0 | 0 | 0 | 0 | 0 | 0 | 0 | 0 | 0
F8_Industrial_Industrial - WA_Existing_Space Heating_Natural Gas_Condensing RTU_A_Technical Potential | F8 | Industrial | Industrial - WA | Existing | Space Heating | Natural Gas | Condensing RTU | A | Incremental Summer Peak Savings (MW) | Technical Potential | 0 | 0 | 0 | 0 | 0 | 0 | 0 | 0 | 0 | 0 | 0 | 0 | 0 | 0 | 0 | 0 | 0 | 0 | 0 | 0 | 0 | 0 | 0 | 0 | 0 | 0 | 0
F9_Industrial_Industrial - WA_Existing_Space Heating_Natural Gas_Condensing RTU_A_Technical Potential | F9 | Industrial | Industrial - WA | Existing | Space Heating | Natural Gas | Condensing RTU | A | Incremental Winter Peak Savings (MW) | Technical Potential | 0 | 0 | 0 | 0 | 0 | 0 | 0 | 0 | 0 | 0 | 0 | 0 | 0 | 0 | 0 | 0 | 0 | 0 | 0 | 0 | 0 | 0 | 0 | 0 | 0 | 0 | 0
F10_Industrial_Industrial - WA_Existing_Space Heating_Natural Gas_Condensing RTU_A_Technical Potential | F10 | Industrial | Industrial - WA | Existing | Space Heating | Natural Gas | Condensing RTU | A | Cumulative Energy Savings (MWh or mTherms) | Technical Potential | 0 | 0 | 0.013821 | 0.030443 | 0.050344 | 0.072925 | 0.09808 | 0.11316 | 0.12755 | 0.1386 | 0.14446 | 0.14378 | 0.14307 | 0.14234 | 0.14158 | 0.14081 | 0.14003 | 0.13924 | 0.13844 | 0.13769 | 0.137 | 0.13635 | 0.13576 | 0.13521 | 0.13471 | 0.13424 | 0.13381
F11_Industrial_Industrial - WA_Existing_Space Heating_Natural Gas_Condensing RTU_A_Technical Potential | F11 | Industrial | Industrial - WA | Existing | Space Heating | Natural Gas | Condensing RTU | A | Cumulative Summer Peak Savings (MW) | Technical Potential | 0 | 0 | 0 | 0 | 0 | 0 | 0 | 0 | 0 | 0 | 0 | 0 | 0 | 0 | 0 | 0 | 0 | 0 | 0 | 0 | 0 | 0 | 0 | 0 | 0 | 0 | 0
F12_Industrial_Industrial - WA_Existing_Space Heating_Natural Gas_Condensing RTU_A_Technical Potential | F12 | Industrial | Industrial - WA | Existing | Space Heating | Natural Gas | Condensing RTU | A | Cumulative Winter Peak Savings (MW) | Technical Potential | 0 | 0 | 0 | 0 | 0 | 0 | 0 | 0 | 0 | 0 | 0 | 0 | 0 | 0 | 0 | 0 | 0 | 0 | 0 | 0 | 0 | 0 | 0 | 0 | 0 | 0 | 0
F13_Industrial_Industrial - WA_Existing_Space Heating_Natural Gas_Condensing RTU_A_Technical Potential | F13 | Industrial | Industrial - WA | Existing | Space Heating | Natural Gas | Condensing RTU | A | Purchases (Incremental) | Technical Potential | 0 | 0 | 168.4662 | 203.2833 | 244.4703 | 278.8985 | 312.6342 | 190.739 | 183.9764 | 144.3219 | 81.1744 | 0 | 0 | 0 | 0 | 0 | 0 | 0 | 0 | 0 | 0 | 0 | 0 | 0 | 0 | 0 | 0
F14_Industrial_Industrial - WA_Existing_Space Heating_Natural Gas_Condensing RTU_A_Technical Potential | F14 | Industrial | Industrial - WA | Existing | Space Heating | Natural Gas | Condensing RTU | A | Purchases (Cumulative) | Technical Potential | 0 | 0 | 168.4662 | 371.7495 | 616.2197 | 895.1182 | 1207.7525 | 1398.4914 | 1582.4678 | 1726.7897 | 1807.964 | 1807.964 | 1807.964 | 1807.964 | 1807.964 | 1807.964 | 1807.964 | 1807.964 | 1807.964 | 1807.964 | 1807.964 | 1807.964 | 1807.964 | 1807.964 | 1807.964 | 1807.964 | 1807.964
F1_Industrial_Industrial - WA_Existing_Space Heating_Natural Gas_Industrial Air Curtains_A_Technical Potential | F1 | Industrial | Industrial - WA | Existing | Space Heating | Natural Gas | Industrial Air Curtains | A | Original Unit Energy Savings (kWh or therms) | Technical Potential | 0 | 0 | -0.018169 | -0.018134 | -0.018098 | -0.018059 | -0.018018 | -0.017976 | -0.017933 | -0.017889 | -0.017844 | -0.017799 | -0.017753 | -0.017707 | -0.017661 | -0.017616 | -0.01757 | -0.017526 | -0.017482 | -0.017441 | -0.017403 | -0.017367 | -0.017335 | -0.017306 | -0.017278 | -0.017253 | -0.01723
F2_Industrial_Industrial - WA_Existing_Space Heating_Natural Gas_Industrial Air Curtains_A_Technical Potential | F2 | Industrial | Industrial - WA | Existing | Space Heating | Natural Gas | Industrial Air Curtains | A | Original Unit Summer Peak Savings (kW) | Technical Potential | 0 | 0 | 0 | 0 | 0 | 0 | 0 | 0 | 0 | 0 | 0 | 0 | 0 | 0 | 0 | 0 | 0 | 0 | 0 | 0 | 0 | 0 | 0 | 0 | 0 | 0 | 0
F3_Industrial_Industrial - WA_Existing_Space Heating_Natural Gas_Industrial Air Curtains_A_Technical Potential | F3 | Industrial | Industrial - WA | Existing | Space Heating | Natural Gas | Industrial Air Curtains | A | Original Unit Winter Peak Savings (kW) | Technical Potential | 0 | 0 | 0 | 0 | 0 | 0 | 0 | 0 | 0 | 0 | 0 | 0 | 0 | 0 | 0 | 0 | 0 | 0 | 0 | 0 | 0 | 0 | 0 | 0 | 0 | 0 | 0
F4_Industrial_Industrial - WA_Existing_Space Heating_Natural Gas_Industrial Air Curtains_A_Technical Potential | F4 | Industrial | Industrial - WA | Existing | Space Heating | Natural Gas | Industrial Air Curtains | A | Standalone Impact on Baseline Energy (%) | Technical Potential | 0 | 0 | -4.058e-05 | -0.00012241 | -0.00026859 | -0.00050758 | -0.00087209 | -0.0013967 | -0.002114 | -0.0030492 | -0.0042135 | -0.0055973 | -0.0071652 | -0.0088543 | -0.01058 | -0.012245 | -0.013761 | -0.015026 | -0.016007 | -0.016671 | -0.017023 | -0.017322 | -0.017626 | -0.017935 | -0.018249 | -0.01857 | -0.018895
F5_Industrial_Industrial - WA_Existing_Space Heating_Natural Gas_Industrial Air Curtains_A_Technical Potential | F5 | Industrial | Industrial - WA | Existing | Space Heating | Natural Gas | Industrial Air Curtains | A | Standalone Impact on Baseline Summer Peak (%) | Technical Potential | 0 | 0 | 0 | 0 | 0 | 0 | 0 | 0 | 0 | 0 | 0 | 0 | 0 | 0 | 0 | 0 | 0 | 0 | 0 | 0 | 0 | 0 | 0 | 0 | 0 | 0 | 0
F6_Industrial_Industrial - WA_Existing_Space Heating_Natural Gas_Industrial Air Curtains_A_Technical Potential | F6 | Industrial | Industrial - WA | Existing | Space Heating | Natural Gas | Industrial Air Curtains | A | Standalone Impact on Baseline Winter Peak (%) | Technical Potential | 0 | 0 | 0 | 0 | 0 | 0 | 0 | 0 | 0 | 0 | 0 | 0 | 0 | 0 | 0 | 0 | 0 | 0 | 0 | 0 | 0 | 0 | 0 | 0 | 0 | 0 | 0
F7_Industrial_Industrial - WA_Existing_Space Heating_Natural Gas_Industrial Air Curtains_A_Technical Potential | F7 | Industrial | Industrial - WA | Existing | Space Heating | Natural Gas | Industrial Air Curtains | A | Incremental Energy Savings (MWh or mTherms) | Technical Potential | 0 | 0 | -0.0067813 | -0.013297 | -0.023155 | -0.036936 | -0.054973 | -0.077196 | -0.10295 | -0.13083 | -0.15863 | -0.18337 | -0.20166 | -0.21029 | -0.20699 | -0.19126 | -0.16484 | -0.12709 | -0.087354 | -0.04568 | -0.0070051 | 0 | 0 | 0 | 0 | 0 | 0
F8_Industrial_Industrial - WA_Existing_Space Heating_Natural Gas_Industrial Air Curtains_A_Technical Potential | F8 | Industrial | Industrial - WA | Existing | Space Heating | Natural Gas | Industrial Air Curtains | A | Incremental Summer Peak Savings (MW) | Technical Potential | 0 | 0 | 0 | 0 | 0 | 0 | 0 | 0 | 0 | 0 | 0 | 0 | 0 | 0 | 0 | 0 | 0 | 0 | 0 | 0 | 0 | 0 | 0 | 0 | 0 | 0 | 0
F9_Industrial_Industrial - WA_Existing_Space Heating_Natural Gas_Industrial Air Curtains_A_Technical Potential | F9 | Industrial | Industrial - WA | Existing | Space Heating | Natural Gas | Industrial Air Curtains | A | Incremental Winter Peak Savings (MW) | Technical Potential | 0 | 0 | 0 | 0 | 0 | 0 | 0 | 0 | 0 | 0 | 0 | 0 | 0 | 0 | 0 | 0 | 0 | 0 | 0 | 0 | 0 | 0 | 0 | 0 | 0 | 0 | 0
F10_Industrial_Industrial - WA_Existing_Space Heating_Natural Gas_Industrial Air Curtains_A_Technical Potential | F10 | Industrial | Industrial - WA | Existing | Space Heating | Natural Gas | Industrial Air Curtains | A | Cumulative Energy Savings (MWh or mTherms) | Technical Potential | 0 | 0 | -0.0067813 | -0.020065 | -0.04318 | -0.080023 | -0.13482 | -0.2117 | -0.31414 | -0.4442 | -0.60171 | -0.78355 | -0.9832 | -1.1909 | -1.3949 | -1.5825 | -1.7433 | -1.8659 | -1.9486 | -1.9897 | -1.9924 | -1.9884 | -1.9847 | -1.9813 | -1.9782 | -1.9753 | -1.9726
F11_Industrial_Industrial - WA_Existing_Space Heating_Natural Gas_Industrial Air Curtains_A_Technical Potential | F11 | Industrial | Industrial - WA | Existing | Space Heating | Natural Gas | Industrial Air Curtains | A | Cumulative Summer Peak Savings (MW) | Technical Potential | 0 | 0 | 0 | 0 | 0 | 0 | 0 | 0 | 0 | 0 | 0 | 0 | 0 | 0 | 0 | 0 | 0 | 0 | 0 | 0 | 0 | 0 | 0 | 0 | 0 | 0 | 0
F12_Industrial_Industrial - WA_Existing_Space Heating_Natural Gas_Industrial Air Curtains_A_Technical Potential | F12 | Industrial | Industrial - WA | Existing | Space Heating | Natural Gas | Industrial Air Curtains | A | Cumulative Winter Peak Savings (MW) | Technical Potential | 0 | 0 | 0 | 0 | 0 | 0 | 0 | 0 | 0 | 0 | 0 | 0 | 0 | 0 | 0 | 0 | 0 | 0 | 0 | 0 | 0 | 0 | 0 | 0 | 0 | 0 | 0
F13_Industrial_Industrial - WA_Existing_Space Heating_Natural Gas_Industrial Air Curtains_A_Technical Potential | F13 | Industrial | Industrial - WA | Existing | Space Heating | Natural Gas | Industrial Air Curtains | A | Purchases (Incremental) | Technical Potential | 0 | 0 | 373.2462 | 733.231 | 1279.4386 | 2045.2998 | 3050.9539 | 4294.2796 | 5740.6858 | 7313.6918 | 8889.8146 | 10302.4583 | 11359.4009 | 11875.9145 | 11719.8829 | 10857.4839 | 9381.5678 | 7251.4403 | 4996.8833 | 2619.167 | 402.5316 | 0 | 0 | 0 | 0 | 0 | 0
F14_Industrial_Industrial - WA_Existing_Space Heating_Natural Gas_Industrial Air Curtains_A_Technical Potential | F14 | Industrial | Industrial - WA | Existing | Space Heating | Natural Gas | Industrial Air Curtains | A | Purchases (Cumulative) | Technical Potential | 0 | 0 | 373.2462 | 1106.4772 | 2385.9158 | 4431.2156 | 7482.1694 | 11776.449 | 17517.1348 | 24830.8266 | 33720.6412 | 44023.0994 | 55382.5004 | 67258.4148 | 78978.2977 | 89835.7817 | 99217.3495 | 106468.7898 | 111465.6731 | 114084.8401 | 114487.3717 | 114487.3717 | 114487.3717 | 114487.3717 | 114487.3717 | 114487.3717 | 114487.3717
F1_Industrial_Industrial - WA_Existing_Space Heating_Natural Gas_HVAC - Energy Recovery Ventilator_A_Technical Potential | F1 | Industrial | Industrial - WA | Existing | Space Heating | Natural Gas | HVAC - Energy Recovery Ventilator | A | Original Unit Energy Savings (kWh or therms) | Technical Potential | 0 | 0 | 0.20666 | 0.20627 | 0.20586 | 0.20542 | 0.20495 | 0.20448 | 0.20398 | 0.20348 | 0.20297 | 0.20245 | 0.20193 | 0.20141 | 0.20089 | 0.20037 | 0.19986 | 0.19935 | 0.19885 | 0.19838 | 0.19795 | 0.19755 | 0.19718 | 0.19685 | 0.19654 | 0.19625 | 0.19599
F2_Industrial_Industrial - WA_Existing_Space Heating_Natural Gas_HVAC - Energy Recovery Ventilator_A_Technical Potential | F2 | Industrial | Industrial - WA | Existing | Space Heating | Natural Gas | HVAC - Energy Recovery Ventilator | A | Original Unit Summer Peak Savings (kW) | Technical Potential | 0 | 0 | 0 | 0 | 0 | 0 | 0 | 0 | 0 | 0 | 0 | 0 | 0 | 0 | 0 | 0 | 0 | 0 | 0 | 0 | 0 | 0 | 0 | 0 | 0 | 0 | 0
F3_Industrial_Industrial - WA_Existing_Space Heating_Natural Gas_HVAC - Energy Recovery Ventilator_A_Technical Potential | F3 | Industrial | Industrial - WA | Existing | Space Heating | Natural Gas | HVAC - Energy Recovery Ventilator | A | Original Unit Winter Peak Savings (kW) | Technical Potential | 0 | 0 | 0 | 0 | 0 | 0 | 0 | 0 | 0 | 0 | 0 | 0 | 0 | 0 | 0 | 0 | 0 | 0 | 0 | 0 | 0 | 0 | 0 | 0 | 0 | 0 | 0
F4_Industrial_Industrial - WA_Existing_Space Heating_Natural Gas_HVAC - Energy Recovery Ventilator_A_Technical Potential | F4 | Industrial | Industrial - WA | Existing | Space Heating | Natural Gas | HVAC - Energy Recovery Ventilator | A | Standalone Impact on Baseline Energy (%) | Technical Potential | 0 | 0 | 0.00075 | 0.0015132 | 0.0022897 | 0.0030799 | 0.0038839 | 0.004702 | 0.0055345 | 0.0063816 | 0.0072436 | 0.0081207 | 0.0090131 | 0.0099213 | 0.010845 | 0.011786 | 0.012742 | 0.013716 | 0.014707 | 0.015715 | 0.01674 | 0.017784 | 0.018096 | 0.018413 | 0.018736 | 0.019065 | 0.0194
F5_Industrial_Industrial - WA_Existing_Space Heating_Natural Gas_HVAC - Energy Recovery Ventilator_A_Technical Potential | F5 | Industrial | Industrial - WA | Existing | Space Heating | Natural Gas | HVAC - Energy Recovery Ventilator | A | Standalone Impact on Baseline Summer Peak (%) | Technical Potential | 0 | 0 | 0 | 0 | 0 | 0 | 0 | 0 | 0 | 0 | 0 | 0 | 0 | 0 | 0 | 0 | 0 | 0 | 0 | 0 | 0 | 0 | 0 | 0 | 0 | 0 | 0
F6_Industrial_Industrial - WA_Existing_Space Heating_Natural Gas_HVAC - Energy Recovery Ventilator_A_Technical Potential | F6 | Industrial | Industrial - WA | Existing | Space Heating | Natural Gas | HVAC - Energy Recovery Ventilator | A | Standalone Impact on Baseline Winter Peak (%) | Technical Potential | 0 | 0 | 0 | 0 | 0 | 0 | 0 | 0 | 0 | 0 | 0 | 0 | 0 | 0 | 0 | 0 | 0 | 0 | 0 | 0 | 0 | 0 | 0 | 0 | 0 | 0 | 0
F7_Industrial_Industrial - WA_Existing_Space Heating_Natural Gas_HVAC - Energy Recovery Ventilator_A_Technical Potential | F7 | Industrial | Industrial - WA | Existing | Space Heating | Natural Gas | HVAC - Energy Recovery Ventilator | A | Incremental Energy Savings (MWh or mTherms) | Technical Potential | 0 | 0 | 0.12533 | 0.12294 | 0.12057 | 0.11824 | 0.11594 | 0.11368 | 0.11145 | 0.10926 | 0.1071 | 0.10499 | 0.10291 | 0.10088 | 0.098884 | 0.096928 | 0.095012 | 0.093136 | 0.0913 | 0.089516 | 0.08778 | 0.086093 | 0 | 0 | 0 | 0 | 0
F8_Industrial_Industrial - WA_Existing_Space Heating_Natural Gas_HVAC - Energy Recovery Ventilator_A_Technical Potential | F8 | Industrial | Industrial - WA | Existing | Space Heating | Natural Gas | HVAC - Energy Recovery Ventilator | A | Incremental Summer Peak Savings (MW) | Technical Potential | 0 | 0 | 0 | 0 | 0 | 0 | 0 | 0 | 0 | 0 | 0 | 0 | 0 | 0 | 0 | 0 | 0 | 0 | 0 | 0 | 0 | 0 | 0 | 0 | 0 | 0 | 0
F9_Industrial_Industrial - WA_Existing_Space Heating_Natural Gas_HVAC - Energy Recovery Ventilator_A_Technical Potential | F9 | Industrial | Industrial - WA | Existing | Space Heating | Natural Gas | HVAC - Energy Recovery Ventilator | A | Incremental Winter Peak Savings (MW) | Technical Potential | 0 | 0 | 0 | 0 | 0 | 0 | 0 | 0 | 0 | 0 | 0 | 0 | 0 | 0 | 0 | 0 | 0 | 0 | 0 | 0 | 0 | 0 | 0 | 0 | 0 | 0 | 0
F10_Industrial_Industrial - WA_Existing_Space Heating_Natural Gas_HVAC - Energy Recovery Ventilator_A_Technical Potential | F10 | Industrial | Industrial - WA | Existing | Space Heating | Natural Gas | HVAC - Energy Recovery Ventilator | A | Cumulative Energy Savings (MWh or mTherms) | Technical Potential | 0 | 0 | 0.12533 | 0.24803 | 0.36811 | 0.48556 | 0.60041 | 0.71269 | 0.82243 | 0.92966 | 1.0344 | 1.1368 | 1.2368 | 1.3345 | 1.4299 | 1.5231 | 1.6142 | 1.7033 | 1.7903 | 1.8756 | 1.9593 | 2.0414 | 2.0376 | 2.0341 | 2.0309 | 2.028 | 2.0253
F11_Industrial_Industrial - WA_Existing_Space Heating_Natural Gas_HVAC - Energy Recovery Ventilator_A_Technical Potential | F11 | Industrial | Industrial - WA | Existing | Space Heating | Natural Gas | HVAC - Energy Recovery Ventilator | A | Cumulative Summer Peak Savings (MW) | Technical Potential | 0 | 0 | 0 | 0 | 0 | 0 | 0 | 0 | 0 | 0 | 0 | 0 | 0 | 0 | 0 | 0 | 0 | 0 | 0 | 0 | 0 | 0 | 0 | 0 | 0 | 0 | 0
F12_Industrial_Industrial - WA_Existing_Space Heating_Natural Gas_HVAC - Energy Recovery Ventilator_A_Technical Potential | F12 | Industrial | Industrial - WA | Existing | Space Heating | Natural Gas | HVAC - Energy Recovery Ventilator | A | Cumulative Winter Peak Savings (MW) | Technical Potential | 0 | 0 | 0 | 0 | 0 | 0 | 0 | 0 | 0 | 0 | 0 | 0 | 0 | 0 | 0 | 0 | 0 | 0 | 0 | 0 | 0 | 0 | 0 | 0 | 0 | 0 | 0
F13_Industrial_Industrial - WA_Existing_Space Heating_Natural Gas_HVAC - Energy Recovery Ventilator_A_Technical Potential | F13 | Industrial | Industrial - WA | Existing | Space Heating | Natural Gas | HVAC - Energy Recovery Ventilator | A | Purchases (Incremental) | Technical Potential | 0 | 0 | 606.4555 | 595.9993 | 585.7235 | 575.6248 | 565.7002 | 555.9468 | 546.3615 | 536.9415 | 527.6839 | 518.5859 | 509.6447 | 500.8577 | 492.2223 | 483.7357 | 475.3954 | 467.1989 | 459.1438 | 451.2275 | 443.4477 | 435.8021 | 0 | 0 | 0 | 0 | 0
F14_Industrial_Industrial - WA_Existing_Space Heating_Natural Gas_HVAC - Energy Recovery Ventilator_A_Technical Potential | F14 | Industrial | Industrial - WA | Existing | Space Heating | Natural Gas | HVAC - Energy Recovery Ventilator | A | Purchases (Cumulative) | Technical Potential | 0 | 0 | 606.4555 | 1202.4548 | 1788.1783 | 2363.803 | 2929.5033 | 3485.4501 | 4031.8115 | 4568.753 | 5096.4369 | 5615.0227 | 6124.6674 | 6625.5252 | 7117.7474 | 7601.4831 | 8076.8785 | 8544.0774 | 9003.2212 | 9454.4487 | 9897.8964 | 10333.6985 | 10333.6985 | 10333.6985 | 10333.6985 | 10333.6985 | 10333.6985
F1_Industrial_Industrial - WA_Existing_Space Heating_Natural Gas_Thermostat - Connected_A_Technical Potential | F1 | Industrial | Industrial - WA | Existing | Space Heating | Natural Gas | Thermostat - Connected | A | Original Unit Energy Savings (kWh or therms) | Technical Potential | 0 | 0 | 7347.0108 | 7333.1951 | 7318.3792 | 7302.7071 | 7286.3114 | 7269.3141 | 7251.8276 | 7233.9554 | 7215.7929 | 7197.4279 | 7178.9411 | 7160.4072 | 7141.8947 | 7123.4667 | 7105.1815 | 7087.0928 | 7069.2498 | 7052.6852 | 7037.257 | 7023.075 | 7010.0379 | 6998.0529 | 6987.0344 | 6976.9041 | 6967.59
F2_Industrial_Industrial - WA_Existing_Space Heating_Natural Gas_Thermostat - Connected_A_Technical Potential | F2 | Industrial | Industrial - WA | Existing | Space Heating | Natural Gas | Thermostat - Connected | A | Original Unit Summer Peak Savings (kW) | Technical Potential | 0 | 0 | 0 | 0 | 0 | 0 | 0 | 0 | 0 | 0 | 0 | 0 | 0 | 0 | 0 | 0 | 0 | 0 | 0 | 0 | 0 | 0 | 0 | 0 | 0 | 0 | 0
F3_Industrial_Industrial - WA_Existing_Space Heating_Natural Gas_Thermostat - Connected_A_Technical Potential | F3 | Industrial | Industrial - WA | Existing | Space Heating | Natural Gas | Thermostat - Connected | A | Original Unit Winter Peak Savings (kW) | Technical Potential | 0 | 0 | 0 | 0 | 0 | 0 | 0 | 0 | 0 | 0 | 0 | 0 | 0 | 0 | 0 | 0 | 0 | 0 | 0 | 0 | 0 | 0 | 0 | 0 | 0 | 0 | 0
F4_Industrial_Industrial - WA_Existing_Space Heating_Natural Gas_Thermostat - Connected_A_Technical Potential | F4 | Industrial | Industrial - WA | Existing | Space Heating | Natural Gas | Thermostat - Connected | A | Standalone Impact on Baseline Energy (%) | Technical Potential | 0 | 0 | 0.001823 | 0.003678 | 0.0055655 | 0.0074862 | 0.0094405 | 0.0096061 | 0.0097746 | 0.0099461 | 0.010121 | 0.010298 | 0.010479 | 0.010663 | 0.01085 | 0.01104 | 0.011234 | 0.011431 | 0.011631 | 0.011835 | 0.012043 | 0.012254 | 0.012469 | 0.012688 | 0.012911 | 0.013137 | 0.013368
F5_Industrial_Industrial - WA_Existing_Space Heating_Natural Gas_Thermostat - Connected_A_Technical Potential | F5 | Industrial | Industrial - WA | Existing | Space Heating | Natural Gas | Thermostat - Connected | A | Standalone Impact on Baseline Summer Peak (%) | Technical Potential | 0 | 0 | 0 | 0 | 0 | 0 | 0 | 0 | 0 | 0 | 0 | 0 | 0 | 0 | 0 | 0 | 0 | 0 | 0 | 0 | 0 | 0 | 0 | 0 | 0 | 0 | 0
F6_Industrial_Industrial - WA_Existing_Space Heating_Natural Gas_Thermostat - Connected_A_Technical Potential | F6 | Industrial | Industrial - WA | Existing | Space Heating | Natural Gas | Thermostat - Connected | A | Standalone Impact on Baseline Winter Peak (%) | Technical Potential | 0 | 0 | 0 | 0 | 0 | 0 | 0 | 0 | 0 | 0 | 0 | 0 | 0 | 0 | 0 | 0 | 0 | 0 | 0 | 0 | 0 | 0 | 0 | 0 | 0 | 0 | 0
F7_Industrial_Industrial - WA_Existing_Space Heating_Natural Gas_Thermostat - Connected_A_Technical Potential | F7 | Industrial | Industrial - WA | Existing | Space Heating | Natural Gas | Thermostat - Connected | A | Incremental Energy Savings (MWh or mTherms) | Technical Potential | 0 | 0 | 0.30464 | 0.29882 | 0.29308 | 0.28741 | 0.28182 | 0 | 0 | 0 | 0 | 0 | 0 | 0 | 0 | 0 | 0 | 0 | 0 | 0 | 0 | 0 | 0 | 0 | 0 | 0 | 0
F8_Industrial_Industrial - WA_Existing_Space Heating_Natural Gas_Thermostat - Connected_A_Technical Potential | F8 | Industrial | Industrial - WA | Existing | Space Heating | Natural Gas | Thermostat - Connected | A | Incremental Summer Peak Savings (MW) | Technical Potential | 0 | 0 | 0 | 0 | 0 | 0 | 0 | 0 | 0 | 0 | 0 | 0 | 0 | 0 | 0 | 0 | 0 | 0 | 0 | 0 | 0 | 0 | 0 | 0 | 0 | 0 | 0
F9_Industrial_Industrial - WA_Existing_Space Heating_Natural Gas_Thermostat - Connected_A_Technical Potential | F9 | Industrial | Industrial - WA | Existing | Space Heating | Natural Gas | Thermostat - Connected | A | Incremental Winter Peak Savings (MW) | Technical Potential | 0 | 0 | 0 | 0 | 0 | 0 | 0 | 0 | 0 | 0 | 0 | 0 | 0 | 0 | 0 | 0 | 0 | 0 | 0 | 0 | 0 | 0 | 0 | 0 | 0 | 0 | 0
F10_Industrial_Industrial - WA_Existing_Space Heating_Natural Gas_Thermostat - Connected_A_Technical Potential | F10 | Industrial | Industrial - WA | Existing | Space Heating | Natural Gas | Thermostat - Connected | A | Cumulative Energy Savings (MWh or mTherms) | Technical Potential | 0 | 0 | 0.30464 | 0.60289 | 0.89475 | 1.1802 | 1.4594 | 1.456 | 1.4525 | 1.4489 | 1.4453 | 1.4416 | 1.4379 | 1.4342 | 1.4305 | 1.4268 | 1.4231 | 1.4195 | 1.4159 | 1.4126 | 1.4095 | 1.4067 | 1.4041 | 1.4017 | 1.3995 | 1.3974 | 1.3956
F11_Industrial_Industrial - WA_Existing_Space Heating_Natural Gas_Thermostat - Connected_A_Technical Potential | F11 | Industrial | Industrial - WA | Existing | Space Heating | Natural Gas | Thermostat - Connected | A | Cumulative Summer Peak Savings (MW) | Technical Potential | 0 | 0 | 0 | 0 | 0 | 0 | 0 | 0 | 0 | 0 | 0 | 0 | 0 | 0 | 0 | 0 | 0 | 0 | 0 | 0 | 0 | 0 | 0 | 0 | 0 | 0 | 0
F12_Industrial_Industrial - WA_Existing_Space Heating_Natural Gas_Thermostat - Connected_A_Technical Potential | F12 | Industrial | Industrial - WA | Existing | Space Heating | Natural Gas | Thermostat - Connected | A | Cumulative Winter Peak Savings (MW) | Technical Potential | 0 | 0 | 0 | 0 | 0 | 0 | 0 | 0 | 0 | 0 | 0 | 0 | 0 | 0 | 0 | 0 | 0 | 0 | 0 | 0 | 0 | 0 | 0 | 0 | 0 | 0 | 0
F13_Industrial_Industrial - WA_Existing_Space Heating_Natural Gas_Thermostat - Connected_A_Technical Potential | F13 | Industrial | Industrial - WA | Existing | Space Heating | Natural Gas | Thermostat - Connected | A | Purchases (Incremental) | Technical Potential | 0 | 0 | 0.041464 | 0.040749 | 0.040047 | 0.039356 | 0.038678 | 0 | 0 | 0 | 0 | 0 | 0 | 0 | 0 | 0 | 0 | 0 | 0 | 0 | 0 | 0 | 0 | 0 | 0 | 0 | 0
F14_Industrial_Industrial - WA_Existing_Space Heating_Natural Gas_Thermostat - Connected_A_Technical Potential | F14 | Industrial | Industrial - WA | Existing | Space Heating | Natural Gas | Thermostat - Connected | A | Purchases (Cumulative) | Technical Potential | 0 | 0 | 0.041464 | 0.082214 | 0.12226 | 0.16162 | 0.20029 | 0.20029 | 0.20029 | 0.20029 | 0.20029 | 0.20029 | 0.20029 | 0.20029 | 0.20029 | 0.20029 | 0.20029 | 0.20029 | 0.20029 | 0.20029 | 0.20029 | 0.20029 | 0.20029 | 0.20029 | 0.20029 | 0.20029 | 0.20029
F1_Industrial_Industrial - WA_Existing_Space Heating_Natural Gas_Gas Boiler - Maintenance_A_Technical Potential | F1 | Industrial | Industrial - WA | Existing | Space Heating | Natural Gas | Gas Boiler - Maintenance | A | Original Unit Energy Savings (kWh or therms) | Technical Potential | 0 | 0 | 0.6959 | 0.69416 | 0.69246 | 0.69079 | 0.68917 | 0.68759 | 0.68606 | 0.68458 | 0.68315 | 0.68178 | 0.68047 | 0.67923 | 0.67804 | 0.67692 | 0.67586 | 0.67487 | 0.67395 | 0.67309 | 0.67231 | 0.6716 | 0.67095 | 0.67036 | 0.66983 | 0.66934 | 0.6689
F2_Industrial_Industrial - WA_Existing_Space Heating_Natural Gas_Gas Boiler - Maintenance_A_Technical Potential | F2 | Industrial | Industrial - WA | Existing | Space Heating | Natural Gas | Gas Boiler - Maintenance | A | Original Unit Summer Peak Savings (kW) | Technical Potential | 0 | 0 | 0 | 0 | 0 | 0 | 0 | 0 | 0 | 0 | 0 | 0 | 0 | 0 | 0 | 0 | 0 | 0 | 0 | 0 | 0 | 0 | 0 | 0 | 0 | 0 | 0
F3_Industrial_Industrial - WA_Existing_Space Heating_Natural Gas_Gas Boiler - Maintenance_A_Technical Potential | F3 | Industrial | Industrial - WA | Existing | Space Heating | Natural Gas | Gas Boiler - Maintenance | A | Original Unit Winter Peak Savings (kW) | Technical Potential | 0 | 0 | 0 | 0 | 0 | 0 | 0 | 0 | 0 | 0 | 0 | 0 | 0 | 0 | 0 | 0 | 0 | 0 | 0 | 0 | 0 | 0 | 0 | 0 | 0 | 0 | 0
F4_Industrial_Industrial - WA_Existing_Space Heating_Natural Gas_Gas Boiler - Maintenance_A_Technical Potential | F4 | Industrial | Industrial - WA | Existing | Space Heating | Natural Gas | Gas Boiler - Maintenance | A | Standalone Impact on Baseline Energy (%) | Technical Potential | 0 | 0 | 0.00020478 | 0.00035169 | 0.00045696 | 0.00046485 | 0.00047296 | 0.00048128 | 0.00048981 | 0.00049856 | 0.00050752 | 0.00051671 | 0.00052611 | 0.00053574 | 0.0005456 | 0.00055569 | 0.000566 | 0.00057656 | 0.00058735 | 0.0005983 | 0.00060942 | 0.00062071 | 0.00063216 | 0.00064379 | 0.00065559 | 0.00066758 | 0.00067975
F5_Industrial_Industrial - WA_Existing_Space Heating_Natural Gas_Gas Boiler - Maintenance_A_Technical Potential | F5 | Industrial | Industrial - WA | Existing | Space Heating | Natural Gas | Gas Boiler - Maintenance | A | Standalone Impact on Baseline Summer Peak (%) | Technical Potential | 0 | 0 | 0 | 0 | 0 | 0 | 0 | 0 | 0 | 0 | 0 | 0 | 0 | 0 | 0 | 0 | 0 | 0 | 0 | 0 | 0 | 0 | 0 | 0 | 0 | 0 | 0
F6_Industrial_Industrial - WA_Existing_Space Heating_Natural Gas_Gas Boiler - Maintenance_A_Technical Potential | F6 | Industrial | Industrial - WA | Existing | Space Heating | Natural Gas | Gas Boiler - Maintenance | A | Standalone Impact on Baseline Winter Peak (%) | Technical Potential | 0 | 0 | 0 | 0 | 0 | 0 | 0 | 0 | 0 | 0 | 0 | 0 | 0 | 0 | 0 | 0 | 0 | 0 | 0 | 0 | 0 | 0 | 0 | 0 | 0 | 0 | 0
F7_Industrial_Industrial - WA_Existing_Space Heating_Natural Gas_Gas Boiler - Maintenance_A_Technical Potential | F7 | Industrial | Industrial - WA | Existing | Space Heating | Natural Gas | Gas Boiler - Maintenance | A | Incremental Energy Savings (MWh or mTherms) | Technical Potential | 0 | 0 | 0.03422 | 0.023513 | 0.015958 | 0 | 0 | 0 | 0 | 0 | 0 | 0 | 0 | 0 | 0 | 0 | 0 | 0 | 0 | 0 | 0 | 0 | 0 | 0 | 0 | 0 | 0
F8_Industrial_Industrial - WA_Existing_Space Heating_Natural Gas_Gas Boiler - Maintenance_A_Technical Potential | F8 | Industrial | Industrial - WA | Existing | Space Heating | Natural Gas | Gas Boiler - Maintenance | A | Incremental Summer Peak Savings (MW) | Technical Potential | 0 | 0 | 0 | 0 | 0 | 0 | 0 | 0 | 0 | 0 | 0 | 0 | 0 | 0 | 0 | 0 | 0 | 0 | 0 | 0 | 0 | 0 | 0 | 0 | 0 | 0 | 0
F9_Industrial_Industrial - WA_Existing_Space Heating_Natural Gas_Gas Boiler - Maintenance_A_Technical Potential | F9 | Industrial | Industrial - WA | Existing | Space Heating | Natural Gas | Gas Boiler - Maintenance | A | Incremental Winter Peak Savings (MW) | Technical Potential | 0 | 0 | 0 | 0 | 0 | 0 | 0 | 0 | 0 | 0 | 0 | 0 | 0 | 0 | 0 | 0 | 0 | 0 | 0 | 0 | 0 | 0 | 0 | 0 | 0 | 0 | 0
F10_Industrial_Industrial - WA_Existing_Space Heating_Natural Gas_Gas Boiler - Maintenance_A_Technical Potential | F10 | Industrial | Industrial - WA | Existing | Space Heating | Natural Gas | Gas Boiler - Maintenance | A | Cumulative Energy Savings (MWh or mTherms) | Technical Potential | 0 | 0 | 0.03422 | 0.057648 | 0.073464 | 0.073287 | 0.073115 | 0.072947 | 0.072785 | 0.072628 | 0.072477 | 0.072332 | 0.072193 | 0.07206 | 0.071934 | 0.071815 | 0.071703 | 0.071598 | 0.0715 | 0.07141 | 0.071327 | 0.071251 | 0.071182 | 0.07112 | 0.071063 | 0.071012 | 0.070965
F11_Industrial_Industrial - WA_Existing_Space Heating_Natural Gas_Gas Boiler - Maintenance_A_Technical Potential | F11 | Industrial | Industrial - WA | Existing | Space Heating | Natural Gas | Gas Boiler - Maintenance | A | Cumulative Summer Peak Savings (MW) | Technical Potential | 0 | 0 | 0 | 0 | 0 | 0 | 0 | 0 | 0 | 0 | 0 | 0 | 0 | 0 | 0 | 0 | 0 | 0 | 0 | 0 | 0 | 0 | 0 | 0 | 0 | 0 | 0
F12_Industrial_Industrial - WA_Existing_Space Heating_Natural Gas_Gas Boiler - Maintenance_A_Technical Potential | F12 | Industrial | Industrial - WA | Existing | Space Heating | Natural Gas | Gas Boiler - Maintenance | A | Cumulative Winter Peak Savings (MW) | Technical Potential | 0 | 0 | 0 | 0 | 0 | 0 | 0 | 0 | 0 | 0 | 0 | 0 | 0 | 0 | 0 | 0 | 0 | 0 | 0 | 0 | 0 | 0 | 0 | 0 | 0 | 0 | 0
F13_Industrial_Industrial - WA_Existing_Space Heating_Natural Gas_Gas Boiler - Maintenance_A_Technical Potential | F13 | Industrial | Industrial - WA | Existing | Space Heating | Natural Gas | Gas Boiler - Maintenance | A | Purchases (Incremental) | Technical Potential | 0 | 0 | 49.1741 | 33.8729 | 23.0448 | 0 | 0 | 0 | 0 | 0 | 0 | 0 | 0 | 0 | 0 | 0 | 0 | 0 | 0 | 0 | 0 | 0 | 0 | 0 | 0 | 0 | 0
F14_Industrial_Industrial - WA_Existing_Space Heating_Natural Gas_Gas Boiler - Maintenance_A_Technical Potential | F14 | Industrial | Industrial - WA | Existing | Space Heating | Natural Gas | Gas Boiler - Maintenance | A | Purchases (Cumulative) | Technical Potential | 0 | 0 | 49.1741 | 83.047 | 106.0918 | 106.0918 | 106.0918 | 106.0918 | 106.0918 | 106.0918 | 106.0918 | 106.0918 | 106.0918 | 106.0918 | 106.0918 | 106.0918 | 106.0918 | 106.0918 | 106.0918 | 106.0918 | 106.0918 | 106.0918 | 106.0918 | 106.0918 | 106.0918 | 106.0918 | 106.0918
F1_Industrial_Industrial - WA_Existing_Space Heating_Natural Gas_Gas Furnace - Maintenance_A_Technical Potential | F1 | Industrial | Industrial - WA | Existing | Space Heating | Natural Gas | Gas Furnace - Maintenance | A | Original Unit Energy Savings (kWh or therms) | Technical Potential | 0 | 0 | 0.69903 | 0.69774 | 0.69611 | 0.69416 | 0.69193 | 0.68945 | 0.68676 | 0.68387 | 0.6808 | 0.67759 | 0.67424 | 0.67079 | 0.66724 | 0.66362 | 0.65993 | 0.6562 | 0.65242 | 0.64892 | 0.64563 | 0.6426 | 0.6398 | 0.63722 | 0.63483 | 0.63263 | 0.6306
F2_Industrial_Industrial - WA_Existing_Space Heating_Natural Gas_Gas Furnace - Maintenance_A_Technical Potential | F2 | Industrial | Industrial - WA | Existing | Space Heating | Natural Gas | Gas Furnace - Maintenance | A | Original Unit Summer Peak Savings (kW) | Technical Potential | 0 | 0 | 0 | 0 | 0 | 0 | 0 | 0 | 0 | 0 | 0 | 0 | 0 | 0 | 0 | 0 | 0 | 0 | 0 | 0 | 0 | 0 | 0 | 0 | 0 | 0 | 0
F3_Industrial_Industrial - WA_Existing_Space Heating_Natural Gas_Gas Furnace - Maintenance_A_Technical Potential | F3 | Industrial | Industrial - WA | Existing | Space Heating | Natural Gas | Gas Furnace - Maintenance | A | Original Unit Winter Peak Savings (kW) | Technical Potential | 0 | 0 | 0 | 0 | 0 | 0 | 0 | 0 | 0 | 0 | 0 | 0 | 0 | 0 | 0 | 0 | 0 | 0 | 0 | 0 | 0 | 0 | 0 | 0 | 0 | 0 | 0
F4_Industrial_Industrial - WA_Existing_Space Heating_Natural Gas_Gas Furnace - Maintenance_A_Technical Potential | F4 | Industrial | Industrial - WA | Existing | Space Heating | Natural Gas | Gas Furnace - Maintenance | A | Standalone Impact on Baseline Energy (%) | Technical Potential | 0 | 0 | 0.00012889 | 0.00022151 | 0.00028785 | 0.0002927 | 0.00029755 | 0.00030239 | 0.00030723 | 0.00031208 | 0.00031692 | 0.00032178 | 0.00032665 | 0.00033153 | 0.00033644 | 0.00034136 | 0.00034631 | 0.00035128 | 0.00035629 | 0.00036144 | 0.00036672 | 0.00037215 | 0.00037773 | 0.00038346 | 0.00038934 | 0.00039537 | 0.00040155
F5_Industrial_Industrial - WA_Existing_Space Heating_Natural Gas_Gas Furnace - Maintenance_A_Technical Potential | F5 | Industrial | Industrial - WA | Existing | Space Heating | Natural Gas | Gas Furnace - Maintenance | A | Standalone Impact on Baseline Summer Peak (%) | Technical Potential | 0 | 0 | 0 | 0 | 0 | 0 | 0 | 0 | 0 | 0 | 0 | 0 | 0 | 0 | 0 | 0 | 0 | 0 | 0 | 0 | 0 | 0 | 0 | 0 | 0 | 0 | 0
F6_Industrial_Industrial - WA_Existing_Space Heating_Natural Gas_Gas Furnace - Maintenance_A_Technical Potential | F6 | Industrial | Industrial - WA | Existing | Space Heating | Natural Gas | Gas Furnace - Maintenance | A | Standalone Impact on Baseline Winter Peak (%) | Technical Potential | 0 | 0 | 0 | 0 | 0 | 0 | 0 | 0 | 0 | 0 | 0 | 0 | 0 | 0 | 0 | 0 | 0 | 0 | 0 | 0 | 0 | 0 | 0 | 0 | 0 | 0 | 0
F7_Industrial_Industrial - WA_Existing_Space Heating_Natural Gas_Gas Furnace - Maintenance_A_Technical Potential | F7 | Industrial | Industrial - WA | Existing | Space Heating | Natural Gas | Gas Furnace - Maintenance | A | Incremental Energy Savings (MWh or mTherms) | Technical Potential | 0 | 0 | 0.021539 | 0.01481 | 0.010052 | 0 | 0 | 0 | 0 | 0 | 0 | 0 | 0 | 0 | 0 | 0 | 0 | 0 | 0 | 0 | 0 | 0 | 0 | 0 | 0 | 0 | 0
F8_Industrial_Industrial - WA_Existing_Space Heating_Natural Gas_Gas Furnace - Maintenance_A_Technical Potential | F8 | Industrial | Industrial - WA | Existing | Space Heating | Natural Gas | Gas Furnace - Maintenance | A | Incremental Summer Peak Savings (MW) | Technical Potential | 0 | 0 | 0 | 0 | 0 | 0 | 0 | 0 | 0 | 0 | 0 | 0 | 0 | 0 | 0 | 0 | 0 | 0 | 0 | 0 | 0 | 0 | 0 | 0 | 0 | 0 | 0
F9_Industrial_Industrial - WA_Existing_Space Heating_Natural Gas_Gas Furnace - Maintenance_A_Technical Potential | F9 | Industrial | Industrial - WA | Existing | Space Heating | Natural Gas | Gas Furnace - Maintenance | A | Incremental Winter Peak Savings (MW) | Technical Potential | 0 | 0 | 0 | 0 | 0 | 0 | 0 | 0 | 0 | 0 | 0 | 0 | 0 | 0 | 0 | 0 | 0 | 0 | 0 | 0 | 0 | 0 | 0 | 0 | 0 | 0 | 0
F10_Industrial_Industrial - WA_Existing_Space Heating_Natural Gas_Gas Furnace - Maintenance_A_Technical Potential | F10 | Industrial | Industrial - WA | Existing | Space Heating | Natural Gas | Gas Furnace - Maintenance | A | Cumulative Energy Savings (MWh or mTherms) | Technical Potential | 0 | 0 | 0.021539 | 0.036309 | 0.046276 | 0.046147 | 0.045998 | 0.045834 | 0.045655 | 0.045462 | 0.045259 | 0.045045 | 0.044823 | 0.044593 | 0.044357 | 0.044116 | 0.043871 | 0.043623 | 0.043372 | 0.043139 | 0.042921 | 0.042719 | 0.042533 | 0.042361 | 0.042203 | 0.042056 | 0.041921
F11_Industrial_Industrial - WA_Existing_Space Heating_Natural Gas_Gas Furnace - Maintenance_A_Technical Potential | F11 | Industrial | Industrial - WA | Existing | Space Heating | Natural Gas | Gas Furnace - Maintenance | A | Cumulative Summer Peak Savings (MW) | Technical Potential | 0 | 0 | 0 | 0 | 0 | 0 | 0 | 0 | 0 | 0 | 0 | 0 | 0 | 0 | 0 | 0 | 0 | 0 | 0 | 0 | 0 | 0 | 0 | 0 | 0 | 0 | 0
F12_Industrial_Industrial - WA_Existing_Space Heating_Natural Gas_Gas Furnace - Maintenance_A_Technical Potential | F12 | Industrial | Industrial - WA | Existing | Space Heating | Natural Gas | Gas Furnace - Maintenance | A | Cumulative Winter Peak Savings (MW) | Technical Potential | 0 | 0 | 0 | 0 | 0 | 0 | 0 | 0 | 0 | 0 | 0 | 0 | 0 | 0 | 0 | 0 | 0 | 0 | 0 | 0 | 0 | 0 | 0 | 0 | 0 | 0 | 0
F13_Industrial_Industrial - WA_Existing_Space Heating_Natural Gas_Gas Furnace - Maintenance_A_Technical Potential | F13 | Industrial | Industrial - WA | Existing | Space Heating | Natural Gas | Gas Furnace - Maintenance | A | Purchases (Incremental) | Technical Potential | 0 | 0 | 30.8131 | 21.2252 | 14.4402 | 0 | 0 | 0 | 0 | 0 | 0 | 0 | 0 | 0 | 0 | 0 | 0 | 0 | 0 | 0 | 0 | 0 | 0 | 0 | 0 | 0 | 0
F14_Industrial_Industrial - WA_Existing_Space Heating_Natural Gas_Gas Furnace - Maintenance_A_Technical Potential | F14 | Industrial | Industrial - WA | Existing | Space Heating | Natural Gas | Gas Furnace - Maintenance | A | Purchases (Cumulative) | Technical Potential | 0 | 0 | 30.8131 | 52.0383 | 66.4784 | 66.4784 | 66.4784 | 66.4784 | 66.4784 | 66.4784 | 66.4784 | 66.4784 | 66.4784 | 66.4784 | 66.4784 | 66.4784 | 66.4784 | 66.4784 | 66.4784 | 66.4784 | 66.4784 | 66.4784 | 66.4784 | 66.4784 | 66.4784 | 66.4784 | 66.4784
F1_Industrial_Industrial - WA_Existing_Space Heating_Natural Gas_Gas Furnace - Tube Inserts_A_Technical Potential | F1 | Industrial | Industrial - WA | Existing | Space Heating | Natural Gas | Gas Furnace - Tube Inserts | A | Original Unit Energy Savings (kWh or therms) | Technical Potential | 0 | 0 | 0 | 0 | 0 | 0 | 0 | 0 | 0 | 0 | 0 | 0 | 0 | 0 | 0 | 0 | 0 | 0 | 0 | 0 | 0 | 0 | 0 | 0 | 0 | 0 | 0
F2_Industrial_Industrial - WA_Existing_Space Heating_Natural Gas_Gas Furnace - Tube Inserts_A_Technical Potential | F2 | Industrial | Industrial - WA | Existing | Space Heating | Natural Gas | Gas Furnace - Tube Inserts | A | Original Unit Summer Peak Savings (kW) | Technical Potential | 0 | 0 | 0 | 0 | 0 | 0 | 0 | 0 | 0 | 0 | 0 | 0 | 0 | 0 | 0 | 0 | 0 | 0 | 0 | 0 | 0 | 0 | 0 | 0 | 0 | 0 | 0
F3_Industrial_Industrial - WA_Existing_Space Heating_Natural Gas_Gas Furnace - Tube Inserts_A_Technical Potential | F3 | Industrial | Industrial - WA | Existing | Space Heating | Natural Gas | Gas Furnace - Tube Inserts | A | Original Unit Winter Peak Savings (kW) | Technical Potential | 0 | 0 | 0 | 0 | 0 | 0 | 0 | 0 | 0 | 0 | 0 | 0 | 0 | 0 | 0 | 0 | 0 | 0 | 0 | 0 | 0 | 0 | 0 | 0 | 0 | 0 | 0
F4_Industrial_Industrial - WA_Existing_Space Heating_Natural Gas_Gas Furnace - Tube Inserts_A_Technical Potential | F4 | Industrial | Industrial - WA | Existing | Space Heating | Natural Gas | Gas Furnace - Tube Inserts | A | Standalone Impact on Baseline Energy (%) | Technical Potential | 0 | 0 | 0 | 0 | 0 | 0 | 0 | 0 | 0 | 0 | 0 | 0 | 0 | 0 | 0 | 0 | 0 | 0 | 0 | 0 | 0 | 0 | 0 | 0 | 0 | 0 | 0
F5_Industrial_Industrial - WA_Existing_Space Heating_Natural Gas_Gas Furnace - Tube Inserts_A_Technical Potential | F5 | Industrial | Industrial - WA | Existing | Space Heating | Natural Gas | Gas Furnace - Tube Inserts | A | Standalone Impact on Baseline Summer Peak (%) | Technical Potential | 0 | 0 | 0 | 0 | 0 | 0 | 0 | 0 | 0 | 0 | 0 | 0 | 0 | 0 | 0 | 0 | 0 | 0 | 0 | 0 | 0 | 0 | 0 | 0 | 0 | 0 | 0
F6_Industrial_Industrial - WA_Existing_Space Heating_Natural Gas_Gas Furnace - Tube Inserts_A_Technical Potential | F6 | Industrial | Industrial - WA | Existing | Space Heating | Natural Gas | Gas Furnace - Tube Inserts | A | Standalone Impact on Baseline Winter Peak (%) | Technical Potential | 0 | 0 | 0 | 0 | 0 | 0 | 0 | 0 | 0 | 0 | 0 | 0 | 0 | 0 | 0 | 0 | 0 | 0 | 0 | 0 | 0 | 0 | 0 | 0 | 0 | 0 | 0
F7_Industrial_Industrial - WA_Existing_Space Heating_Natural Gas_Gas Furnace - Tube Inserts_A_Technical Potential | F7 | Industrial | Industrial - WA | Existing | Space Heating | Natural Gas | Gas Furnace - Tube Inserts | A | Incremental Energy Savings (MWh or mTherms) | Technical Potential | 0 | 0 | 0 | 0 | 0 | 0 | 0 | 0 | 0 | 0 | 0 | 0 | 0 | 0 | 0 | 0 | 0 | 0 | 0 | 0 | 0 | 0 | 0 | 0 | 0 | 0 | 0
F8_Industrial_Industrial - WA_Existing_Space Heating_Natural Gas_Gas Furnace - Tube Inserts_A_Technical Potential | F8 | Industrial | Industrial - WA | Existing | Space Heating | Natural Gas | Gas Furnace - Tube Inserts | A | Incremental Summer Peak Savings (MW) | Technical Potential | 0 | 0 | 0 | 0 | 0 | 0 | 0 | 0 | 0 | 0 | 0 | 0 | 0 | 0 | 0 | 0 | 0 | 0 | 0 | 0 | 0 | 0 | 0 | 0 | 0 | 0 | 0
F9_Industrial_Industrial - WA_Existing_Space Heating_Natural Gas_Gas Furnace - Tube Inserts_A_Technical Potential | F9 | Industrial | Industrial - WA | Existing | Space Heating | Natural Gas | Gas Furnace - Tube Inserts | A | Incremental Winter Peak Savings (MW) | Technical Potential | 0 | 0 | 0 | 0 | 0 | 0 | 0 | 0 | 0 | 0 | 0 | 0 | 0 | 0 | 0 | 0 | 0 | 0 | 0 | 0 | 0 | 0 | 0 | 0 | 0 | 0 | 0
F10_Industrial_Industrial - WA_Existing_Space Heating_Natural Gas_Gas Furnace - Tube Inserts_A_Technical Potential | F10 | Industrial | Industrial - WA | Existing | Space Heating | Natural Gas | Gas Furnace - Tube Inserts | A | Cumulative Energy Savings (MWh or mTherms) | Technical Potential | 0 | 0 | 0 | 0 | 0 | 0 | 0 | 0 | 0 | 0 | 0 | 0 | 0 | 0 | 0 | 0 | 0 | 0 | 0 | 0 | 0 | 0 | 0 | 0 | 0 | 0 | 0
F11_Industrial_Industrial - WA_Existing_Space Heating_Natural Gas_Gas Furnace - Tube Inserts_A_Technical Potential | F11 | Industrial | Industrial - WA | Existing | Space Heating | Natural Gas | Gas Furnace - Tube Inserts | A | Cumulative Summer Peak Savings (MW) | Technical Potential | 0 | 0 | 0 | 0 | 0 | 0 | 0 | 0 | 0 | 0 | 0 | 0 | 0 | 0 | 0 | 0 | 0 | 0 | 0 | 0 | 0 | 0 | 0 | 0 | 0 | 0 | 0
F12_Industrial_Industrial - WA_Existing_Space Heating_Natural Gas_Gas Furnace - Tube Inserts_A_Technical Potential | F12 | Industrial | Industrial - WA | Existing | Space Heating | Natural Gas | Gas Furnace - Tube Inserts | A | Cumulative Winter Peak Savings (MW) | Technical Potential | 0 | 0 | 0 | 0 | 0 | 0 | 0 | 0 | 0 | 0 | 0 | 0 | 0 | 0 | 0 | 0 | 0 | 0 | 0 | 0 | 0 | 0 | 0 | 0 | 0 | 0 | 0
F13_Industrial_Industrial - WA_Existing_Space Heating_Natural Gas_Gas Furnace - Tube Inserts_A_Technical Potential | F13 | Industrial | Industrial - WA | Existing | Space Heating | Natural Gas | Gas Furnace - Tube Inserts | A | Purchases (Incremental) | Technical Potential | 0 | 0 | 0 | 0 | 0 | 0 | 0 | 0 | 0 | 0 | 0 | 0 | 0 | 0 | 0 | 0 | 0 | 0 | 0 | 0 | 0 | 0 | 0 | 0 | 0 | 0 | 0
F14_Industrial_Industrial - WA_Existing_Space Heating_Natural Gas_Gas Furnace - Tube Inserts_A_Technical Potential | F14 | Industrial | Industrial - WA | Existing | Space Heating | Natural Gas | Gas Furnace - Tube Inserts | A | Purchases (Cumulative) | Technical Potential | 0 | 0 | 0 | 0 | 0 | 0 | 0 | 0 | 0 | 0 | 0 | 0 | 0 | 0 | 0 | 0 | 0 | 0 | 0 | 0 | 0 | 0 | 0 | 0 | 0 | 0 | 0
F1_Industrial_Industrial - WA_Existing_Space Heating_Natural Gas_Gas Boiler - Burner Control Optimization_A_Technical Potential | F1 | Industrial | Industrial - WA | Existing | Space Heating | Natural Gas | Gas Boiler - Burner Control Optimization | A | Original Unit Energy Savings (kWh or therms) | Technical Potential | 0 | 0 | 0.33635 | 0.33551 | 0.33469 | 0.33388 | 0.3331 | 0.33233 | 0.33159 | 0.33088 | 0.33019 | 0.32953 | 0.3289 | 0.32829 | 0.32772 | 0.32718 | 0.32667 | 0.32619 | 0.32574 | 0.32533 | 0.32495 | 0.32461 | 0.32429 | 0.32401 | 0.32375 | 0.32352 | 0.3233
F2_Industrial_Industrial - WA_Existing_Space Heating_Natural Gas_Gas Boiler - Burner Control Optimization_A_Technical Potential | F2 | Industrial | Industrial - WA | Existing | Space Heating | Natural Gas | Gas Boiler - Burner Control Optimization | A | Original Unit Summer Peak Savings (kW) | Technical Potential | 0 | 0 | 0 | 0 | 0 | 0 | 0 | 0 | 0 | 0 | 0 | 0 | 0 | 0 | 0 | 0 | 0 | 0 | 0 | 0 | 0 | 0 | 0 | 0 | 0 | 0 | 0
F3_Industrial_Industrial - WA_Existing_Space Heating_Natural Gas_Gas Boiler - Burner Control Optimization_A_Technical Potential | F3 | Industrial | Industrial - WA | Existing | Space Heating | Natural Gas | Gas Boiler - Burner Control Optimization | A | Original Unit Winter Peak Savings (kW) | Technical Potential | 0 | 0 | 0 | 0 | 0 | 0 | 0 | 0 | 0 | 0 | 0 | 0 | 0 | 0 | 0 | 0 | 0 | 0 | 0 | 0 | 0 | 0 | 0 | 0 | 0 | 0 | 0
F4_Industrial_Industrial - WA_Existing_Space Heating_Natural Gas_Gas Boiler - Burner Control Optimization_A_Technical Potential | F4 | Industrial | Industrial - WA | Existing | Space Heating | Natural Gas | Gas Boiler - Burner Control Optimization | A | Standalone Impact on Baseline Energy (%) | Technical Potential | 0 | 0 | 1.9803e-05 | 5.1246e-05 | 0.00011431 | 0.00022509 | 0.00039825 | 0.00064219 | 0.00095518 | 0.0013242 | 0.0017273 | 0.002138 | 0.0025312 | 0.0028879 | 0.0031968 | 0.003455 | 0.003666 | 0.0038373 | 0.0039778 | 0.0040957 | 0.0041718 | 0.0042491 | 0.0043275 | 0.0044071 | 0.0044879 | 0.0045699 | 0.0046533
F5_Industrial_Industrial - WA_Existing_Space Heating_Natural Gas_Gas Boiler - Burner Control Optimization_A_Technical Potential | F5 | Industrial | Industrial - WA | Existing | Space Heating | Natural Gas | Gas Boiler - Burner Control Optimization | A | Standalone Impact on Baseline Summer Peak (%) | Technical Potential | 0 | 0 | 0 | 0 | 0 | 0 | 0 | 0 | 0 | 0 | 0 | 0 | 0 | 0 | 0 | 0 | 0 | 0 | 0 | 0 | 0 | 0 | 0 | 0 | 0 | 0 | 0
F6_Industrial_Industrial - WA_Existing_Space Heating_Natural Gas_Gas Boiler - Burner Control Optimization_A_Technical Potential | F6 | Industrial | Industrial - WA | Existing | Space Heating | Natural Gas | Gas Boiler - Burner Control Optimization | A | Standalone Impact on Baseline Winter Peak (%) | Technical Potential | 0 | 0 | 0 | 0 | 0 | 0 | 0 | 0 | 0 | 0 | 0 | 0 | 0 | 0 | 0 | 0 | 0 | 0 | 0 | 0 | 0 | 0 | 0 | 0 | 0 | 0 | 0
F7_Industrial_Industrial - WA_Existing_Space Heating_Natural Gas_Gas Boiler - Burner Control Optimization_A_Technical Potential | F7 | Industrial | Industrial - WA | Existing | Space Heating | Natural Gas | Gas Boiler - Burner Control Optimization | A | Incremental Energy Savings (MWh or mTherms) | Technical Potential | 0 | 0 | 0.0033092 | 0.0050993 | 0.0099981 | 0.017154 | 0.026162 | 0.035913 | 0.044819 | 0.051276 | 0.054156 | 0.053115 | 0.048626 | 0.041737 | 0.03372 | 0.025732 | 0.018604 | 0.01278 | 0.0083615 | 0.0052226 | 0 | 0 | 0 | 0 | 0 | 0 | 0
F8_Industrial_Industrial - WA_Existing_Space Heating_Natural Gas_Gas Boiler - Burner Control Optimization_A_Technical Potential | F8 | Industrial | Industrial - WA | Existing | Space Heating | Natural Gas | Gas Boiler - Burner Control Optimization | A | Incremental Summer Peak Savings (MW) | Technical Potential | 0 | 0 | 0 | 0 | 0 | 0 | 0 | 0 | 0 | 0 | 0 | 0 | 0 | 0 | 0 | 0 | 0 | 0 | 0 | 0 | 0 | 0 | 0 | 0 | 0 | 0 | 0
F9_Industrial_Industrial - WA_Existing_Space Heating_Natural Gas_Gas Boiler - Burner Control Optimization_A_Technical Potential | F9 | Industrial | Industrial - WA | Existing | Space Heating | Natural Gas | Gas Boiler - Burner Control Optimization | A | Incremental Winter Peak Savings (MW) | Technical Potential | 0 | 0 | 0 | 0 | 0 | 0 | 0 | 0 | 0 | 0 | 0 | 0 | 0 | 0 | 0 | 0 | 0 | 0 | 0 | 0 | 0 | 0 | 0 | 0 | 0 | 0 | 0
F10_Industrial_Industrial - WA_Existing_Space Heating_Natural Gas_Gas Boiler - Burner Control Optimization_A_Technical Potential | F10 | Industrial | Industrial - WA | Existing | Space Heating | Natural Gas | Gas Boiler - Burner Control Optimization | A | Cumulative Energy Savings (MWh or mTherms) | Technical Potential | 0 | 0 | 0.0033092 | 0.0084002 | 0.018378 | 0.035487 | 0.061566 | 0.097337 | 0.14194 | 0.19291 | 0.24666 | 0.29929 | 0.34734 | 0.38844 | 0.42148 | 0.44651 | 0.46442 | 0.47652 | 0.48423 | 0.48884 | 0.48827 | 0.48775 | 0.48728 | 0.48686 | 0.48647 | 0.48611 | 0.48579
F11_Industrial_Industrial - WA_Existing_Space Heating_Natural Gas_Gas Boiler - Burner Control Optimization_A_Technical Potential | F11 | Industrial | Industrial - WA | Existing | Space Heating | Natural Gas | Gas Boiler - Burner Control Optimization | A | Cumulative Summer Peak Savings (MW) | Technical Potential | 0 | 0 | 0 | 0 | 0 | 0 | 0 | 0 | 0 | 0 | 0 | 0 | 0 | 0 | 0 | 0 | 0 | 0 | 0 | 0 | 0 | 0 | 0 | 0 | 0 | 0 | 0
F12_Industrial_Industrial - WA_Existing_Space Heating_Natural Gas_Gas Boiler - Burner Control Optimization_A_Technical Potential | F12 | Industrial | Industrial - WA | Existing | Space Heating | Natural Gas | Gas Boiler - Burner Control Optimization | A | Cumulative Winter Peak Savings (MW) | Technical Potential | 0 | 0 | 0 | 0 | 0 | 0 | 0 | 0 | 0 | 0 | 0 | 0 | 0 | 0 | 0 | 0 | 0 | 0 | 0 | 0 | 0 | 0 | 0 | 0 | 0 | 0 | 0
F13_Industrial_Industrial - WA_Existing_Space Heating_Natural Gas_Gas Boiler - Burner Control Optimization_A_Technical Potential | F13 | Industrial | Industrial - WA | Existing | Space Heating | Natural Gas | Gas Boiler - Burner Control Optimization | A | Purchases (Incremental) | Technical Potential | 0 | 0 | 9.8385 | 15.1986 | 29.8731 | 51.3765 | 78.5411 | 108.0617 | 135.1618 | 154.97 | 164.0134 | 161.1855 | 147.846 | 127.1349 | 102.8941 | 78.649 | 56.9527 | 39.1795 | 25.6693 | 16.0534 | 0 | 0 | 0 | 0 | 0 | 0 | 0
F14_Industrial_Industrial - WA_Existing_Space Heating_Natural Gas_Gas Boiler - Burner Control Optimization_A_Technical Potential | F14 | Industrial | Industrial - WA | Existing | Space Heating | Natural Gas | Gas Boiler - Burner Control Optimization | A | Purchases (Cumulative) | Technical Potential | 0 | 0 | 9.8385 | 25.0371 | 54.9101 | 106.2866 | 184.8277 | 292.8894 | 428.0512 | 583.0212 | 747.0346 | 908.2201 | 1056.0662 | 1183.201 | 1286.0951 | 1364.7441 | 1421.6968 | 1460.8763 | 1486.5457 | 1502.5991 | 1502.5991 | 1502.5991 | 1502.5991 | 1502.5991 | 1502.5991 | 1502.5991 | 1502.5991
F1_Industrial_Industrial - WA_Existing_Space Heating_Natural Gas_Gas Boiler - High Turndown Burner_A_Technical Potential | F1 | Industrial | Industrial - WA | Existing | Space Heating | Natural Gas | Gas Boiler - High Turndown Burner | A | Original Unit Energy Savings (kWh or therms) | Technical Potential | 0 | 0 | 1.1598 | 1.1569 | 1.1541 | 1.1513 | 1.1486 | 1.146 | 1.1434 | 1.141 | 1.1386 | 1.1363 | 1.1341 | 1.132 | 1.1301 | 1.1282 | 1.1264 | 1.1248 | 1.1232 | 1.1218 | 1.1205 | 1.1193 | 1.1183 | 1.1173 | 1.1164 | 1.1156 | 1.1148
F2_Industrial_Industrial - WA_Existing_Space Heating_Natural Gas_Gas Boiler - High Turndown Burner_A_Technical Potential | F2 | Industrial | Industrial - WA | Existing | Space Heating | Natural Gas | Gas Boiler - High Turndown Burner | A | Original Unit Summer Peak Savings (kW) | Technical Potential | 0 | 0 | 0 | 0 | 0 | 0 | 0 | 0 | 0 | 0 | 0 | 0 | 0 | 0 | 0 | 0 | 0 | 0 | 0 | 0 | 0 | 0 | 0 | 0 | 0 | 0 | 0
F3_Industrial_Industrial - WA_Existing_Space Heating_Natural Gas_Gas Boiler - High Turndown Burner_A_Technical Potential | F3 | Industrial | Industrial - WA | Existing | Space Heating | Natural Gas | Gas Boiler - High Turndown Burner | A | Original Unit Winter Peak Savings (kW) | Technical Potential | 0 | 0 | 0 | 0 | 0 | 0 | 0 | 0 | 0 | 0 | 0 | 0 | 0 | 0 | 0 | 0 | 0 | 0 | 0 | 0 | 0 | 0 | 0 | 0 | 0 | 0 | 0
F4_Industrial_Industrial - WA_Existing_Space Heating_Natural Gas_Gas Boiler - High Turndown Burner_A_Technical Potential | F4 | Industrial | Industrial - WA | Existing | Space Heating | Natural Gas | Gas Boiler - High Turndown Burner | A | Standalone Impact on Baseline Energy (%) | Technical Potential | 0 | 0 | 0.0004219 | 0.00085067 | 0.0012867 | 0.0017302 | 0.0021817 | 0.0025992 | 0.0029487 | 0.0032442 | 0.0034968 | 0.0037157 | 0.0039078 | 0.004079 | 0.0042339 | 0.0043761 | 0.0045085 | 0.0045926 | 0.0046786 | 0.0047658 | 0.0048544 | 0.0049443 | 0.0050355 | 0.0051281 | 0.0052222 | 0.0053176 | 0.0054146
F5_Industrial_Industrial - WA_Existing_Space Heating_Natural Gas_Gas Boiler - High Turndown Burner_A_Technical Potential | F5 | Industrial | Industrial - WA | Existing | Space Heating | Natural Gas | Gas Boiler - High Turndown Burner | A | Standalone Impact on Baseline Summer Peak (%) | Technical Potential | 0 | 0 | 0 | 0 | 0 | 0 | 0 | 0 | 0 | 0 | 0 | 0 | 0 | 0 | 0 | 0 | 0 | 0 | 0 | 0 | 0 | 0 | 0 | 0 | 0 | 0 | 0
F6_Industrial_Industrial - WA_Existing_Space Heating_Natural Gas_Gas Boiler - High Turndown Burner_A_Technical Potential | F6 | Industrial | Industrial - WA | Existing | Space Heating | Natural Gas | Gas Boiler - High Turndown Burner | A | Standalone Impact on Baseline Winter Peak (%) | Technical Potential | 0 | 0 | 0 | 0 | 0 | 0 | 0 | 0 | 0 | 0 | 0 | 0 | 0 | 0 | 0 | 0 | 0 | 0 | 0 | 0 | 0 | 0 | 0 | 0 | 0 | 0 | 0
F7_Industrial_Industrial - WA_Existing_Space Heating_Natural Gas_Gas Boiler - High Turndown Burner_A_Technical Potential | F7 | Industrial | Industrial - WA | Existing | Space Heating | Natural Gas | Gas Boiler - High Turndown Burner | A | Incremental Energy Savings (MWh or mTherms) | Technical Potential | 0 | 0 | 0.070502 | 0.069114 | 0.067755 | 0.066427 | 0.065128 | 0.057473 | 0.045085 | 0.03537 | 0.02775 | 0.021774 | 0.017086 | 0.013408 | 0.010523 | 0.0082597 | 0.0064837 | 0 | 0 | 0 | 0 | 0 | 0 | 0 | 0 | 0 | 0
F8_Industrial_Industrial - WA_Existing_Space Heating_Natural Gas_Gas Boiler - High Turndown Burner_A_Technical Potential | F8 | Industrial | Industrial - WA | Existing | Space Heating | Natural Gas | Gas Boiler - High Turndown Burner | A | Incremental Summer Peak Savings (MW) | Technical Potential | 0 | 0 | 0 | 0 | 0 | 0 | 0 | 0 | 0 | 0 | 0 | 0 | 0 | 0 | 0 | 0 | 0 | 0 | 0 | 0 | 0 | 0 | 0 | 0 | 0 | 0 | 0
F9_Industrial_Industrial - WA_Existing_Space Heating_Natural Gas_Gas Boiler - High Turndown Burner_A_Technical Potential | F9 | Industrial | Industrial - WA | Existing | Space Heating | Natural Gas | Gas Boiler - High Turndown Burner | A | Incremental Winter Peak Savings (MW) | Technical Potential | 0 | 0 | 0 | 0 | 0 | 0 | 0 | 0 | 0 | 0 | 0 | 0 | 0 | 0 | 0 | 0 | 0 | 0 | 0 | 0 | 0 | 0 | 0 | 0 | 0 | 0 | 0
F10_Industrial_Industrial - WA_Existing_Space Heating_Natural Gas_Gas Boiler - High Turndown Burner_A_Technical Potential | F10 | Industrial | Industrial - WA | Existing | Space Heating | Natural Gas | Gas Boiler - High Turndown Burner | A | Cumulative Energy Savings (MWh or mTherms) | Technical Potential | 0 | 0 | 0.070502 | 0.13944 | 0.20685 | 0.27278 | 0.33727 | 0.39397 | 0.43818 | 0.4726 | 0.49937 | 0.52014 | 0.53623 | 0.54865 | 0.55822 | 0.56555 | 0.57115 | 0.57032 | 0.56954 | 0.56882 | 0.56815 | 0.56755 | 0.56701 | 0.56651 | 0.56606 | 0.56565 | 0.56527
F11_Industrial_Industrial - WA_Existing_Space Heating_Natural Gas_Gas Boiler - High Turndown Burner_A_Technical Potential | F11 | Industrial | Industrial - WA | Existing | Space Heating | Natural Gas | Gas Boiler - High Turndown Burner | A | Cumulative Summer Peak Savings (MW) | Technical Potential | 0 | 0 | 0 | 0 | 0 | 0 | 0 | 0 | 0 | 0 | 0 | 0 | 0 | 0 | 0 | 0 | 0 | 0 | 0 | 0 | 0 | 0 | 0 | 0 | 0 | 0 | 0
F12_Industrial_Industrial - WA_Existing_Space Heating_Natural Gas_Gas Boiler - High Turndown Burner_A_Technical Potential | F12 | Industrial | Industrial - WA | Existing | Space Heating | Natural Gas | Gas Boiler - High Turndown Burner | A | Cumulative Winter Peak Savings (MW) | Technical Potential | 0 | 0 | 0 | 0 | 0 | 0 | 0 | 0 | 0 | 0 | 0 | 0 | 0 | 0 | 0 | 0 | 0 | 0 | 0 | 0 | 0 | 0 | 0 | 0 | 0 | 0 | 0
F13_Industrial_Industrial - WA_Existing_Space Heating_Natural Gas_Gas Boiler - High Turndown Burner_A_Technical Potential | F13 | Industrial | Industrial - WA | Existing | Space Heating | Natural Gas | Gas Boiler - High Turndown Burner | A | Purchases (Incremental) | Technical Potential | 0 | 0 | 60.7868 | 59.7388 | 58.7088 | 57.6966 | 56.7018 | 50.1518 | 39.4297 | 30.9999 | 24.3723 | 19.1617 | 15.065 | 11.8442 | 9.312 | 7.3212 | 5.756 | 0 | 0 | 0 | 0 | 0 | 0 | 0 | 0 | 0 | 0
F14_Industrial_Industrial - WA_Existing_Space Heating_Natural Gas_Gas Boiler - High Turndown Burner_A_Technical Potential | F14 | Industrial | Industrial - WA | Existing | Space Heating | Natural Gas | Gas Boiler - High Turndown Burner | A | Purchases (Cumulative) | Technical Potential | 0 | 0 | 60.7868 | 120.5256 | 179.2344 | 236.9309 | 293.6327 | 343.7845 | 383.2142 | 414.214 | 438.5863 | 457.748 | 472.8131 | 484.6573 | 493.9693 | 501.2905 | 507.0465 | 507.0465 | 507.0465 | 507.0465 | 507.0465 | 507.0465 | 507.0465 | 507.0465 | 507.0465 | 507.0465 | 507.0465
F1_Industrial_Industrial - WA_Existing_Space Heating_Natural Gas_Gas Boiler - Hot Water Reset_A_Technical Potential | F1 | Industrial | Industrial - WA | Existing | Space Heating | Natural Gas | Gas Boiler - Hot Water Reset | A | Original Unit Energy Savings (kWh or therms) | Technical Potential | 0 | 0 | 1237.1517 | 1234.0624 | 1231.0332 | 1228.0714 | 1225.184 | 1222.3771 | 1219.6565 | 1217.0273 | 1214.4942 | 1212.0615 | 1209.7329 | 1207.5121 | 1205.4023 | 1203.4063 | 1201.5267 | 1199.7661 | 1198.1265 | 1196.61 | 1195.2184 | 1193.9533 | 1192.8032 | 1191.7576 | 1190.8071 | 1189.9431 | 1189.1575
F2_Industrial_Industrial - WA_Existing_Space Heating_Natural Gas_Gas Boiler - Hot Water Reset_A_Technical Potential | F2 | Industrial | Industrial - WA | Existing | Space Heating | Natural Gas | Gas Boiler - Hot Water Reset | A | Original Unit Summer Peak Savings (kW) | Technical Potential | 0 | 0 | 0 | 0 | 0 | 0 | 0 | 0 | 0 | 0 | 0 | 0 | 0 | 0 | 0 | 0 | 0 | 0 | 0 | 0 | 0 | 0 | 0 | 0 | 0 | 0 | 0
F3_Industrial_Industrial - WA_Existing_Space Heating_Natural Gas_Gas Boiler - Hot Water Reset_A_Technical Potential | F3 | Industrial | Industrial - WA | Existing | Space Heating | Natural Gas | Gas Boiler - Hot Water Reset | A | Original Unit Winter Peak Savings (kW) | Technical Potential | 0 | 0 | 0 | 0 | 0 | 0 | 0 | 0 | 0 | 0 | 0 | 0 | 0 | 0 | 0 | 0 | 0 | 0 | 0 | 0 | 0 | 0 | 0 | 0 | 0 | 0 | 0
F4_Industrial_Industrial - WA_Existing_Space Heating_Natural Gas_Gas Boiler - Hot Water Reset_A_Technical Potential | F4 | Industrial | Industrial - WA | Existing | Space Heating | Natural Gas | Gas Boiler - Hot Water Reset | A | Standalone Impact on Baseline Energy (%) | Technical Potential | 0 | 0 | 0.00035385 | 0.00079403 | 0.0013387 | 0.0019782 | 0.0027157 | 0.0035853 | 0.0045506 | 0.0055534 | 0.0065221 | 0.0073873 | 0.0081004 | 0.0086319 | 0.0090134 | 0.0092874 | 0.0095053 | 0.0096991 | 0.0098858 | 0.010071 | 0.010259 | 0.010449 | 0.010641 | 0.010837 | 0.011036 | 0.011238 | 0.011443
F5_Industrial_Industrial - WA_Existing_Space Heating_Natural Gas_Gas Boiler - Hot Water Reset_A_Technical Potential | F5 | Industrial | Industrial - WA | Existing | Space Heating | Natural Gas | Gas Boiler - Hot Water Reset | A | Standalone Impact on Baseline Summer Peak (%) | Technical Potential | 0 | 0 | 0 | 0 | 0 | 0 | 0 | 0 | 0 | 0 | 0 | 0 | 0 | 0 | 0 | 0 | 0 | 0 | 0 | 0 | 0 | 0 | 0 | 0 | 0 | 0 | 0
F6_Industrial_Industrial - WA_Existing_Space Heating_Natural Gas_Gas Boiler - Hot Water Reset_A_Technical Potential | F6 | Industrial | Industrial - WA | Existing | Space Heating | Natural Gas | Gas Boiler - Hot Water Reset | A | Standalone Impact on Baseline Winter Peak (%) | Technical Potential | 0 | 0 | 0 | 0 | 0 | 0 | 0 | 0 | 0 | 0 | 0 | 0 | 0 | 0 | 0 | 0 | 0 | 0 | 0 | 0 | 0 | 0 | 0 | 0 | 0 | 0 | 0
F7_Industrial_Industrial - WA_Existing_Space Heating_Natural Gas_Gas Boiler - Hot Water Reset_A_Technical Potential | F7 | Industrial | Industrial - WA | Existing | Space Heating | Natural Gas | Gas Boiler - Hot Water Reset | A | Incremental Energy Savings (MWh or mTherms) | Technical Potential | 0 | 0 | 0.059131 | 0.071173 | 0.085384 | 0.097174 | 0.10867 | 0.12457 | 0.134 | 0.13424 | 0.12407 | 0.1046 | 0.079395 | 0.051545 | 0.029362 | 0.01387 | 0.005758 | 0.0020547 | 0.00062987 | 0.00013475 | 2.1741e-05 | 2.562e-06 | 0 | 0 | 0 | 0 | 0
F8_Industrial_Industrial - WA_Existing_Space Heating_Natural Gas_Gas Boiler - Hot Water Reset_A_Technical Potential | F8 | Industrial | Industrial - WA | Existing | Space Heating | Natural Gas | Gas Boiler - Hot Water Reset | A | Incremental Summer Peak Savings (MW) | Technical Potential | 0 | 0 | 0 | 0 | 0 | 0 | 0 | 0 | 0 | 0 | 0 | 0 | 0 | 0 | 0 | 0 | 0 | 0 | 0 | 0 | 0 | 0 | 0 | 0 | 0 | 0 | 0
F9_Industrial_Industrial - WA_Existing_Space Heating_Natural Gas_Gas Boiler - Hot Water Reset_A_Technical Potential | F9 | Industrial | Industrial - WA | Existing | Space Heating | Natural Gas | Gas Boiler - Hot Water Reset | A | Incremental Winter Peak Savings (MW) | Technical Potential | 0 | 0 | 0 | 0 | 0 | 0 | 0 | 0 | 0 | 0 | 0 | 0 | 0 | 0 | 0 | 0 | 0 | 0 | 0 | 0 | 0 | 0 | 0 | 0 | 0 | 0 | 0
F10_Industrial_Industrial - WA_Existing_Space Heating_Natural Gas_Gas Boiler - Hot Water Reset_A_Technical Potential | F10 | Industrial | Industrial - WA | Existing | Space Heating | Natural Gas | Gas Boiler - Hot Water Reset | A | Cumulative Energy Savings (MWh or mTherms) | Technical Potential | 0 | 0 | 0.059131 | 0.13016 | 0.21522 | 0.31188 | 0.41981 | 0.54343 | 0.67622 | 0.80901 | 0.93139 | 1.0341 | 1.1115 | 1.161 | 1.1884 | 1.2003 | 1.2042 | 1.2044 | 1.2034 | 1.202 | 1.2007 | 1.1994 | 1.1982 | 1.1972 | 1.1962 | 1.1954 | 1.1946
F11_Industrial_Industrial - WA_Existing_Space Heating_Natural Gas_Gas Boiler - Hot Water Reset_A_Technical Potential | F11 | Industrial | Industrial - WA | Existing | Space Heating | Natural Gas | Gas Boiler - Hot Water Reset | A | Cumulative Summer Peak Savings (MW) | Technical Potential | 0 | 0 | 0 | 0 | 0 | 0 | 0 | 0 | 0 | 0 | 0 | 0 | 0 | 0 | 0 | 0 | 0 | 0 | 0 | 0 | 0 | 0 | 0 | 0 | 0 | 0 | 0
F12_Industrial_Industrial - WA_Existing_Space Heating_Natural Gas_Gas Boiler - Hot Water Reset_A_Technical Potential | F12 | Industrial | Industrial - WA | Existing | Space Heating | Natural Gas | Gas Boiler - Hot Water Reset | A | Cumulative Winter Peak Savings (MW) | Technical Potential | 0 | 0 | 0 | 0 | 0 | 0 | 0 | 0 | 0 | 0 | 0 | 0 | 0 | 0 | 0 | 0 | 0 | 0 | 0 | 0 | 0 | 0 | 0 | 0 | 0 | 0 | 0
F13_Industrial_Industrial - WA_Existing_Space Heating_Natural Gas_Gas Boiler - Hot Water Reset_A_Technical Potential | F13 | Industrial | Industrial - WA | Existing | Space Heating | Natural Gas | Gas Boiler - Hot Water Reset | A | Purchases (Incremental) | Technical Potential | 0 | 0 | 0.047796 | 0.057674 | 0.069359 | 0.079127 | 0.088698 | 0.10191 | 0.10987 | 0.11031 | 0.10216 | 0.086299 | 0.06563 | 0.042687 | 0.024358 | 0.011526 | 0.0047923 | 0.0017126 | 0.00052572 | 0.00011261 | 1.819e-05 | 2.1458e-06 | 0 | 0 | 0 | 0 | 0
F14_Industrial_Industrial - WA_Existing_Space Heating_Natural Gas_Gas Boiler - Hot Water Reset_A_Technical Potential | F14 | Industrial | Industrial - WA | Existing | Space Heating | Natural Gas | Gas Boiler - Hot Water Reset | A | Purchases (Cumulative) | Technical Potential | 0 | 0 | 0.047796 | 0.10547 | 0.17483 | 0.25396 | 0.34265 | 0.44457 | 0.55444 | 0.66474 | 0.7669 | 0.8532 | 0.91883 | 0.96151 | 0.98587 | 0.9974 | 1.0022 | 1.0039 | 1.0044 | 1.0045 | 1.0046 | 1.0046 | 1.0046 | 1.0046 | 1.0046 | 1.0046 | 1.0046
F1_Industrial_Industrial - WA_Existing_Space Heating_Natural Gas_Gas Boiler - Insulate Hot Water Lines_A_Technical Potential | F1 | Industrial | Industrial - WA | Existing | Space Heating | Natural Gas | Gas Boiler - Insulate Hot Water Lines | A | Original Unit Energy Savings (kWh or therms) | Technical Potential | 0 | 0 | 5.2341 | 5.221 | 5.2082 | 5.1957 | 5.1835 | 5.1716 | 5.1601 | 5.149 | 5.1383 | 5.128 | 5.1181 | 5.1087 | 5.0998 | 5.0913 | 5.0834 | 5.0759 | 5.069 | 5.0626 | 5.0567 | 5.0513 | 5.0465 | 5.0421 | 5.038 | 5.0344 | 5.0311
F2_Industrial_Industrial - WA_Existing_Space Heating_Natural Gas_Gas Boiler - Insulate Hot Water Lines_A_Technical Potential | F2 | Industrial | Industrial - WA | Existing | Space Heating | Natural Gas | Gas Boiler - Insulate Hot Water Lines | A | Original Unit Summer Peak Savings (kW) | Technical Potential | 0 | 0 | 0 | 0 | 0 | 0 | 0 | 0 | 0 | 0 | 0 | 0 | 0 | 0 | 0 | 0 | 0 | 0 | 0 | 0 | 0 | 0 | 0 | 0 | 0 | 0 | 0
F3_Industrial_Industrial - WA_Existing_Space Heating_Natural Gas_Gas Boiler - Insulate Hot Water Lines_A_Technical Potential | F3 | Industrial | Industrial - WA | Existing | Space Heating | Natural Gas | Gas Boiler - Insulate Hot Water Lines | A | Original Unit Winter Peak Savings (kW) | Technical Potential | 0 | 0 | 0 | 0 | 0 | 0 | 0 | 0 | 0 | 0 | 0 | 0 | 0 | 0 | 0 | 0 | 0 | 0 | 0 | 0 | 0 | 0 | 0 | 0 | 0 | 0 | 0
F4_Industrial_Industrial - WA_Existing_Space Heating_Natural Gas_Gas Boiler - Insulate Hot Water Lines_A_Technical Potential | F4 | Industrial | Industrial - WA | Existing | Space Heating | Natural Gas | Gas Boiler - Insulate Hot Water Lines | A | Standalone Impact on Baseline Energy (%) | Technical Potential | 0 | 0 | 0.00024771 | 0.00049947 | 0.00075546 | 0.0010159 | 0.001281 | 0.0015509 | 0.0018258 | 0.0021059 | 0.0023913 | 0.0026824 | 0.0029791 | 0.0030336 | 0.0030894 | 0.0031465 | 0.003205 | 0.0032647 | 0.0033258 | 0.0033878 | 0.0034508 | 0.0035147 | 0.0035796 | 0.0036454 | 0.0037123 | 0.0037801 | 0.0038491
F5_Industrial_Industrial - WA_Existing_Space Heating_Natural Gas_Gas Boiler - Insulate Hot Water Lines_A_Technical Potential | F5 | Industrial | Industrial - WA | Existing | Space Heating | Natural Gas | Gas Boiler - Insulate Hot Water Lines | A | Standalone Impact on Baseline Summer Peak (%) | Technical Potential | 0 | 0 | 0 | 0 | 0 | 0 | 0 | 0 | 0 | 0 | 0 | 0 | 0 | 0 | 0 | 0 | 0 | 0 | 0 | 0 | 0 | 0 | 0 | 0 | 0 | 0 | 0
F6_Industrial_Industrial - WA_Existing_Space Heating_Natural Gas_Gas Boiler - Insulate Hot Water Lines_A_Technical Potential | F6 | Industrial | Industrial - WA | Existing | Space Heating | Natural Gas | Gas Boiler - Insulate Hot Water Lines | A | Standalone Impact on Baseline Winter Peak (%) | Technical Potential | 0 | 0 | 0 | 0 | 0 | 0 | 0 | 0 | 0 | 0 | 0 | 0 | 0 | 0 | 0 | 0 | 0 | 0 | 0 | 0 | 0 | 0 | 0 | 0 | 0 | 0 | 0
F7_Industrial_Industrial - WA_Existing_Space Heating_Natural Gas_Gas Boiler - Insulate Hot Water Lines_A_Technical Potential | F7 | Industrial | Industrial - WA | Existing | Space Heating | Natural Gas | Gas Boiler - Insulate Hot Water Lines | A | Incremental Energy Savings (MWh or mTherms) | Technical Potential | 0 | 0 | 0.041395 | 0.04058 | 0.039782 | 0.039002 | 0.03824 | 0.037494 | 0.036766 | 0.036054 | 0.035359 | 0.034679 | 0.034016 | 0 | 0 | 0 | 0 | 0 | 0 | 0 | 0 | 0 | 0 | 0 | 0 | 0 | 0
F8_Industrial_Industrial - WA_Existing_Space Heating_Natural Gas_Gas Boiler - Insulate Hot Water Lines_A_Technical Potential | F8 | Industrial | Industrial - WA | Existing | Space Heating | Natural Gas | Gas Boiler - Insulate Hot Water Lines | A | Incremental Summer Peak Savings (MW) | Technical Potential | 0 | 0 | 0 | 0 | 0 | 0 | 0 | 0 | 0 | 0 | 0 | 0 | 0 | 0 | 0 | 0 | 0 | 0 | 0 | 0 | 0 | 0 | 0 | 0 | 0 | 0 | 0
F9_Industrial_Industrial - WA_Existing_Space Heating_Natural Gas_Gas Boiler - Insulate Hot Water Lines_A_Technical Potential | F9 | Industrial | Industrial - WA | Existing | Space Heating | Natural Gas | Gas Boiler - Insulate Hot Water Lines | A | Incremental Winter Peak Savings (MW) | Technical Potential | 0 | 0 | 0 | 0 | 0 | 0 | 0 | 0 | 0 | 0 | 0 | 0 | 0 | 0 | 0 | 0 | 0 | 0 | 0 | 0 | 0 | 0 | 0 | 0 | 0 | 0 | 0
F10_Industrial_Industrial - WA_Existing_Space Heating_Natural Gas_Gas Boiler - Insulate Hot Water Lines_A_Technical Potential | F10 | Industrial | Industrial - WA | Existing | Space Heating | Natural Gas | Gas Boiler - Insulate Hot Water Lines | A | Cumulative Energy Savings (MWh or mTherms) | Technical Potential | 0 | 0 | 0.041395 | 0.081871 | 0.12145 | 0.16016 | 0.19803 | 0.23507 | 0.27131 | 0.30678 | 0.3415 | 0.37549 | 0.40879 | 0.40804 | 0.40733 | 0.40665 | 0.40602 | 0.40542 | 0.40487 | 0.40435 | 0.40388 | 0.40346 | 0.40307 | 0.40271 | 0.40239 | 0.4021 | 0.40184
F11_Industrial_Industrial - WA_Existing_Space Heating_Natural Gas_Gas Boiler - Insulate Hot Water Lines_A_Technical Potential | F11 | Industrial | Industrial - WA | Existing | Space Heating | Natural Gas | Gas Boiler - Insulate Hot Water Lines | A | Cumulative Summer Peak Savings (MW) | Technical Potential | 0 | 0 | 0 | 0 | 0 | 0 | 0 | 0 | 0 | 0 | 0 | 0 | 0 | 0 | 0 | 0 | 0 | 0 | 0 | 0 | 0 | 0 | 0 | 0 | 0 | 0 | 0
F12_Industrial_Industrial - WA_Existing_Space Heating_Natural Gas_Gas Boiler - Insulate Hot Water Lines_A_Technical Potential | F12 | Industrial | Industrial - WA | Existing | Space Heating | Natural Gas | Gas Boiler - Insulate Hot Water Lines | A | Cumulative Winter Peak Savings (MW) | Technical Potential | 0 | 0 | 0 | 0 | 0 | 0 | 0 | 0 | 0 | 0 | 0 | 0 | 0 | 0 | 0 | 0 | 0 | 0 | 0 | 0 | 0 | 0 | 0 | 0 | 0 | 0 | 0
F13_Industrial_Industrial - WA_Existing_Space Heating_Natural Gas_Gas Boiler - Insulate Hot Water Lines_A_Technical Potential | F13 | Industrial | Industrial - WA | Existing | Space Heating | Natural Gas | Gas Boiler - Insulate Hot Water Lines | A | Purchases (Incremental) | Technical Potential | 0 | 0 | 7.9087 | 7.7723 | 7.6383 | 7.5066 | 7.3772 | 7.25 | 7.125 | 7.0022 | 6.8815 | 6.7628 | 6.6462 | 0 | 0 | 0 | 0 | 0 | 0 | 0 | 0 | 0 | 0 | 0 | 0 | 0 | 0
F14_Industrial_Industrial - WA_Existing_Space Heating_Natural Gas_Gas Boiler - Insulate Hot Water Lines_A_Technical Potential | F14 | Industrial | Industrial - WA | Existing | Space Heating | Natural Gas | Gas Boiler - Insulate Hot Water Lines | A | Purchases (Cumulative) | Technical Potential | 0 | 0 | 7.9087 | 15.6811 | 23.3194 | 30.826 | 38.2033 | 45.4533 | 52.5783 | 59.5805 | 66.462 | 73.2248 | 79.871 | 79.871 | 79.871 | 79.871 | 79.871 | 79.871 | 79.871 | 79.871 | 79.871 | 79.871 | 79.871 | 79.871 | 79.871 | 79.871 | 79.871
F1_Industrial_Industrial - WA_Existing_Space Heating_Natural Gas_Gas Boiler - Insulate Steam Lines/Condensate Tank_A_Technical Potential | F1 | Industrial | Industrial - WA | Existing | Space Heating | Natural Gas | Gas Boiler - Insulate Steam Lines/Condensate Tank | A | Original Unit Energy Savings (kWh or therms) | Technical Potential | 0 | 0 | 7.8185 | 7.799 | 7.7799 | 7.7612 | 7.7429 | 7.7252 | 7.708 | 7.6914 | 7.6753 | 7.66 | 7.6453 | 7.6312 | 7.6179 | 7.6053 | 7.5934 | 7.5823 | 7.5719 | 7.5623 | 7.5535 | 7.5455 | 7.5383 | 7.5317 | 7.5256 | 7.5202 | 7.5152
F2_Industrial_Industrial - WA_Existing_Space Heating_Natural Gas_Gas Boiler - Insulate Steam Lines/Condensate Tank_A_Technical Potential | F2 | Industrial | Industrial - WA | Existing | Space Heating | Natural Gas | Gas Boiler - Insulate Steam Lines/Condensate Tank | A | Original Unit Summer Peak Savings (kW) | Technical Potential | 0 | 0 | 0 | 0 | 0 | 0 | 0 | 0 | 0 | 0 | 0 | 0 | 0 | 0 | 0 | 0 | 0 | 0 | 0 | 0 | 0 | 0 | 0 | 0 | 0 | 0 | 0
F3_Industrial_Industrial - WA_Existing_Space Heating_Natural Gas_Gas Boiler - Insulate Steam Lines/Condensate Tank_A_Technical Potential | F3 | Industrial | Industrial - WA | Existing | Space Heating | Natural Gas | Gas Boiler - Insulate Steam Lines/Condensate Tank | A | Original Unit Winter Peak Savings (kW) | Technical Potential | 0 | 0 | 0 | 0 | 0 | 0 | 0 | 0 | 0 | 0 | 0 | 0 | 0 | 0 | 0 | 0 | 0 | 0 | 0 | 0 | 0 | 0 | 0 | 0 | 0 | 0 | 0
F4_Industrial_Industrial - WA_Existing_Space Heating_Natural Gas_Gas Boiler - Insulate Steam Lines/Condensate Tank_A_Technical Potential | F4 | Industrial | Industrial - WA | Existing | Space Heating | Natural Gas | Gas Boiler - Insulate Steam Lines/Condensate Tank | A | Standalone Impact on Baseline Energy (%) | Technical Potential | 0 | 0 | 0.00037003 | 0.00074608 | 0.0011285 | 0.0015175 | 0.0019135 | 0.0023166 | 0.0027273 | 0.0031457 | 0.0035721 | 0.0040068 | 0.0044501 | 0.0049021 | 0.0053632 | 0.0058335 | 0.0063135 | 0.0064312 | 0.0065516 | 0.0066737 | 0.0067978 | 0.0069237 | 0.0070514 | 0.0071811 | 0.0073128 | 0.0074465 | 0.0075822
F5_Industrial_Industrial - WA_Existing_Space Heating_Natural Gas_Gas Boiler - Insulate Steam Lines/Condensate Tank_A_Technical Potential | F5 | Industrial | Industrial - WA | Existing | Space Heating | Natural Gas | Gas Boiler - Insulate Steam Lines/Condensate Tank | A | Standalone Impact on Baseline Summer Peak (%) | Technical Potential | 0 | 0 | 0 | 0 | 0 | 0 | 0 | 0 | 0 | 0 | 0 | 0 | 0 | 0 | 0 | 0 | 0 | 0 | 0 | 0 | 0 | 0 | 0 | 0 | 0 | 0 | 0
F6_Industrial_Industrial - WA_Existing_Space Heating_Natural Gas_Gas Boiler - Insulate Steam Lines/Condensate Tank_A_Technical Potential | F6 | Industrial | Industrial - WA | Existing | Space Heating | Natural Gas | Gas Boiler - Insulate Steam Lines/Condensate Tank | A | Standalone Impact on Baseline Winter Peak (%) | Technical Potential | 0 | 0 | 0 | 0 | 0 | 0 | 0 | 0 | 0 | 0 | 0 | 0 | 0 | 0 | 0 | 0 | 0 | 0 | 0 | 0 | 0 | 0 | 0 | 0 | 0 | 0 | 0
F7_Industrial_Industrial - WA_Existing_Space Heating_Natural Gas_Gas Boiler - Insulate Steam Lines/Condensate Tank_A_Technical Potential | F7 | Industrial | Industrial - WA | Existing | Space Heating | Natural Gas | Gas Boiler - Insulate Steam Lines/Condensate Tank | A | Incremental Energy Savings (MWh or mTherms) | Technical Potential | 0 | 0 | 0.061835 | 0.060617 | 0.059425 | 0.05826 | 0.057121 | 0.056008 | 0.05492 | 0.053856 | 0.052818 | 0.051803 | 0.050812 | 0.049844 | 0.048899 | 0.047977 | 0.047076 | 0 | 0 | 0 | 0 | 0 | 0 | 0 | 0 | 0 | 0
F8_Industrial_Industrial - WA_Existing_Space Heating_Natural Gas_Gas Boiler - Insulate Steam Lines/Condensate Tank_A_Technical Potential | F8 | Industrial | Industrial - WA | Existing | Space Heating | Natural Gas | Gas Boiler - Insulate Steam Lines/Condensate Tank | A | Incremental Summer Peak Savings (MW) | Technical Potential | 0 | 0 | 0 | 0 | 0 | 0 | 0 | 0 | 0 | 0 | 0 | 0 | 0 | 0 | 0 | 0 | 0 | 0 | 0 | 0 | 0 | 0 | 0 | 0 | 0 | 0 | 0
F9_Industrial_Industrial - WA_Existing_Space Heating_Natural Gas_Gas Boiler - Insulate Steam Lines/Condensate Tank_A_Technical Potential | F9 | Industrial | Industrial - WA | Existing | Space Heating | Natural Gas | Gas Boiler - Insulate Steam Lines/Condensate Tank | A | Incremental Winter Peak Savings (MW) | Technical Potential | 0 | 0 | 0 | 0 | 0 | 0 | 0 | 0 | 0 | 0 | 0 | 0 | 0 | 0 | 0 | 0 | 0 | 0 | 0 | 0 | 0 | 0 | 0 | 0 | 0 | 0 | 0
F10_Industrial_Industrial - WA_Existing_Space Heating_Natural Gas_Gas Boiler - Insulate Steam Lines/Condensate Tank_A_Technical Potential | F10 | Industrial | Industrial - WA | Existing | Space Heating | Natural Gas | Gas Boiler - Insulate Steam Lines/Condensate Tank | A | Cumulative Energy Savings (MWh or mTherms) | Technical Potential | 0 | 0 | 0.061835 | 0.1223 | 0.18142 | 0.23925 | 0.2958 | 0.35113 | 0.40527 | 0.45825 | 0.51012 | 0.5609 | 0.61063 | 0.65936 | 0.7071 | 0.75391 | 0.79981 | 0.79864 | 0.79755 | 0.79654 | 0.79561 | 0.79477 | 0.794 | 0.79331 | 0.79267 | 0.7921 | 0.79157
F11_Industrial_Industrial - WA_Existing_Space Heating_Natural Gas_Gas Boiler - Insulate Steam Lines/Condensate Tank_A_Technical Potential | F11 | Industrial | Industrial - WA | Existing | Space Heating | Natural Gas | Gas Boiler - Insulate Steam Lines/Condensate Tank | A | Cumulative Summer Peak Savings (MW) | Technical Potential | 0 | 0 | 0 | 0 | 0 | 0 | 0 | 0 | 0 | 0 | 0 | 0 | 0 | 0 | 0 | 0 | 0 | 0 | 0 | 0 | 0 | 0 | 0 | 0 | 0 | 0 | 0
F12_Industrial_Industrial - WA_Existing_Space Heating_Natural Gas_Gas Boiler - Insulate Steam Lines/Condensate Tank_A_Technical Potential | F12 | Industrial | Industrial - WA | Existing | Space Heating | Natural Gas | Gas Boiler - Insulate Steam Lines/Condensate Tank | A | Cumulative Winter Peak Savings (MW) | Technical Potential | 0 | 0 | 0 | 0 | 0 | 0 | 0 | 0 | 0 | 0 | 0 | 0 | 0 | 0 | 0 | 0 | 0 | 0 | 0 | 0 | 0 | 0 | 0 | 0 | 0 | 0 | 0
F13_Industrial_Industrial - WA_Existing_Space Heating_Natural Gas_Gas Boiler - Insulate Steam Lines/Condensate Tank_A_Technical Potential | F13 | Industrial | Industrial - WA | Existing | Space Heating | Natural Gas | Gas Boiler - Insulate Steam Lines/Condensate Tank | A | Purchases (Incremental) | Technical Potential | 0 | 0 | 7.9087 | 7.7723 | 7.6383 | 7.5066 | 7.3772 | 7.25 | 7.125 | 7.0022 | 6.8815 | 6.7628 | 6.6462 | 6.5316 | 6.419 | 6.3083 | 6.1996 | 0 | 0 | 0 | 0 | 0 | 0 | 0 | 0 | 0 | 0
F14_Industrial_Industrial - WA_Existing_Space Heating_Natural Gas_Gas Boiler - Insulate Steam Lines/Condensate Tank_A_Technical Potential | F14 | Industrial | Industrial - WA | Existing | Space Heating | Natural Gas | Gas Boiler - Insulate Steam Lines/Condensate Tank | A | Purchases (Cumulative) | Technical Potential | 0 | 0 | 7.9087 | 15.6811 | 23.3194 | 30.826 | 38.2033 | 45.4533 | 52.5783 | 59.5805 | 66.462 | 73.2248 | 79.871 | 86.4026 | 92.8216 | 99.1299 | 105.3295 | 105.3295 | 105.3295 | 105.3295 | 105.3295 | 105.3295 | 105.3295 | 105.3295 | 105.3295 | 105.3295 | 105.3295
F1_Industrial_Industrial - WA_Existing_Space Heating_Natural Gas_Gas Boiler - Stack Economizer_A_Technical Potential | F1 | Industrial | Industrial - WA | Existing | Space Heating | Natural Gas | Gas Boiler - Stack Economizer | A | Original Unit Energy Savings (kWh or therms) | Technical Potential | 0 | 0 | 1.1134 | 1.1107 | 1.1079 | 1.1053 | 1.1027 | 1.1001 | 1.0977 | 1.0953 | 1.093 | 1.0909 | 1.0888 | 1.0868 | 1.0849 | 1.0831 | 1.0814 | 1.0798 | 1.0783 | 1.0769 | 1.0757 | 1.0746 | 1.0735 | 1.0726 | 1.0717 | 1.0709 | 1.0702
F2_Industrial_Industrial - WA_Existing_Space Heating_Natural Gas_Gas Boiler - Stack Economizer_A_Technical Potential | F2 | Industrial | Industrial - WA | Existing | Space Heating | Natural Gas | Gas Boiler - Stack Economizer | A | Original Unit Summer Peak Savings (kW) | Technical Potential | 0 | 0 | 0 | 0 | 0 | 0 | 0 | 0 | 0 | 0 | 0 | 0 | 0 | 0 | 0 | 0 | 0 | 0 | 0 | 0 | 0 | 0 | 0 | 0 | 0 | 0 | 0
F3_Industrial_Industrial - WA_Existing_Space Heating_Natural Gas_Gas Boiler - Stack Economizer_A_Technical Potential | F3 | Industrial | Industrial - WA | Existing | Space Heating | Natural Gas | Gas Boiler - Stack Economizer | A | Original Unit Winter Peak Savings (kW) | Technical Potential | 0 | 0 | 0 | 0 | 0 | 0 | 0 | 0 | 0 | 0 | 0 | 0 | 0 | 0 | 0 | 0 | 0 | 0 | 0 | 0 | 0 | 0 | 0 | 0 | 0 | 0 | 0
F4_Industrial_Industrial - WA_Existing_Space Heating_Natural Gas_Gas Boiler - Stack Economizer_A_Technical Potential | F4 | Industrial | Industrial - WA | Existing | Space Heating | Natural Gas | Gas Boiler - Stack Economizer | A | Standalone Impact on Baseline Energy (%) | Technical Potential | 0 | 0 | 0.00064803 | 0.0013066 | 0.0019763 | 0.0026576 | 0.0033511 | 0.0039924 | 0.0045292 | 0.0049831 | 0.0053711 | 0.0057073 | 0.0060024 | 0.0062654 | 0.0065033 | 0.0067217 | 0.0069251 | 0.0070542 | 0.0071863 | 0.0073202 | 0.0074563 | 0.0075944 | 0.0077345 | 0.0078768 | 0.0080212 | 0.0081679 | 0.0083168
F5_Industrial_Industrial - WA_Existing_Space Heating_Natural Gas_Gas Boiler - Stack Economizer_A_Technical Potential | F5 | Industrial | Industrial - WA | Existing | Space Heating | Natural Gas | Gas Boiler - Stack Economizer | A | Standalone Impact on Baseline Summer Peak (%) | Technical Potential | 0 | 0 | 0 | 0 | 0 | 0 | 0 | 0 | 0 | 0 | 0 | 0 | 0 | 0 | 0 | 0 | 0 | 0 | 0 | 0 | 0 | 0 | 0 | 0 | 0 | 0 | 0
F6_Industrial_Industrial - WA_Existing_Space Heating_Natural Gas_Gas Boiler - Stack Economizer_A_Technical Potential | F6 | Industrial | Industrial - WA | Existing | Space Heating | Natural Gas | Gas Boiler - Stack Economizer | A | Standalone Impact on Baseline Winter Peak (%) | Technical Potential | 0 | 0 | 0 | 0 | 0 | 0 | 0 | 0 | 0 | 0 | 0 | 0 | 0 | 0 | 0 | 0 | 0 | 0 | 0 | 0 | 0 | 0 | 0 | 0 | 0 | 0 | 0
F7_Industrial_Industrial - WA_Existing_Space Heating_Natural Gas_Gas Boiler - Stack Economizer_A_Technical Potential | F7 | Industrial | Industrial - WA | Existing | Space Heating | Natural Gas | Gas Boiler - Stack Economizer | A | Incremental Energy Savings (MWh or mTherms) | Technical Potential | 0 | 0 | 0.10829 | 0.10616 | 0.10407 | 0.10203 | 0.10004 | 0.088278 | 0.069251 | 0.054328 | 0.042624 | 0.033444 | 0.026244 | 0.020595 | 0.016164 | 0.012687 | 0.009959 | 0 | 0 | 0 | 0 | 0 | 0 | 0 | 0 | 0 | 0
F8_Industrial_Industrial - WA_Existing_Space Heating_Natural Gas_Gas Boiler - Stack Economizer_A_Technical Potential | F8 | Industrial | Industrial - WA | Existing | Space Heating | Natural Gas | Gas Boiler - Stack Economizer | A | Incremental Summer Peak Savings (MW) | Technical Potential | 0 | 0 | 0 | 0 | 0 | 0 | 0 | 0 | 0 | 0 | 0 | 0 | 0 | 0 | 0 | 0 | 0 | 0 | 0 | 0 | 0 | 0 | 0 | 0 | 0 | 0 | 0
F9_Industrial_Industrial - WA_Existing_Space Heating_Natural Gas_Gas Boiler - Stack Economizer_A_Technical Potential | F9 | Industrial | Industrial - WA | Existing | Space Heating | Natural Gas | Gas Boiler - Stack Economizer | A | Incremental Winter Peak Savings (MW) | Technical Potential | 0 | 0 | 0 | 0 | 0 | 0 | 0 | 0 | 0 | 0 | 0 | 0 | 0 | 0 | 0 | 0 | 0 | 0 | 0 | 0 | 0 | 0 | 0 | 0 | 0 | 0 | 0
F10_Industrial_Industrial - WA_Existing_Space Heating_Natural Gas_Gas Boiler - Stack Economizer_A_Technical Potential | F10 | Industrial | Industrial - WA | Existing | Space Heating | Natural Gas | Gas Boiler - Stack Economizer | A | Cumulative Energy Savings (MWh or mTherms) | Technical Potential | 0 | 0 | 0.10829 | 0.21418 | 0.31773 | 0.41899 | 0.51805 | 0.60514 | 0.67304 | 0.72592 | 0.76703 | 0.79894 | 0.82365 | 0.84273 | 0.85742 | 0.86869 | 0.87729 | 0.87601 | 0.87481 | 0.8737 | 0.87269 | 0.87176 | 0.87092 | 0.87016 | 0.86946 | 0.86883 | 0.86826
F11_Industrial_Industrial - WA_Existing_Space Heating_Natural Gas_Gas Boiler - Stack Economizer_A_Technical Potential | F11 | Industrial | Industrial - WA | Existing | Space Heating | Natural Gas | Gas Boiler - Stack Economizer | A | Cumulative Summer Peak Savings (MW) | Technical Potential | 0 | 0 | 0 | 0 | 0 | 0 | 0 | 0 | 0 | 0 | 0 | 0 | 0 | 0 | 0 | 0 | 0 | 0 | 0 | 0 | 0 | 0 | 0 | 0 | 0 | 0 | 0
F12_Industrial_Industrial - WA_Existing_Space Heating_Natural Gas_Gas Boiler - Stack Economizer_A_Technical Potential | F12 | Industrial | Industrial - WA | Existing | Space Heating | Natural Gas | Gas Boiler - Stack Economizer | A | Cumulative Winter Peak Savings (MW) | Technical Potential | 0 | 0 | 0 | 0 | 0 | 0 | 0 | 0 | 0 | 0 | 0 | 0 | 0 | 0 | 0 | 0 | 0 | 0 | 0 | 0 | 0 | 0 | 0 | 0 | 0 | 0 | 0
F13_Industrial_Industrial - WA_Existing_Space Heating_Natural Gas_Gas Boiler - Stack Economizer_A_Technical Potential | F13 | Industrial | Industrial - WA | Existing | Space Heating | Natural Gas | Gas Boiler - Stack Economizer | A | Purchases (Incremental) | Technical Potential | 0 | 0 | 97.2589 | 95.582 | 93.9341 | 92.3145 | 90.7229 | 80.2428 | 63.0875 | 49.5998 | 38.9957 | 30.6587 | 24.1041 | 18.9508 | 14.8992 | 11.7139 | 9.2095 | 0 | 0 | 0 | 0 | 0 | 0 | 0 | 0 | 0 | 0
F14_Industrial_Industrial - WA_Existing_Space Heating_Natural Gas_Gas Boiler - Stack Economizer_A_Technical Potential | F14 | Industrial | Industrial - WA | Existing | Space Heating | Natural Gas | Gas Boiler - Stack Economizer | A | Purchases (Cumulative) | Technical Potential | 0 | 0 | 97.2589 | 192.8409 | 286.775 | 379.0895 | 469.8124 | 550.0552 | 613.1426 | 662.7424 | 701.7381 | 732.3968 | 756.5009 | 775.4517 | 790.3509 | 802.0648 | 811.2744 | 811.2744 | 811.2744 | 811.2744 | 811.2744 | 811.2744 | 811.2744 | 811.2744 | 811.2744 | 811.2744 | 811.2744
F1_Industrial_Industrial - WA_Existing_Space Heating_Natural Gas_Gas Boiler - Steam Trap Replacement_A_Technical Potential | F1 | Industrial | Industrial - WA | Existing | Space Heating | Natural Gas | Gas Boiler - Steam Trap Replacement | A | Original Unit Energy Savings (kWh or therms) | Technical Potential | 0 | 0 | 34913.1947 | 34826.0148 | 34740.5267 | 34656.9433 | 34575.4581 | 34496.2471 | 34419.4702 | 34345.2729 | 34273.7872 | 34205.1333 | 34139.4206 | 34076.7483 | 34017.2066 | 33960.8778 | 33907.8363 | 33858.1501 | 33811.8807 | 33769.0842 | 33729.8117 | 33694.1094 | 33661.6528 | 33632.1467 | 33605.3231 | 33580.9379 | 33558.7696
F2_Industrial_Industrial - WA_Existing_Space Heating_Natural Gas_Gas Boiler - Steam Trap Replacement_A_Technical Potential | F2 | Industrial | Industrial - WA | Existing | Space Heating | Natural Gas | Gas Boiler - Steam Trap Replacement | A | Original Unit Summer Peak Savings (kW) | Technical Potential | 0 | 0 | 0 | 0 | 0 | 0 | 0 | 0 | 0 | 0 | 0 | 0 | 0 | 0 | 0 | 0 | 0 | 0 | 0 | 0 | 0 | 0 | 0 | 0 | 0 | 0 | 0
F3_Industrial_Industrial - WA_Existing_Space Heating_Natural Gas_Gas Boiler - Steam Trap Replacement_A_Technical Potential | F3 | Industrial | Industrial - WA | Existing | Space Heating | Natural Gas | Gas Boiler - Steam Trap Replacement | A | Original Unit Winter Peak Savings (kW) | Technical Potential | 0 | 0 | 0 | 0 | 0 | 0 | 0 | 0 | 0 | 0 | 0 | 0 | 0 | 0 | 0 | 0 | 0 | 0 | 0 | 0 | 0 | 0 | 0 | 0 | 0 | 0 | 0
F4_Industrial_Industrial - WA_Existing_Space Heating_Natural Gas_Gas Boiler - Steam Trap Replacement_A_Technical Potential | F4 | Industrial | Industrial - WA | Existing | Space Heating | Natural Gas | Gas Boiler - Steam Trap Replacement | A | Standalone Impact on Baseline Energy (%) | Technical Potential | 0 | 0 | 2.2048e-05 | 4.4454e-05 | 6.7239e-05 | 9.0419e-05 | 0.00011401 | 0.00013803 | 0.00014048 | 0.00014299 | 0.00014556 | 0.00014819 | 0.00015089 | 0.00015365 | 0.00015648 | 0.00015937 | 0.00016233 | 0.00016536 | 0.00016846 | 0.0001716 | 0.00017479 | 0.00017802 | 0.00018131 | 0.00018464 | 0.00018803 | 0.00019147 | 0.00019496
F5_Industrial_Industrial - WA_Existing_Space Heating_Natural Gas_Gas Boiler - Steam Trap Replacement_A_Technical Potential | F5 | Industrial | Industrial - WA | Existing | Space Heating | Natural Gas | Gas Boiler - Steam Trap Replacement | A | Standalone Impact on Baseline Summer Peak (%) | Technical Potential | 0 | 0 | 0 | 0 | 0 | 0 | 0 | 0 | 0 | 0 | 0 | 0 | 0 | 0 | 0 | 0 | 0 | 0 | 0 | 0 | 0 | 0 | 0 | 0 | 0 | 0 | 0
F6_Industrial_Industrial - WA_Existing_Space Heating_Natural Gas_Gas Boiler - Steam Trap Replacement_A_Technical Potential | F6 | Industrial | Industrial - WA | Existing | Space Heating | Natural Gas | Gas Boiler - Steam Trap Replacement | A | Standalone Impact on Baseline Winter Peak (%) | Technical Potential | 0 | 0 | 0 | 0 | 0 | 0 | 0 | 0 | 0 | 0 | 0 | 0 | 0 | 0 | 0 | 0 | 0 | 0 | 0 | 0 | 0 | 0 | 0 | 0 | 0 | 0 | 0
F7_Industrial_Industrial - WA_Existing_Space Heating_Natural Gas_Gas Boiler - Steam Trap Replacement_A_Technical Potential | F7 | Industrial | Industrial - WA | Existing | Space Heating | Natural Gas | Gas Boiler - Steam Trap Replacement | A | Incremental Energy Savings (MWh or mTherms) | Technical Potential | 0 | 0 | 0.0036843 | 0.0036118 | 0.0035408 | 0.0034714 | 0.0034035 | 0.0033371 | 0 | 0 | 0 | 0 | 0 | 0 | 0 | 0 | 0 | 0 | 0 | 0 | 0 | 0 | 0 | 0 | 0 | 0 | 0
F8_Industrial_Industrial - WA_Existing_Space Heating_Natural Gas_Gas Boiler - Steam Trap Replacement_A_Technical Potential | F8 | Industrial | Industrial - WA | Existing | Space Heating | Natural Gas | Gas Boiler - Steam Trap Replacement | A | Incremental Summer Peak Savings (MW) | Technical Potential | 0 | 0 | 0 | 0 | 0 | 0 | 0 | 0 | 0 | 0 | 0 | 0 | 0 | 0 | 0 | 0 | 0 | 0 | 0 | 0 | 0 | 0 | 0 | 0 | 0 | 0 | 0
F9_Industrial_Industrial - WA_Existing_Space Heating_Natural Gas_Gas Boiler - Steam Trap Replacement_A_Technical Potential | F9 | Industrial | Industrial - WA | Existing | Space Heating | Natural Gas | Gas Boiler - Steam Trap Replacement | A | Incremental Winter Peak Savings (MW) | Technical Potential | 0 | 0 | 0 | 0 | 0 | 0 | 0 | 0 | 0 | 0 | 0 | 0 | 0 | 0 | 0 | 0 | 0 | 0 | 0 | 0 | 0 | 0 | 0 | 0 | 0 | 0 | 0
F10_Industrial_Industrial - WA_Existing_Space Heating_Natural Gas_Gas Boiler - Steam Trap Replacement_A_Technical Potential | F10 | Industrial | Industrial - WA | Existing | Space Heating | Natural Gas | Gas Boiler - Steam Trap Replacement | A | Cumulative Energy Savings (MWh or mTherms) | Technical Potential | 0 | 0 | 0.0036843 | 0.0072869 | 0.01081 | 0.014255 | 0.017625 | 0.020922 | 0.020875 | 0.02083 | 0.020787 | 0.020745 | 0.020705 | 0.020667 | 0.020631 | 0.020597 | 0.020565 | 0.020535 | 0.020507 | 0.020481 | 0.020457 | 0.020435 | 0.020416 | 0.020398 | 0.020381 | 0.020367 | 0.020353
F11_Industrial_Industrial - WA_Existing_Space Heating_Natural Gas_Gas Boiler - Steam Trap Replacement_A_Technical Potential | F11 | Industrial | Industrial - WA | Existing | Space Heating | Natural Gas | Gas Boiler - Steam Trap Replacement | A | Cumulative Summer Peak Savings (MW) | Technical Potential | 0 | 0 | 0 | 0 | 0 | 0 | 0 | 0 | 0 | 0 | 0 | 0 | 0 | 0 | 0 | 0 | 0 | 0 | 0 | 0 | 0 | 0 | 0 | 0 | 0 | 0 | 0
F12_Industrial_Industrial - WA_Existing_Space Heating_Natural Gas_Gas Boiler - Steam Trap Replacement_A_Technical Potential | F12 | Industrial | Industrial - WA | Existing | Space Heating | Natural Gas | Gas Boiler - Steam Trap Replacement | A | Cumulative Winter Peak Savings (MW) | Technical Potential | 0 | 0 | 0 | 0 | 0 | 0 | 0 | 0 | 0 | 0 | 0 | 0 | 0 | 0 | 0 | 0 | 0 | 0 | 0 | 0 | 0 | 0 | 0 | 0 | 0 | 0 | 0
F13_Industrial_Industrial - WA_Existing_Space Heating_Natural Gas_Gas Boiler - Steam Trap Replacement_A_Technical Potential | F13 | Industrial | Industrial - WA | Existing | Space Heating | Natural Gas | Gas Boiler - Steam Trap Replacement | A | Purchases (Incremental) | Technical Potential | 0 | 0 | 0.00010553 | 0.00010371 | 0.00010192 | 0.00010016 | 9.8436e-05 | 9.6739e-05 | 0 | 0 | 0 | 0 | 0 | 0 | 0 | 0 | 0 | 0 | 0 | 0 | 0 | 0 | 0 | 0 | 0 | 0 | 0
F14_Industrial_Industrial - WA_Existing_Space Heating_Natural Gas_Gas Boiler - Steam Trap Replacement_A_Technical Potential | F14 | Industrial | Industrial - WA | Existing | Space Heating | Natural Gas | Gas Boiler - Steam Trap Replacement | A | Purchases (Cumulative) | Technical Potential | 0 | 0 | 0.00010553 | 0.00020924 | 0.00031116 | 0.00041132 | 0.00050976 | 0.0006065 | 0.0006065 | 0.0006065 | 0.0006065 | 0.0006065 | 0.0006065 | 0.0006065 | 0.0006065 | 0.0006065 | 0.0006065 | 0.0006065 | 0.0006065 | 0.0006065 | 0.0006065 | 0.0006065 | 0.0006065 | 0.0006065 | 0.0006065 | 0.0006065 | 0.0006065
F1_Industrial_Industrial - WA_Existing_Process_Natural Gas_Process Boiler - Hot Water Reset_A_Technical Potential | F1 | Industrial | Industrial - WA | Existing | Process | Natural Gas | Process Boiler - Hot Water Reset | A | Original Unit Energy Savings (kWh or therms) | Technical Potential | 0 | 0 | 8443.765 | 8443.765 | 8443.765 | 8443.765 | 8443.765 | 8443.765 | 8443.765 | 8443.765 | 8443.765 | 8443.765 | 8443.765 | 8443.765 | 8443.765 | 8443.765 | 8443.765 | 8443.765 | 8443.765 | 8443.765 | 8443.765 | 8443.765 | 8443.765 | 8443.765 | 8443.765 | 8443.765 | 8443.765
F2_Industrial_Industrial - WA_Existing_Process_Natural Gas_Process Boiler - Hot Water Reset_A_Technical Potential | F2 | Industrial | Industrial - WA | Existing | Process | Natural Gas | Process Boiler - Hot Water Reset | A | Original Unit Summer Peak Savings (kW) | Technical Potential | 0 | 0 | 0 | 0 | 0 | 0 | 0 | 0 | 0 | 0 | 0 | 0 | 0 | 0 | 0 | 0 | 0 | 0 | 0 | 0 | 0 | 0 | 0 | 0 | 0 | 0 | 0
F3_Industrial_Industrial - WA_Existing_Process_Natural Gas_Process Boiler - Hot Water Reset_A_Technical Potential | F3 | Industrial | Industrial - WA | Existing | Process | Natural Gas | Process Boiler - Hot Water Reset | A | Original Unit Winter Peak Savings (kW) | Technical Potential | 0 | 0 | 0 | 0 | 0 | 0 | 0 | 0 | 0 | 0 | 0 | 0 | 0 | 0 | 0 | 0 | 0 | 0 | 0 | 0 | 0 | 0 | 0 | 0 | 0 | 0 | 0
F4_Industrial_Industrial - WA_Existing_Process_Natural Gas_Process Boiler - Hot Water Reset_A_Technical Potential | F4 | Industrial | Industrial - WA | Existing | Process | Natural Gas | Process Boiler - Hot Water Reset | A | Standalone Impact on Baseline Energy (%) | Technical Potential | 0 | 0 | 0.00034116 | 0.00076605 | 0.0012921 | 0.0019098 | 0.0026221 | 0.0034616 | 0.0043928 | 0.0053592 | 0.0062912 | 0.007122 | 0.0078044 | 0.0083102 | 0.0086702 | 0.0089255 | 0.0091257 | 0.0093017 | 0.0094698 | 0.009637 | 0.0098063 | 0.0099783 | 0.010153 | 0.010332 | 0.010513 | 0.010697 | 0.010885
F5_Industrial_Industrial - WA_Existing_Process_Natural Gas_Process Boiler - Hot Water Reset_A_Technical Potential | F5 | Industrial | Industrial - WA | Existing | Process | Natural Gas | Process Boiler - Hot Water Reset | A | Standalone Impact on Baseline Summer Peak (%) | Technical Potential | 0 | 0 | 0 | 0 | 0 | 0 | 0 | 0 | 0 | 0 | 0 | 0 | 0 | 0 | 0 | 0 | 0 | 0 | 0 | 0 | 0 | 0 | 0 | 0 | 0 | 0 | 0
F6_Industrial_Industrial - WA_Existing_Process_Natural Gas_Process Boiler - Hot Water Reset_A_Technical Potential | F6 | Industrial | Industrial - WA | Existing | Process | Natural Gas | Process Boiler - Hot Water Reset | A | Standalone Impact on Baseline Winter Peak (%) | Technical Potential | 0 | 0 | 0 | 0 | 0 | 0 | 0 | 0 | 0 | 0 | 0 | 0 | 0 | 0 | 0 | 0 | 0 | 0 | 0 | 0 | 0 | 0 | 0 | 0 | 0 | 0 | 0
F7_Industrial_Industrial - WA_Existing_Process_Natural Gas_Process Boiler - Hot Water Reset_A_Technical Potential | F7 | Industrial | Industrial - WA | Existing | Process | Natural Gas | Process Boiler - Hot Water Reset | A | Incremental Energy Savings (MWh or mTherms) | Technical Potential | 0 | 0 | 0.78291 | 0.94471 | 1.1361 | 1.2961 | 1.4529 | 1.6693 | 1.7997 | 1.8068 | 1.6734 | 1.4136 | 1.075 | 0.69922 | 0.399 | 0.1888 | 0.078498 | 0.028053 | 0.0086113 | 0.0018445 | 0.00029796 | 3.5149e-05 | 0 | 0 | 0 | 0 | 0
F8_Industrial_Industrial - WA_Existing_Process_Natural Gas_Process Boiler - Hot Water Reset_A_Technical Potential | F8 | Industrial | Industrial - WA | Existing | Process | Natural Gas | Process Boiler - Hot Water Reset | A | Incremental Summer Peak Savings (MW) | Technical Potential | 0 | 0 | 0 | 0 | 0 | 0 | 0 | 0 | 0 | 0 | 0 | 0 | 0 | 0 | 0 | 0 | 0 | 0 | 0 | 0 | 0 | 0 | 0 | 0 | 0 | 0 | 0
F9_Industrial_Industrial - WA_Existing_Process_Natural Gas_Process Boiler - Hot Water Reset_A_Technical Potential | F9 | Industrial | Industrial - WA | Existing | Process | Natural Gas | Process Boiler - Hot Water Reset | A | Incremental Winter Peak Savings (MW) | Technical Potential | 0 | 0 | 0 | 0 | 0 | 0 | 0 | 0 | 0 | 0 | 0 | 0 | 0 | 0 | 0 | 0 | 0 | 0 | 0 | 0 | 0 | 0 | 0 | 0 | 0 | 0 | 0
F10_Industrial_Industrial - WA_Existing_Process_Natural Gas_Process Boiler - Hot Water Reset_A_Technical Potential | F10 | Industrial | Industrial - WA | Existing | Process | Natural Gas | Process Boiler - Hot Water Reset | A | Cumulative Energy Savings (MWh or mTherms) | Technical Potential | 0 | 0 | 0.78291 | 1.7276 | 2.8637 | 4.1599 | 5.6128 | 7.2821 | 9.0818 | 10.8886 | 12.562 | 13.9756 | 15.0506 | 15.7498 | 16.1488 | 16.3376 | 16.4161 | 16.4441 | 16.4528 | 16.4546 | 16.4549 | 16.4549 | 16.4549 | 16.4549 | 16.4549 | 16.4549 | 16.4549
F11_Industrial_Industrial - WA_Existing_Process_Natural Gas_Process Boiler - Hot Water Reset_A_Technical Potential | F11 | Industrial | Industrial - WA | Existing | Process | Natural Gas | Process Boiler - Hot Water Reset | A | Cumulative Summer Peak Savings (MW) | Technical Potential | 0 | 0 | 0 | 0 | 0 | 0 | 0 | 0 | 0 | 0 | 0 | 0 | 0 | 0 | 0 | 0 | 0 | 0 | 0 | 0 | 0 | 0 | 0 | 0 | 0 | 0 | 0
F12_Industrial_Industrial - WA_Existing_Process_Natural Gas_Process Boiler - Hot Water Reset_A_Technical Potential | F12 | Industrial | Industrial - WA | Existing | Process | Natural Gas | Process Boiler - Hot Water Reset | A | Cumulative Winter Peak Savings (MW) | Technical Potential | 0 | 0 | 0 | 0 | 0 | 0 | 0 | 0 | 0 | 0 | 0 | 0 | 0 | 0 | 0 | 0 | 0 | 0 | 0 | 0 | 0 | 0 | 0 | 0 | 0 | 0 | 0
F13_Industrial_Industrial - WA_Existing_Process_Natural Gas_Process Boiler - Hot Water Reset_A_Technical Potential | F13 | Industrial | Industrial - WA | Existing | Process | Natural Gas | Process Boiler - Hot Water Reset | A | Purchases (Incremental) | Technical Potential | 0 | 0 | 0.09272 | 0.11188 | 0.13455 | 0.1535 | 0.17207 | 0.1977 | 0.21314 | 0.21398 | 0.19818 | 0.16741 | 0.12732 | 0.082808 | 0.047253 | 0.022359 | 0.0092966 | 0.0033223 | 0.0010198 | 0.00021845 | 3.5288e-05 | 4.1627e-06 | 0 | 0 | 0 | 0 | 0
F14_Industrial_Industrial - WA_Existing_Process_Natural Gas_Process Boiler - Hot Water Reset_A_Technical Potential | F14 | Industrial | Industrial - WA | Existing | Process | Natural Gas | Process Boiler - Hot Water Reset | A | Purchases (Cumulative) | Technical Potential | 0 | 0 | 0.09272 | 0.2046 | 0.33915 | 0.49265 | 0.66472 | 0.86242 | 1.0756 | 1.2895 | 1.4877 | 1.6551 | 1.7825 | 1.8653 | 1.9125 | 1.9349 | 1.9442 | 1.9475 | 1.9485 | 1.9487 | 1.9488 | 1.9488 | 1.9488 | 1.9488 | 1.9488 | 1.9488 | 1.9488
F1_Industrial_Industrial - WA_Existing_Process_Natural Gas_Process Boiler - Burner Control Optimization_A_Technical Potential | F1 | Industrial | Industrial - WA | Existing | Process | Natural Gas | Process Boiler - Burner Control Optimization | A | Original Unit Energy Savings (kWh or therms) | Technical Potential | 0 | 0 | 2.2956 | 2.2956 | 2.2956 | 2.2956 | 2.2956 | 2.2956 | 2.2956 | 2.2956 | 2.2956 | 2.2956 | 2.2956 | 2.2956 | 2.2956 | 2.2956 | 2.2956 | 2.2956 | 2.2956 | 2.2956 | 2.2956 | 2.2956 | 2.2956 | 2.2956 | 2.2956 | 2.2956 | 2.2956
F2_Industrial_Industrial - WA_Existing_Process_Natural Gas_Process Boiler - Burner Control Optimization_A_Technical Potential | F2 | Industrial | Industrial - WA | Existing | Process | Natural Gas | Process Boiler - Burner Control Optimization | A | Original Unit Summer Peak Savings (kW) | Technical Potential | 0 | 0 | 0 | 0 | 0 | 0 | 0 | 0 | 0 | 0 | 0 | 0 | 0 | 0 | 0 | 0 | 0 | 0 | 0 | 0 | 0 | 0 | 0 | 0 | 0 | 0 | 0
F3_Industrial_Industrial - WA_Existing_Process_Natural Gas_Process Boiler - Burner Control Optimization_A_Technical Potential | F3 | Industrial | Industrial - WA | Existing | Process | Natural Gas | Process Boiler - Burner Control Optimization | A | Original Unit Winter Peak Savings (kW) | Technical Potential | 0 | 0 | 0 | 0 | 0 | 0 | 0 | 0 | 0 | 0 | 0 | 0 | 0 | 0 | 0 | 0 | 0 | 0 | 0 | 0 | 0 | 0 | 0 | 0 | 0 | 0 | 0
F4_Industrial_Industrial - WA_Existing_Process_Natural Gas_Process Boiler - Burner Control Optimization_A_Technical Potential | F4 | Industrial | Industrial - WA | Existing | Process | Natural Gas | Process Boiler - Burner Control Optimization | A | Standalone Impact on Baseline Energy (%) | Technical Potential | 0 | 0 | 1.9093e-05 | 4.944e-05 | 0.00011033 | 0.00021731 | 0.00038452 | 0.00062003 | 0.00092205 | 0.0012779 | 0.0016661 | 0.0020612 | 0.0024387 | 0.0027803 | 0.0030751 | 0.0033203 | 0.0035196 | 0.00368 | 0.0038104 | 0.0039191 | 0.0039879 | 0.0040578 | 0.004129 | 0.0042015 | 0.0042752 | 0.0043502 | 0.0044265
F5_Industrial_Industrial - WA_Existing_Process_Natural Gas_Process Boiler - Burner Control Optimization_A_Technical Potential | F5 | Industrial | Industrial - WA | Existing | Process | Natural Gas | Process Boiler - Burner Control Optimization | A | Standalone Impact on Baseline Summer Peak (%) | Technical Potential | 0 | 0 | 0 | 0 | 0 | 0 | 0 | 0 | 0 | 0 | 0 | 0 | 0 | 0 | 0 | 0 | 0 | 0 | 0 | 0 | 0 | 0 | 0 | 0 | 0 | 0 | 0
F6_Industrial_Industrial - WA_Existing_Process_Natural Gas_Process Boiler - Burner Control Optimization_A_Technical Potential | F6 | Industrial | Industrial - WA | Existing | Process | Natural Gas | Process Boiler - Burner Control Optimization | A | Standalone Impact on Baseline Winter Peak (%) | Technical Potential | 0 | 0 | 0 | 0 | 0 | 0 | 0 | 0 | 0 | 0 | 0 | 0 | 0 | 0 | 0 | 0 | 0 | 0 | 0 | 0 | 0 | 0 | 0 | 0 | 0 | 0 | 0
F7_Industrial_Industrial - WA_Existing_Process_Natural Gas_Process Boiler - Burner Control Optimization_A_Technical Potential | F7 | Industrial | Industrial - WA | Existing | Process | Natural Gas | Process Boiler - Burner Control Optimization | A | Incremental Energy Savings (MWh or mTherms) | Technical Potential | 0 | 0 | 0.043814 | 0.067685 | 0.13304 | 0.2288 | 0.34977 | 0.48124 | 0.60193 | 0.69014 | 0.73041 | 0.71782 | 0.65841 | 0.56618 | 0.45823 | 0.35025 | 0.25363 | 0.17448 | 0.11432 | 0.071492 | 0 | 0 | 0 | 0 | 0 | 0 | 0
F8_Industrial_Industrial - WA_Existing_Process_Natural Gas_Process Boiler - Burner Control Optimization_A_Technical Potential | F8 | Industrial | Industrial - WA | Existing | Process | Natural Gas | Process Boiler - Burner Control Optimization | A | Incremental Summer Peak Savings (MW) | Technical Potential | 0 | 0 | 0 | 0 | 0 | 0 | 0 | 0 | 0 | 0 | 0 | 0 | 0 | 0 | 0 | 0 | 0 | 0 | 0 | 0 | 0 | 0 | 0 | 0 | 0 | 0 | 0
F9_Industrial_Industrial - WA_Existing_Process_Natural Gas_Process Boiler - Burner Control Optimization_A_Technical Potential | F9 | Industrial | Industrial - WA | Existing | Process | Natural Gas | Process Boiler - Burner Control Optimization | A | Incremental Winter Peak Savings (MW) | Technical Potential | 0 | 0 | 0 | 0 | 0 | 0 | 0 | 0 | 0 | 0 | 0 | 0 | 0 | 0 | 0 | 0 | 0 | 0 | 0 | 0 | 0 | 0 | 0 | 0 | 0 | 0 | 0
F10_Industrial_Industrial - WA_Existing_Process_Natural Gas_Process Boiler - Burner Control Optimization_A_Technical Potential | F10 | Industrial | Industrial - WA | Existing | Process | Natural Gas | Process Boiler - Burner Control Optimization | A | Cumulative Energy Savings (MWh or mTherms) | Technical Potential | 0 | 0 | 0.043814 | 0.1115 | 0.24454 | 0.47333 | 0.82311 | 1.3043 | 1.9063 | 2.5964 | 3.3268 | 4.0446 | 4.7031 | 5.2692 | 5.7275 | 6.0777 | 6.3313 | 6.5058 | 6.6201 | 6.6916 | 6.6916 | 6.6916 | 6.6916 | 6.6916 | 6.6916 | 6.6916 | 6.6916
F11_Industrial_Industrial - WA_Existing_Process_Natural Gas_Process Boiler - Burner Control Optimization_A_Technical Potential | F11 | Industrial | Industrial - WA | Existing | Process | Natural Gas | Process Boiler - Burner Control Optimization | A | Cumulative Summer Peak Savings (MW) | Technical Potential | 0 | 0 | 0 | 0 | 0 | 0 | 0 | 0 | 0 | 0 | 0 | 0 | 0 | 0 | 0 | 0 | 0 | 0 | 0 | 0 | 0 | 0 | 0 | 0 | 0 | 0 | 0
F12_Industrial_Industrial - WA_Existing_Process_Natural Gas_Process Boiler - Burner Control Optimization_A_Technical Potential | F12 | Industrial | Industrial - WA | Existing | Process | Natural Gas | Process Boiler - Burner Control Optimization | A | Cumulative Winter Peak Savings (MW) | Technical Potential | 0 | 0 | 0 | 0 | 0 | 0 | 0 | 0 | 0 | 0 | 0 | 0 | 0 | 0 | 0 | 0 | 0 | 0 | 0 | 0 | 0 | 0 | 0 | 0 | 0 | 0 | 0
F13_Industrial_Industrial - WA_Existing_Process_Natural Gas_Process Boiler - Burner Control Optimization_A_Technical Potential | F13 | Industrial | Industrial - WA | Existing | Process | Natural Gas | Process Boiler - Burner Control Optimization | A | Purchases (Incremental) | Technical Potential | 0 | 0 | 19.0859 | 29.484 | 57.9513 | 99.6662 | 152.3633 | 209.6309 | 262.2029 | 300.6292 | 318.1725 | 312.6868 | 286.8093 | 246.6312 | 199.6062 | 152.5726 | 110.4836 | 76.0051 | 49.7964 | 31.1423 | 0 | 0 | 0 | 0 | 0 | 0 | 0
F14_Industrial_Industrial - WA_Existing_Process_Natural Gas_Process Boiler - Burner Control Optimization_A_Technical Potential | F14 | Industrial | Industrial - WA | Existing | Process | Natural Gas | Process Boiler - Burner Control Optimization | A | Purchases (Cumulative) | Technical Potential | 0 | 0 | 19.0859 | 48.5699 | 106.5212 | 206.1874 | 358.5507 | 568.1815 | 830.3844 | 1131.0136 | 1449.1861 | 1761.8729 | 2048.6821 | 2295.3134 | 2494.9196 | 2647.4921 | 2757.9757 | 2833.9808 | 2883.7772 | 2914.9195 | 2914.9195 | 2914.9195 | 2914.9195 | 2914.9195 | 2914.9195 | 2914.9195 | 2914.9195
F1_Industrial_Industrial - WA_Existing_Process_Natural Gas_Process Boiler - Insulate Hot Water Lines_A_Technical Potential | F1 | Industrial | Industrial - WA | Existing | Process | Natural Gas | Process Boiler - Insulate Hot Water Lines | A | Original Unit Energy Savings (kWh or therms) | Technical Potential | 0 | 0 | 35.7237 | 35.7237 | 35.7237 | 35.7237 | 35.7237 | 35.7237 | 35.7237 | 35.7237 | 35.7237 | 35.7237 | 35.7237 | 35.7237 | 35.7237 | 35.7237 | 35.7237 | 35.7237 | 35.7237 | 35.7237 | 35.7237 | 35.7237 | 35.7237 | 35.7237 | 35.7237 | 35.7237 | 35.7237
F2_Industrial_Industrial - WA_Existing_Process_Natural Gas_Process Boiler - Insulate Hot Water Lines_A_Technical Potential | F2 | Industrial | Industrial - WA | Existing | Process | Natural Gas | Process Boiler - Insulate Hot Water Lines | A | Original Unit Summer Peak Savings (kW) | Technical Potential | 0 | 0 | 0 | 0 | 0 | 0 | 0 | 0 | 0 | 0 | 0 | 0 | 0 | 0 | 0 | 0 | 0 | 0 | 0 | 0 | 0 | 0 | 0 | 0 | 0 | 0 | 0
F3_Industrial_Industrial - WA_Existing_Process_Natural Gas_Process Boiler - Insulate Hot Water Lines_A_Technical Potential | F3 | Industrial | Industrial - WA | Existing | Process | Natural Gas | Process Boiler - Insulate Hot Water Lines | A | Original Unit Winter Peak Savings (kW) | Technical Potential | 0 | 0 | 0 | 0 | 0 | 0 | 0 | 0 | 0 | 0 | 0 | 0 | 0 | 0 | 0 | 0 | 0 | 0 | 0 | 0 | 0 | 0 | 0 | 0 | 0 | 0 | 0
F4_Industrial_Industrial - WA_Existing_Process_Natural Gas_Process Boiler - Insulate Hot Water Lines_A_Technical Potential | F4 | Industrial | Industrial - WA | Existing | Process | Natural Gas | Process Boiler - Insulate Hot Water Lines | A | Standalone Impact on Baseline Energy (%) | Technical Potential | 0 | 0 | 0.00023883 | 0.00048186 | 0.00072915 | 0.00098078 | 0.0012368 | 0.0014974 | 0.0017625 | 0.0020322 | 0.0023067 | 0.002586 | 0.0028702 | 0.0029206 | 0.0029718 | 0.0030239 | 0.003077 | 0.003131 | 0.0031859 | 0.0032418 | 0.0032987 | 0.0033565 | 0.0034154 | 0.0034753 | 0.0035363 | 0.0035984 | 0.0036615
F5_Industrial_Industrial - WA_Existing_Process_Natural Gas_Process Boiler - Insulate Hot Water Lines_A_Technical Potential | F5 | Industrial | Industrial - WA | Existing | Process | Natural Gas | Process Boiler - Insulate Hot Water Lines | A | Standalone Impact on Baseline Summer Peak (%) | Technical Potential | 0 | 0 | 0 | 0 | 0 | 0 | 0 | 0 | 0 | 0 | 0 | 0 | 0 | 0 | 0 | 0 | 0 | 0 | 0 | 0 | 0 | 0 | 0 | 0 | 0 | 0 | 0
F6_Industrial_Industrial - WA_Existing_Process_Natural Gas_Process Boiler - Insulate Hot Water Lines_A_Technical Potential | F6 | Industrial | Industrial - WA | Existing | Process | Natural Gas | Process Boiler - Insulate Hot Water Lines | A | Standalone Impact on Baseline Winter Peak (%) | Technical Potential | 0 | 0 | 0 | 0 | 0 | 0 | 0 | 0 | 0 | 0 | 0 | 0 | 0 | 0 | 0 | 0 | 0 | 0 | 0 | 0 | 0 | 0 | 0 | 0 | 0 | 0 | 0
F7_Industrial_Industrial - WA_Existing_Process_Natural Gas_Process Boiler - Insulate Hot Water Lines_A_Technical Potential | F7 | Industrial | Industrial - WA | Existing | Process | Natural Gas | Process Boiler - Insulate Hot Water Lines | A | Incremental Energy Savings (MWh or mTherms) | Technical Potential | 0 | 0 | 0.54808 | 0.53863 | 0.52935 | 0.52022 | 0.51125 | 0.50243 | 0.49377 | 0.48526 | 0.47689 | 0.46867 | 0.46059 | 0 | 0 | 0 | 0 | 0 | 0 | 0 | 0 | 0 | 0 | 0 | 0 | 0 | 0
F8_Industrial_Industrial - WA_Existing_Process_Natural Gas_Process Boiler - Insulate Hot Water Lines_A_Technical Potential | F8 | Industrial | Industrial - WA | Existing | Process | Natural Gas | Process Boiler - Insulate Hot Water Lines | A | Incremental Summer Peak Savings (MW) | Technical Potential | 0 | 0 | 0 | 0 | 0 | 0 | 0 | 0 | 0 | 0 | 0 | 0 | 0 | 0 | 0 | 0 | 0 | 0 | 0 | 0 | 0 | 0 | 0 | 0 | 0 | 0 | 0
F9_Industrial_Industrial - WA_Existing_Process_Natural Gas_Process Boiler - Insulate Hot Water Lines_A_Technical Potential | F9 | Industrial | Industrial - WA | Existing | Process | Natural Gas | Process Boiler - Insulate Hot Water Lines | A | Incremental Winter Peak Savings (MW) | Technical Potential | 0 | 0 | 0 | 0 | 0 | 0 | 0 | 0 | 0 | 0 | 0 | 0 | 0 | 0 | 0 | 0 | 0 | 0 | 0 | 0 | 0 | 0 | 0 | 0 | 0 | 0 | 0
F10_Industrial_Industrial - WA_Existing_Process_Natural Gas_Process Boiler - Insulate Hot Water Lines_A_Technical Potential | F10 | Industrial | Industrial - WA | Existing | Process | Natural Gas | Process Boiler - Insulate Hot Water Lines | A | Cumulative Energy Savings (MWh or mTherms) | Technical Potential | 0 | 0 | 0.54808 | 1.0867 | 1.6161 | 2.1363 | 2.6475 | 3.15 | 3.6437 | 4.129 | 4.6059 | 5.0746 | 5.5351 | 5.5351 | 5.5351 | 5.5351 | 5.5351 | 5.5351 | 5.5351 | 5.5351 | 5.5351 | 5.5351 | 5.5351 | 5.5351 | 5.5351 | 5.5351 | 5.5351
F11_Industrial_Industrial - WA_Existing_Process_Natural Gas_Process Boiler - Insulate Hot Water Lines_A_Technical Potential | F11 | Industrial | Industrial - WA | Existing | Process | Natural Gas | Process Boiler - Insulate Hot Water Lines | A | Cumulative Summer Peak Savings (MW) | Technical Potential | 0 | 0 | 0 | 0 | 0 | 0 | 0 | 0 | 0 | 0 | 0 | 0 | 0 | 0 | 0 | 0 | 0 | 0 | 0 | 0 | 0 | 0 | 0 | 0 | 0 | 0 | 0
F12_Industrial_Industrial - WA_Existing_Process_Natural Gas_Process Boiler - Insulate Hot Water Lines_A_Technical Potential | F12 | Industrial | Industrial - WA | Existing | Process | Natural Gas | Process Boiler - Insulate Hot Water Lines | A | Cumulative Winter Peak Savings (MW) | Technical Potential | 0 | 0 | 0 | 0 | 0 | 0 | 0 | 0 | 0 | 0 | 0 | 0 | 0 | 0 | 0 | 0 | 0 | 0 | 0 | 0 | 0 | 0 | 0 | 0 | 0 | 0 | 0
F13_Industrial_Industrial - WA_Existing_Process_Natural Gas_Process Boiler - Insulate Hot Water Lines_A_Technical Potential | F13 | Industrial | Industrial - WA | Existing | Process | Natural Gas | Process Boiler - Insulate Hot Water Lines | A | Purchases (Incremental) | Technical Potential | 0 | 0 | 15.3422 | 15.0777 | 14.8178 | 14.5623 | 14.3112 | 14.0645 | 13.822 | 13.5837 | 13.3495 | 13.1193 | 12.8931 | 0 | 0 | 0 | 0 | 0 | 0 | 0 | 0 | 0 | 0 | 0 | 0 | 0 | 0
F14_Industrial_Industrial - WA_Existing_Process_Natural Gas_Process Boiler - Insulate Hot Water Lines_A_Technical Potential | F14 | Industrial | Industrial - WA | Existing | Process | Natural Gas | Process Boiler - Insulate Hot Water Lines | A | Purchases (Cumulative) | Technical Potential | 0 | 0 | 15.3422 | 30.42 | 45.2377 | 59.8 | 74.1112 | 88.1757 | 101.9977 | 115.5813 | 128.9308 | 142.0501 | 154.9432 | 154.9432 | 154.9432 | 154.9432 | 154.9432 | 154.9432 | 154.9432 | 154.9432 | 154.9432 | 154.9432 | 154.9432 | 154.9432 | 154.9432 | 154.9432 | 154.9432
F1_Industrial_Industrial - WA_Existing_Process_Natural Gas_Process Boiler - Insulate Steam Lines/Condensate Tank_A_Technical Potential | F1 | Industrial | Industrial - WA | Existing | Process | Natural Gas | Process Boiler - Insulate Steam Lines/Condensate Tank | A | Original Unit Energy Savings (kWh or therms) | Technical Potential | 0 | 0 | 53.3628 | 53.3628 | 53.3628 | 53.3628 | 53.3628 | 53.3628 | 53.3628 | 53.3628 | 53.3628 | 53.3628 | 53.3628 | 53.3628 | 53.3628 | 53.3628 | 53.3628 | 53.3628 | 53.3628 | 53.3628 | 53.3628 | 53.3628 | 53.3628 | 53.3628 | 53.3628 | 53.3628 | 53.3628
F2_Industrial_Industrial - WA_Existing_Process_Natural Gas_Process Boiler - Insulate Steam Lines/Condensate Tank_A_Technical Potential | F2 | Industrial | Industrial - WA | Existing | Process | Natural Gas | Process Boiler - Insulate Steam Lines/Condensate Tank | A | Original Unit Summer Peak Savings (kW) | Technical Potential | 0 | 0 | 0 | 0 | 0 | 0 | 0 | 0 | 0 | 0 | 0 | 0 | 0 | 0 | 0 | 0 | 0 | 0 | 0 | 0 | 0 | 0 | 0 | 0 | 0 | 0 | 0
F3_Industrial_Industrial - WA_Existing_Process_Natural Gas_Process Boiler - Insulate Steam Lines/Condensate Tank_A_Technical Potential | F3 | Industrial | Industrial - WA | Existing | Process | Natural Gas | Process Boiler - Insulate Steam Lines/Condensate Tank | A | Original Unit Winter Peak Savings (kW) | Technical Potential | 0 | 0 | 0 | 0 | 0 | 0 | 0 | 0 | 0 | 0 | 0 | 0 | 0 | 0 | 0 | 0 | 0 | 0 | 0 | 0 | 0 | 0 | 0 | 0 | 0 | 0 | 0
F4_Industrial_Industrial - WA_Existing_Process_Natural Gas_Process Boiler - Insulate Steam Lines/Condensate Tank_A_Technical Potential | F4 | Industrial | Industrial - WA | Existing | Process | Natural Gas | Process Boiler - Insulate Steam Lines/Condensate Tank | A | Standalone Impact on Baseline Energy (%) | Technical Potential | 0 | 0 | 0.00035676 | 0.00071979 | 0.0010892 | 0.001465 | 0.0018475 | 0.0022367 | 0.0026327 | 0.0030356 | 0.0034457 | 0.0038629 | 0.0042874 | 0.0047194 | 0.005159 | 0.0056062 | 0.0060613 | 0.0061677 | 0.0062759 | 0.006386 | 0.006498 | 0.006612 | 0.006728 | 0.0068461 | 0.0069662 | 0.0070884 | 0.0072127
F5_Industrial_Industrial - WA_Existing_Process_Natural Gas_Process Boiler - Insulate Steam Lines/Condensate Tank_A_Technical Potential | F5 | Industrial | Industrial - WA | Existing | Process | Natural Gas | Process Boiler - Insulate Steam Lines/Condensate Tank | A | Standalone Impact on Baseline Summer Peak (%) | Technical Potential | 0 | 0 | 0 | 0 | 0 | 0 | 0 | 0 | 0 | 0 | 0 | 0 | 0 | 0 | 0 | 0 | 0 | 0 | 0 | 0 | 0 | 0 | 0 | 0 | 0 | 0 | 0
F6_Industrial_Industrial - WA_Existing_Process_Natural Gas_Process Boiler - Insulate Steam Lines/Condensate Tank_A_Technical Potential | F6 | Industrial | Industrial - WA | Existing | Process | Natural Gas | Process Boiler - Insulate Steam Lines/Condensate Tank | A | Standalone Impact on Baseline Winter Peak (%) | Technical Potential | 0 | 0 | 0 | 0 | 0 | 0 | 0 | 0 | 0 | 0 | 0 | 0 | 0 | 0 | 0 | 0 | 0 | 0 | 0 | 0 | 0 | 0 | 0 | 0 | 0 | 0 | 0
F7_Industrial_Industrial - WA_Existing_Process_Natural Gas_Process Boiler - Insulate Steam Lines/Condensate Tank_A_Technical Potential | F7 | Industrial | Industrial - WA | Existing | Process | Natural Gas | Process Boiler - Insulate Steam Lines/Condensate Tank | A | Incremental Energy Savings (MWh or mTherms) | Technical Potential | 0 | 0 | 0.81871 | 0.80459 | 0.79072 | 0.77708 | 0.76369 | 0.75052 | 0.73758 | 0.72486 | 0.71236 | 0.70008 | 0.68801 | 0.67615 | 0.66449 | 0.65304 | 0.64178 | 0 | 0 | 0 | 0 | 0 | 0 | 0 | 0 | 0 | 0
F8_Industrial_Industrial - WA_Existing_Process_Natural Gas_Process Boiler - Insulate Steam Lines/Condensate Tank_A_Technical Potential | F8 | Industrial | Industrial - WA | Existing | Process | Natural Gas | Process Boiler - Insulate Steam Lines/Condensate Tank | A | Incremental Summer Peak Savings (MW) | Technical Potential | 0 | 0 | 0 | 0 | 0 | 0 | 0 | 0 | 0 | 0 | 0 | 0 | 0 | 0 | 0 | 0 | 0 | 0 | 0 | 0 | 0 | 0 | 0 | 0 | 0 | 0 | 0
F9_Industrial_Industrial - WA_Existing_Process_Natural Gas_Process Boiler - Insulate Steam Lines/Condensate Tank_A_Technical Potential | F9 | Industrial | Industrial - WA | Existing | Process | Natural Gas | Process Boiler - Insulate Steam Lines/Condensate Tank | A | Incremental Winter Peak Savings (MW) | Technical Potential | 0 | 0 | 0 | 0 | 0 | 0 | 0 | 0 | 0 | 0 | 0 | 0 | 0 | 0 | 0 | 0 | 0 | 0 | 0 | 0 | 0 | 0 | 0 | 0 | 0 | 0 | 0
F10_Industrial_Industrial - WA_Existing_Process_Natural Gas_Process Boiler - Insulate Steam Lines/Condensate Tank_A_Technical Potential | F10 | Industrial | Industrial - WA | Existing | Process | Natural Gas | Process Boiler - Insulate Steam Lines/Condensate Tank | A | Cumulative Energy Savings (MWh or mTherms) | Technical Potential | 0 | 0 | 0.81871 | 1.6233 | 2.414 | 3.1911 | 3.9548 | 4.7053 | 5.4429 | 6.1677 | 6.8801 | 7.5802 | 8.2682 | 8.9444 | 9.6088 | 10.2619 | 10.9037 | 10.9037 | 10.9037 | 10.9037 | 10.9037 | 10.9037 | 10.9037 | 10.9037 | 10.9037 | 10.9037 | 10.9037
F11_Industrial_Industrial - WA_Existing_Process_Natural Gas_Process Boiler - Insulate Steam Lines/Condensate Tank_A_Technical Potential | F11 | Industrial | Industrial - WA | Existing | Process | Natural Gas | Process Boiler - Insulate Steam Lines/Condensate Tank | A | Cumulative Summer Peak Savings (MW) | Technical Potential | 0 | 0 | 0 | 0 | 0 | 0 | 0 | 0 | 0 | 0 | 0 | 0 | 0 | 0 | 0 | 0 | 0 | 0 | 0 | 0 | 0 | 0 | 0 | 0 | 0 | 0 | 0
F12_Industrial_Industrial - WA_Existing_Process_Natural Gas_Process Boiler - Insulate Steam Lines/Condensate Tank_A_Technical Potential | F12 | Industrial | Industrial - WA | Existing | Process | Natural Gas | Process Boiler - Insulate Steam Lines/Condensate Tank | A | Cumulative Winter Peak Savings (MW) | Technical Potential | 0 | 0 | 0 | 0 | 0 | 0 | 0 | 0 | 0 | 0 | 0 | 0 | 0 | 0 | 0 | 0 | 0 | 0 | 0 | 0 | 0 | 0 | 0 | 0 | 0 | 0 | 0
F13_Industrial_Industrial - WA_Existing_Process_Natural Gas_Process Boiler - Insulate Steam Lines/Condensate Tank_A_Technical Potential | F13 | Industrial | Industrial - WA | Existing | Process | Natural Gas | Process Boiler - Insulate Steam Lines/Condensate Tank | A | Purchases (Incremental) | Technical Potential | 0 | 0 | 15.3422 | 15.0777 | 14.8178 | 14.5623 | 14.3112 | 14.0645 | 13.822 | 13.5837 | 13.3495 | 13.1193 | 12.8931 | 12.6708 | 12.4523 | 12.2377 | 12.0267 | 0 | 0 | 0 | 0 | 0 | 0 | 0 | 0 | 0 | 0
F14_Industrial_Industrial - WA_Existing_Process_Natural Gas_Process Boiler - Insulate Steam Lines/Condensate Tank_A_Technical Potential | F14 | Industrial | Industrial - WA | Existing | Process | Natural Gas | Process Boiler - Insulate Steam Lines/Condensate Tank | A | Purchases (Cumulative) | Technical Potential | 0 | 0 | 15.3422 | 30.42 | 45.2377 | 59.8 | 74.1112 | 88.1757 | 101.9977 | 115.5813 | 128.9308 | 142.0501 | 154.9432 | 167.614 | 180.0663 | 192.304 | 204.3307 | 204.3307 | 204.3307 | 204.3307 | 204.3307 | 204.3307 | 204.3307 | 204.3307 | 204.3307 | 204.3307 | 204.3307
F1_Industrial_Industrial - WA_Existing_Process_Natural Gas_Process Boiler - Stack Economizer_A_Technical Potential | F1 | Industrial | Industrial - WA | Existing | Process | Natural Gas | Process Boiler - Stack Economizer | A | Original Unit Energy Savings (kWh or therms) | Technical Potential | 0 | 0 | 7.5994 | 7.5994 | 7.5994 | 7.5994 | 7.5994 | 7.5994 | 7.5994 | 7.5994 | 7.5994 | 7.5994 | 7.5994 | 7.5994 | 7.5994 | 7.5994 | 7.5994 | 7.5994 | 7.5994 | 7.5994 | 7.5994 | 7.5994 | 7.5994 | 7.5994 | 7.5994 | 7.5994 | 7.5994
F2_Industrial_Industrial - WA_Existing_Process_Natural Gas_Process Boiler - Stack Economizer_A_Technical Potential | F2 | Industrial | Industrial - WA | Existing | Process | Natural Gas | Process Boiler - Stack Economizer | A | Original Unit Summer Peak Savings (kW) | Technical Potential | 0 | 0 | 0 | 0 | 0 | 0 | 0 | 0 | 0 | 0 | 0 | 0 | 0 | 0 | 0 | 0 | 0 | 0 | 0 | 0 | 0 | 0 | 0 | 0 | 0 | 0 | 0
F3_Industrial_Industrial - WA_Existing_Process_Natural Gas_Process Boiler - Stack Economizer_A_Technical Potential | F3 | Industrial | Industrial - WA | Existing | Process | Natural Gas | Process Boiler - Stack Economizer | A | Original Unit Winter Peak Savings (kW) | Technical Potential | 0 | 0 | 0 | 0 | 0 | 0 | 0 | 0 | 0 | 0 | 0 | 0 | 0 | 0 | 0 | 0 | 0 | 0 | 0 | 0 | 0 | 0 | 0 | 0 | 0 | 0 | 0
F4_Industrial_Industrial - WA_Existing_Process_Natural Gas_Process Boiler - Stack Economizer_A_Technical Potential | F4 | Industrial | Industrial - WA | Existing | Process | Natural Gas | Process Boiler - Stack Economizer | A | Standalone Impact on Baseline Energy (%) | Technical Potential | 0 | 0 | 0.0006248 | 0.0012606 | 0.0019075 | 0.0025658 | 0.0032356 | 0.0038547 | 0.0043722 | 0.0048087 | 0.005181 | 0.0055022 | 0.005783 | 0.0060319 | 0.0062556 | 0.0064597 | 0.0066485 | 0.0067652 | 0.0068839 | 0.0070046 | 0.0071275 | 0.0072526 | 0.0073798 | 0.0075093 | 0.007641 | 0.0077751 | 0.0079115
F5_Industrial_Industrial - WA_Existing_Process_Natural Gas_Process Boiler - Stack Economizer_A_Technical Potential | F5 | Industrial | Industrial - WA | Existing | Process | Natural Gas | Process Boiler - Stack Economizer | A | Standalone Impact on Baseline Summer Peak (%) | Technical Potential | 0 | 0 | 0 | 0 | 0 | 0 | 0 | 0 | 0 | 0 | 0 | 0 | 0 | 0 | 0 | 0 | 0 | 0 | 0 | 0 | 0 | 0 | 0 | 0 | 0 | 0 | 0
F6_Industrial_Industrial - WA_Existing_Process_Natural Gas_Process Boiler - Stack Economizer_A_Technical Potential | F6 | Industrial | Industrial - WA | Existing | Process | Natural Gas | Process Boiler - Stack Economizer | A | Standalone Impact on Baseline Winter Peak (%) | Technical Potential | 0 | 0 | 0 | 0 | 0 | 0 | 0 | 0 | 0 | 0 | 0 | 0 | 0 | 0 | 0 | 0 | 0 | 0 | 0 | 0 | 0 | 0 | 0 | 0 | 0 | 0 | 0
F7_Industrial_Industrial - WA_Existing_Process_Natural Gas_Process Boiler - Stack Economizer_A_Technical Potential | F7 | Industrial | Industrial - WA | Existing | Process | Natural Gas | Process Boiler - Stack Economizer | A | Incremental Energy Savings (MWh or mTherms) | Technical Potential | 0 | 0 | 1.4338 | 1.4091 | 1.3848 | 1.3609 | 1.3375 | 1.183 | 0.93005 | 0.73121 | 0.57488 | 0.45198 | 0.35535 | 0.27938 | 0.21965 | 0.17269 | 0.13577 | 0 | 0 | 0 | 0 | 0 | 0 | 0 | 0 | 0 | 0
F8_Industrial_Industrial - WA_Existing_Process_Natural Gas_Process Boiler - Stack Economizer_A_Technical Potential | F8 | Industrial | Industrial - WA | Existing | Process | Natural Gas | Process Boiler - Stack Economizer | A | Incremental Summer Peak Savings (MW) | Technical Potential | 0 | 0 | 0 | 0 | 0 | 0 | 0 | 0 | 0 | 0 | 0 | 0 | 0 | 0 | 0 | 0 | 0 | 0 | 0 | 0 | 0 | 0 | 0 | 0 | 0 | 0 | 0
F9_Industrial_Industrial - WA_Existing_Process_Natural Gas_Process Boiler - Stack Economizer_A_Technical Potential | F9 | Industrial | Industrial - WA | Existing | Process | Natural Gas | Process Boiler - Stack Economizer | A | Incremental Winter Peak Savings (MW) | Technical Potential | 0 | 0 | 0 | 0 | 0 | 0 | 0 | 0 | 0 | 0 | 0 | 0 | 0 | 0 | 0 | 0 | 0 | 0 | 0 | 0 | 0 | 0 | 0 | 0 | 0 | 0 | 0
F10_Industrial_Industrial - WA_Existing_Process_Natural Gas_Process Boiler - Stack Economizer_A_Technical Potential | F10 | Industrial | Industrial - WA | Existing | Process | Natural Gas | Process Boiler - Stack Economizer | A | Cumulative Energy Savings (MWh or mTherms) | Technical Potential | 0 | 0 | 1.4338 | 2.8429 | 4.2277 | 5.5886 | 6.9261 | 8.109 | 9.0391 | 9.7703 | 10.3452 | 10.7971 | 11.1525 | 11.4319 | 11.6515 | 11.8242 | 11.96 | 11.96 | 11.96 | 11.96 | 11.96 | 11.96 | 11.96 | 11.96 | 11.96 | 11.96 | 11.96
F11_Industrial_Industrial - WA_Existing_Process_Natural Gas_Process Boiler - Stack Economizer_A_Technical Potential | F11 | Industrial | Industrial - WA | Existing | Process | Natural Gas | Process Boiler - Stack Economizer | A | Cumulative Summer Peak Savings (MW) | Technical Potential | 0 | 0 | 0 | 0 | 0 | 0 | 0 | 0 | 0 | 0 | 0 | 0 | 0 | 0 | 0 | 0 | 0 | 0 | 0 | 0 | 0 | 0 | 0 | 0 | 0 | 0 | 0
F12_Industrial_Industrial - WA_Existing_Process_Natural Gas_Process Boiler - Stack Economizer_A_Technical Potential | F12 | Industrial | Industrial - WA | Existing | Process | Natural Gas | Process Boiler - Stack Economizer | A | Cumulative Winter Peak Savings (MW) | Technical Potential | 0 | 0 | 0 | 0 | 0 | 0 | 0 | 0 | 0 | 0 | 0 | 0 | 0 | 0 | 0 | 0 | 0 | 0 | 0 | 0 | 0 | 0 | 0 | 0 | 0 | 0 | 0
F13_Industrial_Industrial - WA_Existing_Process_Natural Gas_Process Boiler - Stack Economizer_A_Technical Potential | F13 | Industrial | Industrial - WA | Existing | Process | Natural Gas | Process Boiler - Stack Economizer | A | Purchases (Incremental) | Technical Potential | 0 | 0 | 188.6743 | 185.4213 | 182.2244 | 179.0826 | 175.995 | 155.6645 | 122.3845 | 96.2196 | 75.6485 | 59.4754 | 46.7599 | 36.763 | 28.9033 | 22.724 | 17.8658 | 0 | 0 | 0 | 0 | 0 | 0 | 0 | 0 | 0 | 0
F14_Industrial_Industrial - WA_Existing_Process_Natural Gas_Process Boiler - Stack Economizer_A_Technical Potential | F14 | Industrial | Industrial - WA | Existing | Process | Natural Gas | Process Boiler - Stack Economizer | A | Purchases (Cumulative) | Technical Potential | 0 | 0 | 188.6743 | 374.0957 | 556.3201 | 735.4027 | 911.3976 | 1067.0622 | 1189.4467 | 1285.6662 | 1361.3147 | 1420.7901 | 1467.55 | 1504.313 | 1533.2163 | 1555.9403 | 1573.806 | 1573.806 | 1573.806 | 1573.806 | 1573.806 | 1573.806 | 1573.806 | 1573.806 | 1573.806 | 1573.806 | 1573.806
F1_Industrial_Industrial - WA_Existing_Process_Natural Gas_Process Boiler - Steam Trap Replacement_A_Technical Potential | F1 | Industrial | Industrial - WA | Existing | Process | Natural Gas | Process Boiler - Steam Trap Replacement | A | Original Unit Energy Savings (kWh or therms) | Technical Potential | 0 | 0 | 238288.3345 | 238288.3345 | 238288.3345 | 238288.3345 | 238288.3345 | 238288.3345 | 238288.3345 | 238288.3345 | 238288.3345 | 238288.3345 | 238288.3345 | 238288.3345 | 238288.3345 | 238288.3345 | 238288.3345 | 238288.3345 | 238288.3345 | 238288.3345 | 238288.3345 | 238288.3345 | 238288.3345 | 238288.3345 | 238288.3345 | 238288.3345 | 238288.3345
F2_Industrial_Industrial - WA_Existing_Process_Natural Gas_Process Boiler - Steam Trap Replacement_A_Technical Potential | F2 | Industrial | Industrial - WA | Existing | Process | Natural Gas | Process Boiler - Steam Trap Replacement | A | Original Unit Summer Peak Savings (kW) | Technical Potential | 0 | 0 | 0 | 0 | 0 | 0 | 0 | 0 | 0 | 0 | 0 | 0 | 0 | 0 | 0 | 0 | 0 | 0 | 0 | 0 | 0 | 0 | 0 | 0 | 0 | 0 | 0
F3_Industrial_Industrial - WA_Existing_Process_Natural Gas_Process Boiler - Steam Trap Replacement_A_Technical Potential | F3 | Industrial | Industrial - WA | Existing | Process | Natural Gas | Process Boiler - Steam Trap Replacement | A | Original Unit Winter Peak Savings (kW) | Technical Potential | 0 | 0 | 0 | 0 | 0 | 0 | 0 | 0 | 0 | 0 | 0 | 0 | 0 | 0 | 0 | 0 | 0 | 0 | 0 | 0 | 0 | 0 | 0 | 0 | 0 | 0 | 0
F4_Industrial_Industrial - WA_Existing_Process_Natural Gas_Process Boiler - Steam Trap Replacement_A_Technical Potential | F4 | Industrial | Industrial - WA | Existing | Process | Natural Gas | Process Boiler - Steam Trap Replacement | A | Standalone Impact on Baseline Energy (%) | Technical Potential | 0 | 0 | 2.1257e-05 | 4.2887e-05 | 6.4897e-05 | 8.7293e-05 | 0.00011008 | 0.00013327 | 0.00013561 | 0.00013799 | 0.00014041 | 0.00014287 | 0.00014538 | 0.00014793 | 0.00015052 | 0.00015316 | 0.00015585 | 0.00015859 | 0.00016137 | 0.0001642 | 0.00016708 | 0.00017001 | 0.00017299 | 0.00017603 | 0.00017912 | 0.00018226 | 0.00018546
F5_Industrial_Industrial - WA_Existing_Process_Natural Gas_Process Boiler - Steam Trap Replacement_A_Technical Potential | F5 | Industrial | Industrial - WA | Existing | Process | Natural Gas | Process Boiler - Steam Trap Replacement | A | Standalone Impact on Baseline Summer Peak (%) | Technical Potential | 0 | 0 | 0 | 0 | 0 | 0 | 0 | 0 | 0 | 0 | 0 | 0 | 0 | 0 | 0 | 0 | 0 | 0 | 0 | 0 | 0 | 0 | 0 | 0 | 0 | 0 | 0
F6_Industrial_Industrial - WA_Existing_Process_Natural Gas_Process Boiler - Steam Trap Replacement_A_Technical Potential | F6 | Industrial | Industrial - WA | Existing | Process | Natural Gas | Process Boiler - Steam Trap Replacement | A | Standalone Impact on Baseline Winter Peak (%) | Technical Potential | 0 | 0 | 0 | 0 | 0 | 0 | 0 | 0 | 0 | 0 | 0 | 0 | 0 | 0 | 0 | 0 | 0 | 0 | 0 | 0 | 0 | 0 | 0 | 0 | 0 | 0 | 0
F7_Industrial_Industrial - WA_Existing_Process_Natural Gas_Process Boiler - Steam Trap Replacement_A_Technical Potential | F7 | Industrial | Industrial - WA | Existing | Process | Natural Gas | Process Boiler - Steam Trap Replacement | A | Incremental Energy Savings (MWh or mTherms) | Technical Potential | 0 | 0 | 0.048781 | 0.04794 | 0.047114 | 0.046301 | 0.045503 | 0.044719 | 0 | 0 | 0 | 0 | 0 | 0 | 0 | 0 | 0 | 0 | 0 | 0 | 0 | 0 | 0 | 0 | 0 | 0 | 0
F8_Industrial_Industrial - WA_Existing_Process_Natural Gas_Process Boiler - Steam Trap Replacement_A_Technical Potential | F8 | Industrial | Industrial - WA | Existing | Process | Natural Gas | Process Boiler - Steam Trap Replacement | A | Incremental Summer Peak Savings (MW) | Technical Potential | 0 | 0 | 0 | 0 | 0 | 0 | 0 | 0 | 0 | 0 | 0 | 0 | 0 | 0 | 0 | 0 | 0 | 0 | 0 | 0 | 0 | 0 | 0 | 0 | 0 | 0 | 0
F9_Industrial_Industrial - WA_Existing_Process_Natural Gas_Process Boiler - Steam Trap Replacement_A_Technical Potential | F9 | Industrial | Industrial - WA | Existing | Process | Natural Gas | Process Boiler - Steam Trap Replacement | A | Incremental Winter Peak Savings (MW) | Technical Potential | 0 | 0 | 0 | 0 | 0 | 0 | 0 | 0 | 0 | 0 | 0 | 0 | 0 | 0 | 0 | 0 | 0 | 0 | 0 | 0 | 0 | 0 | 0 | 0 | 0 | 0 | 0
F10_Industrial_Industrial - WA_Existing_Process_Natural Gas_Process Boiler - Steam Trap Replacement_A_Technical Potential | F10 | Industrial | Industrial - WA | Existing | Process | Natural Gas | Process Boiler - Steam Trap Replacement | A | Cumulative Energy Savings (MWh or mTherms) | Technical Potential | 0 | 0 | 0.048781 | 0.096722 | 0.14384 | 0.19014 | 0.23564 | 0.28036 | 0.28036 | 0.28036 | 0.28036 | 0.28036 | 0.28036 | 0.28036 | 0.28036 | 0.28036 | 0.28036 | 0.28036 | 0.28036 | 0.28036 | 0.28036 | 0.28036 | 0.28036 | 0.28036 | 0.28036 | 0.28036 | 0.28036
F11_Industrial_Industrial - WA_Existing_Process_Natural Gas_Process Boiler - Steam Trap Replacement_A_Technical Potential | F11 | Industrial | Industrial - WA | Existing | Process | Natural Gas | Process Boiler - Steam Trap Replacement | A | Cumulative Summer Peak Savings (MW) | Technical Potential | 0 | 0 | 0 | 0 | 0 | 0 | 0 | 0 | 0 | 0 | 0 | 0 | 0 | 0 | 0 | 0 | 0 | 0 | 0 | 0 | 0 | 0 | 0 | 0 | 0 | 0 | 0
F12_Industrial_Industrial - WA_Existing_Process_Natural Gas_Process Boiler - Steam Trap Replacement_A_Technical Potential | F12 | Industrial | Industrial - WA | Existing | Process | Natural Gas | Process Boiler - Steam Trap Replacement | A | Cumulative Winter Peak Savings (MW) | Technical Potential | 0 | 0 | 0 | 0 | 0 | 0 | 0 | 0 | 0 | 0 | 0 | 0 | 0 | 0 | 0 | 0 | 0 | 0 | 0 | 0 | 0 | 0 | 0 | 0 | 0 | 0 | 0
F13_Industrial_Industrial - WA_Existing_Process_Natural Gas_Process Boiler - Steam Trap Replacement_A_Technical Potential | F13 | Industrial | Industrial - WA | Existing | Process | Natural Gas | Process Boiler - Steam Trap Replacement | A | Purchases (Incremental) | Technical Potential | 0 | 0 | 0.00020472 | 0.00020119 | 0.00019772 | 0.00019431 | 0.00019096 | 0.00018767 | 0 | 0 | 0 | 0 | 0 | 0 | 0 | 0 | 0 | 0 | 0 | 0 | 0 | 0 | 0 | 0 | 0 | 0 | 0
F14_Industrial_Industrial - WA_Existing_Process_Natural Gas_Process Boiler - Steam Trap Replacement_A_Technical Potential | F14 | Industrial | Industrial - WA | Existing | Process | Natural Gas | Process Boiler - Steam Trap Replacement | A | Purchases (Cumulative) | Technical Potential | 0 | 0 | 0.00020472 | 0.0004059 | 0.00060362 | 0.00079793 | 0.00098889 | 0.0011766 | 0.0011766 | 0.0011766 | 0.0011766 | 0.0011766 | 0.0011766 | 0.0011766 | 0.0011766 | 0.0011766 | 0.0011766 | 0.0011766 | 0.0011766 | 0.0011766 | 0.0011766 | 0.0011766 | 0.0011766 | 0.0011766 | 0.0011766 | 0.0011766 | 0.0011766
F1_Industrial_Industrial - WA_Existing_Process_Natural Gas_Process Boiler - Maintenance_A_Technical Potential | F1 | Industrial | Industrial - WA | Existing | Process | Natural Gas | Process Boiler - Maintenance | A | Original Unit Energy Savings (kWh or therms) | Technical Potential | 0 | 0 | 4.7496 | 4.7496 | 4.7496 | 4.7496 | 4.7496 | 4.7496 | 4.7496 | 4.7496 | 4.7496 | 4.7496 | 4.7496 | 4.7496 | 4.7496 | 4.7496 | 4.7496 | 4.7496 | 4.7496 | 4.7496 | 4.7496 | 4.7496 | 4.7496 | 4.7496 | 4.7496 | 4.7496 | 4.7496
F2_Industrial_Industrial - WA_Existing_Process_Natural Gas_Process Boiler - Maintenance_A_Technical Potential | F2 | Industrial | Industrial - WA | Existing | Process | Natural Gas | Process Boiler - Maintenance | A | Original Unit Summer Peak Savings (kW) | Technical Potential | 0 | 0 | 0 | 0 | 0 | 0 | 0 | 0 | 0 | 0 | 0 | 0 | 0 | 0 | 0 | 0 | 0 | 0 | 0 | 0 | 0 | 0 | 0 | 0 | 0 | 0 | 0
F3_Industrial_Industrial - WA_Existing_Process_Natural Gas_Process Boiler - Maintenance_A_Technical Potential | F3 | Industrial | Industrial - WA | Existing | Process | Natural Gas | Process Boiler - Maintenance | A | Original Unit Winter Peak Savings (kW) | Technical Potential | 0 | 0 | 0 | 0 | 0 | 0 | 0 | 0 | 0 | 0 | 0 | 0 | 0 | 0 | 0 | 0 | 0 | 0 | 0 | 0 | 0 | 0 | 0 | 0 | 0 | 0 | 0
F4_Industrial_Industrial - WA_Existing_Process_Natural Gas_Process Boiler - Maintenance_A_Technical Potential | F4 | Industrial | Industrial - WA | Existing | Process | Natural Gas | Process Boiler - Maintenance | A | Standalone Impact on Baseline Energy (%) | Technical Potential | 0 | 0 | 0.00019744 | 0.00033929 | 0.00044104 | 0.00044878 | 0.00045666 | 0.00046467 | 0.00047282 | 0.00048111 | 0.00048956 | 0.00049814 | 0.00050688 | 0.00051578 | 0.00052482 | 0.00053403 | 0.0005434 | 0.00055293 | 0.00056264 | 0.00057251 | 0.00058255 | 0.00059277 | 0.00060317 | 0.00061375 | 0.00062452 | 0.00063548 | 0.00064662
F5_Industrial_Industrial - WA_Existing_Process_Natural Gas_Process Boiler - Maintenance_A_Technical Potential | F5 | Industrial | Industrial - WA | Existing | Process | Natural Gas | Process Boiler - Maintenance | A | Standalone Impact on Baseline Summer Peak (%) | Technical Potential | 0 | 0 | 0 | 0 | 0 | 0 | 0 | 0 | 0 | 0 | 0 | 0 | 0 | 0 | 0 | 0 | 0 | 0 | 0 | 0 | 0 | 0 | 0 | 0 | 0 | 0 | 0
F6_Industrial_Industrial - WA_Existing_Process_Natural Gas_Process Boiler - Maintenance_A_Technical Potential | F6 | Industrial | Industrial - WA | Existing | Process | Natural Gas | Process Boiler - Maintenance | A | Standalone Impact on Baseline Winter Peak (%) | Technical Potential | 0 | 0 | 0 | 0 | 0 | 0 | 0 | 0 | 0 | 0 | 0 | 0 | 0 | 0 | 0 | 0 | 0 | 0 | 0 | 0 | 0 | 0 | 0 | 0 | 0 | 0 | 0
F7_Industrial_Industrial - WA_Existing_Process_Natural Gas_Process Boiler - Maintenance_A_Technical Potential | F7 | Industrial | Industrial - WA | Existing | Process | Natural Gas | Process Boiler - Maintenance | A | Incremental Energy Savings (MWh or mTherms) | Technical Potential | 0 | 0 | 0.45308 | 0.3121 | 0.21233 | 0 | 0 | 0 | 0 | 0 | 0 | 0 | 0 | 0 | 0 | 0 | 0 | 0 | 0 | 0 | 0 | 0 | 0 | 0 | 0 | 0 | 0
F8_Industrial_Industrial - WA_Existing_Process_Natural Gas_Process Boiler - Maintenance_A_Technical Potential | F8 | Industrial | Industrial - WA | Existing | Process | Natural Gas | Process Boiler - Maintenance | A | Incremental Summer Peak Savings (MW) | Technical Potential | 0 | 0 | 0 | 0 | 0 | 0 | 0 | 0 | 0 | 0 | 0 | 0 | 0 | 0 | 0 | 0 | 0 | 0 | 0 | 0 | 0 | 0 | 0 | 0 | 0 | 0 | 0
F9_Industrial_Industrial - WA_Existing_Process_Natural Gas_Process Boiler - Maintenance_A_Technical Potential | F9 | Industrial | Industrial - WA | Existing | Process | Natural Gas | Process Boiler - Maintenance | A | Incremental Winter Peak Savings (MW) | Technical Potential | 0 | 0 | 0 | 0 | 0 | 0 | 0 | 0 | 0 | 0 | 0 | 0 | 0 | 0 | 0 | 0 | 0 | 0 | 0 | 0 | 0 | 0 | 0 | 0 | 0 | 0 | 0
F10_Industrial_Industrial - WA_Existing_Process_Natural Gas_Process Boiler - Maintenance_A_Technical Potential | F10 | Industrial | Industrial - WA | Existing | Process | Natural Gas | Process Boiler - Maintenance | A | Cumulative Energy Savings (MWh or mTherms) | Technical Potential | 0 | 0 | 0.45308 | 0.76518 | 0.97752 | 0.97752 | 0.97752 | 0.97752 | 0.97752 | 0.97752 | 0.97752 | 0.97752 | 0.97752 | 0.97752 | 0.97752 | 0.97752 | 0.97752 | 0.97752 | 0.97752 | 0.97752 | 0.97752 | 0.97752 | 0.97752 | 0.97752 | 0.97752 | 0.97752 | 0.97752
F11_Industrial_Industrial - WA_Existing_Process_Natural Gas_Process Boiler - Maintenance_A_Technical Potential | F11 | Industrial | Industrial - WA | Existing | Process | Natural Gas | Process Boiler - Maintenance | A | Cumulative Summer Peak Savings (MW) | Technical Potential | 0 | 0 | 0 | 0 | 0 | 0 | 0 | 0 | 0 | 0 | 0 | 0 | 0 | 0 | 0 | 0 | 0 | 0 | 0 | 0 | 0 | 0 | 0 | 0 | 0 | 0 | 0
F12_Industrial_Industrial - WA_Existing_Process_Natural Gas_Process Boiler - Maintenance_A_Technical Potential | F12 | Industrial | Industrial - WA | Existing | Process | Natural Gas | Process Boiler - Maintenance | A | Cumulative Winter Peak Savings (MW) | Technical Potential | 0 | 0 | 0 | 0 | 0 | 0 | 0 | 0 | 0 | 0 | 0 | 0 | 0 | 0 | 0 | 0 | 0 | 0 | 0 | 0 | 0 | 0 | 0 | 0 | 0 | 0 | 0
F13_Industrial_Industrial - WA_Existing_Process_Natural Gas_Process Boiler - Maintenance_A_Technical Potential | F13 | Industrial | Industrial - WA | Existing | Process | Natural Gas | Process Boiler - Maintenance | A | Purchases (Incremental) | Technical Potential | 0 | 0 | 95.3938 | 65.7106 | 44.705 | 0 | 0 | 0 | 0 | 0 | 0 | 0 | 0 | 0 | 0 | 0 | 0 | 0 | 0 | 0 | 0 | 0 | 0 | 0 | 0 | 0 | 0
F14_Industrial_Industrial - WA_Existing_Process_Natural Gas_Process Boiler - Maintenance_A_Technical Potential | F14 | Industrial | Industrial - WA | Existing | Process | Natural Gas | Process Boiler - Maintenance | A | Purchases (Cumulative) | Technical Potential | 0 | 0 | 95.3938 | 161.1044 | 205.8094 | 205.8094 | 205.8094 | 205.8094 | 205.8094 | 205.8094 | 205.8094 | 205.8094 | 205.8094 | 205.8094 | 205.8094 | 205.8094 | 205.8094 | 205.8094 | 205.8094 | 205.8094 | 205.8094 | 205.8094 | 205.8094 | 205.8094 | 205.8094 | 205.8094 | 205.8094
F1_Industrial_Industrial - WA_Existing_Process_Natural Gas_Process - Heat Recovery_A_Technical Potential | F1 | Industrial | Industrial - WA | Existing | Process | Natural Gas | Process - Heat Recovery | A | Original Unit Energy Savings (kWh or therms) | Technical Potential | 0 | 0 | 0.7095 | 0.7095 | 0.7095 | 0.7095 | 0.7095 | 0.7095 | 0.7095 | 0.7095 | 0.7095 | 0.7095 | 0.7095 | 0.7095 | 0.7095 | 0.7095 | 0.7095 | 0.7095 | 0.7095 | 0.7095 | 0.7095 | 0.7095 | 0.7095 | 0.7095 | 0.7095 | 0.7095 | 0.7095
F2_Industrial_Industrial - WA_Existing_Process_Natural Gas_Process - Heat Recovery_A_Technical Potential | F2 | Industrial | Industrial - WA | Existing | Process | Natural Gas | Process - Heat Recovery | A | Original Unit Summer Peak Savings (kW) | Technical Potential | 0 | 0 | 0 | 0 | 0 | 0 | 0 | 0 | 0 | 0 | 0 | 0 | 0 | 0 | 0 | 0 | 0 | 0 | 0 | 0 | 0 | 0 | 0 | 0 | 0 | 0 | 0
F3_Industrial_Industrial - WA_Existing_Process_Natural Gas_Process - Heat Recovery_A_Technical Potential | F3 | Industrial | Industrial - WA | Existing | Process | Natural Gas | Process - Heat Recovery | A | Original Unit Winter Peak Savings (kW) | Technical Potential | 0 | 0 | 0 | 0 | 0 | 0 | 0 | 0 | 0 | 0 | 0 | 0 | 0 | 0 | 0 | 0 | 0 | 0 | 0 | 0 | 0 | 0 | 0 | 0 | 0 | 0 | 0
F4_Industrial_Industrial - WA_Existing_Process_Natural Gas_Process - Heat Recovery_A_Technical Potential | F4 | Industrial | Industrial - WA | Existing | Process | Natural Gas | Process - Heat Recovery | A | Standalone Impact on Baseline Energy (%) | Technical Potential | 0 | 0 | 0.00675 | 0.013618 | 0.020607 | 0.027719 | 0.034955 | 0.042318 | 0.049811 | 0.057435 | 0.065192 | 0.073086 | 0.081118 | 0.089291 | 0.097608 | 0.10607 | 0.11468 | 0.12344 | 0.13236 | 0.14143 | 0.15066 | 0.16006 | 0.16286 | 0.16572 | 0.16863 | 0.17159 | 0.1746
F5_Industrial_Industrial - WA_Existing_Process_Natural Gas_Process - Heat Recovery_A_Technical Potential | F5 | Industrial | Industrial - WA | Existing | Process | Natural Gas | Process - Heat Recovery | A | Standalone Impact on Baseline Summer Peak (%) | Technical Potential | 0 | 0 | 0 | 0 | 0 | 0 | 0 | 0 | 0 | 0 | 0 | 0 | 0 | 0 | 0 | 0 | 0 | 0 | 0 | 0 | 0 | 0 | 0 | 0 | 0 | 0 | 0
F6_Industrial_Industrial - WA_Existing_Process_Natural Gas_Process - Heat Recovery_A_Technical Potential | F6 | Industrial | Industrial - WA | Existing | Process | Natural Gas | Process - Heat Recovery | A | Standalone Impact on Baseline Winter Peak (%) | Technical Potential | 0 | 0 | 0 | 0 | 0 | 0 | 0 | 0 | 0 | 0 | 0 | 0 | 0 | 0 | 0 | 0 | 0 | 0 | 0 | 0 | 0 | 0 | 0 | 0 | 0 | 0 | 0
F7_Industrial_Industrial - WA_Existing_Process_Natural Gas_Process - Heat Recovery_A_Technical Potential | F7 | Industrial | Industrial - WA | Existing | Process | Natural Gas | Process - Heat Recovery | A | Incremental Energy Savings (MWh or mTherms) | Technical Potential | 0 | 0 | 15.49 | 15.2229 | 14.9605 | 14.7025 | 14.449 | 14.1999 | 13.9551 | 13.7145 | 13.478 | 13.2456 | 13.0173 | 12.7928 | 12.5723 | 12.3555 | 12.1425 | 11.9331 | 11.7274 | 11.5252 | 11.3265 | 11.1312 | 0 | 0 | 0 | 0 | 0
F8_Industrial_Industrial - WA_Existing_Process_Natural Gas_Process - Heat Recovery_A_Technical Potential | F8 | Industrial | Industrial - WA | Existing | Process | Natural Gas | Process - Heat Recovery | A | Incremental Summer Peak Savings (MW) | Technical Potential | 0 | 0 | 0 | 0 | 0 | 0 | 0 | 0 | 0 | 0 | 0 | 0 | 0 | 0 | 0 | 0 | 0 | 0 | 0 | 0 | 0 | 0 | 0 | 0 | 0 | 0 | 0
F9_Industrial_Industrial - WA_Existing_Process_Natural Gas_Process - Heat Recovery_A_Technical Potential | F9 | Industrial | Industrial - WA | Existing | Process | Natural Gas | Process - Heat Recovery | A | Incremental Winter Peak Savings (MW) | Technical Potential | 0 | 0 | 0 | 0 | 0 | 0 | 0 | 0 | 0 | 0 | 0 | 0 | 0 | 0 | 0 | 0 | 0 | 0 | 0 | 0 | 0 | 0 | 0 | 0 | 0 | 0 | 0
F10_Industrial_Industrial - WA_Existing_Process_Natural Gas_Process - Heat Recovery_A_Technical Potential | F10 | Industrial | Industrial - WA | Existing | Process | Natural Gas | Process - Heat Recovery | A | Cumulative Energy Savings (MWh or mTherms) | Technical Potential | 0 | 0 | 15.49 | 30.7129 | 45.6734 | 60.3759 | 74.8249 | 89.0248 | 102.9799 | 116.6944 | 130.1724 | 143.418 | 156.4353 | 169.2281 | 181.8004 | 194.1559 | 206.2984 | 218.2315 | 229.9589 | 241.484 | 252.8105 | 263.9417 | 263.9417 | 263.9417 | 263.9417 | 263.9417 | 263.9417
F11_Industrial_Industrial - WA_Existing_Process_Natural Gas_Process - Heat Recovery_A_Technical Potential | F11 | Industrial | Industrial - WA | Existing | Process | Natural Gas | Process - Heat Recovery | A | Cumulative Summer Peak Savings (MW) | Technical Potential | 0 | 0 | 0 | 0 | 0 | 0 | 0 | 0 | 0 | 0 | 0 | 0 | 0 | 0 | 0 | 0 | 0 | 0 | 0 | 0 | 0 | 0 | 0 | 0 | 0 | 0 | 0
F12_Industrial_Industrial - WA_Existing_Process_Natural Gas_Process - Heat Recovery_A_Technical Potential | F12 | Industrial | Industrial - WA | Existing | Process | Natural Gas | Process - Heat Recovery | A | Cumulative Winter Peak Savings (MW) | Technical Potential | 0 | 0 | 0 | 0 | 0 | 0 | 0 | 0 | 0 | 0 | 0 | 0 | 0 | 0 | 0 | 0 | 0 | 0 | 0 | 0 | 0 | 0 | 0 | 0 | 0 | 0 | 0
F13_Industrial_Industrial - WA_Existing_Process_Natural Gas_Process - Heat Recovery_A_Technical Potential | F13 | Industrial | Industrial - WA | Existing | Process | Natural Gas | Process - Heat Recovery | A | Purchases (Incremental) | Technical Potential | 0 | 0 | 21832.3963 | 21455.9757 | 21086.0451 | 20722.4926 | 20365.2082 | 20014.084 | 19669.0135 | 19329.8926 | 18996.6186 | 18669.0907 | 18347.2098 | 18030.8786 | 17720.0014 | 17414.4841 | 17114.2344 | 16819.1614 | 16529.1759 | 16244.1901 | 15964.1178 | 15688.8744 | 0 | 0 | 0 | 0 | 0
F14_Industrial_Industrial - WA_Existing_Process_Natural Gas_Process - Heat Recovery_A_Technical Potential | F14 | Industrial | Industrial - WA | Existing | Process | Natural Gas | Process - Heat Recovery | A | Purchases (Cumulative) | Technical Potential | 0 | 0 | 21832.3963 | 43288.3721 | 64374.4172 | 85096.9097 | 105462.118 | 125476.2019 | 145145.2155 | 164475.1081 | 183471.7267 | 202140.8174 | 220488.0273 | 238518.9059 | 256238.9073 | 273653.3915 | 290767.6259 | 307586.7873 | 324115.9632 | 340360.1532 | 356324.2711 | 372013.1455 | 372013.1455 | 372013.1455 | 372013.1455 | 372013.1455 | 372013.1455
F1_Industrial_Industrial - WA_Existing_Space Heating_Natural Gas_Strategic Energy Management_A_Technical Potential | F1 | Industrial | Industrial - WA | Existing | Space Heating | Natural Gas | Strategic Energy Management | A | Original Unit Energy Savings (kWh or therms) | Technical Potential | 0 | 0 | 0.033661 | 0.033598 | 0.03353 | 0.033458 | 0.033383 | 0.033305 | 0.033225 | 0.033143 | 0.03306 | 0.032975 | 0.032891 | 0.032806 | 0.032721 | 0.032637 | 0.032553 | 0.03247 | 0.032388 | 0.032312 | 0.032242 | 0.032177 | 0.032117 | 0.032062 | 0.032012 | 0.031965 | 0.031922
F2_Industrial_Industrial - WA_Existing_Space Heating_Natural Gas_Strategic Energy Management_A_Technical Potential | F2 | Industrial | Industrial - WA | Existing | Space Heating | Natural Gas | Strategic Energy Management | A | Original Unit Summer Peak Savings (kW) | Technical Potential | 0 | 0 | 0 | 0 | 0 | 0 | 0 | 0 | 0 | 0 | 0 | 0 | 0 | 0 | 0 | 0 | 0 | 0 | 0 | 0 | 0 | 0 | 0 | 0 | 0 | 0 | 0
F3_Industrial_Industrial - WA_Existing_Space Heating_Natural Gas_Strategic Energy Management_A_Technical Potential | F3 | Industrial | Industrial - WA | Existing | Space Heating | Natural Gas | Strategic Energy Management | A | Original Unit Winter Peak Savings (kW) | Technical Potential | 0 | 0 | 0 | 0 | 0 | 0 | 0 | 0 | 0 | 0 | 0 | 0 | 0 | 0 | 0 | 0 | 0 | 0 | 0 | 0 | 0 | 0 | 0 | 0 | 0 | 0 | 0
F4_Industrial_Industrial - WA_Existing_Space Heating_Natural Gas_Strategic Energy Management_A_Technical Potential | F4 | Industrial | Industrial - WA | Existing | Space Heating | Natural Gas | Strategic Energy Management | A | Standalone Impact on Baseline Energy (%) | Technical Potential | 0 | 0 | 0 | 0 | 0 | 0 | 0 | 0 | 0 | 0 | 0 | 0 | 0 | 0 | 0 | 0 | 0 | 0 | 0 | 0 | 0 | 0 | 0 | 0 | 0 | 0 | 0
F5_Industrial_Industrial - WA_Existing_Space Heating_Natural Gas_Strategic Energy Management_A_Technical Potential | F5 | Industrial | Industrial - WA | Existing | Space Heating | Natural Gas | Strategic Energy Management | A | Standalone Impact on Baseline Summer Peak (%) | Technical Potential | 0 | 0 | 0 | 0 | 0 | 0 | 0 | 0 | 0 | 0 | 0 | 0 | 0 | 0 | 0 | 0 | 0 | 0 | 0 | 0 | 0 | 0 | 0 | 0 | 0 | 0 | 0
F6_Industrial_Industrial - WA_Existing_Space Heating_Natural Gas_Strategic Energy Management_A_Technical Potential | F6 | Industrial | Industrial - WA | Existing | Space Heating | Natural Gas | Strategic Energy Management | A | Standalone Impact on Baseline Winter Peak (%) | Technical Potential | 0 | 0 | 0 | 0 | 0 | 0 | 0 | 0 | 0 | 0 | 0 | 0 | 0 | 0 | 0 | 0 | 0 | 0 | 0 | 0 | 0 | 0 | 0 | 0 | 0 | 0 | 0
F7_Industrial_Industrial - WA_Existing_Space Heating_Natural Gas_Strategic Energy Management_A_Technical Potential | F7 | Industrial | Industrial - WA | Existing | Space Heating | Natural Gas | Strategic Energy Management | A | Incremental Energy Savings (MWh or mTherms) | Technical Potential | 0 | 0 | 0 | 0 | 0 | 0 | 0 | 0 | 0 | 0 | 0 | 0 | 0 | 0 | 0 | 0 | 0 | 0 | 0 | 0 | 0 | 0 | 0 | 0 | 0 | 0 | 0
F8_Industrial_Industrial - WA_Existing_Space Heating_Natural Gas_Strategic Energy Management_A_Technical Potential | F8 | Industrial | Industrial - WA | Existing | Space Heating | Natural Gas | Strategic Energy Management | A | Incremental Summer Peak Savings (MW) | Technical Potential | 0 | 0 | 0 | 0 | 0 | 0 | 0 | 0 | 0 | 0 | 0 | 0 | 0 | 0 | 0 | 0 | 0 | 0 | 0 | 0 | 0 | 0 | 0 | 0 | 0 | 0 | 0
F9_Industrial_Industrial - WA_Existing_Space Heating_Natural Gas_Strategic Energy Management_A_Technical Potential | F9 | Industrial | Industrial - WA | Existing | Space Heating | Natural Gas | Strategic Energy Management | A | Incremental Winter Peak Savings (MW) | Technical Potential | 0 | 0 | 0 | 0 | 0 | 0 | 0 | 0 | 0 | 0 | 0 | 0 | 0 | 0 | 0 | 0 | 0 | 0 | 0 | 0 | 0 | 0 | 0 | 0 | 0 | 0 | 0
F10_Industrial_Industrial - WA_Existing_Space Heating_Natural Gas_Strategic Energy Management_A_Technical Potential | F10 | Industrial | Industrial - WA | Existing | Space Heating | Natural Gas | Strategic Energy Management | A | Cumulative Energy Savings (MWh or mTherms) | Technical Potential | 0 | 0 | 0 | 0 | 0 | 0 | 0 | 0 | 0 | 0 | 0 | 0 | 0 | 0 | 0 | 0 | 0 | 0 | 0 | 0 | 0 | 0 | 0 | 0 | 0 | 0 | 0
F11_Industrial_Industrial - WA_Existing_Space Heating_Natural Gas_Strategic Energy Management_A_Technical Potential | F11 | Industrial | Industrial - WA | Existing | Space Heating | Natural Gas | Strategic Energy Management | A | Cumulative Summer Peak Savings (MW) | Technical Potential | 0 | 0 | 0 | 0 | 0 | 0 | 0 | 0 | 0 | 0 | 0 | 0 | 0 | 0 | 0 | 0 | 0 | 0 | 0 | 0 | 0 | 0 | 0 | 0 | 0 | 0 | 0
F12_Industrial_Industrial - WA_Existing_Space Heating_Natural Gas_Strategic Energy Management_A_Technical Potential | F12 | Industrial | Industrial - WA | Existing | Space Heating | Natural Gas | Strategic Energy Management | A | Cumulative Winter Peak Savings (MW) | Technical Potential | 0 | 0 | 0 | 0 | 0 | 0 | 0 | 0 | 0 | 0 | 0 | 0 | 0 | 0 | 0 | 0 | 0 | 0 | 0 | 0 | 0 | 0 | 0 | 0 | 0 | 0 | 0
F13_Industrial_Industrial - WA_Existing_Space Heating_Natural Gas_Strategic Energy Management_A_Technical Potential | F13 | Industrial | Industrial - WA | Existing | Space Heating | Natural Gas | Strategic Energy Management | A | Purchases (Incremental) | Technical Potential | 0 | 0 | 0 | 0 | 0 | 0 | 0 | 0 | 0 | 0 | 0 | 0 | 0 | 0 | 0 | 0 | 0 | 0 | 0 | 0 | 0 | 0 | 0 | 0 | 0 | 0 | 0
F14_Industrial_Industrial - WA_Existing_Space Heating_Natural Gas_Strategic Energy Management_A_Technical Potential | F14 | Industrial | Industrial - WA | Existing | Space Heating | Natural Gas | Strategic Energy Management | A | Purchases (Cumulative) | Technical Potential | 0 | 0 | 0 | 0 | 0 | 0 | 0 | 0 | 0 | 0 | 0 | 0 | 0 | 0 | 0 | 0 | 0 | 0 | 0 | 0 | 0 | 0 | 0 | 0 | 0 | 0 | 0
F1_Industrial_Industrial - WA_Existing_Process_Natural Gas_Strategic Energy Management_A_Technical Potential | F1 | Industrial | Industrial - WA | Existing | Process | Natural Gas | Strategic Energy Management | A | Original Unit Energy Savings (kWh or therms) | Technical Potential | 0 | 0 | 0.11556 | 0.11556 | 0.11556 | 0.11556 | 0.11556 | 0.11556 | 0.11556 | 0.11556 | 0.11556 | 0.11556 | 0.11556 | 0.11556 | 0.11556 | 0.11556 | 0.11556 | 0.11556 | 0.11556 | 0.11556 | 0.11556 | 0.11556 | 0.11556 | 0.11556 | 0.11556 | 0.11556 | 0.11556
F2_Industrial_Industrial - WA_Existing_Process_Natural Gas_Strategic Energy Management_A_Technical Potential | F2 | Industrial | Industrial - WA | Existing | Process | Natural Gas | Strategic Energy Management | A | Original Unit Summer Peak Savings (kW) | Technical Potential | 0 | 0 | 0 | 0 | 0 | 0 | 0 | 0 | 0 | 0 | 0 | 0 | 0 | 0 | 0 | 0 | 0 | 0 | 0 | 0 | 0 | 0 | 0 | 0 | 0 | 0 | 0
F3_Industrial_Industrial - WA_Existing_Process_Natural Gas_Strategic Energy Management_A_Technical Potential | F3 | Industrial | Industrial - WA | Existing | Process | Natural Gas | Strategic Energy Management | A | Original Unit Winter Peak Savings (kW) | Technical Potential | 0 | 0 | 0 | 0 | 0 | 0 | 0 | 0 | 0 | 0 | 0 | 0 | 0 | 0 | 0 | 0 | 0 | 0 | 0 | 0 | 0 | 0 | 0 | 0 | 0 | 0 | 0
F4_Industrial_Industrial - WA_Existing_Process_Natural Gas_Strategic Energy Management_A_Technical Potential | F4 | Industrial | Industrial - WA | Existing | Process | Natural Gas | Strategic Energy Management | A | Standalone Impact on Baseline Energy (%) | Technical Potential | 0 | 0 | 0 | 0 | 0 | 0 | 0 | 0 | 0 | 0 | 0 | 0 | 0 | 0 | 0 | 0 | 0 | 0 | 0 | 0 | 0 | 0 | 0 | 0 | 0 | 0 | 0
F5_Industrial_Industrial - WA_Existing_Process_Natural Gas_Strategic Energy Management_A_Technical Potential | F5 | Industrial | Industrial - WA | Existing | Process | Natural Gas | Strategic Energy Management | A | Standalone Impact on Baseline Summer Peak (%) | Technical Potential | 0 | 0 | 0 | 0 | 0 | 0 | 0 | 0 | 0 | 0 | 0 | 0 | 0 | 0 | 0 | 0 | 0 | 0 | 0 | 0 | 0 | 0 | 0 | 0 | 0 | 0 | 0
F6_Industrial_Industrial - WA_Existing_Process_Natural Gas_Strategic Energy Management_A_Technical Potential | F6 | Industrial | Industrial - WA | Existing | Process | Natural Gas | Strategic Energy Management | A | Standalone Impact on Baseline Winter Peak (%) | Technical Potential | 0 | 0 | 0 | 0 | 0 | 0 | 0 | 0 | 0 | 0 | 0 | 0 | 0 | 0 | 0 | 0 | 0 | 0 | 0 | 0 | 0 | 0 | 0 | 0 | 0 | 0 | 0
F7_Industrial_Industrial - WA_Existing_Process_Natural Gas_Strategic Energy Management_A_Technical Potential | F7 | Industrial | Industrial - WA | Existing | Process | Natural Gas | Strategic Energy Management | A | Incremental Energy Savings (MWh or mTherms) | Technical Potential | 0 | 0 | 0 | 0 | 0 | 0 | 0 | 0 | 0 | 0 | 0 | 0 | 0 | 0 | 0 | 0 | 0 | 0 | 0 | 0 | 0 | 0 | 0 | 0 | 0 | 0 | 0
F8_Industrial_Industrial - WA_Existing_Process_Natural Gas_Strategic Energy Management_A_Technical Potential | F8 | Industrial | Industrial - WA | Existing | Process | Natural Gas | Strategic Energy Management | A | Incremental Summer Peak Savings (MW) | Technical Potential | 0 | 0 | 0 | 0 | 0 | 0 | 0 | 0 | 0 | 0 | 0 | 0 | 0 | 0 | 0 | 0 | 0 | 0 | 0 | 0 | 0 | 0 | 0 | 0 | 0 | 0 | 0
F9_Industrial_Industrial - WA_Existing_Process_Natural Gas_Strategic Energy Management_A_Technical Potential | F9 | Industrial | Industrial - WA | Existing | Process | Natural Gas | Strategic Energy Management | A | Incremental Winter Peak Savings (MW) | Technical Potential | 0 | 0 | 0 | 0 | 0 | 0 | 0 | 0 | 0 | 0 | 0 | 0 | 0 | 0 | 0 | 0 | 0 | 0 | 0 | 0 | 0 | 0 | 0 | 0 | 0 | 0 | 0
F10_Industrial_Industrial - WA_Existing_Process_Natural Gas_Strategic Energy Management_A_Technical Potential | F10 | Industrial | Industrial - WA | Existing | Process | Natural Gas | Strategic Energy Management | A | Cumulative Energy Savings (MWh or mTherms) | Technical Potential | 0 | 0 | 0 | 0 | 0 | 0 | 0 | 0 | 0 | 0 | 0 | 0 | 0 | 0 | 0 | 0 | 0 | 0 | 0 | 0 | 0 | 0 | 0 | 0 | 0 | 0 | 0
F11_Industrial_Industrial - WA_Existing_Process_Natural Gas_Strategic Energy Management_A_Technical Potential | F11 | Industrial | Industrial - WA | Existing | Process | Natural Gas | Strategic Energy Management | A | Cumulative Summer Peak Savings (MW) | Technical Potential | 0 | 0 | 0 | 0 | 0 | 0 | 0 | 0 | 0 | 0 | 0 | 0 | 0 | 0 | 0 | 0 | 0 | 0 | 0 | 0 | 0 | 0 | 0 | 0 | 0 | 0 | 0
F12_Industrial_Industrial - WA_Existing_Process_Natural Gas_Strategic Energy Management_A_Technical Potential | F12 | Industrial | Industrial - WA | Existing | Process | Natural Gas | Strategic Energy Management | A | Cumulative Winter Peak Savings (MW) | Technical Potential | 0 | 0 | 0 | 0 | 0 | 0 | 0 | 0 | 0 | 0 | 0 | 0 | 0 | 0 | 0 | 0 | 0 | 0 | 0 | 0 | 0 | 0 | 0 | 0 | 0 | 0 | 0
F13_Industrial_Industrial - WA_Existing_Process_Natural Gas_Strategic Energy Management_A_Technical Potential | F13 | Industrial | Industrial - WA | Existing | Process | Natural Gas | Strategic Energy Management | A | Purchases (Incremental) | Technical Potential | 0 | 0 | 0 | 0 | 0 | 0 | 0 | 0 | 0 | 0 | 0 | 0 | 0 | 0 | 0 | 0 | 0 | 0 | 0 | 0 | 0 | 0 | 0 | 0 | 0 | 0 | 0
F14_Industrial_Industrial - WA_Existing_Process_Natural Gas_Strategic Energy Management_A_Technical Potential | F14 | Industrial | Industrial - WA | Existing | Process | Natural Gas | Strategic Energy Management | A | Purchases (Cumulative) | Technical Potential | 0 | 0 | 0 | 0 | 0 | 0 | 0 | 0 | 0 | 0 | 0 | 0 | 0 | 0 | 0 | 0 | 0 | 0 | 0 | 0 | 0 | 0 | 0 | 0 | 0 | 0 | 0
F1_Industrial_Industrial - WA_Existing_Miscellaneous_Natural Gas_Strategic Energy Management_A_Technical Potential | F1 | Industrial | Industrial - WA | Existing | Miscellaneous | Natural Gas | Strategic Energy Management | A | Original Unit Energy Savings (kWh or therms) | Technical Potential | 0 | 0 | 0.025233 | 0.025233 | 0.025233 | 0.025233 | 0.025233 | 0.025233 | 0.025233 | 0.025233 | 0.025233 | 0.025233 | 0.025233 | 0.025233 | 0.025233 | 0.025233 | 0.025233 | 0.025233 | 0.025233 | 0.025233 | 0.025233 | 0.025233 | 0.025233 | 0.025233 | 0.025233 | 0.025233 | 0.025233
F2_Industrial_Industrial - WA_Existing_Miscellaneous_Natural Gas_Strategic Energy Management_A_Technical Potential | F2 | Industrial | Industrial - WA | Existing | Miscellaneous | Natural Gas | Strategic Energy Management | A | Original Unit Summer Peak Savings (kW) | Technical Potential | 0 | 0 | 0 | 0 | 0 | 0 | 0 | 0 | 0 | 0 | 0 | 0 | 0 | 0 | 0 | 0 | 0 | 0 | 0 | 0 | 0 | 0 | 0 | 0 | 0 | 0 | 0
F3_Industrial_Industrial - WA_Existing_Miscellaneous_Natural Gas_Strategic Energy Management_A_Technical Potential | F3 | Industrial | Industrial - WA | Existing | Miscellaneous | Natural Gas | Strategic Energy Management | A | Original Unit Winter Peak Savings (kW) | Technical Potential | 0 | 0 | 0 | 0 | 0 | 0 | 0 | 0 | 0 | 0 | 0 | 0 | 0 | 0 | 0 | 0 | 0 | 0 | 0 | 0 | 0 | 0 | 0 | 0 | 0 | 0 | 0
F4_Industrial_Industrial - WA_Existing_Miscellaneous_Natural Gas_Strategic Energy Management_A_Technical Potential | F4 | Industrial | Industrial - WA | Existing | Miscellaneous | Natural Gas | Strategic Energy Management | A | Standalone Impact on Baseline Energy (%) | Technical Potential | 0 | 0 | 0 | 0 | 0 | 0 | 0 | 0 | 0 | 0 | 0 | 0 | 0 | 0 | 0 | 0 | 0 | 0 | 0 | 0 | 0 | 0 | 0 | 0 | 0 | 0 | 0
F5_Industrial_Industrial - WA_Existing_Miscellaneous_Natural Gas_Strategic Energy Management_A_Technical Potential | F5 | Industrial | Industrial - WA | Existing | Miscellaneous | Natural Gas | Strategic Energy Management | A | Standalone Impact on Baseline Summer Peak (%) | Technical Potential | 0 | 0 | 0 | 0 | 0 | 0 | 0 | 0 | 0 | 0 | 0 | 0 | 0 | 0 | 0 | 0 | 0 | 0 | 0 | 0 | 0 | 0 | 0 | 0 | 0 | 0 | 0
F6_Industrial_Industrial - WA_Existing_Miscellaneous_Natural Gas_Strategic Energy Management_A_Technical Potential | F6 | Industrial | Industrial - WA | Existing | Miscellaneous | Natural Gas | Strategic Energy Management | A | Standalone Impact on Baseline Winter Peak (%) | Technical Potential | 0 | 0 | 0 | 0 | 0 | 0 | 0 | 0 | 0 | 0 | 0 | 0 | 0 | 0 | 0 | 0 | 0 | 0 | 0 | 0 | 0 | 0 | 0 | 0 | 0 | 0 | 0
F7_Industrial_Industrial - WA_Existing_Miscellaneous_Natural Gas_Strategic Energy Management_A_Technical Potential | F7 | Industrial | Industrial - WA | Existing | Miscellaneous | Natural Gas | Strategic Energy Management | A | Incremental Energy Savings (MWh or mTherms) | Technical Potential | 0 | 0 | 0 | 0 | 0 | 0 | 0 | 0 | 0 | 0 | 0 | 0 | 0 | 0 | 0 | 0 | 0 | 0 | 0 | 0 | 0 | 0 | 0 | 0 | 0 | 0 | 0
F8_Industrial_Industrial - WA_Existing_Miscellaneous_Natural Gas_Strategic Energy Management_A_Technical Potential | F8 | Industrial | Industrial - WA | Existing | Miscellaneous | Natural Gas | Strategic Energy Management | A | Incremental Summer Peak Savings (MW) | Technical Potential | 0 | 0 | 0 | 0 | 0 | 0 | 0 | 0 | 0 | 0 | 0 | 0 | 0 | 0 | 0 | 0 | 0 | 0 | 0 | 0 | 0 | 0 | 0 | 0 | 0 | 0 | 0
F9_Industrial_Industrial - WA_Existing_Miscellaneous_Natural Gas_Strategic Energy Management_A_Technical Potential | F9 | Industrial | Industrial - WA | Existing | Miscellaneous | Natural Gas | Strategic Energy Management | A | Incremental Winter Peak Savings (MW) | Technical Potential | 0 | 0 | 0 | 0 | 0 | 0 | 0 | 0 | 0 | 0 | 0 | 0 | 0 | 0 | 0 | 0 | 0 | 0 | 0 | 0 | 0 | 0 | 0 | 0 | 0 | 0 | 0
F10_Industrial_Industrial - WA_Existing_Miscellaneous_Natural Gas_Strategic Energy Management_A_Technical Potential | F10 | Industrial | Industrial - WA | Existing | Miscellaneous | Natural Gas | Strategic Energy Management | A | Cumulative Energy Savings (MWh or mTherms) | Technical Potential | 0 | 0 | 0 | 0 | 0 | 0 | 0 | 0 | 0 | 0 | 0 | 0 | 0 | 0 | 0 | 0 | 0 | 0 | 0 | 0 | 0 | 0 | 0 | 0 | 0 | 0 | 0
F11_Industrial_Industrial - WA_Existing_Miscellaneous_Natural Gas_Strategic Energy Management_A_Technical Potential | F11 | Industrial | Industrial - WA | Existing | Miscellaneous | Natural Gas | Strategic Energy Management | A | Cumulative Summer Peak Savings (MW) | Technical Potential | 0 | 0 | 0 | 0 | 0 | 0 | 0 | 0 | 0 | 0 | 0 | 0 | 0 | 0 | 0 | 0 | 0 | 0 | 0 | 0 | 0 | 0 | 0 | 0 | 0 | 0 | 0
F12_Industrial_Industrial - WA_Existing_Miscellaneous_Natural Gas_Strategic Energy Management_A_Technical Potential | F12 | Industrial | Industrial - WA | Existing | Miscellaneous | Natural Gas | Strategic Energy Management | A | Cumulative Winter Peak Savings (MW) | Technical Potential | 0 | 0 | 0 | 0 | 0 | 0 | 0 | 0 | 0 | 0 | 0 | 0 | 0 | 0 | 0 | 0 | 0 | 0 | 0 | 0 | 0 | 0 | 0 | 0 | 0 | 0 | 0
F13_Industrial_Industrial - WA_Existing_Miscellaneous_Natural Gas_Strategic Energy Management_A_Technical Potential | F13 | Industrial | Industrial - WA | Existing | Miscellaneous | Natural Gas | Strategic Energy Management | A | Purchases (Incremental) | Technical Potential | 0 | 0 | 0 | 0 | 0 | 0 | 0 | 0 | 0 | 0 | 0 | 0 | 0 | 0 | 0 | 0 | 0 | 0 | 0 | 0 | 0 | 0 | 0 | 0 | 0 | 0 | 0
F14_Industrial_Industrial - WA_Existing_Miscellaneous_Natural Gas_Strategic Energy Management_A_Technical Potential | F14 | Industrial | Industrial - WA | Existing | Miscellaneous | Natural Gas | Strategic Energy Management | A | Purchases (Cumulative) | Technical Potential | 0 | 0 | 0 | 0 | 0 | 0 | 0 | 0 | 0 | 0 | 0 | 0 | 0 | 0 | 0 | 0 | 0 | 0 | 0 | 0 | 0 | 0 | 0 | 0 | 0 | 0 | 0
F1_Industrial_Industrial - WA_Existing_Space Heating_Natural Gas_Retrocommissioning_A_Technical Potential | F1 | Industrial | Industrial - WA | Existing | Space Heating | Natural Gas | Retrocommissioning | A | Original Unit Energy Savings (kWh or therms) | Technical Potential | 0 | 0 | 0.041332 | 0.041255 | 0.041171 | 0.041083 | 0.040991 | 0.040895 | 0.040797 | 0.040696 | 0.040594 | 0.040491 | 0.040387 | 0.040283 | 0.040178 | 0.040075 | 0.039972 | 0.03987 | 0.03977 | 0.039677 | 0.03959 | 0.03951 | 0.039437 | 0.039369 | 0.039307 | 0.03925 | 0.039198
F2_Industrial_Industrial - WA_Existing_Space Heating_Natural Gas_Retrocommissioning_A_Technical Potential | F2 | Industrial | Industrial - WA | Existing | Space Heating | Natural Gas | Retrocommissioning | A | Original Unit Summer Peak Savings (kW) | Technical Potential | 0 | 0 | 0 | 0 | 0 | 0 | 0 | 0 | 0 | 0 | 0 | 0 | 0 | 0 | 0 | 0 | 0 | 0 | 0 | 0 | 0 | 0 | 0 | 0 | 0 | 0 | 0
F3_Industrial_Industrial - WA_Existing_Space Heating_Natural Gas_Retrocommissioning_A_Technical Potential | F3 | Industrial | Industrial - WA | Existing | Space Heating | Natural Gas | Retrocommissioning | A | Original Unit Winter Peak Savings (kW) | Technical Potential | 0 | 0 | 0 | 0 | 0 | 0 | 0 | 0 | 0 | 0 | 0 | 0 | 0 | 0 | 0 | 0 | 0 | 0 | 0 | 0 | 0 | 0 | 0 | 0 | 0 | 0 | 0
F4_Industrial_Industrial - WA_Existing_Space Heating_Natural Gas_Retrocommissioning_A_Technical Potential | F4 | Industrial | Industrial - WA | Existing | Space Heating | Natural Gas | Retrocommissioning | A | Standalone Impact on Baseline Energy (%) | Technical Potential | 0 | 0 | 0.000516 | 0.0011586 | 0.0019542 | 0.0023449 | 0.0027451 | 0.0031766 | 0.0036007 | 0.0039274 | 0.0039993 | 0.0040695 | 0.0041409 | 0.0042135 | 0.0042875 | 0.0043627 | 0.0044392 | 0.0045171 | 0.0045964 | 0.004677 | 0.004759 | 0.0048425 | 0.0049275 | 0.0050139 | 0.0051019 | 0.0051914 | 0.0052825
F5_Industrial_Industrial - WA_Existing_Space Heating_Natural Gas_Retrocommissioning_A_Technical Potential | F5 | Industrial | Industrial - WA | Existing | Space Heating | Natural Gas | Retrocommissioning | A | Standalone Impact on Baseline Summer Peak (%) | Technical Potential | 0 | 0 | 0 | 0 | 0 | 0 | 0 | 0 | 0 | 0 | 0 | 0 | 0 | 0 | 0 | 0 | 0 | 0 | 0 | 0 | 0 | 0 | 0 | 0 | 0 | 0 | 0
F6_Industrial_Industrial - WA_Existing_Space Heating_Natural Gas_Retrocommissioning_A_Technical Potential | F6 | Industrial | Industrial - WA | Existing | Space Heating | Natural Gas | Retrocommissioning | A | Standalone Impact on Baseline Winter Peak (%) | Technical Potential | 0 | 0 | 0 | 0 | 0 | 0 | 0 | 0 | 0 | 0 | 0 | 0 | 0 | 0 | 0 | 0 | 0 | 0 | 0 | 0 | 0 | 0 | 0 | 0 | 0 | 0 | 0
F7_Industrial_Industrial - WA_Existing_Space Heating_Natural Gas_Retrocommissioning_A_Technical Potential | F7 | Industrial | Industrial - WA | Existing | Space Heating | Natural Gas | Retrocommissioning | A | Incremental Energy Savings (MWh or mTherms) | Technical Potential | 0 | 0 | 0.086228 | 0.10385 | 0.12464 | 0.056183 | 0.055508 | 0.058105 | 0.054745 | 0.038381 | 0.00043619 | 0 | 0 | 0 | 0 | 0 | 0 | 0 | 0 | 0 | 0 | 0 | 0 | 0 | 0 | 0 | 0
F8_Industrial_Industrial - WA_Existing_Space Heating_Natural Gas_Retrocommissioning_A_Technical Potential | F8 | Industrial | Industrial - WA | Existing | Space Heating | Natural Gas | Retrocommissioning | A | Incremental Summer Peak Savings (MW) | Technical Potential | 0 | 0 | 0 | 0 | 0 | 0 | 0 | 0 | 0 | 0 | 0 | 0 | 0 | 0 | 0 | 0 | 0 | 0 | 0 | 0 | 0 | 0 | 0 | 0 | 0 | 0 | 0
F9_Industrial_Industrial - WA_Existing_Space Heating_Natural Gas_Retrocommissioning_A_Technical Potential | F9 | Industrial | Industrial - WA | Existing | Space Heating | Natural Gas | Retrocommissioning | A | Incremental Winter Peak Savings (MW) | Technical Potential | 0 | 0 | 0 | 0 | 0 | 0 | 0 | 0 | 0 | 0 | 0 | 0 | 0 | 0 | 0 | 0 | 0 | 0 | 0 | 0 | 0 | 0 | 0 | 0 | 0 | 0 | 0
F10_Industrial_Industrial - WA_Existing_Space Heating_Natural Gas_Retrocommissioning_A_Technical Potential | F10 | Industrial | Industrial - WA | Existing | Space Heating | Natural Gas | Retrocommissioning | A | Cumulative Energy Savings (MWh or mTherms) | Technical Potential | 0 | 0 | 0.086228 | 0.18992 | 0.31418 | 0.36969 | 0.42436 | 0.48148 | 0.53507 | 0.57213 | 0.57113 | 0.56968 | 0.56821 | 0.56674 | 0.56528 | 0.56382 | 0.56237 | 0.56094 | 0.55953 | 0.55822 | 0.557 | 0.55588 | 0.55484 | 0.55389 | 0.55302 | 0.55222 | 0.55148
F11_Industrial_Industrial - WA_Existing_Space Heating_Natural Gas_Retrocommissioning_A_Technical Potential | F11 | Industrial | Industrial - WA | Existing | Space Heating | Natural Gas | Retrocommissioning | A | Cumulative Summer Peak Savings (MW) | Technical Potential | 0 | 0 | 0 | 0 | 0 | 0 | 0 | 0 | 0 | 0 | 0 | 0 | 0 | 0 | 0 | 0 | 0 | 0 | 0 | 0 | 0 | 0 | 0 | 0 | 0 | 0 | 0
F12_Industrial_Industrial - WA_Existing_Space Heating_Natural Gas_Retrocommissioning_A_Technical Potential | F12 | Industrial | Industrial - WA | Existing | Space Heating | Natural Gas | Retrocommissioning | A | Cumulative Winter Peak Savings (MW) | Technical Potential | 0 | 0 | 0 | 0 | 0 | 0 | 0 | 0 | 0 | 0 | 0 | 0 | 0 | 0 | 0 | 0 | 0 | 0 | 0 | 0 | 0 | 0 | 0 | 0 | 0 | 0 | 0
F13_Industrial_Industrial - WA_Existing_Space Heating_Natural Gas_Retrocommissioning_A_Technical Potential | F13 | Industrial | Industrial - WA | Existing | Space Heating | Natural Gas | Retrocommissioning | A | Purchases (Incremental) | Technical Potential | 0 | 0 | 2086.2068 | 2517.3649 | 3027.4056 | 1367.542 | 1354.1516 | 1420.8235 | 1341.8935 | 943.1038 | 10.7452 | 0 | 0 | 0 | 0 | 0 | 0 | 0 | 0 | 0 | 0 | 0 | 0 | 0 | 0 | 0 | 0
F14_Industrial_Industrial - WA_Existing_Space Heating_Natural Gas_Retrocommissioning_A_Technical Potential | F14 | Industrial | Industrial - WA | Existing | Space Heating | Natural Gas | Retrocommissioning | A | Purchases (Cumulative) | Technical Potential | 0 | 0 | 2086.2068 | 4603.5717 | 7630.9772 | 8998.5192 | 10352.6708 | 11773.4943 | 13115.3878 | 14058.4916 | 14069.2367 | 14069.2367 | 14069.2367 | 14069.2367 | 14069.2367 | 14069.2367 | 14069.2367 | 14069.2367 | 14069.2367 | 14069.2367 | 14069.2367 | 14069.2367 | 14069.2367 | 14069.2367 | 14069.2367 | 14069.2367 | 14069.2367
F1_Industrial_Industrial - WA_Existing_Process_Natural Gas_Retrocommissioning_A_Technical Potential | F1 | Industrial | Industrial - WA | Existing | Process | Natural Gas | Retrocommissioning | A | Original Unit Energy Savings (kWh or therms) | Technical Potential | 0 | 0 | 0 | 0 | 0 | 0 | 0 | 0 | 0 | 0 | 0 | 0 | 0 | 0 | 0 | 0 | 0 | 0 | 0 | 0 | 0 | 0 | 0 | 0 | 0 | 0 | 0
F2_Industrial_Industrial - WA_Existing_Process_Natural Gas_Retrocommissioning_A_Technical Potential | F2 | Industrial | Industrial - WA | Existing | Process | Natural Gas | Retrocommissioning | A | Original Unit Summer Peak Savings (kW) | Technical Potential | 0 | 0 | 0 | 0 | 0 | 0 | 0 | 0 | 0 | 0 | 0 | 0 | 0 | 0 | 0 | 0 | 0 | 0 | 0 | 0 | 0 | 0 | 0 | 0 | 0 | 0 | 0
F3_Industrial_Industrial - WA_Existing_Process_Natural Gas_Retrocommissioning_A_Technical Potential | F3 | Industrial | Industrial - WA | Existing | Process | Natural Gas | Retrocommissioning | A | Original Unit Winter Peak Savings (kW) | Technical Potential | 0 | 0 | 0 | 0 | 0 | 0 | 0 | 0 | 0 | 0 | 0 | 0 | 0 | 0 | 0 | 0 | 0 | 0 | 0 | 0 | 0 | 0 | 0 | 0 | 0 | 0 | 0
F4_Industrial_Industrial - WA_Existing_Process_Natural Gas_Retrocommissioning_A_Technical Potential | F4 | Industrial | Industrial - WA | Existing | Process | Natural Gas | Retrocommissioning | A | Standalone Impact on Baseline Energy (%) | Technical Potential | 0 | 0 | 0 | 0 | 0 | 0 | 0 | 0 | 0 | 0 | 0 | 0 | 0 | 0 | 0 | 0 | 0 | 0 | 0 | 0 | 0 | 0 | 0 | 0 | 0 | 0 | 0
F5_Industrial_Industrial - WA_Existing_Process_Natural Gas_Retrocommissioning_A_Technical Potential | F5 | Industrial | Industrial - WA | Existing | Process | Natural Gas | Retrocommissioning | A | Standalone Impact on Baseline Summer Peak (%) | Technical Potential | 0 | 0 | 0 | 0 | 0 | 0 | 0 | 0 | 0 | 0 | 0 | 0 | 0 | 0 | 0 | 0 | 0 | 0 | 0 | 0 | 0 | 0 | 0 | 0 | 0 | 0 | 0
F6_Industrial_Industrial - WA_Existing_Process_Natural Gas_Retrocommissioning_A_Technical Potential | F6 | Industrial | Industrial - WA | Existing | Process | Natural Gas | Retrocommissioning | A | Standalone Impact on Baseline Winter Peak (%) | Technical Potential | 0 | 0 | 0 | 0 | 0 | 0 | 0 | 0 | 0 | 0 | 0 | 0 | 0 | 0 | 0 | 0 | 0 | 0 | 0 | 0 | 0 | 0 | 0 | 0 | 0 | 0 | 0
F7_Industrial_Industrial - WA_Existing_Process_Natural Gas_Retrocommissioning_A_Technical Potential | F7 | Industrial | Industrial - WA | Existing | Process | Natural Gas | Retrocommissioning | A | Incremental Energy Savings (MWh or mTherms) | Technical Potential | 0 | 0 | 0 | 0 | 0 | 0 | 0 | 0 | 0 | 0 | 0 | 0 | 0 | 0 | 0 | 0 | 0 | 0 | 0 | 0 | 0 | 0 | 0 | 0 | 0 | 0 | 0
F8_Industrial_Industrial - WA_Existing_Process_Natural Gas_Retrocommissioning_A_Technical Potential | F8 | Industrial | Industrial - WA | Existing | Process | Natural Gas | Retrocommissioning | A | Incremental Summer Peak Savings (MW) | Technical Potential | 0 | 0 | 0 | 0 | 0 | 0 | 0 | 0 | 0 | 0 | 0 | 0 | 0 | 0 | 0 | 0 | 0 | 0 | 0 | 0 | 0 | 0 | 0 | 0 | 0 | 0 | 0
F9_Industrial_Industrial - WA_Existing_Process_Natural Gas_Retrocommissioning_A_Technical Potential | F9 | Industrial | Industrial - WA | Existing | Process | Natural Gas | Retrocommissioning | A | Incremental Winter Peak Savings (MW) | Technical Potential | 0 | 0 | 0 | 0 | 0 | 0 | 0 | 0 | 0 | 0 | 0 | 0 | 0 | 0 | 0 | 0 | 0 | 0 | 0 | 0 | 0 | 0 | 0 | 0 | 0 | 0 | 0
F10_Industrial_Industrial - WA_Existing_Process_Natural Gas_Retrocommissioning_A_Technical Potential | F10 | Industrial | Industrial - WA | Existing | Process | Natural Gas | Retrocommissioning | A | Cumulative Energy Savings (MWh or mTherms) | Technical Potential | 0 | 0 | 0 | 0 | 0 | 0 | 0 | 0 | 0 | 0 | 0 | 0 | 0 | 0 | 0 | 0 | 0 | 0 | 0 | 0 | 0 | 0 | 0 | 0 | 0 | 0 | 0
F11_Industrial_Industrial - WA_Existing_Process_Natural Gas_Retrocommissioning_A_Technical Potential | F11 | Industrial | Industrial - WA | Existing | Process | Natural Gas | Retrocommissioning | A | Cumulative Summer Peak Savings (MW) | Technical Potential | 0 | 0 | 0 | 0 | 0 | 0 | 0 | 0 | 0 | 0 | 0 | 0 | 0 | 0 | 0 | 0 | 0 | 0 | 0 | 0 | 0 | 0 | 0 | 0 | 0 | 0 | 0
F12_Industrial_Industrial - WA_Existing_Process_Natural Gas_Retrocommissioning_A_Technical Potential | F12 | Industrial | Industrial - WA | Existing | Process | Natural Gas | Retrocommissioning | A | Cumulative Winter Peak Savings (MW) | Technical Potential | 0 | 0 | 0 | 0 | 0 | 0 | 0 | 0 | 0 | 0 | 0 | 0 | 0 | 0 | 0 | 0 | 0 | 0 | 0 | 0 | 0 | 0 | 0 | 0 | 0 | 0 | 0
F13_Industrial_Industrial - WA_Existing_Process_Natural Gas_Retrocommissioning_A_Technical Potential | F13 | Industrial | Industrial - WA | Existing | Process | Natural Gas | Retrocommissioning | A | Purchases (Incremental) | Technical Potential | 0 | 0 | 8344.827 | 10069.4596 | 12109.6223 | 5470.168 | 5416.6064 | 5683.2939 | 5367.5739 | 3772.4152 | 42.9807 | 0 | 0 | 0 | 0 | 0 | 0 | 0 | 0 | 0 | 0 | 0 | 0 | 0 | 0 | 0 | 0
F14_Industrial_Industrial - WA_Existing_Process_Natural Gas_Retrocommissioning_A_Technical Potential | F14 | Industrial | Industrial - WA | Existing | Process | Natural Gas | Retrocommissioning | A | Purchases (Cumulative) | Technical Potential | 0 | 0 | 8344.827 | 18414.2866 | 30523.9089 | 35994.0769 | 41410.6833 | 47093.9771 | 52461.5511 | 56233.9663 | 56276.9469 | 56276.9469 | 56276.9469 | 56276.9469 | 56276.9469 | 56276.9469 | 56276.9469 | 56276.9469 | 56276.9469 | 56276.9469 | 56276.9469 | 56276.9469 | 56276.9469 | 56276.9469 | 56276.9469 | 56276.9469 | 56276.9469
F1_Industrial_Industrial - WA_New_Space Heating_Natural Gas_Insulation - Ceiling_A_Technical Potential | F1 | Industrial | Industrial - WA | New | Space Heating | Natural Gas | Insulation - Ceiling | A | Original Unit Energy Savings (kWh or therms) | Technical Potential | 0 | 0 | 0.074993 | 0.074397 | 0.074103 | 0.073927 | 0.073828 | 0.073744 | 0.073672 | 0.073609 | 0.073555 | 0.073506 | 0.073464 | 0.073425 | 0.073391 | 0.073359 | 0.073331 | 0.073305 | 0.073281 | 0.073232 | 0.073166 | 0.073107 | 0.073055 | 0.073009 | 0.072968 | 0.072932 | 0.072899
F2_Industrial_Industrial - WA_New_Space Heating_Natural Gas_Insulation - Ceiling_A_Technical Potential | F2 | Industrial | Industrial - WA | New | Space Heating | Natural Gas | Insulation - Ceiling | A | Original Unit Summer Peak Savings (kW) | Technical Potential | 0 | 0 | 0 | 0 | 0 | 0 | 0 | 0 | 0 | 0 | 0 | 0 | 0 | 0 | 0 | 0 | 0 | 0 | 0 | 0 | 0 | 0 | 0 | 0 | 0 | 0 | 0
F3_Industrial_Industrial - WA_New_Space Heating_Natural Gas_Insulation - Ceiling_A_Technical Potential | F3 | Industrial | Industrial - WA | New | Space Heating | Natural Gas | Insulation - Ceiling | A | Original Unit Winter Peak Savings (kW) | Technical Potential | 0 | 0 | 0 | 0 | 0 | 0 | 0 | 0 | 0 | 0 | 0 | 0 | 0 | 0 | 0 | 0 | 0 | 0 | 0 | 0 | 0 | 0 | 0 | 0 | 0 | 0 | 0
F4_Industrial_Industrial - WA_New_Space Heating_Natural Gas_Insulation - Ceiling_A_Technical Potential | F4 | Industrial | Industrial - WA | New | Space Heating | Natural Gas | Insulation - Ceiling | A | Standalone Impact on Baseline Energy (%) | Technical Potential | 0 | 0 | 0 | 0 | 0 | 0 | 0 | 0 | 0 | 0 | 0 | 0 | 0 | 0 | 0 | 0 | 0 | 0 | 0 | 0 | 0 | 0 | 0 | 0 | 0 | 0 | 0
F5_Industrial_Industrial - WA_New_Space Heating_Natural Gas_Insulation - Ceiling_A_Technical Potential | F5 | Industrial | Industrial - WA | New | Space Heating | Natural Gas | Insulation - Ceiling | A | Standalone Impact on Baseline Summer Peak (%) | Technical Potential | 0 | 0 | 0 | 0 | 0 | 0 | 0 | 0 | 0 | 0 | 0 | 0 | 0 | 0 | 0 | 0 | 0 | 0 | 0 | 0 | 0 | 0 | 0 | 0 | 0 | 0 | 0
F6_Industrial_Industrial - WA_New_Space Heating_Natural Gas_Insulation - Ceiling_A_Technical Potential | F6 | Industrial | Industrial - WA | New | Space Heating | Natural Gas | Insulation - Ceiling | A | Standalone Impact on Baseline Winter Peak (%) | Technical Potential | 0 | 0 | 0 | 0 | 0 | 0 | 0 | 0 | 0 | 0 | 0 | 0 | 0 | 0 | 0 | 0 | 0 | 0 | 0 | 0 | 0 | 0 | 0 | 0 | 0 | 0 | 0
F7_Industrial_Industrial - WA_New_Space Heating_Natural Gas_Insulation - Ceiling_A_Technical Potential | F7 | Industrial | Industrial - WA | New | Space Heating | Natural Gas | Insulation - Ceiling | A | Incremental Energy Savings (MWh or mTherms) | Technical Potential | 0 | 0 | 0 | 0 | 0 | 0 | 0 | 0 | 0 | 0 | 0 | 0 | 0 | 0 | 0 | 0 | 0 | 0 | 0 | 0 | 0 | 0 | 0 | 0 | 0 | 0 | 0
F8_Industrial_Industrial - WA_New_Space Heating_Natural Gas_Insulation - Ceiling_A_Technical Potential | F8 | Industrial | Industrial - WA | New | Space Heating | Natural Gas | Insulation - Ceiling | A | Incremental Summer Peak Savings (MW) | Technical Potential | 0 | 0 | 0 | 0 | 0 | 0 | 0 | 0 | 0 | 0 | 0 | 0 | 0 | 0 | 0 | 0 | 0 | 0 | 0 | 0 | 0 | 0 | 0 | 0 | 0 | 0 | 0
F9_Industrial_Industrial - WA_New_Space Heating_Natural Gas_Insulation - Ceiling_A_Technical Potential | F9 | Industrial | Industrial - WA | New | Space Heating | Natural Gas | Insulation - Ceiling | A | Incremental Winter Peak Savings (MW) | Technical Potential | 0 | 0 | 0 | 0 | 0 | 0 | 0 | 0 | 0 | 0 | 0 | 0 | 0 | 0 | 0 | 0 | 0 | 0 | 0 | 0 | 0 | 0 | 0 | 0 | 0 | 0 | 0
F10_Industrial_Industrial - WA_New_Space Heating_Natural Gas_Insulation - Ceiling_A_Technical Potential | F10 | Industrial | Industrial - WA | New | Space Heating | Natural Gas | Insulation - Ceiling | A | Cumulative Energy Savings (MWh or mTherms) | Technical Potential | 0 | 0 | 0 | 0 | 0 | 0 | 0 | 0 | 0 | 0 | 0 | 0 | 0 | 0 | 0 | 0 | 0 | 0 | 0 | 0 | 0 | 0 | 0 | 0 | 0 | 0 | 0
F11_Industrial_Industrial - WA_New_Space Heating_Natural Gas_Insulation - Ceiling_A_Technical Potential | F11 | Industrial | Industrial - WA | New | Space Heating | Natural Gas | Insulation - Ceiling | A | Cumulative Summer Peak Savings (MW) | Technical Potential | 0 | 0 | 0 | 0 | 0 | 0 | 0 | 0 | 0 | 0 | 0 | 0 | 0 | 0 | 0 | 0 | 0 | 0 | 0 | 0 | 0 | 0 | 0 | 0 | 0 | 0 | 0
F12_Industrial_Industrial - WA_New_Space Heating_Natural Gas_Insulation - Ceiling_A_Technical Potential | F12 | Industrial | Industrial - WA | New | Space Heating | Natural Gas | Insulation - Ceiling | A | Cumulative Winter Peak Savings (MW) | Technical Potential | 0 | 0 | 0 | 0 | 0 | 0 | 0 | 0 | 0 | 0 | 0 | 0 | 0 | 0 | 0 | 0 | 0 | 0 | 0 | 0 | 0 | 0 | 0 | 0 | 0 | 0 | 0
F13_Industrial_Industrial - WA_New_Space Heating_Natural Gas_Insulation - Ceiling_A_Technical Potential | F13 | Industrial | Industrial - WA | New | Space Heating | Natural Gas | Insulation - Ceiling | A | Purchases (Incremental) | Technical Potential | 0 | 0 | 0 | 0 | 0 | 0 | 0 | 0 | 0 | 0 | 0 | 0 | 0 | 0 | 0 | 0 | 0 | 0 | 0 | 0 | 0 | 0 | 0 | 0 | 0 | 0 | 0
F14_Industrial_Industrial - WA_New_Space Heating_Natural Gas_Insulation - Ceiling_A_Technical Potential | F14 | Industrial | Industrial - WA | New | Space Heating | Natural Gas | Insulation - Ceiling | A | Purchases (Cumulative) | Technical Potential | 0 | 0 | 0 | 0 | 0 | 0 | 0 | 0 | 0 | 0 | 0 | 0 | 0 | 0 | 0 | 0 | 0 | 0 | 0 | 0 | 0 | 0 | 0 | 0 | 0 | 0 | 0
F1_Industrial_Industrial - WA_New_Space Heating_Natural Gas_Insulation - Wall Cavity_A_Technical Potential | F1 | Industrial | Industrial - WA | New | Space Heating | Natural Gas | Insulation - Wall Cavity | A | Original Unit Energy Savings (kWh or therms) | Technical Potential | 0 | 0 | 0.10856 | 0.1077 | 0.10727 | 0.10702 | 0.10688 | 0.10675 | 0.10665 | 0.10656 | 0.10648 | 0.10641 | 0.10635 | 0.10629 | 0.10624 | 0.1062 | 0.10616 | 0.10612 | 0.10608 | 0.10601 | 0.10592 | 0.10583 | 0.10576 | 0.10569 | 0.10563 | 0.10558 | 0.10553
F2_Industrial_Industrial - WA_New_Space Heating_Natural Gas_Insulation - Wall Cavity_A_Technical Potential | F2 | Industrial | Industrial - WA | New | Space Heating | Natural Gas | Insulation - Wall Cavity | A | Original Unit Summer Peak Savings (kW) | Technical Potential | 0 | 0 | 0 | 0 | 0 | 0 | 0 | 0 | 0 | 0 | 0 | 0 | 0 | 0 | 0 | 0 | 0 | 0 | 0 | 0 | 0 | 0 | 0 | 0 | 0 | 0 | 0
F3_Industrial_Industrial - WA_New_Space Heating_Natural Gas_Insulation - Wall Cavity_A_Technical Potential | F3 | Industrial | Industrial - WA | New | Space Heating | Natural Gas | Insulation - Wall Cavity | A | Original Unit Winter Peak Savings (kW) | Technical Potential | 0 | 0 | 0 | 0 | 0 | 0 | 0 | 0 | 0 | 0 | 0 | 0 | 0 | 0 | 0 | 0 | 0 | 0 | 0 | 0 | 0 | 0 | 0 | 0 | 0 | 0 | 0
F4_Industrial_Industrial - WA_New_Space Heating_Natural Gas_Insulation - Wall Cavity_A_Technical Potential | F4 | Industrial | Industrial - WA | New | Space Heating | Natural Gas | Insulation - Wall Cavity | A | Standalone Impact on Baseline Energy (%) | Technical Potential | 0 | 0 | 0 | 0 | 0 | 0 | 0 | 0 | 0 | 0 | 0 | 0 | 0 | 0 | 0 | 0 | 0 | 0 | 0 | 0 | 0 | 0 | 0 | 0 | 0 | 0 | 0
F5_Industrial_Industrial - WA_New_Space Heating_Natural Gas_Insulation - Wall Cavity_A_Technical Potential | F5 | Industrial | Industrial - WA | New | Space Heating | Natural Gas | Insulation - Wall Cavity | A | Standalone Impact on Baseline Summer Peak (%) | Technical Potential | 0 | 0 | 0 | 0 | 0 | 0 | 0 | 0 | 0 | 0 | 0 | 0 | 0 | 0 | 0 | 0 | 0 | 0 | 0 | 0 | 0 | 0 | 0 | 0 | 0 | 0 | 0
F6_Industrial_Industrial - WA_New_Space Heating_Natural Gas_Insulation - Wall Cavity_A_Technical Potential | F6 | Industrial | Industrial - WA | New | Space Heating | Natural Gas | Insulation - Wall Cavity | A | Standalone Impact on Baseline Winter Peak (%) | Technical Potential | 0 | 0 | 0 | 0 | 0 | 0 | 0 | 0 | 0 | 0 | 0 | 0 | 0 | 0 | 0 | 0 | 0 | 0 | 0 | 0 | 0 | 0 | 0 | 0 | 0 | 0 | 0
F7_Industrial_Industrial - WA_New_Space Heating_Natural Gas_Insulation - Wall Cavity_A_Technical Potential | F7 | Industrial | Industrial - WA | New | Space Heating | Natural Gas | Insulation - Wall Cavity | A | Incremental Energy Savings (MWh or mTherms) | Technical Potential | 0 | 0 | 0 | 0 | 0 | 0 | 0 | 0 | 0 | 0 | 0 | 0 | 0 | 0 | 0 | 0 | 0 | 0 | 0 | 0 | 0 | 0 | 0 | 0 | 0 | 0 | 0
F8_Industrial_Industrial - WA_New_Space Heating_Natural Gas_Insulation - Wall Cavity_A_Technical Potential | F8 | Industrial | Industrial - WA | New | Space Heating | Natural Gas | Insulation - Wall Cavity | A | Incremental Summer Peak Savings (MW) | Technical Potential | 0 | 0 | 0 | 0 | 0 | 0 | 0 | 0 | 0 | 0 | 0 | 0 | 0 | 0 | 0 | 0 | 0 | 0 | 0 | 0 | 0 | 0 | 0 | 0 | 0 | 0 | 0
F9_Industrial_Industrial - WA_New_Space Heating_Natural Gas_Insulation - Wall Cavity_A_Technical Potential | F9 | Industrial | Industrial - WA | New | Space Heating | Natural Gas | Insulation - Wall Cavity | A | Incremental Winter Peak Savings (MW) | Technical Potential | 0 | 0 | 0 | 0 | 0 | 0 | 0 | 0 | 0 | 0 | 0 | 0 | 0 | 0 | 0 | 0 | 0 | 0 | 0 | 0 | 0 | 0 | 0 | 0 | 0 | 0 | 0
F10_Industrial_Industrial - WA_New_Space Heating_Natural Gas_Insulation - Wall Cavity_A_Technical Potential | F10 | Industrial | Industrial - WA | New | Space Heating | Natural Gas | Insulation - Wall Cavity | A | Cumulative Energy Savings (MWh or mTherms) | Technical Potential | 0 | 0 | 0 | 0 | 0 | 0 | 0 | 0 | 0 | 0 | 0 | 0 | 0 | 0 | 0 | 0 | 0 | 0 | 0 | 0 | 0 | 0 | 0 | 0 | 0 | 0 | 0
F11_Industrial_Industrial - WA_New_Space Heating_Natural Gas_Insulation - Wall Cavity_A_Technical Potential | F11 | Industrial | Industrial - WA | New | Space Heating | Natural Gas | Insulation - Wall Cavity | A | Cumulative Summer Peak Savings (MW) | Technical Potential | 0 | 0 | 0 | 0 | 0 | 0 | 0 | 0 | 0 | 0 | 0 | 0 | 0 | 0 | 0 | 0 | 0 | 0 | 0 | 0 | 0 | 0 | 0 | 0 | 0 | 0 | 0
F12_Industrial_Industrial - WA_New_Space Heating_Natural Gas_Insulation - Wall Cavity_A_Technical Potential | F12 | Industrial | Industrial - WA | New | Space Heating | Natural Gas | Insulation - Wall Cavity | A | Cumulative Winter Peak Savings (MW) | Technical Potential | 0 | 0 | 0 | 0 | 0 | 0 | 0 | 0 | 0 | 0 | 0 | 0 | 0 | 0 | 0 | 0 | 0 | 0 | 0 | 0 | 0 | 0 | 0 | 0 | 0 | 0 | 0
F13_Industrial_Industrial - WA_New_Space Heating_Natural Gas_Insulation - Wall Cavity_A_Technical Potential | F13 | Industrial | Industrial - WA | New | Space Heating | Natural Gas | Insulation - Wall Cavity | A | Purchases (Incremental) | Technical Potential | 0 | 0 | 0 | 0 | 0 | 0 | 0 | 0 | 0 | 0 | 0 | 0 | 0 | 0 | 0 | 0 | 0 | 0 | 0 | 0 | 0 | 0 | 0 | 0 | 0 | 0 | 0
F14_Industrial_Industrial - WA_New_Space Heating_Natural Gas_Insulation - Wall Cavity_A_Technical Potential | F14 | Industrial | Industrial - WA | New | Space Heating | Natural Gas | Insulation - Wall Cavity | A | Purchases (Cumulative) | Technical Potential | 0 | 0 | 0 | 0 | 0 | 0 | 0 | 0 | 0 | 0 | 0 | 0 | 0 | 0 | 0 | 0 | 0 | 0 | 0 | 0 | 0 | 0 | 0 | 0 | 0 | 0 | 0
F1_Industrial_Industrial - WA_New_Space Heating_Natural Gas_Insulation - Ducting_A_Technical Potential | F1 | Industrial | Industrial - WA | New | Space Heating | Natural Gas | Insulation - Ducting | A | Original Unit Energy Savings (kWh or therms) | Technical Potential | 0 | 0 | 0.048351 | 0.047012 | 0.046351 | 0.045955 | 0.045733 | 0.045544 | 0.045382 | 0.045241 | 0.045118 | 0.04501 | 0.044913 | 0.044827 | 0.044749 | 0.044679 | 0.044615 | 0.044557 | 0.044504 | 0.044393 | 0.044244 | 0.044112 | 0.043996 | 0.043892 | 0.0438 | 0.043718 | 0.043645
F2_Industrial_Industrial - WA_New_Space Heating_Natural Gas_Insulation - Ducting_A_Technical Potential | F2 | Industrial | Industrial - WA | New | Space Heating | Natural Gas | Insulation - Ducting | A | Original Unit Summer Peak Savings (kW) | Technical Potential | 0 | 0 | 0 | 0 | 0 | 0 | 0 | 0 | 0 | 0 | 0 | 0 | 0 | 0 | 0 | 0 | 0 | 0 | 0 | 0 | 0 | 0 | 0 | 0 | 0 | 0 | 0
F3_Industrial_Industrial - WA_New_Space Heating_Natural Gas_Insulation - Ducting_A_Technical Potential | F3 | Industrial | Industrial - WA | New | Space Heating | Natural Gas | Insulation - Ducting | A | Original Unit Winter Peak Savings (kW) | Technical Potential | 0 | 0 | 0 | 0 | 0 | 0 | 0 | 0 | 0 | 0 | 0 | 0 | 0 | 0 | 0 | 0 | 0 | 0 | 0 | 0 | 0 | 0 | 0 | 0 | 0 | 0 | 0
F4_Industrial_Industrial - WA_New_Space Heating_Natural Gas_Insulation - Ducting_A_Technical Potential | F4 | Industrial | Industrial - WA | New | Space Heating | Natural Gas | Insulation - Ducting | A | Standalone Impact on Baseline Energy (%) | Technical Potential | 0 | 0 | 0 | 0 | 0 | 0 | 0 | 0 | 0 | 0 | 0 | 0 | 0 | 0 | 0 | 0 | 0 | 0 | 0 | 0 | 0 | 0 | 0 | 0 | 0 | 0 | 0
F5_Industrial_Industrial - WA_New_Space Heating_Natural Gas_Insulation - Ducting_A_Technical Potential | F5 | Industrial | Industrial - WA | New | Space Heating | Natural Gas | Insulation - Ducting | A | Standalone Impact on Baseline Summer Peak (%) | Technical Potential | 0 | 0 | 0 | 0 | 0 | 0 | 0 | 0 | 0 | 0 | 0 | 0 | 0 | 0 | 0 | 0 | 0 | 0 | 0 | 0 | 0 | 0 | 0 | 0 | 0 | 0 | 0
F6_Industrial_Industrial - WA_New_Space Heating_Natural Gas_Insulation - Ducting_A_Technical Potential | F6 | Industrial | Industrial - WA | New | Space Heating | Natural Gas | Insulation - Ducting | A | Standalone Impact on Baseline Winter Peak (%) | Technical Potential | 0 | 0 | 0 | 0 | 0 | 0 | 0 | 0 | 0 | 0 | 0 | 0 | 0 | 0 | 0 | 0 | 0 | 0 | 0 | 0 | 0 | 0 | 0 | 0 | 0 | 0 | 0
F7_Industrial_Industrial - WA_New_Space Heating_Natural Gas_Insulation - Ducting_A_Technical Potential | F7 | Industrial | Industrial - WA | New | Space Heating | Natural Gas | Insulation - Ducting | A | Incremental Energy Savings (MWh or mTherms) | Technical Potential | 0 | 0 | 0 | 0 | 0 | 0 | 0 | 0 | 0 | 0 | 0 | 0 | 0 | 0 | 0 | 0 | 0 | 0 | 0 | 0 | 0 | 0 | 0 | 0 | 0 | 0 | 0
F8_Industrial_Industrial - WA_New_Space Heating_Natural Gas_Insulation - Ducting_A_Technical Potential | F8 | Industrial | Industrial - WA | New | Space Heating | Natural Gas | Insulation - Ducting | A | Incremental Summer Peak Savings (MW) | Technical Potential | 0 | 0 | 0 | 0 | 0 | 0 | 0 | 0 | 0 | 0 | 0 | 0 | 0 | 0 | 0 | 0 | 0 | 0 | 0 | 0 | 0 | 0 | 0 | 0 | 0 | 0 | 0
F9_Industrial_Industrial - WA_New_Space Heating_Natural Gas_Insulation - Ducting_A_Technical Potential | F9 | Industrial | Industrial - WA | New | Space Heating | Natural Gas | Insulation - Ducting | A | Incremental Winter Peak Savings (MW) | Technical Potential | 0 | 0 | 0 | 0 | 0 | 0 | 0 | 0 | 0 | 0 | 0 | 0 | 0 | 0 | 0 | 0 | 0 | 0 | 0 | 0 | 0 | 0 | 0 | 0 | 0 | 0 | 0
F10_Industrial_Industrial - WA_New_Space Heating_Natural Gas_Insulation - Ducting_A_Technical Potential | F10 | Industrial | Industrial - WA | New | Space Heating | Natural Gas | Insulation - Ducting | A | Cumulative Energy Savings (MWh or mTherms) | Technical Potential | 0 | 0 | 0 | 0 | 0 | 0 | 0 | 0 | 0 | 0 | 0 | 0 | 0 | 0 | 0 | 0 | 0 | 0 | 0 | 0 | 0 | 0 | 0 | 0 | 0 | 0 | 0
F11_Industrial_Industrial - WA_New_Space Heating_Natural Gas_Insulation - Ducting_A_Technical Potential | F11 | Industrial | Industrial - WA | New | Space Heating | Natural Gas | Insulation - Ducting | A | Cumulative Summer Peak Savings (MW) | Technical Potential | 0 | 0 | 0 | 0 | 0 | 0 | 0 | 0 | 0 | 0 | 0 | 0 | 0 | 0 | 0 | 0 | 0 | 0 | 0 | 0 | 0 | 0 | 0 | 0 | 0 | 0 | 0
F12_Industrial_Industrial - WA_New_Space Heating_Natural Gas_Insulation - Ducting_A_Technical Potential | F12 | Industrial | Industrial - WA | New | Space Heating | Natural Gas | Insulation - Ducting | A | Cumulative Winter Peak Savings (MW) | Technical Potential | 0 | 0 | 0 | 0 | 0 | 0 | 0 | 0 | 0 | 0 | 0 | 0 | 0 | 0 | 0 | 0 | 0 | 0 | 0 | 0 | 0 | 0 | 0 | 0 | 0 | 0 | 0
F13_Industrial_Industrial - WA_New_Space Heating_Natural Gas_Insulation - Ducting_A_Technical Potential | F13 | Industrial | Industrial - WA | New | Space Heating | Natural Gas | Insulation - Ducting | A | Purchases (Incremental) | Technical Potential | 0 | 0 | 0 | 0 | 0 | 0 | 0 | 0 | 0 | 0 | 0 | 0 | 0 | 0 | 0 | 0 | 0 | 0 | 0 | 0 | 0 | 0 | 0 | 0 | 0 | 0 | 0
F14_Industrial_Industrial - WA_New_Space Heating_Natural Gas_Insulation - Ducting_A_Technical Potential | F14 | Industrial | Industrial - WA | New | Space Heating | Natural Gas | Insulation - Ducting | A | Purchases (Cumulative) | Technical Potential | 0 | 0 | 0 | 0 | 0 | 0 | 0 | 0 | 0 | 0 | 0 | 0 | 0 | 0 | 0 | 0 | 0 | 0 | 0 | 0 | 0 | 0 | 0 | 0 | 0 | 0 | 0
F1_Industrial_Industrial - WA_New_Space Heating_Natural Gas_Ducting - Repair and Sealing_A_Technical Potential | F1 | Industrial | Industrial - WA | New | Space Heating | Natural Gas | Ducting - Repair and Sealing | A | Original Unit Energy Savings (kWh or therms) | Technical Potential | 0 | 0 | 0.19201 | 0.18669 | 0.18407 | 0.1825 | 0.18161 | 0.18086 | 0.18022 | 0.17966 | 0.17917 | 0.17874 | 0.17836 | 0.17802 | 0.17771 | 0.17743 | 0.17718 | 0.17694 | 0.17673 | 0.17629 | 0.1757 | 0.17518 | 0.17471 | 0.1743 | 0.17394 | 0.17361 | 0.17332
F2_Industrial_Industrial - WA_New_Space Heating_Natural Gas_Ducting - Repair and Sealing_A_Technical Potential | F2 | Industrial | Industrial - WA | New | Space Heating | Natural Gas | Ducting - Repair and Sealing | A | Original Unit Summer Peak Savings (kW) | Technical Potential | 0 | 0 | 0 | 0 | 0 | 0 | 0 | 0 | 0 | 0 | 0 | 0 | 0 | 0 | 0 | 0 | 0 | 0 | 0 | 0 | 0 | 0 | 0 | 0 | 0 | 0 | 0
F3_Industrial_Industrial - WA_New_Space Heating_Natural Gas_Ducting - Repair and Sealing_A_Technical Potential | F3 | Industrial | Industrial - WA | New | Space Heating | Natural Gas | Ducting - Repair and Sealing | A | Original Unit Winter Peak Savings (kW) | Technical Potential | 0 | 0 | 0 | 0 | 0 | 0 | 0 | 0 | 0 | 0 | 0 | 0 | 0 | 0 | 0 | 0 | 0 | 0 | 0 | 0 | 0 | 0 | 0 | 0 | 0 | 0 | 0
F4_Industrial_Industrial - WA_New_Space Heating_Natural Gas_Ducting - Repair and Sealing_A_Technical Potential | F4 | Industrial | Industrial - WA | New | Space Heating | Natural Gas | Ducting - Repair and Sealing | A | Standalone Impact on Baseline Energy (%) | Technical Potential | 0 | 0 | 0 | 0 | 0 | 0 | 0 | 0 | 0 | 0 | 0 | 0 | 0 | 0 | 0 | 0 | 0 | 0 | 0 | 0 | 0 | 0 | 0 | 0 | 0 | 0 | 0
F5_Industrial_Industrial - WA_New_Space Heating_Natural Gas_Ducting - Repair and Sealing_A_Technical Potential | F5 | Industrial | Industrial - WA | New | Space Heating | Natural Gas | Ducting - Repair and Sealing | A | Standalone Impact on Baseline Summer Peak (%) | Technical Potential | 0 | 0 | 0 | 0 | 0 | 0 | 0 | 0 | 0 | 0 | 0 | 0 | 0 | 0 | 0 | 0 | 0 | 0 | 0 | 0 | 0 | 0 | 0 | 0 | 0 | 0 | 0
F6_Industrial_Industrial - WA_New_Space Heating_Natural Gas_Ducting - Repair and Sealing_A_Technical Potential | F6 | Industrial | Industrial - WA | New | Space Heating | Natural Gas | Ducting - Repair and Sealing | A | Standalone Impact on Baseline Winter Peak (%) | Technical Potential | 0 | 0 | 0 | 0 | 0 | 0 | 0 | 0 | 0 | 0 | 0 | 0 | 0 | 0 | 0 | 0 | 0 | 0 | 0 | 0 | 0 | 0 | 0 | 0 | 0 | 0 | 0
F7_Industrial_Industrial - WA_New_Space Heating_Natural Gas_Ducting - Repair and Sealing_A_Technical Potential | F7 | Industrial | Industrial - WA | New | Space Heating | Natural Gas | Ducting - Repair and Sealing | A | Incremental Energy Savings (MWh or mTherms) | Technical Potential | 0 | 0 | 0 | 0 | 0 | 0 | 0 | 0 | 0 | 0 | 0 | 0 | 0 | 0 | 0 | 0 | 0 | 0 | 0 | 0 | 0 | 0 | 0 | 0 | 0 | 0 | 0
F8_Industrial_Industrial - WA_New_Space Heating_Natural Gas_Ducting - Repair and Sealing_A_Technical Potential | F8 | Industrial | Industrial - WA | New | Space Heating | Natural Gas | Ducting - Repair and Sealing | A | Incremental Summer Peak Savings (MW) | Technical Potential | 0 | 0 | 0 | 0 | 0 | 0 | 0 | 0 | 0 | 0 | 0 | 0 | 0 | 0 | 0 | 0 | 0 | 0 | 0 | 0 | 0 | 0 | 0 | 0 | 0 | 0 | 0
F9_Industrial_Industrial - WA_New_Space Heating_Natural Gas_Ducting - Repair and Sealing_A_Technical Potential | F9 | Industrial | Industrial - WA | New | Space Heating | Natural Gas | Ducting - Repair and Sealing | A | Incremental Winter Peak Savings (MW) | Technical Potential | 0 | 0 | 0 | 0 | 0 | 0 | 0 | 0 | 0 | 0 | 0 | 0 | 0 | 0 | 0 | 0 | 0 | 0 | 0 | 0 | 0 | 0 | 0 | 0 | 0 | 0 | 0
F10_Industrial_Industrial - WA_New_Space Heating_Natural Gas_Ducting - Repair and Sealing_A_Technical Potential | F10 | Industrial | Industrial - WA | New | Space Heating | Natural Gas | Ducting - Repair and Sealing | A | Cumulative Energy Savings (MWh or mTherms) | Technical Potential | 0 | 0 | 0 | 0 | 0 | 0 | 0 | 0 | 0 | 0 | 0 | 0 | 0 | 0 | 0 | 0 | 0 | 0 | 0 | 0 | 0 | 0 | 0 | 0 | 0 | 0 | 0
F11_Industrial_Industrial - WA_New_Space Heating_Natural Gas_Ducting - Repair and Sealing_A_Technical Potential | F11 | Industrial | Industrial - WA | New | Space Heating | Natural Gas | Ducting - Repair and Sealing | A | Cumulative Summer Peak Savings (MW) | Technical Potential | 0 | 0 | 0 | 0 | 0 | 0 | 0 | 0 | 0 | 0 | 0 | 0 | 0 | 0 | 0 | 0 | 0 | 0 | 0 | 0 | 0 | 0 | 0 | 0 | 0 | 0 | 0
F12_Industrial_Industrial - WA_New_Space Heating_Natural Gas_Ducting - Repair and Sealing_A_Technical Potential | F12 | Industrial | Industrial - WA | New | Space Heating | Natural Gas | Ducting - Repair and Sealing | A | Cumulative Winter Peak Savings (MW) | Technical Potential | 0 | 0 | 0 | 0 | 0 | 0 | 0 | 0 | 0 | 0 | 0 | 0 | 0 | 0 | 0 | 0 | 0 | 0 | 0 | 0 | 0 | 0 | 0 | 0 | 0 | 0 | 0
F13_Industrial_Industrial - WA_New_Space Heating_Natural Gas_Ducting - Repair and Sealing_A_Technical Potential | F13 | Industrial | Industrial - WA | New | Space Heating | Natural Gas | Ducting - Repair and Sealing | A | Purchases (Incremental) | Technical Potential | 0 | 0 | 0 | 0 | 0 | 0 | 0 | 0 | 0 | 0 | 0 | 0 | 0 | 0 | 0 | 0 | 0 | 0 | 0 | 0 | 0 | 0 | 0 | 0 | 0 | 0 | 0
F14_Industrial_Industrial - WA_New_Space Heating_Natural Gas_Ducting - Repair and Sealing_A_Technical Potential | F14 | Industrial | Industrial - WA | New | Space Heating | Natural Gas | Ducting - Repair and Sealing | A | Purchases (Cumulative) | Technical Potential | 0 | 0 | 0 | 0 | 0 | 0 | 0 | 0 | 0 | 0 | 0 | 0 | 0 | 0 | 0 | 0 | 0 | 0 | 0 | 0 | 0 | 0 | 0 | 0 | 0 | 0 | 0
F1_Industrial_Industrial - WA_New_Space Heating_Natural Gas_Building Shell - Air Sealing (Infiltration Control)_A_Technical Potential | F1 | Industrial | Industrial - WA | New | Space Heating | Natural Gas | Building Shell - Air Sealing (Infiltration Control) | A | Original Unit Energy Savings (kWh or therms) | Technical Potential | 0 | 0 | 53.6918 | 53.2653 | 53.0549 | 52.9288 | 52.8578 | 52.7977 | 52.7461 | 52.7013 | 52.6622 | 52.6276 | 52.5968 | 52.5693 | 52.5446 | 52.5222 | 52.5019 | 52.4833 | 52.4663 | 52.4311 | 52.3836 | 52.3416 | 52.3045 | 52.2715 | 52.2421 | 52.216 | 52.1927
F2_Industrial_Industrial - WA_New_Space Heating_Natural Gas_Building Shell - Air Sealing (Infiltration Control)_A_Technical Potential | F2 | Industrial | Industrial - WA | New | Space Heating | Natural Gas | Building Shell - Air Sealing (Infiltration Control) | A | Original Unit Summer Peak Savings (kW) | Technical Potential | 0 | 0 | 0 | 0 | 0 | 0 | 0 | 0 | 0 | 0 | 0 | 0 | 0 | 0 | 0 | 0 | 0 | 0 | 0 | 0 | 0 | 0 | 0 | 0 | 0 | 0 | 0
F3_Industrial_Industrial - WA_New_Space Heating_Natural Gas_Building Shell - Air Sealing (Infiltration Control)_A_Technical Potential | F3 | Industrial | Industrial - WA | New | Space Heating | Natural Gas | Building Shell - Air Sealing (Infiltration Control) | A | Original Unit Winter Peak Savings (kW) | Technical Potential | 0 | 0 | 0 | 0 | 0 | 0 | 0 | 0 | 0 | 0 | 0 | 0 | 0 | 0 | 0 | 0 | 0 | 0 | 0 | 0 | 0 | 0 | 0 | 0 | 0 | 0 | 0
F4_Industrial_Industrial - WA_New_Space Heating_Natural Gas_Building Shell - Air Sealing (Infiltration Control)_A_Technical Potential | F4 | Industrial | Industrial - WA | New | Space Heating | Natural Gas | Building Shell - Air Sealing (Infiltration Control) | A | Standalone Impact on Baseline Energy (%) | Technical Potential | 0 | 0 | 4.9725e-06 | 1.3673e-05 | 2.9083e-05 | 5.438e-05 | 9.3886e-05 | 0.00014986 | 0.0002253 | 0.00032219 | 0.00044081 | 0.00057899 | 0.0007298 | 0.00088429 | 0.0010303 | 0.0011544 | 0.0012446 | 0.0012938 | 0.001297 | 0.0012554 | 0.0012169 | 0.0011813 | 0.0011483 | 0.0011176 | 0.001089 | 0.0010623 | 0.0010372
F5_Industrial_Industrial - WA_New_Space Heating_Natural Gas_Building Shell - Air Sealing (Infiltration Control)_A_Technical Potential | F5 | Industrial | Industrial - WA | New | Space Heating | Natural Gas | Building Shell - Air Sealing (Infiltration Control) | A | Standalone Impact on Baseline Summer Peak (%) | Technical Potential | 0 | 0 | 0 | 0 | 0 | 0 | 0 | 0 | 0 | 0 | 0 | 0 | 0 | 0 | 0 | 0 | 0 | 0 | 0 | 0 | 0 | 0 | 0 | 0 | 0 | 0 | 0
F6_Industrial_Industrial - WA_New_Space Heating_Natural Gas_Building Shell - Air Sealing (Infiltration Control)_A_Technical Potential | F6 | Industrial | Industrial - WA | New | Space Heating | Natural Gas | Building Shell - Air Sealing (Infiltration Control) | A | Standalone Impact on Baseline Winter Peak (%) | Technical Potential | 0 | 0 | 0 | 0 | 0 | 0 | 0 | 0 | 0 | 0 | 0 | 0 | 0 | 0 | 0 | 0 | 0 | 0 | 0 | 0 | 0 | 0 | 0 | 0 | 0 | 0 | 0
F7_Industrial_Industrial - WA_New_Space Heating_Natural Gas_Building Shell - Air Sealing (Infiltration Control)_A_Technical Potential | F7 | Industrial | Industrial - WA | New | Space Heating | Natural Gas | Building Shell - Air Sealing (Infiltration Control) | A | Incremental Energy Savings (MWh or mTherms) | Technical Potential | 0 | 0 | 8.0077e-05 | 0.00021148 | 0.00044723 | 0.00082216 | 0.001347 | 0.0020687 | 0.0030005 | 0.0041274 | 0.005394 | 0.0066958 | 0.0078034 | 0.0085626 | 0.0087466 | 0.0082004 | 0.0068951 | 0.0050007 | 0.0025988 | 0 | 0 | 0 | 0 | 0 | 0 | 0 | 0
F8_Industrial_Industrial - WA_New_Space Heating_Natural Gas_Building Shell - Air Sealing (Infiltration Control)_A_Technical Potential | F8 | Industrial | Industrial - WA | New | Space Heating | Natural Gas | Building Shell - Air Sealing (Infiltration Control) | A | Incremental Summer Peak Savings (MW) | Technical Potential | 0 | 0 | 0 | 0 | 0 | 0 | 0 | 0 | 0 | 0 | 0 | 0 | 0 | 0 | 0 | 0 | 0 | 0 | 0 | 0 | 0 | 0 | 0 | 0 | 0 | 0 | 0
F9_Industrial_Industrial - WA_New_Space Heating_Natural Gas_Building Shell - Air Sealing (Infiltration Control)_A_Technical Potential | F9 | Industrial | Industrial - WA | New | Space Heating | Natural Gas | Building Shell - Air Sealing (Infiltration Control) | A | Incremental Winter Peak Savings (MW) | Technical Potential | 0 | 0 | 0 | 0 | 0 | 0 | 0 | 0 | 0 | 0 | 0 | 0 | 0 | 0 | 0 | 0 | 0 | 0 | 0 | 0 | 0 | 0 | 0 | 0 | 0 | 0 | 0
F10_Industrial_Industrial - WA_New_Space Heating_Natural Gas_Building Shell - Air Sealing (Infiltration Control)_A_Technical Potential | F10 | Industrial | Industrial - WA | New | Space Heating | Natural Gas | Building Shell - Air Sealing (Infiltration Control) | A | Cumulative Energy Savings (MWh or mTherms) | Technical Potential | 0 | 0 | 8.0077e-05 | 0.00029092 | 0.00073699 | 0.0015574 | 0.0029023 | 0.0049677 | 0.0079633 | 0.012084 | 0.017469 | 0.024153 | 0.031943 | 0.040489 | 0.049216 | 0.057396 | 0.064268 | 0.069246 | 0.071823 | 0.071775 | 0.07171 | 0.071652 | 0.071601 | 0.071556 | 0.071516 | 0.07148 | 0.071448
F11_Industrial_Industrial - WA_New_Space Heating_Natural Gas_Building Shell - Air Sealing (Infiltration Control)_A_Technical Potential | F11 | Industrial | Industrial - WA | New | Space Heating | Natural Gas | Building Shell - Air Sealing (Infiltration Control) | A | Cumulative Summer Peak Savings (MW) | Technical Potential | 0 | 0 | 0 | 0 | 0 | 0 | 0 | 0 | 0 | 0 | 0 | 0 | 0 | 0 | 0 | 0 | 0 | 0 | 0 | 0 | 0 | 0 | 0 | 0 | 0 | 0 | 0
F12_Industrial_Industrial - WA_New_Space Heating_Natural Gas_Building Shell - Air Sealing (Infiltration Control)_A_Technical Potential | F12 | Industrial | Industrial - WA | New | Space Heating | Natural Gas | Building Shell - Air Sealing (Infiltration Control) | A | Cumulative Winter Peak Savings (MW) | Technical Potential | 0 | 0 | 0 | 0 | 0 | 0 | 0 | 0 | 0 | 0 | 0 | 0 | 0 | 0 | 0 | 0 | 0 | 0 | 0 | 0 | 0 | 0 | 0 | 0 | 0 | 0 | 0
F13_Industrial_Industrial - WA_New_Space Heating_Natural Gas_Building Shell - Air Sealing (Infiltration Control)_A_Technical Potential | F13 | Industrial | Industrial - WA | New | Space Heating | Natural Gas | Building Shell - Air Sealing (Infiltration Control) | A | Purchases (Incremental) | Technical Potential | 0 | 0 | 0.0014914 | 0.0039703 | 0.0084295 | 0.015533 | 0.025483 | 0.039181 | 0.056886 | 0.078318 | 0.10243 | 0.12723 | 0.14836 | 0.16288 | 0.16646 | 0.15613 | 0.13133 | 0.095282 | 0.049533 | 0 | 0 | 0 | 0 | 0 | 0 | 0 | 0
F14_Industrial_Industrial - WA_New_Space Heating_Natural Gas_Building Shell - Air Sealing (Infiltration Control)_A_Technical Potential | F14 | Industrial | Industrial - WA | New | Space Heating | Natural Gas | Building Shell - Air Sealing (Infiltration Control) | A | Purchases (Cumulative) | Technical Potential | 0 | 0 | 0.0014914 | 0.0054617 | 0.013891 | 0.029424 | 0.054908 | 0.094089 | 0.15097 | 0.22929 | 0.33172 | 0.45895 | 0.60731 | 0.77019 | 0.93665 | 1.0928 | 1.2241 | 1.3194 | 1.3689 | 1.3689 | 1.3689 | 1.3689 | 1.3689 | 1.3689 | 1.3689 | 1.3689 | 1.3689
F1_Industrial_Industrial - WA_New_Space Heating_Natural Gas_Ventilation - Demand Controlled_A_Technical Potential | F1 | Industrial | Industrial - WA | New | Space Heating | Natural Gas | Ventilation - Demand Controlled | A | Original Unit Energy Savings (kWh or therms) | Technical Potential | 0 | 0 | 0.035427 | 0.034446 | 0.033962 | 0.033672 | 0.033508 | 0.03337 | 0.033251 | 0.033148 | 0.033058 | 0.032979 | 0.032908 | 0.032845 | 0.032788 | 0.032737 | 0.03269 | 0.032647 | 0.032608 | 0.032527 | 0.032418 | 0.032321 | 0.032236 | 0.03216 | 0.032092 | 0.032032 | 0.031979
F2_Industrial_Industrial - WA_New_Space Heating_Natural Gas_Ventilation - Demand Controlled_A_Technical Potential | F2 | Industrial | Industrial - WA | New | Space Heating | Natural Gas | Ventilation - Demand Controlled | A | Original Unit Summer Peak Savings (kW) | Technical Potential | 0 | 0 | 0 | 0 | 0 | 0 | 0 | 0 | 0 | 0 | 0 | 0 | 0 | 0 | 0 | 0 | 0 | 0 | 0 | 0 | 0 | 0 | 0 | 0 | 0 | 0 | 0
F3_Industrial_Industrial - WA_New_Space Heating_Natural Gas_Ventilation - Demand Controlled_A_Technical Potential | F3 | Industrial | Industrial - WA | New | Space Heating | Natural Gas | Ventilation - Demand Controlled | A | Original Unit Winter Peak Savings (kW) | Technical Potential | 0 | 0 | 0 | 0 | 0 | 0 | 0 | 0 | 0 | 0 | 0 | 0 | 0 | 0 | 0 | 0 | 0 | 0 | 0 | 0 | 0 | 0 | 0 | 0 | 0 | 0 | 0
F4_Industrial_Industrial - WA_New_Space Heating_Natural Gas_Ventilation - Demand Controlled_A_Technical Potential | F4 | Industrial | Industrial - WA | New | Space Heating | Natural Gas | Ventilation - Demand Controlled | A | Standalone Impact on Baseline Energy (%) | Technical Potential | 0 | 0 | 0 | 0 | 0 | 0 | 0 | 0 | 0 | 0 | 0 | 0 | 0 | 0 | 0 | 0 | 0 | 0 | 0 | 0 | 0 | 0 | 0 | 0 | 0 | 0 | 0
F5_Industrial_Industrial - WA_New_Space Heating_Natural Gas_Ventilation - Demand Controlled_A_Technical Potential | F5 | Industrial | Industrial - WA | New | Space Heating | Natural Gas | Ventilation - Demand Controlled | A | Standalone Impact on Baseline Summer Peak (%) | Technical Potential | 0 | 0 | 0 | 0 | 0 | 0 | 0 | 0 | 0 | 0 | 0 | 0 | 0 | 0 | 0 | 0 | 0 | 0 | 0 | 0 | 0 | 0 | 0 | 0 | 0 | 0 | 0
F6_Industrial_Industrial - WA_New_Space Heating_Natural Gas_Ventilation - Demand Controlled_A_Technical Potential | F6 | Industrial | Industrial - WA | New | Space Heating | Natural Gas | Ventilation - Demand Controlled | A | Standalone Impact on Baseline Winter Peak (%) | Technical Potential | 0 | 0 | 0 | 0 | 0 | 0 | 0 | 0 | 0 | 0 | 0 | 0 | 0 | 0 | 0 | 0 | 0 | 0 | 0 | 0 | 0 | 0 | 0 | 0 | 0 | 0 | 0
F7_Industrial_Industrial - WA_New_Space Heating_Natural Gas_Ventilation - Demand Controlled_A_Technical Potential | F7 | Industrial | Industrial - WA | New | Space Heating | Natural Gas | Ventilation - Demand Controlled | A | Incremental Energy Savings (MWh or mTherms) | Technical Potential | 0 | 0 | 0 | 0 | 0 | 0 | 0 | 0 | 0 | 0 | 0 | 0 | 0 | 0 | 0 | 0 | 0 | 0 | 0 | 0 | 0 | 0 | 0 | 0 | 0 | 0 | 0
F8_Industrial_Industrial - WA_New_Space Heating_Natural Gas_Ventilation - Demand Controlled_A_Technical Potential | F8 | Industrial | Industrial - WA | New | Space Heating | Natural Gas | Ventilation - Demand Controlled | A | Incremental Summer Peak Savings (MW) | Technical Potential | 0 | 0 | 0 | 0 | 0 | 0 | 0 | 0 | 0 | 0 | 0 | 0 | 0 | 0 | 0 | 0 | 0 | 0 | 0 | 0 | 0 | 0 | 0 | 0 | 0 | 0 | 0
F9_Industrial_Industrial - WA_New_Space Heating_Natural Gas_Ventilation - Demand Controlled_A_Technical Potential | F9 | Industrial | Industrial - WA | New | Space Heating | Natural Gas | Ventilation - Demand Controlled | A | Incremental Winter Peak Savings (MW) | Technical Potential | 0 | 0 | 0 | 0 | 0 | 0 | 0 | 0 | 0 | 0 | 0 | 0 | 0 | 0 | 0 | 0 | 0 | 0 | 0 | 0 | 0 | 0 | 0 | 0 | 0 | 0 | 0
F10_Industrial_Industrial - WA_New_Space Heating_Natural Gas_Ventilation - Demand Controlled_A_Technical Potential | F10 | Industrial | Industrial - WA | New | Space Heating | Natural Gas | Ventilation - Demand Controlled | A | Cumulative Energy Savings (MWh or mTherms) | Technical Potential | 0 | 0 | 0 | 0 | 0 | 0 | 0 | 0 | 0 | 0 | 0 | 0 | 0 | 0 | 0 | 0 | 0 | 0 | 0 | 0 | 0 | 0 | 0 | 0 | 0 | 0 | 0
F11_Industrial_Industrial - WA_New_Space Heating_Natural Gas_Ventilation - Demand Controlled_A_Technical Potential | F11 | Industrial | Industrial - WA | New | Space Heating | Natural Gas | Ventilation - Demand Controlled | A | Cumulative Summer Peak Savings (MW) | Technical Potential | 0 | 0 | 0 | 0 | 0 | 0 | 0 | 0 | 0 | 0 | 0 | 0 | 0 | 0 | 0 | 0 | 0 | 0 | 0 | 0 | 0 | 0 | 0 | 0 | 0 | 0 | 0
F12_Industrial_Industrial - WA_New_Space Heating_Natural Gas_Ventilation - Demand Controlled_A_Technical Potential | F12 | Industrial | Industrial - WA | New | Space Heating | Natural Gas | Ventilation - Demand Controlled | A | Cumulative Winter Peak Savings (MW) | Technical Potential | 0 | 0 | 0 | 0 | 0 | 0 | 0 | 0 | 0 | 0 | 0 | 0 | 0 | 0 | 0 | 0 | 0 | 0 | 0 | 0 | 0 | 0 | 0 | 0 | 0 | 0 | 0
F13_Industrial_Industrial - WA_New_Space Heating_Natural Gas_Ventilation - Demand Controlled_A_Technical Potential | F13 | Industrial | Industrial - WA | New | Space Heating | Natural Gas | Ventilation - Demand Controlled | A | Purchases (Incremental) | Technical Potential | 0 | 0 | 0 | 0 | 0 | 0 | 0 | 0 | 0 | 0 | 0 | 0 | 0 | 0 | 0 | 0 | 0 | 0 | 0 | 0 | 0 | 0 | 0 | 0 | 0 | 0 | 0
F14_Industrial_Industrial - WA_New_Space Heating_Natural Gas_Ventilation - Demand Controlled_A_Technical Potential | F14 | Industrial | Industrial - WA | New | Space Heating | Natural Gas | Ventilation - Demand Controlled | A | Purchases (Cumulative) | Technical Potential | 0 | 0 | 0 | 0 | 0 | 0 | 0 | 0 | 0 | 0 | 0 | 0 | 0 | 0 | 0 | 0 | 0 | 0 | 0 | 0 | 0 | 0 | 0 | 0 | 0 | 0 | 0
F1_Industrial_Industrial - WA_New_Space Heating_Natural Gas_Destratification Fans (HVLS)_A_Technical Potential | F1 | Industrial | Industrial - WA | New | Space Heating | Natural Gas | Destratification Fans (HVLS) | A | Original Unit Energy Savings (kWh or therms) | Technical Potential | 0 | 0 | 98701.0076 | 97917.0048 | 97530.1073 | 97298.3528 | 97167.8746 | 97057.3285 | 96962.4838 | 96880.2278 | 96808.2197 | 96744.665 | 96688.1651 | 96637.6139 | 96592.1249 | 96550.9793 | 96513.5885 | 96479.4654 | 96448.2037 | 96383.3899 | 96296.1257 | 96218.9981 | 96150.6798 | 96090.0422 | 96036.121 | 95988.0893 | 95945.235
F2_Industrial_Industrial - WA_New_Space Heating_Natural Gas_Destratification Fans (HVLS)_A_Technical Potential | F2 | Industrial | Industrial - WA | New | Space Heating | Natural Gas | Destratification Fans (HVLS) | A | Original Unit Summer Peak Savings (kW) | Technical Potential | 0 | 0 | 0 | 0 | 0 | 0 | 0 | 0 | 0 | 0 | 0 | 0 | 0 | 0 | 0 | 0 | 0 | 0 | 0 | 0 | 0 | 0 | 0 | 0 | 0 | 0 | 0
F3_Industrial_Industrial - WA_New_Space Heating_Natural Gas_Destratification Fans (HVLS)_A_Technical Potential | F3 | Industrial | Industrial - WA | New | Space Heating | Natural Gas | Destratification Fans (HVLS) | A | Original Unit Winter Peak Savings (kW) | Technical Potential | 0 | 0 | 0 | 0 | 0 | 0 | 0 | 0 | 0 | 0 | 0 | 0 | 0 | 0 | 0 | 0 | 0 | 0 | 0 | 0 | 0 | 0 | 0 | 0 | 0 | 0 | 0
F4_Industrial_Industrial - WA_New_Space Heating_Natural Gas_Destratification Fans (HVLS)_A_Technical Potential | F4 | Industrial | Industrial - WA | New | Space Heating | Natural Gas | Destratification Fans (HVLS) | A | Standalone Impact on Baseline Energy (%) | Technical Potential | 0 | 0 | 0.0018294 | 0.0032031 | 0.0045081 | 0.0058088 | 0.0072038 | 0.0085398 | 0.0098305 | 0.011086 | 0.012313 | 0.013519 | 0.014707 | 0.015881 | 0.017044 | 0.018198 | 0.019345 | 0.019948 | 0.020412 | 0.020784 | 0.021097 | 0.021386 | 0.020789 | 0.020233 | 0.019715 | 0.019231 | 0.018778
F5_Industrial_Industrial - WA_New_Space Heating_Natural Gas_Destratification Fans (HVLS)_A_Technical Potential | F5 | Industrial | Industrial - WA | New | Space Heating | Natural Gas | Destratification Fans (HVLS) | A | Standalone Impact on Baseline Summer Peak (%) | Technical Potential | 0 | 0 | 0 | 0 | 0 | 0 | 0 | 0 | 0 | 0 | 0 | 0 | 0 | 0 | 0 | 0 | 0 | 0 | 0 | 0 | 0 | 0 | 0 | 0 | 0 | 0 | 0
F6_Industrial_Industrial - WA_New_Space Heating_Natural Gas_Destratification Fans (HVLS)_A_Technical Potential | F6 | Industrial | Industrial - WA | New | Space Heating | Natural Gas | Destratification Fans (HVLS) | A | Standalone Impact on Baseline Winter Peak (%) | Technical Potential | 0 | 0 | 0 | 0 | 0 | 0 | 0 | 0 | 0 | 0 | 0 | 0 | 0 | 0 | 0 | 0 | 0 | 0 | 0 | 0 | 0 | 0 | 0 | 0 | 0 | 0 | 0
F7_Industrial_Industrial - WA_New_Space Heating_Natural Gas_Destratification Fans (HVLS)_A_Technical Potential | F7 | Industrial | Industrial - WA | New | Space Heating | Natural Gas | Destratification Fans (HVLS) | A | Incremental Energy Savings (MWh or mTherms) | Technical Potential | 0 | 0 | 0.029461 | 0.038923 | 0.046359 | 0.052393 | 0.056553 | 0.060642 | 0.064661 | 0.068613 | 0.072498 | 0.076317 | 0.080071 | 0.083762 | 0.087391 | 0.090958 | 0.094465 | 0.069115 | 0.062964 | 0.058782 | 0.05595 | 0.05496 | 0 | 0 | 0 | 0 | 0
F8_Industrial_Industrial - WA_New_Space Heating_Natural Gas_Destratification Fans (HVLS)_A_Technical Potential | F8 | Industrial | Industrial - WA | New | Space Heating | Natural Gas | Destratification Fans (HVLS) | A | Incremental Summer Peak Savings (MW) | Technical Potential | 0 | 0 | 0 | 0 | 0 | 0 | 0 | 0 | 0 | 0 | 0 | 0 | 0 | 0 | 0 | 0 | 0 | 0 | 0 | 0 | 0 | 0 | 0 | 0 | 0 | 0 | 0
F9_Industrial_Industrial - WA_New_Space Heating_Natural Gas_Destratification Fans (HVLS)_A_Technical Potential | F9 | Industrial | Industrial - WA | New | Space Heating | Natural Gas | Destratification Fans (HVLS) | A | Incremental Winter Peak Savings (MW) | Technical Potential | 0 | 0 | 0 | 0 | 0 | 0 | 0 | 0 | 0 | 0 | 0 | 0 | 0 | 0 | 0 | 0 | 0 | 0 | 0 | 0 | 0 | 0 | 0 | 0 | 0 | 0 | 0
F10_Industrial_Industrial - WA_New_Space Heating_Natural Gas_Destratification Fans (HVLS)_A_Technical Potential | F10 | Industrial | Industrial - WA | New | Space Heating | Natural Gas | Destratification Fans (HVLS) | A | Cumulative Energy Savings (MWh or mTherms) | Technical Potential | 0 | 0 | 0.029461 | 0.06815 | 0.11424 | 0.16636 | 0.22269 | 0.28308 | 0.34746 | 0.41578 | 0.48797 | 0.56397 | 0.64371 | 0.72714 | 0.81418 | 0.9048 | 0.99891 | 1.0677 | 1.1303 | 1.1883 | 1.2432 | 1.2972 | 1.2962 | 1.2954 | 1.2947 | 1.294 | 1.2935
F11_Industrial_Industrial - WA_New_Space Heating_Natural Gas_Destratification Fans (HVLS)_A_Technical Potential | F11 | Industrial | Industrial - WA | New | Space Heating | Natural Gas | Destratification Fans (HVLS) | A | Cumulative Summer Peak Savings (MW) | Technical Potential | 0 | 0 | 0 | 0 | 0 | 0 | 0 | 0 | 0 | 0 | 0 | 0 | 0 | 0 | 0 | 0 | 0 | 0 | 0 | 0 | 0 | 0 | 0 | 0 | 0 | 0 | 0
F12_Industrial_Industrial - WA_New_Space Heating_Natural Gas_Destratification Fans (HVLS)_A_Technical Potential | F12 | Industrial | Industrial - WA | New | Space Heating | Natural Gas | Destratification Fans (HVLS) | A | Cumulative Winter Peak Savings (MW) | Technical Potential | 0 | 0 | 0 | 0 | 0 | 0 | 0 | 0 | 0 | 0 | 0 | 0 | 0 | 0 | 0 | 0 | 0 | 0 | 0 | 0 | 0 | 0 | 0 | 0 | 0 | 0 | 0
F13_Industrial_Industrial - WA_New_Space Heating_Natural Gas_Destratification Fans (HVLS)_A_Technical Potential | F13 | Industrial | Industrial - WA | New | Space Heating | Natural Gas | Destratification Fans (HVLS) | A | Purchases (Incremental) | Technical Potential | 0 | 0 | 0.00029849 | 0.00039751 | 0.00047533 | 0.00053848 | 0.00058201 | 0.0006248 | 0.00066687 | 0.00070823 | 0.00074888 | 0.00078885 | 0.00082814 | 0.00086677 | 0.00090474 | 0.00094208 | 0.00097878 | 0.00071637 | 0.00065282 | 0.00060988 | 0.00058102 | 0.00057119 | 0 | 0 | 0 | 0 | 0
F14_Industrial_Industrial - WA_New_Space Heating_Natural Gas_Destratification Fans (HVLS)_A_Technical Potential | F14 | Industrial | Industrial - WA | New | Space Heating | Natural Gas | Destratification Fans (HVLS) | A | Purchases (Cumulative) | Technical Potential | 0 | 0 | 0.00029849 | 0.000696 | 0.0011713 | 0.0017098 | 0.0022918 | 0.0029166 | 0.0035835 | 0.0042917 | 0.0050406 | 0.0058294 | 0.0066576 | 0.0075244 | 0.0084291 | 0.0093712 | 0.01035 | 0.011066 | 0.011719 | 0.012329 | 0.01291 | 0.013481 | 0.013481 | 0.013481 | 0.013481 | 0.013481 | 0.013481
F1_Industrial_Industrial - WA_New_Space Heating_Natural Gas_Condensing RTU_A_Technical Potential | F1 | Industrial | Industrial - WA | New | Space Heating | Natural Gas | Condensing RTU | A | Original Unit Energy Savings (kWh or therms) | Technical Potential | 0 | 0 | 0.057042 | 0.055463 | 0.054683 | 0.054216 | 0.053954 | 0.053731 | 0.05354 | 0.053374 | 0.053229 | 0.053101 | 0.052987 | 0.052885 | 0.052794 | 0.052711 | 0.052635 | 0.052567 | 0.052504 | 0.052373 | 0.052197 | 0.052042 | 0.051904 | 0.051782 | 0.051673 | 0.051577 | 0.05149
F2_Industrial_Industrial - WA_New_Space Heating_Natural Gas_Condensing RTU_A_Technical Potential | F2 | Industrial | Industrial - WA | New | Space Heating | Natural Gas | Condensing RTU | A | Original Unit Summer Peak Savings (kW) | Technical Potential | 0 | 0 | 0 | 0 | 0 | 0 | 0 | 0 | 0 | 0 | 0 | 0 | 0 | 0 | 0 | 0 | 0 | 0 | 0 | 0 | 0 | 0 | 0 | 0 | 0 | 0 | 0
F3_Industrial_Industrial - WA_New_Space Heating_Natural Gas_Condensing RTU_A_Technical Potential | F3 | Industrial | Industrial - WA | New | Space Heating | Natural Gas | Condensing RTU | A | Original Unit Winter Peak Savings (kW) | Technical Potential | 0 | 0 | 0 | 0 | 0 | 0 | 0 | 0 | 0 | 0 | 0 | 0 | 0 | 0 | 0 | 0 | 0 | 0 | 0 | 0 | 0 | 0 | 0 | 0 | 0 | 0 | 0
F4_Industrial_Industrial - WA_New_Space Heating_Natural Gas_Condensing RTU_A_Technical Potential | F4 | Industrial | Industrial - WA | New | Space Heating | Natural Gas | Condensing RTU | A | Standalone Impact on Baseline Energy (%) | Technical Potential | 0 | 0 | 0 | 0 | 0 | 0 | 0 | 0 | 0 | 0 | 0 | 0 | 0 | 0 | 0 | 0 | 0 | 0 | 0 | 0 | 0 | 0 | 0 | 0 | 0 | 0 | 0
F5_Industrial_Industrial - WA_New_Space Heating_Natural Gas_Condensing RTU_A_Technical Potential | F5 | Industrial | Industrial - WA | New | Space Heating | Natural Gas | Condensing RTU | A | Standalone Impact on Baseline Summer Peak (%) | Technical Potential | 0 | 0 | 0 | 0 | 0 | 0 | 0 | 0 | 0 | 0 | 0 | 0 | 0 | 0 | 0 | 0 | 0 | 0 | 0 | 0 | 0 | 0 | 0 | 0 | 0 | 0 | 0
F6_Industrial_Industrial - WA_New_Space Heating_Natural Gas_Condensing RTU_A_Technical Potential | F6 | Industrial | Industrial - WA | New | Space Heating | Natural Gas | Condensing RTU | A | Standalone Impact on Baseline Winter Peak (%) | Technical Potential | 0 | 0 | 0 | 0 | 0 | 0 | 0 | 0 | 0 | 0 | 0 | 0 | 0 | 0 | 0 | 0 | 0 | 0 | 0 | 0 | 0 | 0 | 0 | 0 | 0 | 0 | 0
F7_Industrial_Industrial - WA_New_Space Heating_Natural Gas_Condensing RTU_A_Technical Potential | F7 | Industrial | Industrial - WA | New | Space Heating | Natural Gas | Condensing RTU | A | Incremental Energy Savings (MWh or mTherms) | Technical Potential | 0 | 0 | 0 | 0 | 0 | 0 | 0 | 0 | 0 | 0 | 0 | 0 | 0 | 0 | 0 | 0 | 0 | 0 | 0 | 0 | 0 | 0 | 0 | 0 | 0 | 0 | 0
F8_Industrial_Industrial - WA_New_Space Heating_Natural Gas_Condensing RTU_A_Technical Potential | F8 | Industrial | Industrial - WA | New | Space Heating | Natural Gas | Condensing RTU | A | Incremental Summer Peak Savings (MW) | Technical Potential | 0 | 0 | 0 | 0 | 0 | 0 | 0 | 0 | 0 | 0 | 0 | 0 | 0 | 0 | 0 | 0 | 0 | 0 | 0 | 0 | 0 | 0 | 0 | 0 | 0 | 0 | 0
F9_Industrial_Industrial - WA_New_Space Heating_Natural Gas_Condensing RTU_A_Technical Potential | F9 | Industrial | Industrial - WA | New | Space Heating | Natural Gas | Condensing RTU | A | Incremental Winter Peak Savings (MW) | Technical Potential | 0 | 0 | 0 | 0 | 0 | 0 | 0 | 0 | 0 | 0 | 0 | 0 | 0 | 0 | 0 | 0 | 0 | 0 | 0 | 0 | 0 | 0 | 0 | 0 | 0 | 0 | 0
F10_Industrial_Industrial - WA_New_Space Heating_Natural Gas_Condensing RTU_A_Technical Potential | F10 | Industrial | Industrial - WA | New | Space Heating | Natural Gas | Condensing RTU | A | Cumulative Energy Savings (MWh or mTherms) | Technical Potential | 0 | 0 | 0 | 0 | 0 | 0 | 0 | 0 | 0 | 0 | 0 | 0 | 0 | 0 | 0 | 0 | 0 | 0 | 0 | 0 | 0 | 0 | 0 | 0 | 0 | 0 | 0
F11_Industrial_Industrial - WA_New_Space Heating_Natural Gas_Condensing RTU_A_Technical Potential | F11 | Industrial | Industrial - WA | New | Space Heating | Natural Gas | Condensing RTU | A | Cumulative Summer Peak Savings (MW) | Technical Potential | 0 | 0 | 0 | 0 | 0 | 0 | 0 | 0 | 0 | 0 | 0 | 0 | 0 | 0 | 0 | 0 | 0 | 0 | 0 | 0 | 0 | 0 | 0 | 0 | 0 | 0 | 0
F12_Industrial_Industrial - WA_New_Space Heating_Natural Gas_Condensing RTU_A_Technical Potential | F12 | Industrial | Industrial - WA | New | Space Heating | Natural Gas | Condensing RTU | A | Cumulative Winter Peak Savings (MW) | Technical Potential | 0 | 0 | 0 | 0 | 0 | 0 | 0 | 0 | 0 | 0 | 0 | 0 | 0 | 0 | 0 | 0 | 0 | 0 | 0 | 0 | 0 | 0 | 0 | 0 | 0 | 0 | 0
F13_Industrial_Industrial - WA_New_Space Heating_Natural Gas_Condensing RTU_A_Technical Potential | F13 | Industrial | Industrial - WA | New | Space Heating | Natural Gas | Condensing RTU | A | Purchases (Incremental) | Technical Potential | 0 | 0 | 0 | 0 | 0 | 0 | 0 | 0 | 0 | 0 | 0 | 0 | 0 | 0 | 0 | 0 | 0 | 0 | 0 | 0 | 0 | 0 | 0 | 0 | 0 | 0 | 0
F14_Industrial_Industrial - WA_New_Space Heating_Natural Gas_Condensing RTU_A_Technical Potential | F14 | Industrial | Industrial - WA | New | Space Heating | Natural Gas | Condensing RTU | A | Purchases (Cumulative) | Technical Potential | 0 | 0 | 0 | 0 | 0 | 0 | 0 | 0 | 0 | 0 | 0 | 0 | 0 | 0 | 0 | 0 | 0 | 0 | 0 | 0 | 0 | 0 | 0 | 0 | 0 | 0 | 0
F1_Industrial_Industrial - WA_New_Space Heating_Natural Gas_Industrial Air Curtains_A_Technical Potential | F1 | Industrial | Industrial - WA | New | Space Heating | Natural Gas | Industrial Air Curtains | A | Original Unit Energy Savings (kWh or therms) | Technical Potential | 0 | 0 | -0.016936 | -0.016802 | -0.016735 | -0.016695 | -0.016673 | -0.016654 | -0.016638 | -0.016624 | -0.016611 | -0.0166 | -0.016591 | -0.016582 | -0.016574 | -0.016567 | -0.016561 | -0.016555 | -0.016549 | -0.016538 | -0.016523 | -0.01651 | -0.016498 | -0.016488 | -0.016479 | -0.016471 | -0.016463
F2_Industrial_Industrial - WA_New_Space Heating_Natural Gas_Industrial Air Curtains_A_Technical Potential | F2 | Industrial | Industrial - WA | New | Space Heating | Natural Gas | Industrial Air Curtains | A | Original Unit Summer Peak Savings (kW) | Technical Potential | 0 | 0 | 0 | 0 | 0 | 0 | 0 | 0 | 0 | 0 | 0 | 0 | 0 | 0 | 0 | 0 | 0 | 0 | 0 | 0 | 0 | 0 | 0 | 0 | 0 | 0 | 0
F3_Industrial_Industrial - WA_New_Space Heating_Natural Gas_Industrial Air Curtains_A_Technical Potential | F3 | Industrial | Industrial - WA | New | Space Heating | Natural Gas | Industrial Air Curtains | A | Original Unit Winter Peak Savings (kW) | Technical Potential | 0 | 0 | 0 | 0 | 0 | 0 | 0 | 0 | 0 | 0 | 0 | 0 | 0 | 0 | 0 | 0 | 0 | 0 | 0 | 0 | 0 | 0 | 0 | 0 | 0 | 0 | 0
F4_Industrial_Industrial - WA_New_Space Heating_Natural Gas_Industrial Air Curtains_A_Technical Potential | F4 | Industrial | Industrial - WA | New | Space Heating | Natural Gas | Industrial Air Curtains | A | Standalone Impact on Baseline Energy (%) | Technical Potential | 0 | 0 | -4.4813e-05 | -0.00012323 | -0.00026211 | -0.00049009 | -0.00084613 | -0.0013506 | -0.0020305 | -0.0029037 | -0.0039727 | -0.005218 | -0.0065933 | -0.008026 | -0.0094228 | -0.010684 | -0.01172 | -0.012478 | -0.012932 | -0.013076 | -0.012953 | -0.012638 | -0.012285 | -0.011957 | -0.01165 | -0.011364 | -0.011096
F5_Industrial_Industrial - WA_New_Space Heating_Natural Gas_Industrial Air Curtains_A_Technical Potential | F5 | Industrial | Industrial - WA | New | Space Heating | Natural Gas | Industrial Air Curtains | A | Standalone Impact on Baseline Summer Peak (%) | Technical Potential | 0 | 0 | 0 | 0 | 0 | 0 | 0 | 0 | 0 | 0 | 0 | 0 | 0 | 0 | 0 | 0 | 0 | 0 | 0 | 0 | 0 | 0 | 0 | 0 | 0 | 0 | 0
F6_Industrial_Industrial - WA_New_Space Heating_Natural Gas_Industrial Air Curtains_A_Technical Potential | F6 | Industrial | Industrial - WA | New | Space Heating | Natural Gas | Industrial Air Curtains | A | Standalone Impact on Baseline Winter Peak (%) | Technical Potential | 0 | 0 | 0 | 0 | 0 | 0 | 0 | 0 | 0 | 0 | 0 | 0 | 0 | 0 | 0 | 0 | 0 | 0 | 0 | 0 | 0 | 0 | 0 | 0 | 0 | 0 | 0
F7_Industrial_Industrial - WA_New_Space Heating_Natural Gas_Industrial Air Curtains_A_Technical Potential | F7 | Industrial | Industrial - WA | New | Space Heating | Natural Gas | Industrial Air Curtains | A | Incremental Energy Savings (MWh or mTherms) | Technical Potential | 0 | 0 | -0.00072167 | -0.0019059 | -0.0040305 | -0.0074095 | -0.01214 | -0.018643 | -0.027041 | -0.037198 | -0.048612 | -0.060345 | -0.071034 | -0.07905 | -0.082819 | -0.081257 | -0.074198 | -0.062895 | -0.048442 | -0.031986 | -0.016352 | -0.003878 | 0 | 0 | 0 | 0 | 0
F8_Industrial_Industrial - WA_New_Space Heating_Natural Gas_Industrial Air Curtains_A_Technical Potential | F8 | Industrial | Industrial - WA | New | Space Heating | Natural Gas | Industrial Air Curtains | A | Incremental Summer Peak Savings (MW) | Technical Potential | 0 | 0 | 0 | 0 | 0 | 0 | 0 | 0 | 0 | 0 | 0 | 0 | 0 | 0 | 0 | 0 | 0 | 0 | 0 | 0 | 0 | 0 | 0 | 0 | 0 | 0 | 0
F9_Industrial_Industrial - WA_New_Space Heating_Natural Gas_Industrial Air Curtains_A_Technical Potential | F9 | Industrial | Industrial - WA | New | Space Heating | Natural Gas | Industrial Air Curtains | A | Incremental Winter Peak Savings (MW) | Technical Potential | 0 | 0 | 0 | 0 | 0 | 0 | 0 | 0 | 0 | 0 | 0 | 0 | 0 | 0 | 0 | 0 | 0 | 0 | 0 | 0 | 0 | 0 | 0 | 0 | 0 | 0 | 0
F10_Industrial_Industrial - WA_New_Space Heating_Natural Gas_Industrial Air Curtains_A_Technical Potential | F10 | Industrial | Industrial - WA | New | Space Heating | Natural Gas | Industrial Air Curtains | A | Cumulative Energy Savings (MWh or mTherms) | Technical Potential | 0 | 0 | -0.00072167 | -0.0026218 | -0.006642 | -0.014036 | -0.026156 | -0.04477 | -0.071768 | -0.1089 | -0.15744 | -0.21768 | -0.28858 | -0.36748 | -0.45013 | -0.53119 | -0.60519 | -0.66787 | -0.71609 | -0.7476 | -0.76327 | -0.76654 | -0.766 | -0.76551 | -0.76508 | -0.7647 | -0.76436
F11_Industrial_Industrial - WA_New_Space Heating_Natural Gas_Industrial Air Curtains_A_Technical Potential | F11 | Industrial | Industrial - WA | New | Space Heating | Natural Gas | Industrial Air Curtains | A | Cumulative Summer Peak Savings (MW) | Technical Potential | 0 | 0 | 0 | 0 | 0 | 0 | 0 | 0 | 0 | 0 | 0 | 0 | 0 | 0 | 0 | 0 | 0 | 0 | 0 | 0 | 0 | 0 | 0 | 0 | 0 | 0 | 0
F12_Industrial_Industrial - WA_New_Space Heating_Natural Gas_Industrial Air Curtains_A_Technical Potential | F12 | Industrial | Industrial - WA | New | Space Heating | Natural Gas | Industrial Air Curtains | A | Cumulative Winter Peak Savings (MW) | Technical Potential | 0 | 0 | 0 | 0 | 0 | 0 | 0 | 0 | 0 | 0 | 0 | 0 | 0 | 0 | 0 | 0 | 0 | 0 | 0 | 0 | 0 | 0 | 0 | 0 | 0 | 0 | 0
F13_Industrial_Industrial - WA_New_Space Heating_Natural Gas_Industrial Air Curtains_A_Technical Potential | F13 | Industrial | Industrial - WA | New | Space Heating | Natural Gas | Industrial Air Curtains | A | Purchases (Incremental) | Technical Potential | 0 | 0 | 42.6117 | 113.4367 | 240.8426 | 443.8082 | 728.0956 | 1119.4607 | 1625.3028 | 2237.6434 | 2926.4525 | 3635.1619 | 4281.5571 | 4767.221 | 4996.8546 | 4904.7443 | 4480.3718 | 3799.1981 | 2927.1074 | 1934.0426 | 989.6025 | 234.8857 | 0 | 0 | 0 | 0 | 0
F14_Industrial_Industrial - WA_New_Space Heating_Natural Gas_Industrial Air Curtains_A_Technical Potential | F14 | Industrial | Industrial - WA | New | Space Heating | Natural Gas | Industrial Air Curtains | A | Purchases (Cumulative) | Technical Potential | 0 | 0 | 42.6117 | 156.0484 | 396.891 | 840.6993 | 1568.7949 | 2688.2556 | 4313.5584 | 6551.2018 | 9477.6543 | 13112.8161 | 17394.3732 | 22161.5943 | 27158.4489 | 32063.1932 | 36543.565 | 40342.7631 | 43269.8705 | 45203.913 | 46193.5155 | 46428.4012 | 46428.4012 | 46428.4012 | 46428.4012 | 46428.4012 | 46428.4012
F1_Industrial_Industrial - WA_New_Space Heating_Natural Gas_HVAC - Energy Recovery Ventilator_A_Technical Potential | F1 | Industrial | Industrial - WA | New | Space Heating | Natural Gas | HVAC - Energy Recovery Ventilator | A | Original Unit Energy Savings (kWh or therms) | Technical Potential | 0 | 0 | 0.17445 | 0.17306 | 0.17238 | 0.17197 | 0.17174 | 0.17154 | 0.17137 | 0.17123 | 0.1711 | 0.17099 | 0.17089 | 0.1708 | 0.17072 | 0.17065 | 0.17058 | 0.17052 | 0.17046 | 0.17035 | 0.1702 | 0.17006 | 0.16994 | 0.16983 | 0.16974 | 0.16965 | 0.16958
F2_Industrial_Industrial - WA_New_Space Heating_Natural Gas_HVAC - Energy Recovery Ventilator_A_Technical Potential | F2 | Industrial | Industrial - WA | New | Space Heating | Natural Gas | HVAC - Energy Recovery Ventilator | A | Original Unit Summer Peak Savings (kW) | Technical Potential | 0 | 0 | 0 | 0 | 0 | 0 | 0 | 0 | 0 | 0 | 0 | 0 | 0 | 0 | 0 | 0 | 0 | 0 | 0 | 0 | 0 | 0 | 0 | 0 | 0 | 0 | 0
F3_Industrial_Industrial - WA_New_Space Heating_Natural Gas_HVAC - Energy Recovery Ventilator_A_Technical Potential | F3 | Industrial | Industrial - WA | New | Space Heating | Natural Gas | HVAC - Energy Recovery Ventilator | A | Original Unit Winter Peak Savings (kW) | Technical Potential | 0 | 0 | 0 | 0 | 0 | 0 | 0 | 0 | 0 | 0 | 0 | 0 | 0 | 0 | 0 | 0 | 0 | 0 | 0 | 0 | 0 | 0 | 0 | 0 | 0 | 0 | 0
F4_Industrial_Industrial - WA_New_Space Heating_Natural Gas_HVAC - Energy Recovery Ventilator_A_Technical Potential | F4 | Industrial | Industrial - WA | New | Space Heating | Natural Gas | HVAC - Energy Recovery Ventilator | A | Standalone Impact on Baseline Energy (%) | Technical Potential | 0 | 0 | 0 | 0 | 0 | 0 | 0 | 0 | 0 | 0 | 0 | 0 | 0 | 0 | 0 | 0 | 0 | 0 | 0 | 0 | 0 | 0 | 0 | 0 | 0 | 0 | 0
F5_Industrial_Industrial - WA_New_Space Heating_Natural Gas_HVAC - Energy Recovery Ventilator_A_Technical Potential | F5 | Industrial | Industrial - WA | New | Space Heating | Natural Gas | HVAC - Energy Recovery Ventilator | A | Standalone Impact on Baseline Summer Peak (%) | Technical Potential | 0 | 0 | 0 | 0 | 0 | 0 | 0 | 0 | 0 | 0 | 0 | 0 | 0 | 0 | 0 | 0 | 0 | 0 | 0 | 0 | 0 | 0 | 0 | 0 | 0 | 0 | 0
F6_Industrial_Industrial - WA_New_Space Heating_Natural Gas_HVAC - Energy Recovery Ventilator_A_Technical Potential | F6 | Industrial | Industrial - WA | New | Space Heating | Natural Gas | HVAC - Energy Recovery Ventilator | A | Standalone Impact on Baseline Winter Peak (%) | Technical Potential | 0 | 0 | 0 | 0 | 0 | 0 | 0 | 0 | 0 | 0 | 0 | 0 | 0 | 0 | 0 | 0 | 0 | 0 | 0 | 0 | 0 | 0 | 0 | 0 | 0 | 0 | 0
F7_Industrial_Industrial - WA_New_Space Heating_Natural Gas_HVAC - Energy Recovery Ventilator_A_Technical Potential | F7 | Industrial | Industrial - WA | New | Space Heating | Natural Gas | HVAC - Energy Recovery Ventilator | A | Incremental Energy Savings (MWh or mTherms) | Technical Potential | 0 | 0 | 0 | 0 | 0 | 0 | 0 | 0 | 0 | 0 | 0 | 0 | 0 | 0 | 0 | 0 | 0 | 0 | 0 | 0 | 0 | 0 | 0 | 0 | 0 | 0 | 0
F8_Industrial_Industrial - WA_New_Space Heating_Natural Gas_HVAC - Energy Recovery Ventilator_A_Technical Potential | F8 | Industrial | Industrial - WA | New | Space Heating | Natural Gas | HVAC - Energy Recovery Ventilator | A | Incremental Summer Peak Savings (MW) | Technical Potential | 0 | 0 | 0 | 0 | 0 | 0 | 0 | 0 | 0 | 0 | 0 | 0 | 0 | 0 | 0 | 0 | 0 | 0 | 0 | 0 | 0 | 0 | 0 | 0 | 0 | 0 | 0
F9_Industrial_Industrial - WA_New_Space Heating_Natural Gas_HVAC - Energy Recovery Ventilator_A_Technical Potential | F9 | Industrial | Industrial - WA | New | Space Heating | Natural Gas | HVAC - Energy Recovery Ventilator | A | Incremental Winter Peak Savings (MW) | Technical Potential | 0 | 0 | 0 | 0 | 0 | 0 | 0 | 0 | 0 | 0 | 0 | 0 | 0 | 0 | 0 | 0 | 0 | 0 | 0 | 0 | 0 | 0 | 0 | 0 | 0 | 0 | 0
F10_Industrial_Industrial - WA_New_Space Heating_Natural Gas_HVAC - Energy Recovery Ventilator_A_Technical Potential | F10 | Industrial | Industrial - WA | New | Space Heating | Natural Gas | HVAC - Energy Recovery Ventilator | A | Cumulative Energy Savings (MWh or mTherms) | Technical Potential | 0 | 0 | 0 | 0 | 0 | 0 | 0 | 0 | 0 | 0 | 0 | 0 | 0 | 0 | 0 | 0 | 0 | 0 | 0 | 0 | 0 | 0 | 0 | 0 | 0 | 0 | 0
F11_Industrial_Industrial - WA_New_Space Heating_Natural Gas_HVAC - Energy Recovery Ventilator_A_Technical Potential | F11 | Industrial | Industrial - WA | New | Space Heating | Natural Gas | HVAC - Energy Recovery Ventilator | A | Cumulative Summer Peak Savings (MW) | Technical Potential | 0 | 0 | 0 | 0 | 0 | 0 | 0 | 0 | 0 | 0 | 0 | 0 | 0 | 0 | 0 | 0 | 0 | 0 | 0 | 0 | 0 | 0 | 0 | 0 | 0 | 0 | 0
F12_Industrial_Industrial - WA_New_Space Heating_Natural Gas_HVAC - Energy Recovery Ventilator_A_Technical Potential | F12 | Industrial | Industrial - WA | New | Space Heating | Natural Gas | HVAC - Energy Recovery Ventilator | A | Cumulative Winter Peak Savings (MW) | Technical Potential | 0 | 0 | 0 | 0 | 0 | 0 | 0 | 0 | 0 | 0 | 0 | 0 | 0 | 0 | 0 | 0 | 0 | 0 | 0 | 0 | 0 | 0 | 0 | 0 | 0 | 0 | 0
F13_Industrial_Industrial - WA_New_Space Heating_Natural Gas_HVAC - Energy Recovery Ventilator_A_Technical Potential | F13 | Industrial | Industrial - WA | New | Space Heating | Natural Gas | HVAC - Energy Recovery Ventilator | A | Purchases (Incremental) | Technical Potential | 0 | 0 | 0 | 0 | 0 | 0 | 0 | 0 | 0 | 0 | 0 | 0 | 0 | 0 | 0 | 0 | 0 | 0 | 0 | 0 | 0 | 0 | 0 | 0 | 0 | 0 | 0
F14_Industrial_Industrial - WA_New_Space Heating_Natural Gas_HVAC - Energy Recovery Ventilator_A_Technical Potential | F14 | Industrial | Industrial - WA | New | Space Heating | Natural Gas | HVAC - Energy Recovery Ventilator | A | Purchases (Cumulative) | Technical Potential | 0 | 0 | 0 | 0 | 0 | 0 | 0 | 0 | 0 | 0 | 0 | 0 | 0 | 0 | 0 | 0 | 0 | 0 | 0 | 0 | 0 | 0 | 0 | 0 | 0 | 0 | 0
F1_Industrial_Industrial - WA_New_Space Heating_Natural Gas_Thermostat - Connected_A_Technical Potential | F1 | Industrial | Industrial - WA | New | Space Heating | Natural Gas | Thermostat - Connected | A | Original Unit Energy Savings (kWh or therms) | Technical Potential | 0 | 0 | 6201.7281 | 6152.4665 | 6128.1564 | 6113.5944 | 6105.396 | 6098.45 | 6092.4906 | 6087.3222 | 6082.7977 | 6078.8043 | 6075.2542 | 6072.0779 | 6069.2197 | 6066.6344 | 6064.285 | 6062.1409 | 6060.1766 | 6056.1041 | 6050.621 | 6045.7748 | 6041.4822 | 6037.6721 | 6034.284 | 6031.266 | 6028.5733
F2_Industrial_Industrial - WA_New_Space Heating_Natural Gas_Thermostat - Connected_A_Technical Potential | F2 | Industrial | Industrial - WA | New | Space Heating | Natural Gas | Thermostat - Connected | A | Original Unit Summer Peak Savings (kW) | Technical Potential | 0 | 0 | 0 | 0 | 0 | 0 | 0 | 0 | 0 | 0 | 0 | 0 | 0 | 0 | 0 | 0 | 0 | 0 | 0 | 0 | 0 | 0 | 0 | 0 | 0 | 0 | 0
F3_Industrial_Industrial - WA_New_Space Heating_Natural Gas_Thermostat - Connected_A_Technical Potential | F3 | Industrial | Industrial - WA | New | Space Heating | Natural Gas | Thermostat - Connected | A | Original Unit Winter Peak Savings (kW) | Technical Potential | 0 | 0 | 0 | 0 | 0 | 0 | 0 | 0 | 0 | 0 | 0 | 0 | 0 | 0 | 0 | 0 | 0 | 0 | 0 | 0 | 0 | 0 | 0 | 0 | 0 | 0 | 0
F4_Industrial_Industrial - WA_New_Space Heating_Natural Gas_Thermostat - Connected_A_Technical Potential | F4 | Industrial | Industrial - WA | New | Space Heating | Natural Gas | Thermostat - Connected | A | Standalone Impact on Baseline Energy (%) | Technical Potential | 0 | 0 | 0.0021876 | 0.0038302 | 0.0053908 | 0.0069462 | 0.0086143 | 0.008948 | 0.0086546 | 0.0081493 | 0.0077069 | 0.0073164 | 0.0069692 | 0.0066587 | 0.0063792 | 0.0061264 | 0.0058967 | 0.005687 | 0.0054949 | 0.0053184 | 0.0051555 | 0.0050048 | 0.004865 | 0.0047349 | 0.0046137 | 0.0045004 | 0.0043943
F5_Industrial_Industrial - WA_New_Space Heating_Natural Gas_Thermostat - Connected_A_Technical Potential | F5 | Industrial | Industrial - WA | New | Space Heating | Natural Gas | Thermostat - Connected | A | Standalone Impact on Baseline Summer Peak (%) | Technical Potential | 0 | 0 | 0 | 0 | 0 | 0 | 0 | 0 | 0 | 0 | 0 | 0 | 0 | 0 | 0 | 0 | 0 | 0 | 0 | 0 | 0 | 0 | 0 | 0 | 0 | 0 | 0
F6_Industrial_Industrial - WA_New_Space Heating_Natural Gas_Thermostat - Connected_A_Technical Potential | F6 | Industrial | Industrial - WA | New | Space Heating | Natural Gas | Thermostat - Connected | A | Standalone Impact on Baseline Winter Peak (%) | Technical Potential | 0 | 0 | 0 | 0 | 0 | 0 | 0 | 0 | 0 | 0 | 0 | 0 | 0 | 0 | 0 | 0 | 0 | 0 | 0 | 0 | 0 | 0 | 0 | 0 | 0 | 0 | 0
F7_Industrial_Industrial - WA_New_Space Heating_Natural Gas_Thermostat - Connected_A_Technical Potential | F7 | Industrial | Industrial - WA | New | Space Heating | Natural Gas | Thermostat - Connected | A | Incremental Energy Savings (MWh or mTherms) | Technical Potential | 0 | 0 | 0.035229 | 0.046544 | 0.055436 | 0.062651 | 0.067625 | 0.030621 | 0.0095814 | 0 | 0 | 0 | 0 | 0 | 0 | 0 | 0 | 0 | 0 | 0 | 0 | 0 | 0 | 0 | 0 | 0 | 0
F8_Industrial_Industrial - WA_New_Space Heating_Natural Gas_Thermostat - Connected_A_Technical Potential | F8 | Industrial | Industrial - WA | New | Space Heating | Natural Gas | Thermostat - Connected | A | Incremental Summer Peak Savings (MW) | Technical Potential | 0 | 0 | 0 | 0 | 0 | 0 | 0 | 0 | 0 | 0 | 0 | 0 | 0 | 0 | 0 | 0 | 0 | 0 | 0 | 0 | 0 | 0 | 0 | 0 | 0 | 0 | 0
F9_Industrial_Industrial - WA_New_Space Heating_Natural Gas_Thermostat - Connected_A_Technical Potential | F9 | Industrial | Industrial - WA | New | Space Heating | Natural Gas | Thermostat - Connected | A | Incremental Winter Peak Savings (MW) | Technical Potential | 0 | 0 | 0 | 0 | 0 | 0 | 0 | 0 | 0 | 0 | 0 | 0 | 0 | 0 | 0 | 0 | 0 | 0 | 0 | 0 | 0 | 0 | 0 | 0 | 0 | 0 | 0
F10_Industrial_Industrial - WA_New_Space Heating_Natural Gas_Thermostat - Connected_A_Technical Potential | F10 | Industrial | Industrial - WA | New | Space Heating | Natural Gas | Thermostat - Connected | A | Cumulative Energy Savings (MWh or mTherms) | Technical Potential | 0 | 0 | 0.035229 | 0.081493 | 0.13661 | 0.19893 | 0.26629 | 0.29661 | 0.3059 | 0.30564 | 0.30542 | 0.30522 | 0.30504 | 0.30488 | 0.30473 | 0.3046 | 0.30449 | 0.30438 | 0.30428 | 0.30408 | 0.3038 | 0.30356 | 0.30334 | 0.30315 | 0.30298 | 0.30283 | 0.30269
F11_Industrial_Industrial - WA_New_Space Heating_Natural Gas_Thermostat - Connected_A_Technical Potential | F11 | Industrial | Industrial - WA | New | Space Heating | Natural Gas | Thermostat - Connected | A | Cumulative Summer Peak Savings (MW) | Technical Potential | 0 | 0 | 0 | 0 | 0 | 0 | 0 | 0 | 0 | 0 | 0 | 0 | 0 | 0 | 0 | 0 | 0 | 0 | 0 | 0 | 0 | 0 | 0 | 0 | 0 | 0 | 0
F12_Industrial_Industrial - WA_New_Space Heating_Natural Gas_Thermostat - Connected_A_Technical Potential | F12 | Industrial | Industrial - WA | New | Space Heating | Natural Gas | Thermostat - Connected | A | Cumulative Winter Peak Savings (MW) | Technical Potential | 0 | 0 | 0 | 0 | 0 | 0 | 0 | 0 | 0 | 0 | 0 | 0 | 0 | 0 | 0 | 0 | 0 | 0 | 0 | 0 | 0 | 0 | 0 | 0 | 0 | 0 | 0
F13_Industrial_Industrial - WA_New_Space Heating_Natural Gas_Thermostat - Connected_A_Technical Potential | F13 | Industrial | Industrial - WA | New | Space Heating | Natural Gas | Thermostat - Connected | A | Purchases (Incremental) | Technical Potential | 0 | 0 | 0.0056805 | 0.0075651 | 0.0090461 | 0.010248 | 0.011076 | 0.0050211 | 0.0015727 | 0 | 0 | 0 | 0 | 0 | 0 | 0 | 0 | 0 | 0 | 0 | 0 | 0 | 0 | 0 | 0 | 0 | 0
F14_Industrial_Industrial - WA_New_Space Heating_Natural Gas_Thermostat - Connected_A_Technical Potential | F14 | Industrial | Industrial - WA | New | Space Heating | Natural Gas | Thermostat - Connected | A | Purchases (Cumulative) | Technical Potential | 0 | 0 | 0.0056805 | 0.013246 | 0.022292 | 0.03254 | 0.043616 | 0.048637 | 0.05021 | 0.05021 | 0.05021 | 0.05021 | 0.05021 | 0.05021 | 0.05021 | 0.05021 | 0.05021 | 0.05021 | 0.05021 | 0.05021 | 0.05021 | 0.05021 | 0.05021 | 0.05021 | 0.05021 | 0.05021 | 0.05021
F1_Industrial_Industrial - WA_New_Space Heating_Natural Gas_Gas Boiler - Maintenance_A_Technical Potential | F1 | Industrial | Industrial - WA | New | Space Heating | Natural Gas | Gas Boiler - Maintenance | A | Original Unit Energy Savings (kWh or therms) | Technical Potential | 0 | 0 | 0.55341 | 0.55341 | 0.55341 | 0.55341 | 0.55341 | 0.55341 | 0.55341 | 0.55341 | 0.55341 | 0.55341 | 0.55341 | 0.55341 | 0.55341 | 0.55341 | 0.55341 | 0.55341 | 0.55341 | 0.55341 | 0.55341 | 0.55341 | 0.55341 | 0.55341 | 0.55341 | 0.55341 | 0.55341
F2_Industrial_Industrial - WA_New_Space Heating_Natural Gas_Gas Boiler - Maintenance_A_Technical Potential | F2 | Industrial | Industrial - WA | New | Space Heating | Natural Gas | Gas Boiler - Maintenance | A | Original Unit Summer Peak Savings (kW) | Technical Potential | 0 | 0 | 0 | 0 | 0 | 0 | 0 | 0 | 0 | 0 | 0 | 0 | 0 | 0 | 0 | 0 | 0 | 0 | 0 | 0 | 0 | 0 | 0 | 0 | 0 | 0 | 0
F3_Industrial_Industrial - WA_New_Space Heating_Natural Gas_Gas Boiler - Maintenance_A_Technical Potential | F3 | Industrial | Industrial - WA | New | Space Heating | Natural Gas | Gas Boiler - Maintenance | A | Original Unit Winter Peak Savings (kW) | Technical Potential | 0 | 0 | 0 | 0 | 0 | 0 | 0 | 0 | 0 | 0 | 0 | 0 | 0 | 0 | 0 | 0 | 0 | 0 | 0 | 0 | 0 | 0 | 0 | 0 | 0 | 0 | 0
F4_Industrial_Industrial - WA_New_Space Heating_Natural Gas_Gas Boiler - Maintenance_A_Technical Potential | F4 | Industrial | Industrial - WA | New | Space Heating | Natural Gas | Gas Boiler - Maintenance | A | Standalone Impact on Baseline Energy (%) | Technical Potential | 0 | 0 | 9.6461e-05 | 0.00014116 | 0.00016589 | 0.00014678 | 0.00013599 | 0.00012682 | 0.00011893 | 0.00011208 | 0.00010608 | 0.00010077 | 9.6045e-05 | 9.1813e-05 | 8.8e-05 | 8.4549e-05 | 8.141e-05 | 7.8544e-05 | 7.5916e-05 | 7.3525e-05 | 7.1338e-05 | 6.9308e-05 | 6.742e-05 | 6.5659e-05 | 6.4014e-05 | 6.2473e-05 | 6.1028e-05
F5_Industrial_Industrial - WA_New_Space Heating_Natural Gas_Gas Boiler - Maintenance_A_Technical Potential | F5 | Industrial | Industrial - WA | New | Space Heating | Natural Gas | Gas Boiler - Maintenance | A | Standalone Impact on Baseline Summer Peak (%) | Technical Potential | 0 | 0 | 0 | 0 | 0 | 0 | 0 | 0 | 0 | 0 | 0 | 0 | 0 | 0 | 0 | 0 | 0 | 0 | 0 | 0 | 0 | 0 | 0 | 0 | 0 | 0 | 0
F6_Industrial_Industrial - WA_New_Space Heating_Natural Gas_Gas Boiler - Maintenance_A_Technical Potential | F6 | Industrial | Industrial - WA | New | Space Heating | Natural Gas | Gas Boiler - Maintenance | A | Standalone Impact on Baseline Winter Peak (%) | Technical Potential | 0 | 0 | 0 | 0 | 0 | 0 | 0 | 0 | 0 | 0 | 0 | 0 | 0 | 0 | 0 | 0 | 0 | 0 | 0 | 0 | 0 | 0 | 0 | 0 | 0 | 0 | 0
F7_Industrial_Industrial - WA_New_Space Heating_Natural Gas_Gas Boiler - Maintenance_A_Technical Potential | F7 | Industrial | Industrial - WA | New | Space Heating | Natural Gas | Gas Boiler - Maintenance | A | Incremental Energy Savings (MWh or mTherms) | Technical Potential | 0 | 0 | 0.0015534 | 0.00145 | 0.0012003 | 0 | 0 | 0 | 0 | 0 | 0 | 0 | 0 | 0 | 0 | 0 | 0 | 0 | 0 | 0 | 0 | 0 | 0 | 0 | 0 | 0 | 0
F8_Industrial_Industrial - WA_New_Space Heating_Natural Gas_Gas Boiler - Maintenance_A_Technical Potential | F8 | Industrial | Industrial - WA | New | Space Heating | Natural Gas | Gas Boiler - Maintenance | A | Incremental Summer Peak Savings (MW) | Technical Potential | 0 | 0 | 0 | 0 | 0 | 0 | 0 | 0 | 0 | 0 | 0 | 0 | 0 | 0 | 0 | 0 | 0 | 0 | 0 | 0 | 0 | 0 | 0 | 0 | 0 | 0 | 0
F9_Industrial_Industrial - WA_New_Space Heating_Natural Gas_Gas Boiler - Maintenance_A_Technical Potential | F9 | Industrial | Industrial - WA | New | Space Heating | Natural Gas | Gas Boiler - Maintenance | A | Incremental Winter Peak Savings (MW) | Technical Potential | 0 | 0 | 0 | 0 | 0 | 0 | 0 | 0 | 0 | 0 | 0 | 0 | 0 | 0 | 0 | 0 | 0 | 0 | 0 | 0 | 0 | 0 | 0 | 0 | 0 | 0 | 0
F10_Industrial_Industrial - WA_New_Space Heating_Natural Gas_Gas Boiler - Maintenance_A_Technical Potential | F10 | Industrial | Industrial - WA | New | Space Heating | Natural Gas | Gas Boiler - Maintenance | A | Cumulative Energy Savings (MWh or mTherms) | Technical Potential | 0 | 0 | 0.0015534 | 0.0030035 | 0.0042038 | 0.0042038 | 0.0042038 | 0.0042038 | 0.0042038 | 0.0042038 | 0.0042038 | 0.0042038 | 0.0042038 | 0.0042038 | 0.0042038 | 0.0042038 | 0.0042038 | 0.0042038 | 0.0042038 | 0.0042038 | 0.0042038 | 0.0042038 | 0.0042038 | 0.0042038 | 0.0042038 | 0.0042038 | 0.0042038
F11_Industrial_Industrial - WA_New_Space Heating_Natural Gas_Gas Boiler - Maintenance_A_Technical Potential | F11 | Industrial | Industrial - WA | New | Space Heating | Natural Gas | Gas Boiler - Maintenance | A | Cumulative Summer Peak Savings (MW) | Technical Potential | 0 | 0 | 0 | 0 | 0 | 0 | 0 | 0 | 0 | 0 | 0 | 0 | 0 | 0 | 0 | 0 | 0 | 0 | 0 | 0 | 0 | 0 | 0 | 0 | 0 | 0 | 0
F12_Industrial_Industrial - WA_New_Space Heating_Natural Gas_Gas Boiler - Maintenance_A_Technical Potential | F12 | Industrial | Industrial - WA | New | Space Heating | Natural Gas | Gas Boiler - Maintenance | A | Cumulative Winter Peak Savings (MW) | Technical Potential | 0 | 0 | 0 | 0 | 0 | 0 | 0 | 0 | 0 | 0 | 0 | 0 | 0 | 0 | 0 | 0 | 0 | 0 | 0 | 0 | 0 | 0 | 0 | 0 | 0 | 0 | 0
F13_Industrial_Industrial - WA_New_Space Heating_Natural Gas_Gas Boiler - Maintenance_A_Technical Potential | F13 | Industrial | Industrial - WA | New | Space Heating | Natural Gas | Gas Boiler - Maintenance | A | Purchases (Incremental) | Technical Potential | 0 | 0 | 2.807 | 2.6202 | 2.169 | 0 | 0 | 0 | 0 | 0 | 0 | 0 | 0 | 0 | 0 | 0 | 0 | 0 | 0 | 0 | 0 | 0 | 0 | 0 | 0 | 0 | 0
F14_Industrial_Industrial - WA_New_Space Heating_Natural Gas_Gas Boiler - Maintenance_A_Technical Potential | F14 | Industrial | Industrial - WA | New | Space Heating | Natural Gas | Gas Boiler - Maintenance | A | Purchases (Cumulative) | Technical Potential | 0 | 0 | 2.807 | 5.4272 | 7.5962 | 7.5962 | 7.5962 | 7.5962 | 7.5962 | 7.5962 | 7.5962 | 7.5962 | 7.5962 | 7.5962 | 7.5962 | 7.5962 | 7.5962 | 7.5962 | 7.5962 | 7.5962 | 7.5962 | 7.5962 | 7.5962 | 7.5962 | 7.5962 | 7.5962 | 7.5962
F1_Industrial_Industrial - WA_New_Space Heating_Natural Gas_Gas Furnace - Maintenance_A_Technical Potential | F1 | Industrial | Industrial - WA | New | Space Heating | Natural Gas | Gas Furnace - Maintenance | A | Original Unit Energy Savings (kWh or therms) | Technical Potential | 0 | 0 | 0.48603 | 0.47257 | 0.46593 | 0.46195 | 0.45971 | 0.45781 | 0.45618 | 0.45477 | 0.45353 | 0.45244 | 0.45147 | 0.45061 | 0.44982 | 0.44912 | 0.44848 | 0.44789 | 0.44735 | 0.44624 | 0.44474 | 0.44342 | 0.44225 | 0.44121 | 0.44028 | 0.43946 | 0.43872
F2_Industrial_Industrial - WA_New_Space Heating_Natural Gas_Gas Furnace - Maintenance_A_Technical Potential | F2 | Industrial | Industrial - WA | New | Space Heating | Natural Gas | Gas Furnace - Maintenance | A | Original Unit Summer Peak Savings (kW) | Technical Potential | 0 | 0 | 0 | 0 | 0 | 0 | 0 | 0 | 0 | 0 | 0 | 0 | 0 | 0 | 0 | 0 | 0 | 0 | 0 | 0 | 0 | 0 | 0 | 0 | 0 | 0 | 0
F3_Industrial_Industrial - WA_New_Space Heating_Natural Gas_Gas Furnace - Maintenance_A_Technical Potential | F3 | Industrial | Industrial - WA | New | Space Heating | Natural Gas | Gas Furnace - Maintenance | A | Original Unit Winter Peak Savings (kW) | Technical Potential | 0 | 0 | 0 | 0 | 0 | 0 | 0 | 0 | 0 | 0 | 0 | 0 | 0 | 0 | 0 | 0 | 0 | 0 | 0 | 0 | 0 | 0 | 0 | 0 | 0 | 0 | 0
F4_Industrial_Industrial - WA_New_Space Heating_Natural Gas_Gas Furnace - Maintenance_A_Technical Potential | F4 | Industrial | Industrial - WA | New | Space Heating | Natural Gas | Gas Furnace - Maintenance | A | Standalone Impact on Baseline Energy (%) | Technical Potential | 0 | 0 | 5.3084e-05 | 7.5534e-05 | 8.7516e-05 | 7.6776e-05 | 7.0784e-05 | 6.5739e-05 | 6.1433e-05 | 5.7715e-05 | 5.4474e-05 | 5.1624e-05 | 4.9098e-05 | 4.6844e-05 | 4.4821e-05 | 4.2996e-05 | 4.134e-05 | 3.9832e-05 | 3.8453e-05 | 3.715e-05 | 3.5924e-05 | 3.4798e-05 | 3.376e-05 | 3.2801e-05 | 3.1912e-05 | 3.1086e-05 | 3.0316e-05
F5_Industrial_Industrial - WA_New_Space Heating_Natural Gas_Gas Furnace - Maintenance_A_Technical Potential | F5 | Industrial | Industrial - WA | New | Space Heating | Natural Gas | Gas Furnace - Maintenance | A | Standalone Impact on Baseline Summer Peak (%) | Technical Potential | 0 | 0 | 0 | 0 | 0 | 0 | 0 | 0 | 0 | 0 | 0 | 0 | 0 | 0 | 0 | 0 | 0 | 0 | 0 | 0 | 0 | 0 | 0 | 0 | 0 | 0 | 0
F6_Industrial_Industrial - WA_New_Space Heating_Natural Gas_Gas Furnace - Maintenance_A_Technical Potential | F6 | Industrial | Industrial - WA | New | Space Heating | Natural Gas | Gas Furnace - Maintenance | A | Standalone Impact on Baseline Winter Peak (%) | Technical Potential | 0 | 0 | 0 | 0 | 0 | 0 | 0 | 0 | 0 | 0 | 0 | 0 | 0 | 0 | 0 | 0 | 0 | 0 | 0 | 0 | 0 | 0 | 0 | 0 | 0 | 0 | 0
F7_Industrial_Industrial - WA_New_Space Heating_Natural Gas_Gas Furnace - Maintenance_A_Technical Potential | F7 | Industrial | Industrial - WA | New | Space Heating | Natural Gas | Gas Furnace - Maintenance | A | Incremental Energy Savings (MWh or mTherms) | Technical Potential | 0 | 0 | 0.00085487 | 0.00077589 | 0.00063325 | 0 | 0 | 0 | 0 | 0 | 0 | 0 | 0 | 0 | 0 | 0 | 0 | 0 | 0 | 0 | 0 | 0 | 0 | 0 | 0 | 0 | 0
F8_Industrial_Industrial - WA_New_Space Heating_Natural Gas_Gas Furnace - Maintenance_A_Technical Potential | F8 | Industrial | Industrial - WA | New | Space Heating | Natural Gas | Gas Furnace - Maintenance | A | Incremental Summer Peak Savings (MW) | Technical Potential | 0 | 0 | 0 | 0 | 0 | 0 | 0 | 0 | 0 | 0 | 0 | 0 | 0 | 0 | 0 | 0 | 0 | 0 | 0 | 0 | 0 | 0 | 0 | 0 | 0 | 0 | 0
F9_Industrial_Industrial - WA_New_Space Heating_Natural Gas_Gas Furnace - Maintenance_A_Technical Potential | F9 | Industrial | Industrial - WA | New | Space Heating | Natural Gas | Gas Furnace - Maintenance | A | Incremental Winter Peak Savings (MW) | Technical Potential | 0 | 0 | 0 | 0 | 0 | 0 | 0 | 0 | 0 | 0 | 0 | 0 | 0 | 0 | 0 | 0 | 0 | 0 | 0 | 0 | 0 | 0 | 0 | 0 | 0 | 0 | 0
F10_Industrial_Industrial - WA_New_Space Heating_Natural Gas_Gas Furnace - Maintenance_A_Technical Potential | F10 | Industrial | Industrial - WA | New | Space Heating | Natural Gas | Gas Furnace - Maintenance | A | Cumulative Energy Savings (MWh or mTherms) | Technical Potential | 0 | 0 | 0.00085487 | 0.0016071 | 0.0022177 | 0.0021988 | 0.0021881 | 0.0021791 | 0.0021714 | 0.0021646 | 0.0021588 | 0.0021536 | 0.0021489 | 0.0021448 | 0.0021411 | 0.0021377 | 0.0021347 | 0.0021319 | 0.0021293 | 0.002124 | 0.0021169 | 0.0021106 | 0.002105 | 0.0021001 | 0.0020957 | 0.0020917 | 0.0020882
F11_Industrial_Industrial - WA_New_Space Heating_Natural Gas_Gas Furnace - Maintenance_A_Technical Potential | F11 | Industrial | Industrial - WA | New | Space Heating | Natural Gas | Gas Furnace - Maintenance | A | Cumulative Summer Peak Savings (MW) | Technical Potential | 0 | 0 | 0 | 0 | 0 | 0 | 0 | 0 | 0 | 0 | 0 | 0 | 0 | 0 | 0 | 0 | 0 | 0 | 0 | 0 | 0 | 0 | 0 | 0 | 0 | 0 | 0
F12_Industrial_Industrial - WA_New_Space Heating_Natural Gas_Gas Furnace - Maintenance_A_Technical Potential | F12 | Industrial | Industrial - WA | New | Space Heating | Natural Gas | Gas Furnace - Maintenance | A | Cumulative Winter Peak Savings (MW) | Technical Potential | 0 | 0 | 0 | 0 | 0 | 0 | 0 | 0 | 0 | 0 | 0 | 0 | 0 | 0 | 0 | 0 | 0 | 0 | 0 | 0 | 0 | 0 | 0 | 0 | 0 | 0 | 0
F13_Industrial_Industrial - WA_New_Space Heating_Natural Gas_Gas Furnace - Maintenance_A_Technical Potential | F13 | Industrial | Industrial - WA | New | Space Heating | Natural Gas | Gas Furnace - Maintenance | A | Purchases (Incremental) | Technical Potential | 0 | 0 | 1.7589 | 1.6419 | 1.3591 | 0 | 0 | 0 | 0 | 0 | 0 | 0 | 0 | 0 | 0 | 0 | 0 | 0 | 0 | 0 | 0 | 0 | 0 | 0 | 0 | 0 | 0
F14_Industrial_Industrial - WA_New_Space Heating_Natural Gas_Gas Furnace - Maintenance_A_Technical Potential | F14 | Industrial | Industrial - WA | New | Space Heating | Natural Gas | Gas Furnace - Maintenance | A | Purchases (Cumulative) | Technical Potential | 0 | 0 | 1.7589 | 3.4007 | 4.7599 | 4.7599 | 4.7599 | 4.7599 | 4.7599 | 4.7599 | 4.7599 | 4.7599 | 4.7599 | 4.7599 | 4.7599 | 4.7599 | 4.7599 | 4.7599 | 4.7599 | 4.7599 | 4.7599 | 4.7599 | 4.7599 | 4.7599 | 4.7599 | 4.7599 | 4.7599
F1_Industrial_Industrial - WA_New_Space Heating_Natural Gas_Gas Furnace - Tube Inserts_A_Technical Potential | F1 | Industrial | Industrial - WA | New | Space Heating | Natural Gas | Gas Furnace - Tube Inserts | A | Original Unit Energy Savings (kWh or therms) | Technical Potential | 0 | 0 | 0 | 0 | 0 | 0 | 0 | 0 | 0 | 0 | 0 | 0 | 0 | 0 | 0 | 0 | 0 | 0 | 0 | 0 | 0 | 0 | 0 | 0 | 0 | 0 | 0
F2_Industrial_Industrial - WA_New_Space Heating_Natural Gas_Gas Furnace - Tube Inserts_A_Technical Potential | F2 | Industrial | Industrial - WA | New | Space Heating | Natural Gas | Gas Furnace - Tube Inserts | A | Original Unit Summer Peak Savings (kW) | Technical Potential | 0 | 0 | 0 | 0 | 0 | 0 | 0 | 0 | 0 | 0 | 0 | 0 | 0 | 0 | 0 | 0 | 0 | 0 | 0 | 0 | 0 | 0 | 0 | 0 | 0 | 0 | 0
F3_Industrial_Industrial - WA_New_Space Heating_Natural Gas_Gas Furnace - Tube Inserts_A_Technical Potential | F3 | Industrial | Industrial - WA | New | Space Heating | Natural Gas | Gas Furnace - Tube Inserts | A | Original Unit Winter Peak Savings (kW) | Technical Potential | 0 | 0 | 0 | 0 | 0 | 0 | 0 | 0 | 0 | 0 | 0 | 0 | 0 | 0 | 0 | 0 | 0 | 0 | 0 | 0 | 0 | 0 | 0 | 0 | 0 | 0 | 0
F4_Industrial_Industrial - WA_New_Space Heating_Natural Gas_Gas Furnace - Tube Inserts_A_Technical Potential | F4 | Industrial | Industrial - WA | New | Space Heating | Natural Gas | Gas Furnace - Tube Inserts | A | Standalone Impact on Baseline Energy (%) | Technical Potential | 0 | 0 | 0 | 0 | 0 | 0 | 0 | 0 | 0 | 0 | 0 | 0 | 0 | 0 | 0 | 0 | 0 | 0 | 0 | 0 | 0 | 0 | 0 | 0 | 0 | 0 | 0
F5_Industrial_Industrial - WA_New_Space Heating_Natural Gas_Gas Furnace - Tube Inserts_A_Technical Potential | F5 | Industrial | Industrial - WA | New | Space Heating | Natural Gas | Gas Furnace - Tube Inserts | A | Standalone Impact on Baseline Summer Peak (%) | Technical Potential | 0 | 0 | 0 | 0 | 0 | 0 | 0 | 0 | 0 | 0 | 0 | 0 | 0 | 0 | 0 | 0 | 0 | 0 | 0 | 0 | 0 | 0 | 0 | 0 | 0 | 0 | 0
F6_Industrial_Industrial - WA_New_Space Heating_Natural Gas_Gas Furnace - Tube Inserts_A_Technical Potential | F6 | Industrial | Industrial - WA | New | Space Heating | Natural Gas | Gas Furnace - Tube Inserts | A | Standalone Impact on Baseline Winter Peak (%) | Technical Potential | 0 | 0 | 0 | 0 | 0 | 0 | 0 | 0 | 0 | 0 | 0 | 0 | 0 | 0 | 0 | 0 | 0 | 0 | 0 | 0 | 0 | 0 | 0 | 0 | 0 | 0 | 0
F7_Industrial_Industrial - WA_New_Space Heating_Natural Gas_Gas Furnace - Tube Inserts_A_Technical Potential | F7 | Industrial | Industrial - WA | New | Space Heating | Natural Gas | Gas Furnace - Tube Inserts | A | Incremental Energy Savings (MWh or mTherms) | Technical Potential | 0 | 0 | 0 | 0 | 0 | 0 | 0 | 0 | 0 | 0 | 0 | 0 | 0 | 0 | 0 | 0 | 0 | 0 | 0 | 0 | 0 | 0 | 0 | 0 | 0 | 0 | 0
F8_Industrial_Industrial - WA_New_Space Heating_Natural Gas_Gas Furnace - Tube Inserts_A_Technical Potential | F8 | Industrial | Industrial - WA | New | Space Heating | Natural Gas | Gas Furnace - Tube Inserts | A | Incremental Summer Peak Savings (MW) | Technical Potential | 0 | 0 | 0 | 0 | 0 | 0 | 0 | 0 | 0 | 0 | 0 | 0 | 0 | 0 | 0 | 0 | 0 | 0 | 0 | 0 | 0 | 0 | 0 | 0 | 0 | 0 | 0
F9_Industrial_Industrial - WA_New_Space Heating_Natural Gas_Gas Furnace - Tube Inserts_A_Technical Potential | F9 | Industrial | Industrial - WA | New | Space Heating | Natural Gas | Gas Furnace - Tube Inserts | A | Incremental Winter Peak Savings (MW) | Technical Potential | 0 | 0 | 0 | 0 | 0 | 0 | 0 | 0 | 0 | 0 | 0 | 0 | 0 | 0 | 0 | 0 | 0 | 0 | 0 | 0 | 0 | 0 | 0 | 0 | 0 | 0 | 0
F10_Industrial_Industrial - WA_New_Space Heating_Natural Gas_Gas Furnace - Tube Inserts_A_Technical Potential | F10 | Industrial | Industrial - WA | New | Space Heating | Natural Gas | Gas Furnace - Tube Inserts | A | Cumulative Energy Savings (MWh or mTherms) | Technical Potential | 0 | 0 | 0 | 0 | 0 | 0 | 0 | 0 | 0 | 0 | 0 | 0 | 0 | 0 | 0 | 0 | 0 | 0 | 0 | 0 | 0 | 0 | 0 | 0 | 0 | 0 | 0
F11_Industrial_Industrial - WA_New_Space Heating_Natural Gas_Gas Furnace - Tube Inserts_A_Technical Potential | F11 | Industrial | Industrial - WA | New | Space Heating | Natural Gas | Gas Furnace - Tube Inserts | A | Cumulative Summer Peak Savings (MW) | Technical Potential | 0 | 0 | 0 | 0 | 0 | 0 | 0 | 0 | 0 | 0 | 0 | 0 | 0 | 0 | 0 | 0 | 0 | 0 | 0 | 0 | 0 | 0 | 0 | 0 | 0 | 0 | 0
F12_Industrial_Industrial - WA_New_Space Heating_Natural Gas_Gas Furnace - Tube Inserts_A_Technical Potential | F12 | Industrial | Industrial - WA | New | Space Heating | Natural Gas | Gas Furnace - Tube Inserts | A | Cumulative Winter Peak Savings (MW) | Technical Potential | 0 | 0 | 0 | 0 | 0 | 0 | 0 | 0 | 0 | 0 | 0 | 0 | 0 | 0 | 0 | 0 | 0 | 0 | 0 | 0 | 0 | 0 | 0 | 0 | 0 | 0 | 0
F13_Industrial_Industrial - WA_New_Space Heating_Natural Gas_Gas Furnace - Tube Inserts_A_Technical Potential | F13 | Industrial | Industrial - WA | New | Space Heating | Natural Gas | Gas Furnace - Tube Inserts | A | Purchases (Incremental) | Technical Potential | 0 | 0 | 0 | 0 | 0 | 0 | 0 | 0 | 0 | 0 | 0 | 0 | 0 | 0 | 0 | 0 | 0 | 0 | 0 | 0 | 0 | 0 | 0 | 0 | 0 | 0 | 0
F14_Industrial_Industrial - WA_New_Space Heating_Natural Gas_Gas Furnace - Tube Inserts_A_Technical Potential | F14 | Industrial | Industrial - WA | New | Space Heating | Natural Gas | Gas Furnace - Tube Inserts | A | Purchases (Cumulative) | Technical Potential | 0 | 0 | 0 | 0 | 0 | 0 | 0 | 0 | 0 | 0 | 0 | 0 | 0 | 0 | 0 | 0 | 0 | 0 | 0 | 0 | 0 | 0 | 0 | 0 | 0 | 0 | 0
F1_Industrial_Industrial - WA_New_Space Heating_Natural Gas_Gas Boiler - Burner Control Optimization_A_Technical Potential | F1 | Industrial | Industrial - WA | New | Space Heating | Natural Gas | Gas Boiler - Burner Control Optimization | A | Original Unit Energy Savings (kWh or therms) | Technical Potential | 0 | 0 | 0.26748 | 0.26748 | 0.26748 | 0.26748 | 0.26748 | 0.26748 | 0.26748 | 0.26748 | 0.26748 | 0.26748 | 0.26748 | 0.26748 | 0.26748 | 0.26748 | 0.26748 | 0.26748 | 0.26748 | 0.26748 | 0.26748 | 0.26748 | 0.26748 | 0.26748 | 0.26748 | 0.26748 | 0.26748
F2_Industrial_Industrial - WA_New_Space Heating_Natural Gas_Gas Boiler - Burner Control Optimization_A_Technical Potential | F2 | Industrial | Industrial - WA | New | Space Heating | Natural Gas | Gas Boiler - Burner Control Optimization | A | Original Unit Summer Peak Savings (kW) | Technical Potential | 0 | 0 | 0 | 0 | 0 | 0 | 0 | 0 | 0 | 0 | 0 | 0 | 0 | 0 | 0 | 0 | 0 | 0 | 0 | 0 | 0 | 0 | 0 | 0 | 0 | 0 | 0
F3_Industrial_Industrial - WA_New_Space Heating_Natural Gas_Gas Boiler - Burner Control Optimization_A_Technical Potential | F3 | Industrial | Industrial - WA | New | Space Heating | Natural Gas | Gas Boiler - Burner Control Optimization | A | Original Unit Winter Peak Savings (kW) | Technical Potential | 0 | 0 | 0 | 0 | 0 | 0 | 0 | 0 | 0 | 0 | 0 | 0 | 0 | 0 | 0 | 0 | 0 | 0 | 0 | 0 | 0 | 0 | 0 | 0 | 0 | 0 | 0
F4_Industrial_Industrial - WA_New_Space Heating_Natural Gas_Gas Boiler - Burner Control Optimization_A_Technical Potential | F4 | Industrial | Industrial - WA | New | Space Heating | Natural Gas | Gas Boiler - Burner Control Optimization | A | Standalone Impact on Baseline Energy (%) | Technical Potential | 0 | 0 | 1.8656e-05 | 4.3681e-05 | 9.603e-05 | 0.00018909 | 0.00033736 | 0.00054193 | 0.00079783 | 0.00109 | 0.001396 | 0.0016908 | 0.0019521 | 0.0021642 | 0.00232 | 0.0024202 | 0.0024712 | 0.0024828 | 0.0024656 | 0.0024298 | 0.002378 | 0.0023172 | 0.0022541 | 0.0021952 | 0.0021402 | 0.0020887 | 0.0020404
F5_Industrial_Industrial - WA_New_Space Heating_Natural Gas_Gas Boiler - Burner Control Optimization_A_Technical Potential | F5 | Industrial | Industrial - WA | New | Space Heating | Natural Gas | Gas Boiler - Burner Control Optimization | A | Standalone Impact on Baseline Summer Peak (%) | Technical Potential | 0 | 0 | 0 | 0 | 0 | 0 | 0 | 0 | 0 | 0 | 0 | 0 | 0 | 0 | 0 | 0 | 0 | 0 | 0 | 0 | 0 | 0 | 0 | 0 | 0 | 0 | 0
F6_Industrial_Industrial - WA_New_Space Heating_Natural Gas_Gas Boiler - Burner Control Optimization_A_Technical Potential | F6 | Industrial | Industrial - WA | New | Space Heating | Natural Gas | Gas Boiler - Burner Control Optimization | A | Standalone Impact on Baseline Winter Peak (%) | Technical Potential | 0 | 0 | 0 | 0 | 0 | 0 | 0 | 0 | 0 | 0 | 0 | 0 | 0 | 0 | 0 | 0 | 0 | 0 | 0 | 0 | 0 | 0 | 0 | 0 | 0 | 0 | 0
F7_Industrial_Industrial - WA_New_Space Heating_Natural Gas_Gas Boiler - Burner Control Optimization_A_Technical Potential | F7 | Industrial | Industrial - WA | New | Space Heating | Natural Gas | Gas Boiler - Burner Control Optimization | A | Incremental Energy Savings (MWh or mTherms) | Technical Potential | 0 | 0 | 0.00030044 | 0.00062894 | 0.0015041 | 0.0029819 | 0.0050135 | 0.007535 | 0.010236 | 0.012682 | 0.014442 | 0.015213 | 0.014906 | 0.013651 | 0.011734 | 0.0095033 | 0.0072752 | 0.0052804 | 0.0036433 | 0.0023954 | 0.0012037 | 0.00042017 | 0 | 0 | 0 | 0 | 0
F8_Industrial_Industrial - WA_New_Space Heating_Natural Gas_Gas Boiler - Burner Control Optimization_A_Technical Potential | F8 | Industrial | Industrial - WA | New | Space Heating | Natural Gas | Gas Boiler - Burner Control Optimization | A | Incremental Summer Peak Savings (MW) | Technical Potential | 0 | 0 | 0 | 0 | 0 | 0 | 0 | 0 | 0 | 0 | 0 | 0 | 0 | 0 | 0 | 0 | 0 | 0 | 0 | 0 | 0 | 0 | 0 | 0 | 0 | 0 | 0
F9_Industrial_Industrial - WA_New_Space Heating_Natural Gas_Gas Boiler - Burner Control Optimization_A_Technical Potential | F9 | Industrial | Industrial - WA | New | Space Heating | Natural Gas | Gas Boiler - Burner Control Optimization | A | Incremental Winter Peak Savings (MW) | Technical Potential | 0 | 0 | 0 | 0 | 0 | 0 | 0 | 0 | 0 | 0 | 0 | 0 | 0 | 0 | 0 | 0 | 0 | 0 | 0 | 0 | 0 | 0 | 0 | 0 | 0 | 0 | 0
F10_Industrial_Industrial - WA_New_Space Heating_Natural Gas_Gas Boiler - Burner Control Optimization_A_Technical Potential | F10 | Industrial | Industrial - WA | New | Space Heating | Natural Gas | Gas Boiler - Burner Control Optimization | A | Cumulative Energy Savings (MWh or mTherms) | Technical Potential | 0 | 0 | 0.00030044 | 0.00092938 | 0.0024335 | 0.0054154 | 0.010429 | 0.017964 | 0.0282 | 0.040882 | 0.055324 | 0.070536 | 0.085442 | 0.099092 | 0.11083 | 0.12033 | 0.12761 | 0.13289 | 0.13653 | 0.13892 | 0.14013 | 0.14055 | 0.14055 | 0.14055 | 0.14055 | 0.14055 | 0.14055
F11_Industrial_Industrial - WA_New_Space Heating_Natural Gas_Gas Boiler - Burner Control Optimization_A_Technical Potential | F11 | Industrial | Industrial - WA | New | Space Heating | Natural Gas | Gas Boiler - Burner Control Optimization | A | Cumulative Summer Peak Savings (MW) | Technical Potential | 0 | 0 | 0 | 0 | 0 | 0 | 0 | 0 | 0 | 0 | 0 | 0 | 0 | 0 | 0 | 0 | 0 | 0 | 0 | 0 | 0 | 0 | 0 | 0 | 0 | 0 | 0
F12_Industrial_Industrial - WA_New_Space Heating_Natural Gas_Gas Boiler - Burner Control Optimization_A_Technical Potential | F12 | Industrial | Industrial - WA | New | Space Heating | Natural Gas | Gas Boiler - Burner Control Optimization | A | Cumulative Winter Peak Savings (MW) | Technical Potential | 0 | 0 | 0 | 0 | 0 | 0 | 0 | 0 | 0 | 0 | 0 | 0 | 0 | 0 | 0 | 0 | 0 | 0 | 0 | 0 | 0 | 0 | 0 | 0 | 0 | 0 | 0
F13_Industrial_Industrial - WA_New_Space Heating_Natural Gas_Gas Boiler - Burner Control Optimization_A_Technical Potential | F13 | Industrial | Industrial - WA | New | Space Heating | Natural Gas | Gas Boiler - Burner Control Optimization | A | Purchases (Incremental) | Technical Potential | 0 | 0 | 1.1232 | 2.3513 | 5.6233 | 11.1482 | 18.7435 | 28.1702 | 38.267 | 47.4135 | 53.9918 | 56.8734 | 55.7258 | 51.0344 | 43.8696 | 35.5288 | 27.199 | 19.7412 | 13.6208 | 8.9556 | 4.5002 | 1.5709 | 0 | 0 | 0 | 0 | 0
F14_Industrial_Industrial - WA_New_Space Heating_Natural Gas_Gas Boiler - Burner Control Optimization_A_Technical Potential | F14 | Industrial | Industrial - WA | New | Space Heating | Natural Gas | Gas Boiler - Burner Control Optimization | A | Purchases (Cumulative) | Technical Potential | 0 | 0 | 1.1232 | 3.4746 | 9.0979 | 20.246 | 38.9895 | 67.1597 | 105.4267 | 152.8402 | 206.832 | 263.7054 | 319.4312 | 370.4655 | 414.3352 | 449.8639 | 477.0629 | 496.8041 | 510.4249 | 519.3805 | 523.8808 | 525.4516 | 525.4516 | 525.4516 | 525.4516 | 525.4516 | 525.4516
F1_Industrial_Industrial - WA_New_Space Heating_Natural Gas_Gas Boiler - High Turndown Burner_A_Technical Potential | F1 | Industrial | Industrial - WA | New | Space Heating | Natural Gas | Gas Boiler - High Turndown Burner | A | Original Unit Energy Savings (kWh or therms) | Technical Potential | 0 | 0 | 0.92235 | 0.92235 | 0.92235 | 0.92235 | 0.92235 | 0.92235 | 0.92235 | 0.92235 | 0.92235 | 0.92235 | 0.92235 | 0.92235 | 0.92235 | 0.92235 | 0.92235 | 0.92235 | 0.92235 | 0.92235 | 0.92235 | 0.92235 | 0.92235 | 0.92235 | 0.92235 | 0.92235 | 0.92235
F2_Industrial_Industrial - WA_New_Space Heating_Natural Gas_Gas Boiler - High Turndown Burner_A_Technical Potential | F2 | Industrial | Industrial - WA | New | Space Heating | Natural Gas | Gas Boiler - High Turndown Burner | A | Original Unit Summer Peak Savings (kW) | Technical Potential | 0 | 0 | 0 | 0 | 0 | 0 | 0 | 0 | 0 | 0 | 0 | 0 | 0 | 0 | 0 | 0 | 0 | 0 | 0 | 0 | 0 | 0 | 0 | 0 | 0 | 0 | 0
F3_Industrial_Industrial - WA_New_Space Heating_Natural Gas_Gas Boiler - High Turndown Burner_A_Technical Potential | F3 | Industrial | Industrial - WA | New | Space Heating | Natural Gas | Gas Boiler - High Turndown Burner | A | Original Unit Winter Peak Savings (kW) | Technical Potential | 0 | 0 | 0 | 0 | 0 | 0 | 0 | 0 | 0 | 0 | 0 | 0 | 0 | 0 | 0 | 0 | 0 | 0 | 0 | 0 | 0 | 0 | 0 | 0 | 0 | 0 | 0
F4_Industrial_Industrial - WA_New_Space Heating_Natural Gas_Gas Boiler - High Turndown Burner_A_Technical Potential | F4 | Industrial | Industrial - WA | New | Space Heating | Natural Gas | Gas Boiler - High Turndown Burner | A | Standalone Impact on Baseline Energy (%) | Technical Potential | 0 | 0 | 0 | 0 | 0 | 0 | 0 | 0 | 0 | 0 | 0 | 0 | 0 | 0 | 0 | 0 | 0 | 0 | 0 | 0 | 0 | 0 | 0 | 0 | 0 | 0 | 0
F5_Industrial_Industrial - WA_New_Space Heating_Natural Gas_Gas Boiler - High Turndown Burner_A_Technical Potential | F5 | Industrial | Industrial - WA | New | Space Heating | Natural Gas | Gas Boiler - High Turndown Burner | A | Standalone Impact on Baseline Summer Peak (%) | Technical Potential | 0 | 0 | 0 | 0 | 0 | 0 | 0 | 0 | 0 | 0 | 0 | 0 | 0 | 0 | 0 | 0 | 0 | 0 | 0 | 0 | 0 | 0 | 0 | 0 | 0 | 0 | 0
F6_Industrial_Industrial - WA_New_Space Heating_Natural Gas_Gas Boiler - High Turndown Burner_A_Technical Potential | F6 | Industrial | Industrial - WA | New | Space Heating | Natural Gas | Gas Boiler - High Turndown Burner | A | Standalone Impact on Baseline Winter Peak (%) | Technical Potential | 0 | 0 | 0 | 0 | 0 | 0 | 0 | 0 | 0 | 0 | 0 | 0 | 0 | 0 | 0 | 0 | 0 | 0 | 0 | 0 | 0 | 0 | 0 | 0 | 0 | 0 | 0
F7_Industrial_Industrial - WA_New_Space Heating_Natural Gas_Gas Boiler - High Turndown Burner_A_Technical Potential | F7 | Industrial | Industrial - WA | New | Space Heating | Natural Gas | Gas Boiler - High Turndown Burner | A | Incremental Energy Savings (MWh or mTherms) | Technical Potential | 0 | 0 | 0 | 0 | 0 | 0 | 0 | 0 | 0 | 0 | 0 | 0 | 0 | 0 | 0 | 0 | 0 | 0 | 0 | 0 | 0 | 0 | 0 | 0 | 0 | 0 | 0
F8_Industrial_Industrial - WA_New_Space Heating_Natural Gas_Gas Boiler - High Turndown Burner_A_Technical Potential | F8 | Industrial | Industrial - WA | New | Space Heating | Natural Gas | Gas Boiler - High Turndown Burner | A | Incremental Summer Peak Savings (MW) | Technical Potential | 0 | 0 | 0 | 0 | 0 | 0 | 0 | 0 | 0 | 0 | 0 | 0 | 0 | 0 | 0 | 0 | 0 | 0 | 0 | 0 | 0 | 0 | 0 | 0 | 0 | 0 | 0
F9_Industrial_Industrial - WA_New_Space Heating_Natural Gas_Gas Boiler - High Turndown Burner_A_Technical Potential | F9 | Industrial | Industrial - WA | New | Space Heating | Natural Gas | Gas Boiler - High Turndown Burner | A | Incremental Winter Peak Savings (MW) | Technical Potential | 0 | 0 | 0 | 0 | 0 | 0 | 0 | 0 | 0 | 0 | 0 | 0 | 0 | 0 | 0 | 0 | 0 | 0 | 0 | 0 | 0 | 0 | 0 | 0 | 0 | 0 | 0
F10_Industrial_Industrial - WA_New_Space Heating_Natural Gas_Gas Boiler - High Turndown Burner_A_Technical Potential | F10 | Industrial | Industrial - WA | New | Space Heating | Natural Gas | Gas Boiler - High Turndown Burner | A | Cumulative Energy Savings (MWh or mTherms) | Technical Potential | 0 | 0 | 0 | 0 | 0 | 0 | 0 | 0 | 0 | 0 | 0 | 0 | 0 | 0 | 0 | 0 | 0 | 0 | 0 | 0 | 0 | 0 | 0 | 0 | 0 | 0 | 0
F11_Industrial_Industrial - WA_New_Space Heating_Natural Gas_Gas Boiler - High Turndown Burner_A_Technical Potential | F11 | Industrial | Industrial - WA | New | Space Heating | Natural Gas | Gas Boiler - High Turndown Burner | A | Cumulative Summer Peak Savings (MW) | Technical Potential | 0 | 0 | 0 | 0 | 0 | 0 | 0 | 0 | 0 | 0 | 0 | 0 | 0 | 0 | 0 | 0 | 0 | 0 | 0 | 0 | 0 | 0 | 0 | 0 | 0 | 0 | 0
F12_Industrial_Industrial - WA_New_Space Heating_Natural Gas_Gas Boiler - High Turndown Burner_A_Technical Potential | F12 | Industrial | Industrial - WA | New | Space Heating | Natural Gas | Gas Boiler - High Turndown Burner | A | Cumulative Winter Peak Savings (MW) | Technical Potential | 0 | 0 | 0 | 0 | 0 | 0 | 0 | 0 | 0 | 0 | 0 | 0 | 0 | 0 | 0 | 0 | 0 | 0 | 0 | 0 | 0 | 0 | 0 | 0 | 0 | 0 | 0
F13_Industrial_Industrial - WA_New_Space Heating_Natural Gas_Gas Boiler - High Turndown Burner_A_Technical Potential | F13 | Industrial | Industrial - WA | New | Space Heating | Natural Gas | Gas Boiler - High Turndown Burner | A | Purchases (Incremental) | Technical Potential | 0 | 0 | 0 | 0 | 0 | 0 | 0 | 0 | 0 | 0 | 0 | 0 | 0 | 0 | 0 | 0 | 0 | 0 | 0 | 0 | 0 | 0 | 0 | 0 | 0 | 0 | 0
F14_Industrial_Industrial - WA_New_Space Heating_Natural Gas_Gas Boiler - High Turndown Burner_A_Technical Potential | F14 | Industrial | Industrial - WA | New | Space Heating | Natural Gas | Gas Boiler - High Turndown Burner | A | Purchases (Cumulative) | Technical Potential | 0 | 0 | 0 | 0 | 0 | 0 | 0 | 0 | 0 | 0 | 0 | 0 | 0 | 0 | 0 | 0 | 0 | 0 | 0 | 0 | 0 | 0 | 0 | 0 | 0 | 0 | 0
F1_Industrial_Industrial - WA_New_Space Heating_Natural Gas_Gas Boiler - Hot Water Reset_A_Technical Potential | F1 | Industrial | Industrial - WA | New | Space Heating | Natural Gas | Gas Boiler - Hot Water Reset | A | Original Unit Energy Savings (kWh or therms) | Technical Potential | 0 | 0 | 983.8371 | 983.8371 | 983.8371 | 983.8371 | 983.8371 | 983.8371 | 983.8371 | 983.8371 | 983.8371 | 983.8371 | 983.8371 | 983.8371 | 983.8371 | 983.8371 | 983.8371 | 983.8371 | 983.8371 | 983.8371 | 983.8371 | 983.8371 | 983.8371 | 983.8371 | 983.8371 | 983.8371 | 983.8371
F2_Industrial_Industrial - WA_New_Space Heating_Natural Gas_Gas Boiler - Hot Water Reset_A_Technical Potential | F2 | Industrial | Industrial - WA | New | Space Heating | Natural Gas | Gas Boiler - Hot Water Reset | A | Original Unit Summer Peak Savings (kW) | Technical Potential | 0 | 0 | 0 | 0 | 0 | 0 | 0 | 0 | 0 | 0 | 0 | 0 | 0 | 0 | 0 | 0 | 0 | 0 | 0 | 0 | 0 | 0 | 0 | 0 | 0 | 0 | 0
F3_Industrial_Industrial - WA_New_Space Heating_Natural Gas_Gas Boiler - Hot Water Reset_A_Technical Potential | F3 | Industrial | Industrial - WA | New | Space Heating | Natural Gas | Gas Boiler - Hot Water Reset | A | Original Unit Winter Peak Savings (kW) | Technical Potential | 0 | 0 | 0 | 0 | 0 | 0 | 0 | 0 | 0 | 0 | 0 | 0 | 0 | 0 | 0 | 0 | 0 | 0 | 0 | 0 | 0 | 0 | 0 | 0 | 0 | 0 | 0
F4_Industrial_Industrial - WA_New_Space Heating_Natural Gas_Gas Boiler - Hot Water Reset_A_Technical Potential | F4 | Industrial | Industrial - WA | New | Space Heating | Natural Gas | Gas Boiler - Hot Water Reset | A | Standalone Impact on Baseline Energy (%) | Technical Potential | 0 | 0 | 0 | 0 | 0 | 0 | 0 | 0 | 0 | 0 | 0 | 0 | 0 | 0 | 0 | 0 | 0 | 0 | 0 | 0 | 0 | 0 | 0 | 0 | 0 | 0 | 0
F5_Industrial_Industrial - WA_New_Space Heating_Natural Gas_Gas Boiler - Hot Water Reset_A_Technical Potential | F5 | Industrial | Industrial - WA | New | Space Heating | Natural Gas | Gas Boiler - Hot Water Reset | A | Standalone Impact on Baseline Summer Peak (%) | Technical Potential | 0 | 0 | 0 | 0 | 0 | 0 | 0 | 0 | 0 | 0 | 0 | 0 | 0 | 0 | 0 | 0 | 0 | 0 | 0 | 0 | 0 | 0 | 0 | 0 | 0 | 0 | 0
F6_Industrial_Industrial - WA_New_Space Heating_Natural Gas_Gas Boiler - Hot Water Reset_A_Technical Potential | F6 | Industrial | Industrial - WA | New | Space Heating | Natural Gas | Gas Boiler - Hot Water Reset | A | Standalone Impact on Baseline Winter Peak (%) | Technical Potential | 0 | 0 | 0 | 0 | 0 | 0 | 0 | 0 | 0 | 0 | 0 | 0 | 0 | 0 | 0 | 0 | 0 | 0 | 0 | 0 | 0 | 0 | 0 | 0 | 0 | 0 | 0
F7_Industrial_Industrial - WA_New_Space Heating_Natural Gas_Gas Boiler - Hot Water Reset_A_Technical Potential | F7 | Industrial | Industrial - WA | New | Space Heating | Natural Gas | Gas Boiler - Hot Water Reset | A | Incremental Energy Savings (MWh or mTherms) | Technical Potential | 0 | 0 | 0 | 0 | 0 | 0 | 0 | 0 | 0 | 0 | 0 | 0 | 0 | 0 | 0 | 0 | 0 | 0 | 0 | 0 | 0 | 0 | 0 | 0 | 0 | 0 | 0
F8_Industrial_Industrial - WA_New_Space Heating_Natural Gas_Gas Boiler - Hot Water Reset_A_Technical Potential | F8 | Industrial | Industrial - WA | New | Space Heating | Natural Gas | Gas Boiler - Hot Water Reset | A | Incremental Summer Peak Savings (MW) | Technical Potential | 0 | 0 | 0 | 0 | 0 | 0 | 0 | 0 | 0 | 0 | 0 | 0 | 0 | 0 | 0 | 0 | 0 | 0 | 0 | 0 | 0 | 0 | 0 | 0 | 0 | 0 | 0
F9_Industrial_Industrial - WA_New_Space Heating_Natural Gas_Gas Boiler - Hot Water Reset_A_Technical Potential | F9 | Industrial | Industrial - WA | New | Space Heating | Natural Gas | Gas Boiler - Hot Water Reset | A | Incremental Winter Peak Savings (MW) | Technical Potential | 0 | 0 | 0 | 0 | 0 | 0 | 0 | 0 | 0 | 0 | 0 | 0 | 0 | 0 | 0 | 0 | 0 | 0 | 0 | 0 | 0 | 0 | 0 | 0 | 0 | 0 | 0
F10_Industrial_Industrial - WA_New_Space Heating_Natural Gas_Gas Boiler - Hot Water Reset_A_Technical Potential | F10 | Industrial | Industrial - WA | New | Space Heating | Natural Gas | Gas Boiler - Hot Water Reset | A | Cumulative Energy Savings (MWh or mTherms) | Technical Potential | 0 | 0 | 0 | 0 | 0 | 0 | 0 | 0 | 0 | 0 | 0 | 0 | 0 | 0 | 0 | 0 | 0 | 0 | 0 | 0 | 0 | 0 | 0 | 0 | 0 | 0 | 0
F11_Industrial_Industrial - WA_New_Space Heating_Natural Gas_Gas Boiler - Hot Water Reset_A_Technical Potential | F11 | Industrial | Industrial - WA | New | Space Heating | Natural Gas | Gas Boiler - Hot Water Reset | A | Cumulative Summer Peak Savings (MW) | Technical Potential | 0 | 0 | 0 | 0 | 0 | 0 | 0 | 0 | 0 | 0 | 0 | 0 | 0 | 0 | 0 | 0 | 0 | 0 | 0 | 0 | 0 | 0 | 0 | 0 | 0 | 0 | 0
F12_Industrial_Industrial - WA_New_Space Heating_Natural Gas_Gas Boiler - Hot Water Reset_A_Technical Potential | F12 | Industrial | Industrial - WA | New | Space Heating | Natural Gas | Gas Boiler - Hot Water Reset | A | Cumulative Winter Peak Savings (MW) | Technical Potential | 0 | 0 | 0 | 0 | 0 | 0 | 0 | 0 | 0 | 0 | 0 | 0 | 0 | 0 | 0 | 0 | 0 | 0 | 0 | 0 | 0 | 0 | 0 | 0 | 0 | 0 | 0
F13_Industrial_Industrial - WA_New_Space Heating_Natural Gas_Gas Boiler - Hot Water Reset_A_Technical Potential | F13 | Industrial | Industrial - WA | New | Space Heating | Natural Gas | Gas Boiler - Hot Water Reset | A | Purchases (Incremental) | Technical Potential | 0 | 0 | 0 | 0 | 0 | 0 | 0 | 0 | 0 | 0 | 0 | 0 | 0 | 0 | 0 | 0 | 0 | 0 | 0 | 0 | 0 | 0 | 0 | 0 | 0 | 0 | 0
F14_Industrial_Industrial - WA_New_Space Heating_Natural Gas_Gas Boiler - Hot Water Reset_A_Technical Potential | F14 | Industrial | Industrial - WA | New | Space Heating | Natural Gas | Gas Boiler - Hot Water Reset | A | Purchases (Cumulative) | Technical Potential | 0 | 0 | 0 | 0 | 0 | 0 | 0 | 0 | 0 | 0 | 0 | 0 | 0 | 0 | 0 | 0 | 0 | 0 | 0 | 0 | 0 | 0 | 0 | 0 | 0 | 0 | 0
F1_Industrial_Industrial - WA_New_Space Heating_Natural Gas_Gas Boiler - Insulate Hot Water Lines_A_Technical Potential | F1 | Industrial | Industrial - WA | New | Space Heating | Natural Gas | Gas Boiler - Insulate Hot Water Lines | A | Original Unit Energy Savings (kWh or therms) | Technical Potential | 0 | 0 | 4.4284 | 4.4284 | 4.4284 | 4.4284 | 4.4284 | 4.4284 | 4.4284 | 4.4284 | 4.4284 | 4.4284 | 4.4284 | 4.4284 | 4.4284 | 4.4284 | 4.4284 | 4.4284 | 4.4284 | 4.4284 | 4.4284 | 4.4284 | 4.4284 | 4.4284 | 4.4284 | 4.4284 | 4.4284
F2_Industrial_Industrial - WA_New_Space Heating_Natural Gas_Gas Boiler - Insulate Hot Water Lines_A_Technical Potential | F2 | Industrial | Industrial - WA | New | Space Heating | Natural Gas | Gas Boiler - Insulate Hot Water Lines | A | Original Unit Summer Peak Savings (kW) | Technical Potential | 0 | 0 | 0 | 0 | 0 | 0 | 0 | 0 | 0 | 0 | 0 | 0 | 0 | 0 | 0 | 0 | 0 | 0 | 0 | 0 | 0 | 0 | 0 | 0 | 0 | 0 | 0
F3_Industrial_Industrial - WA_New_Space Heating_Natural Gas_Gas Boiler - Insulate Hot Water Lines_A_Technical Potential | F3 | Industrial | Industrial - WA | New | Space Heating | Natural Gas | Gas Boiler - Insulate Hot Water Lines | A | Original Unit Winter Peak Savings (kW) | Technical Potential | 0 | 0 | 0 | 0 | 0 | 0 | 0 | 0 | 0 | 0 | 0 | 0 | 0 | 0 | 0 | 0 | 0 | 0 | 0 | 0 | 0 | 0 | 0 | 0 | 0 | 0 | 0
F4_Industrial_Industrial - WA_New_Space Heating_Natural Gas_Gas Boiler - Insulate Hot Water Lines_A_Technical Potential | F4 | Industrial | Industrial - WA | New | Space Heating | Natural Gas | Gas Boiler - Insulate Hot Water Lines | A | Standalone Impact on Baseline Energy (%) | Technical Potential | 0 | 0 | 0 | 0 | 0 | 0 | 0 | 0 | 0 | 0 | 0 | 0 | 0 | 0 | 0 | 0 | 0 | 0 | 0 | 0 | 0 | 0 | 0 | 0 | 0 | 0 | 0
F5_Industrial_Industrial - WA_New_Space Heating_Natural Gas_Gas Boiler - Insulate Hot Water Lines_A_Technical Potential | F5 | Industrial | Industrial - WA | New | Space Heating | Natural Gas | Gas Boiler - Insulate Hot Water Lines | A | Standalone Impact on Baseline Summer Peak (%) | Technical Potential | 0 | 0 | 0 | 0 | 0 | 0 | 0 | 0 | 0 | 0 | 0 | 0 | 0 | 0 | 0 | 0 | 0 | 0 | 0 | 0 | 0 | 0 | 0 | 0 | 0 | 0 | 0
F6_Industrial_Industrial - WA_New_Space Heating_Natural Gas_Gas Boiler - Insulate Hot Water Lines_A_Technical Potential | F6 | Industrial | Industrial - WA | New | Space Heating | Natural Gas | Gas Boiler - Insulate Hot Water Lines | A | Standalone Impact on Baseline Winter Peak (%) | Technical Potential | 0 | 0 | 0 | 0 | 0 | 0 | 0 | 0 | 0 | 0 | 0 | 0 | 0 | 0 | 0 | 0 | 0 | 0 | 0 | 0 | 0 | 0 | 0 | 0 | 0 | 0 | 0
F7_Industrial_Industrial - WA_New_Space Heating_Natural Gas_Gas Boiler - Insulate Hot Water Lines_A_Technical Potential | F7 | Industrial | Industrial - WA | New | Space Heating | Natural Gas | Gas Boiler - Insulate Hot Water Lines | A | Incremental Energy Savings (MWh or mTherms) | Technical Potential | 0 | 0 | 0 | 0 | 0 | 0 | 0 | 0 | 0 | 0 | 0 | 0 | 0 | 0 | 0 | 0 | 0 | 0 | 0 | 0 | 0 | 0 | 0 | 0 | 0 | 0 | 0
F8_Industrial_Industrial - WA_New_Space Heating_Natural Gas_Gas Boiler - Insulate Hot Water Lines_A_Technical Potential | F8 | Industrial | Industrial - WA | New | Space Heating | Natural Gas | Gas Boiler - Insulate Hot Water Lines | A | Incremental Summer Peak Savings (MW) | Technical Potential | 0 | 0 | 0 | 0 | 0 | 0 | 0 | 0 | 0 | 0 | 0 | 0 | 0 | 0 | 0 | 0 | 0 | 0 | 0 | 0 | 0 | 0 | 0 | 0 | 0 | 0 | 0
F9_Industrial_Industrial - WA_New_Space Heating_Natural Gas_Gas Boiler - Insulate Hot Water Lines_A_Technical Potential | F9 | Industrial | Industrial - WA | New | Space Heating | Natural Gas | Gas Boiler - Insulate Hot Water Lines | A | Incremental Winter Peak Savings (MW) | Technical Potential | 0 | 0 | 0 | 0 | 0 | 0 | 0 | 0 | 0 | 0 | 0 | 0 | 0 | 0 | 0 | 0 | 0 | 0 | 0 | 0 | 0 | 0 | 0 | 0 | 0 | 0 | 0
F10_Industrial_Industrial - WA_New_Space Heating_Natural Gas_Gas Boiler - Insulate Hot Water Lines_A_Technical Potential | F10 | Industrial | Industrial - WA | New | Space Heating | Natural Gas | Gas Boiler - Insulate Hot Water Lines | A | Cumulative Energy Savings (MWh or mTherms) | Technical Potential | 0 | 0 | 0 | 0 | 0 | 0 | 0 | 0 | 0 | 0 | 0 | 0 | 0 | 0 | 0 | 0 | 0 | 0 | 0 | 0 | 0 | 0 | 0 | 0 | 0 | 0 | 0
F11_Industrial_Industrial - WA_New_Space Heating_Natural Gas_Gas Boiler - Insulate Hot Water Lines_A_Technical Potential | F11 | Industrial | Industrial - WA | New | Space Heating | Natural Gas | Gas Boiler - Insulate Hot Water Lines | A | Cumulative Summer Peak Savings (MW) | Technical Potential | 0 | 0 | 0 | 0 | 0 | 0 | 0 | 0 | 0 | 0 | 0 | 0 | 0 | 0 | 0 | 0 | 0 | 0 | 0 | 0 | 0 | 0 | 0 | 0 | 0 | 0 | 0
F12_Industrial_Industrial - WA_New_Space Heating_Natural Gas_Gas Boiler - Insulate Hot Water Lines_A_Technical Potential | F12 | Industrial | Industrial - WA | New | Space Heating | Natural Gas | Gas Boiler - Insulate Hot Water Lines | A | Cumulative Winter Peak Savings (MW) | Technical Potential | 0 | 0 | 0 | 0 | 0 | 0 | 0 | 0 | 0 | 0 | 0 | 0 | 0 | 0 | 0 | 0 | 0 | 0 | 0 | 0 | 0 | 0 | 0 | 0 | 0 | 0 | 0
F13_Industrial_Industrial - WA_New_Space Heating_Natural Gas_Gas Boiler - Insulate Hot Water Lines_A_Technical Potential | F13 | Industrial | Industrial - WA | New | Space Heating | Natural Gas | Gas Boiler - Insulate Hot Water Lines | A | Purchases (Incremental) | Technical Potential | 0 | 0 | 0 | 0 | 0 | 0 | 0 | 0 | 0 | 0 | 0 | 0 | 0 | 0 | 0 | 0 | 0 | 0 | 0 | 0 | 0 | 0 | 0 | 0 | 0 | 0 | 0
F14_Industrial_Industrial - WA_New_Space Heating_Natural Gas_Gas Boiler - Insulate Hot Water Lines_A_Technical Potential | F14 | Industrial | Industrial - WA | New | Space Heating | Natural Gas | Gas Boiler - Insulate Hot Water Lines | A | Purchases (Cumulative) | Technical Potential | 0 | 0 | 0 | 0 | 0 | 0 | 0 | 0 | 0 | 0 | 0 | 0 | 0 | 0 | 0 | 0 | 0 | 0 | 0 | 0 | 0 | 0 | 0 | 0 | 0 | 0 | 0
F1_Industrial_Industrial - WA_New_Space Heating_Natural Gas_Gas Boiler - Insulate Steam Lines/Condensate Tank_A_Technical Potential | F1 | Industrial | Industrial - WA | New | Space Heating | Natural Gas | Gas Boiler - Insulate Steam Lines/Condensate Tank | A | Original Unit Energy Savings (kWh or therms) | Technical Potential | 0 | 0 | 6.6149 | 6.6149 | 6.6149 | 6.6149 | 6.6149 | 6.6149 | 6.6149 | 6.6149 | 6.6149 | 6.6149 | 6.6149 | 6.6149 | 6.6149 | 6.6149 | 6.6149 | 6.6149 | 6.6149 | 6.6149 | 6.6149 | 6.6149 | 6.6149 | 6.6149 | 6.6149 | 6.6149 | 6.6149
F2_Industrial_Industrial - WA_New_Space Heating_Natural Gas_Gas Boiler - Insulate Steam Lines/Condensate Tank_A_Technical Potential | F2 | Industrial | Industrial - WA | New | Space Heating | Natural Gas | Gas Boiler - Insulate Steam Lines/Condensate Tank | A | Original Unit Summer Peak Savings (kW) | Technical Potential | 0 | 0 | 0 | 0 | 0 | 0 | 0 | 0 | 0 | 0 | 0 | 0 | 0 | 0 | 0 | 0 | 0 | 0 | 0 | 0 | 0 | 0 | 0 | 0 | 0 | 0 | 0
F3_Industrial_Industrial - WA_New_Space Heating_Natural Gas_Gas Boiler - Insulate Steam Lines/Condensate Tank_A_Technical Potential | F3 | Industrial | Industrial - WA | New | Space Heating | Natural Gas | Gas Boiler - Insulate Steam Lines/Condensate Tank | A | Original Unit Winter Peak Savings (kW) | Technical Potential | 0 | 0 | 0 | 0 | 0 | 0 | 0 | 0 | 0 | 0 | 0 | 0 | 0 | 0 | 0 | 0 | 0 | 0 | 0 | 0 | 0 | 0 | 0 | 0 | 0 | 0 | 0
F4_Industrial_Industrial - WA_New_Space Heating_Natural Gas_Gas Boiler - Insulate Steam Lines/Condensate Tank_A_Technical Potential | F4 | Industrial | Industrial - WA | New | Space Heating | Natural Gas | Gas Boiler - Insulate Steam Lines/Condensate Tank | A | Standalone Impact on Baseline Energy (%) | Technical Potential | 0 | 0 | 0 | 0 | 0 | 0 | 0 | 0 | 0 | 0 | 0 | 0 | 0 | 0 | 0 | 0 | 0 | 0 | 0 | 0 | 0 | 0 | 0 | 0 | 0 | 0 | 0
F5_Industrial_Industrial - WA_New_Space Heating_Natural Gas_Gas Boiler - Insulate Steam Lines/Condensate Tank_A_Technical Potential | F5 | Industrial | Industrial - WA | New | Space Heating | Natural Gas | Gas Boiler - Insulate Steam Lines/Condensate Tank | A | Standalone Impact on Baseline Summer Peak (%) | Technical Potential | 0 | 0 | 0 | 0 | 0 | 0 | 0 | 0 | 0 | 0 | 0 | 0 | 0 | 0 | 0 | 0 | 0 | 0 | 0 | 0 | 0 | 0 | 0 | 0 | 0 | 0 | 0
F6_Industrial_Industrial - WA_New_Space Heating_Natural Gas_Gas Boiler - Insulate Steam Lines/Condensate Tank_A_Technical Potential | F6 | Industrial | Industrial - WA | New | Space Heating | Natural Gas | Gas Boiler - Insulate Steam Lines/Condensate Tank | A | Standalone Impact on Baseline Winter Peak (%) | Technical Potential | 0 | 0 | 0 | 0 | 0 | 0 | 0 | 0 | 0 | 0 | 0 | 0 | 0 | 0 | 0 | 0 | 0 | 0 | 0 | 0 | 0 | 0 | 0 | 0 | 0 | 0 | 0
F7_Industrial_Industrial - WA_New_Space Heating_Natural Gas_Gas Boiler - Insulate Steam Lines/Condensate Tank_A_Technical Potential | F7 | Industrial | Industrial - WA | New | Space Heating | Natural Gas | Gas Boiler - Insulate Steam Lines/Condensate Tank | A | Incremental Energy Savings (MWh or mTherms) | Technical Potential | 0 | 0 | 0 | 0 | 0 | 0 | 0 | 0 | 0 | 0 | 0 | 0 | 0 | 0 | 0 | 0 | 0 | 0 | 0 | 0 | 0 | 0 | 0 | 0 | 0 | 0 | 0
F8_Industrial_Industrial - WA_New_Space Heating_Natural Gas_Gas Boiler - Insulate Steam Lines/Condensate Tank_A_Technical Potential | F8 | Industrial | Industrial - WA | New | Space Heating | Natural Gas | Gas Boiler - Insulate Steam Lines/Condensate Tank | A | Incremental Summer Peak Savings (MW) | Technical Potential | 0 | 0 | 0 | 0 | 0 | 0 | 0 | 0 | 0 | 0 | 0 | 0 | 0 | 0 | 0 | 0 | 0 | 0 | 0 | 0 | 0 | 0 | 0 | 0 | 0 | 0 | 0
F9_Industrial_Industrial - WA_New_Space Heating_Natural Gas_Gas Boiler - Insulate Steam Lines/Condensate Tank_A_Technical Potential | F9 | Industrial | Industrial - WA | New | Space Heating | Natural Gas | Gas Boiler - Insulate Steam Lines/Condensate Tank | A | Incremental Winter Peak Savings (MW) | Technical Potential | 0 | 0 | 0 | 0 | 0 | 0 | 0 | 0 | 0 | 0 | 0 | 0 | 0 | 0 | 0 | 0 | 0 | 0 | 0 | 0 | 0 | 0 | 0 | 0 | 0 | 0 | 0
F10_Industrial_Industrial - WA_New_Space Heating_Natural Gas_Gas Boiler - Insulate Steam Lines/Condensate Tank_A_Technical Potential | F10 | Industrial | Industrial - WA | New | Space Heating | Natural Gas | Gas Boiler - Insulate Steam Lines/Condensate Tank | A | Cumulative Energy Savings (MWh or mTherms) | Technical Potential | 0 | 0 | 0 | 0 | 0 | 0 | 0 | 0 | 0 | 0 | 0 | 0 | 0 | 0 | 0 | 0 | 0 | 0 | 0 | 0 | 0 | 0 | 0 | 0 | 0 | 0 | 0
F11_Industrial_Industrial - WA_New_Space Heating_Natural Gas_Gas Boiler - Insulate Steam Lines/Condensate Tank_A_Technical Potential | F11 | Industrial | Industrial - WA | New | Space Heating | Natural Gas | Gas Boiler - Insulate Steam Lines/Condensate Tank | A | Cumulative Summer Peak Savings (MW) | Technical Potential | 0 | 0 | 0 | 0 | 0 | 0 | 0 | 0 | 0 | 0 | 0 | 0 | 0 | 0 | 0 | 0 | 0 | 0 | 0 | 0 | 0 | 0 | 0 | 0 | 0 | 0 | 0
F12_Industrial_Industrial - WA_New_Space Heating_Natural Gas_Gas Boiler - Insulate Steam Lines/Condensate Tank_A_Technical Potential | F12 | Industrial | Industrial - WA | New | Space Heating | Natural Gas | Gas Boiler - Insulate Steam Lines/Condensate Tank | A | Cumulative Winter Peak Savings (MW) | Technical Potential | 0 | 0 | 0 | 0 | 0 | 0 | 0 | 0 | 0 | 0 | 0 | 0 | 0 | 0 | 0 | 0 | 0 | 0 | 0 | 0 | 0 | 0 | 0 | 0 | 0 | 0 | 0
F13_Industrial_Industrial - WA_New_Space Heating_Natural Gas_Gas Boiler - Insulate Steam Lines/Condensate Tank_A_Technical Potential | F13 | Industrial | Industrial - WA | New | Space Heating | Natural Gas | Gas Boiler - Insulate Steam Lines/Condensate Tank | A | Purchases (Incremental) | Technical Potential | 0 | 0 | 0 | 0 | 0 | 0 | 0 | 0 | 0 | 0 | 0 | 0 | 0 | 0 | 0 | 0 | 0 | 0 | 0 | 0 | 0 | 0 | 0 | 0 | 0 | 0 | 0
F14_Industrial_Industrial - WA_New_Space Heating_Natural Gas_Gas Boiler - Insulate Steam Lines/Condensate Tank_A_Technical Potential | F14 | Industrial | Industrial - WA | New | Space Heating | Natural Gas | Gas Boiler - Insulate Steam Lines/Condensate Tank | A | Purchases (Cumulative) | Technical Potential | 0 | 0 | 0 | 0 | 0 | 0 | 0 | 0 | 0 | 0 | 0 | 0 | 0 | 0 | 0 | 0 | 0 | 0 | 0 | 0 | 0 | 0 | 0 | 0 | 0 | 0 | 0
F1_Industrial_Industrial - WA_New_Space Heating_Natural Gas_Gas Boiler - Stack Economizer_A_Technical Potential | F1 | Industrial | Industrial - WA | New | Space Heating | Natural Gas | Gas Boiler - Stack Economizer | A | Original Unit Energy Savings (kWh or therms) | Technical Potential | 0 | 0 | 0.88545 | 0.88545 | 0.88545 | 0.88545 | 0.88545 | 0.88545 | 0.88545 | 0.88545 | 0.88545 | 0.88545 | 0.88545 | 0.88545 | 0.88545 | 0.88545 | 0.88545 | 0.88545 | 0.88545 | 0.88545 | 0.88545 | 0.88545 | 0.88545 | 0.88545 | 0.88545 | 0.88545 | 0.88545
F2_Industrial_Industrial - WA_New_Space Heating_Natural Gas_Gas Boiler - Stack Economizer_A_Technical Potential | F2 | Industrial | Industrial - WA | New | Space Heating | Natural Gas | Gas Boiler - Stack Economizer | A | Original Unit Summer Peak Savings (kW) | Technical Potential | 0 | 0 | 0 | 0 | 0 | 0 | 0 | 0 | 0 | 0 | 0 | 0 | 0 | 0 | 0 | 0 | 0 | 0 | 0 | 0 | 0 | 0 | 0 | 0 | 0 | 0 | 0
F3_Industrial_Industrial - WA_New_Space Heating_Natural Gas_Gas Boiler - Stack Economizer_A_Technical Potential | F3 | Industrial | Industrial - WA | New | Space Heating | Natural Gas | Gas Boiler - Stack Economizer | A | Original Unit Winter Peak Savings (kW) | Technical Potential | 0 | 0 | 0 | 0 | 0 | 0 | 0 | 0 | 0 | 0 | 0 | 0 | 0 | 0 | 0 | 0 | 0 | 0 | 0 | 0 | 0 | 0 | 0 | 0 | 0 | 0 | 0
F4_Industrial_Industrial - WA_New_Space Heating_Natural Gas_Gas Boiler - Stack Economizer_A_Technical Potential | F4 | Industrial | Industrial - WA | New | Space Heating | Natural Gas | Gas Boiler - Stack Economizer | A | Standalone Impact on Baseline Energy (%) | Technical Potential | 0 | 0 | 0.00061051 | 0.0010775 | 0.0015225 | 0.0019665 | 0.002442 | 0.0028361 | 0.0031072 | 0.0032865 | 0.0033973 | 0.0034569 | 0.0034786 | 0.0034724 | 0.003446 | 0.0034051 | 0.0033541 | 0.003236 | 0.0031277 | 0.0030292 | 0.0029391 | 0.0028555 | 0.0027777 | 0.0027051 | 0.0026373 | 0.0025739 | 0.0025143
F5_Industrial_Industrial - WA_New_Space Heating_Natural Gas_Gas Boiler - Stack Economizer_A_Technical Potential | F5 | Industrial | Industrial - WA | New | Space Heating | Natural Gas | Gas Boiler - Stack Economizer | A | Standalone Impact on Baseline Summer Peak (%) | Technical Potential | 0 | 0 | 0 | 0 | 0 | 0 | 0 | 0 | 0 | 0 | 0 | 0 | 0 | 0 | 0 | 0 | 0 | 0 | 0 | 0 | 0 | 0 | 0 | 0 | 0 | 0 | 0
F6_Industrial_Industrial - WA_New_Space Heating_Natural Gas_Gas Boiler - Stack Economizer_A_Technical Potential | F6 | Industrial | Industrial - WA | New | Space Heating | Natural Gas | Gas Boiler - Stack Economizer | A | Standalone Impact on Baseline Winter Peak (%) | Technical Potential | 0 | 0 | 0 | 0 | 0 | 0 | 0 | 0 | 0 | 0 | 0 | 0 | 0 | 0 | 0 | 0 | 0 | 0 | 0 | 0 | 0 | 0 | 0 | 0 | 0 | 0 | 0
F7_Industrial_Industrial - WA_New_Space Heating_Natural Gas_Gas Boiler - Stack Economizer_A_Technical Potential | F7 | Industrial | Industrial - WA | New | Space Heating | Natural Gas | Gas Boiler - Stack Economizer | A | Incremental Energy Savings (MWh or mTherms) | Technical Potential | 0 | 0 | 0.0098317 | 0.013093 | 0.015657 | 0.017737 | 0.019171 | 0.018522 | 0.015815 | 0.013437 | 0.011367 | 0.0095786 | 0.0080446 | 0.0067358 | 0.0056248 | 0.0046855 | 0.0038944 | 0 | 0 | 0 | 0 | 0 | 0 | 0 | 0 | 0 | 0
F8_Industrial_Industrial - WA_New_Space Heating_Natural Gas_Gas Boiler - Stack Economizer_A_Technical Potential | F8 | Industrial | Industrial - WA | New | Space Heating | Natural Gas | Gas Boiler - Stack Economizer | A | Incremental Summer Peak Savings (MW) | Technical Potential | 0 | 0 | 0 | 0 | 0 | 0 | 0 | 0 | 0 | 0 | 0 | 0 | 0 | 0 | 0 | 0 | 0 | 0 | 0 | 0 | 0 | 0 | 0 | 0 | 0 | 0 | 0
F9_Industrial_Industrial - WA_New_Space Heating_Natural Gas_Gas Boiler - Stack Economizer_A_Technical Potential | F9 | Industrial | Industrial - WA | New | Space Heating | Natural Gas | Gas Boiler - Stack Economizer | A | Incremental Winter Peak Savings (MW) | Technical Potential | 0 | 0 | 0 | 0 | 0 | 0 | 0 | 0 | 0 | 0 | 0 | 0 | 0 | 0 | 0 | 0 | 0 | 0 | 0 | 0 | 0 | 0 | 0 | 0 | 0 | 0 | 0
F10_Industrial_Industrial - WA_New_Space Heating_Natural Gas_Gas Boiler - Stack Economizer_A_Technical Potential | F10 | Industrial | Industrial - WA | New | Space Heating | Natural Gas | Gas Boiler - Stack Economizer | A | Cumulative Energy Savings (MWh or mTherms) | Technical Potential | 0 | 0 | 0.0098317 | 0.022925 | 0.038582 | 0.056319 | 0.075489 | 0.094011 | 0.10983 | 0.12326 | 0.13463 | 0.14421 | 0.15225 | 0.15899 | 0.16461 | 0.1693 | 0.17319 | 0.17319 | 0.17319 | 0.17319 | 0.17319 | 0.17319 | 0.17319 | 0.17319 | 0.17319 | 0.17319 | 0.17319
F11_Industrial_Industrial - WA_New_Space Heating_Natural Gas_Gas Boiler - Stack Economizer_A_Technical Potential | F11 | Industrial | Industrial - WA | New | Space Heating | Natural Gas | Gas Boiler - Stack Economizer | A | Cumulative Summer Peak Savings (MW) | Technical Potential | 0 | 0 | 0 | 0 | 0 | 0 | 0 | 0 | 0 | 0 | 0 | 0 | 0 | 0 | 0 | 0 | 0 | 0 | 0 | 0 | 0 | 0 | 0 | 0 | 0 | 0 | 0
F12_Industrial_Industrial - WA_New_Space Heating_Natural Gas_Gas Boiler - Stack Economizer_A_Technical Potential | F12 | Industrial | Industrial - WA | New | Space Heating | Natural Gas | Gas Boiler - Stack Economizer | A | Cumulative Winter Peak Savings (MW) | Technical Potential | 0 | 0 | 0 | 0 | 0 | 0 | 0 | 0 | 0 | 0 | 0 | 0 | 0 | 0 | 0 | 0 | 0 | 0 | 0 | 0 | 0 | 0 | 0 | 0 | 0 | 0 | 0
F13_Industrial_Industrial - WA_New_Space Heating_Natural Gas_Gas Boiler - Stack Economizer_A_Technical Potential | F13 | Industrial | Industrial - WA | New | Space Heating | Natural Gas | Gas Boiler - Stack Economizer | A | Purchases (Incremental) | Technical Potential | 0 | 0 | 11.1036 | 14.7873 | 17.6822 | 20.0313 | 21.6506 | 20.9182 | 17.8613 | 15.1752 | 12.8371 | 10.8177 | 9.0852 | 7.6072 | 6.3524 | 5.2916 | 4.3982 | 0 | 0 | 0 | 0 | 0 | 0 | 0 | 0 | 0 | 0
F14_Industrial_Industrial - WA_New_Space Heating_Natural Gas_Gas Boiler - Stack Economizer_A_Technical Potential | F14 | Industrial | Industrial - WA | New | Space Heating | Natural Gas | Gas Boiler - Stack Economizer | A | Purchases (Cumulative) | Technical Potential | 0 | 0 | 11.1036 | 25.8909 | 43.5731 | 63.6044 | 85.255 | 106.1732 | 124.0345 | 139.2097 | 152.0467 | 162.8645 | 171.9497 | 179.5569 | 185.9093 | 191.2009 | 195.5992 | 195.5992 | 195.5992 | 195.5992 | 195.5992 | 195.5992 | 195.5992 | 195.5992 | 195.5992 | 195.5992 | 195.5992
F1_Industrial_Industrial - WA_New_Space Heating_Natural Gas_Gas Boiler - Steam Trap Replacement_A_Technical Potential | F1 | Industrial | Industrial - WA | New | Space Heating | Natural Gas | Gas Boiler - Steam Trap Replacement | A | Original Unit Energy Savings (kWh or therms) | Technical Potential | 0 | 0 | 29538.5507 | 29538.5507 | 29538.5507 | 29538.5507 | 29538.5507 | 29538.5507 | 29538.5507 | 29538.5507 | 29538.5507 | 29538.5507 | 29538.5507 | 29538.5507 | 29538.5507 | 29538.5507 | 29538.5507 | 29538.5507 | 29538.5507 | 29538.5507 | 29538.5507 | 29538.5507 | 29538.5507 | 29538.5507 | 29538.5507 | 29538.5507 | 29538.5507
F2_Industrial_Industrial - WA_New_Space Heating_Natural Gas_Gas Boiler - Steam Trap Replacement_A_Technical Potential | F2 | Industrial | Industrial - WA | New | Space Heating | Natural Gas | Gas Boiler - Steam Trap Replacement | A | Original Unit Summer Peak Savings (kW) | Technical Potential | 0 | 0 | 0 | 0 | 0 | 0 | 0 | 0 | 0 | 0 | 0 | 0 | 0 | 0 | 0 | 0 | 0 | 0 | 0 | 0 | 0 | 0 | 0 | 0 | 0 | 0 | 0
F3_Industrial_Industrial - WA_New_Space Heating_Natural Gas_Gas Boiler - Steam Trap Replacement_A_Technical Potential | F3 | Industrial | Industrial - WA | New | Space Heating | Natural Gas | Gas Boiler - Steam Trap Replacement | A | Original Unit Winter Peak Savings (kW) | Technical Potential | 0 | 0 | 0 | 0 | 0 | 0 | 0 | 0 | 0 | 0 | 0 | 0 | 0 | 0 | 0 | 0 | 0 | 0 | 0 | 0 | 0 | 0 | 0 | 0 | 0 | 0 | 0
F4_Industrial_Industrial - WA_New_Space Heating_Natural Gas_Gas Boiler - Steam Trap Replacement_A_Technical Potential | F4 | Industrial | Industrial - WA | New | Space Heating | Natural Gas | Gas Boiler - Steam Trap Replacement | A | Standalone Impact on Baseline Energy (%) | Technical Potential | 0 | 0 | 8.1845e-06 | 1.4445e-05 | 2.0411e-05 | 2.6363e-05 | 3.2737e-05 | 3.8853e-05 | 4.104e-05 | 4.2334e-05 | 4.3114e-05 | 4.3607e-05 | 4.4045e-05 | 4.4438e-05 | 4.4792e-05 | 4.5112e-05 | 4.5403e-05 | 4.5669e-05 | 4.5913e-05 | 4.6154e-05 | 4.4781e-05 | 4.3507e-05 | 4.2322e-05 | 4.1216e-05 | 4.0184e-05 | 3.9216e-05 | 3.8309e-05
F5_Industrial_Industrial - WA_New_Space Heating_Natural Gas_Gas Boiler - Steam Trap Replacement_A_Technical Potential | F5 | Industrial | Industrial - WA | New | Space Heating | Natural Gas | Gas Boiler - Steam Trap Replacement | A | Standalone Impact on Baseline Summer Peak (%) | Technical Potential | 0 | 0 | 0 | 0 | 0 | 0 | 0 | 0 | 0 | 0 | 0 | 0 | 0 | 0 | 0 | 0 | 0 | 0 | 0 | 0 | 0 | 0 | 0 | 0 | 0 | 0 | 0
F6_Industrial_Industrial - WA_New_Space Heating_Natural Gas_Gas Boiler - Steam Trap Replacement_A_Technical Potential | F6 | Industrial | Industrial - WA | New | Space Heating | Natural Gas | Gas Boiler - Steam Trap Replacement | A | Standalone Impact on Baseline Winter Peak (%) | Technical Potential | 0 | 0 | 0 | 0 | 0 | 0 | 0 | 0 | 0 | 0 | 0 | 0 | 0 | 0 | 0 | 0 | 0 | 0 | 0 | 0 | 0 | 0 | 0 | 0 | 0 | 0 | 0
F7_Industrial_Industrial - WA_New_Space Heating_Natural Gas_Gas Boiler - Steam Trap Replacement_A_Technical Potential | F7 | Industrial | Industrial - WA | New | Space Heating | Natural Gas | Gas Boiler - Steam Trap Replacement | A | Incremental Energy Savings (MWh or mTherms) | Technical Potential | 0 | 0 | 0.0001318 | 0.00017553 | 0.00020989 | 0.00023778 | 0.000257 | 0.0002759 | 0.00016267 | 0.0001372 | 0.00012079 | 0.00011056 | 0.00010869 | 0.00010685 | 0.00010504 | 0.00010326 | 0.00010152 | 9.9801e-05 | 9.8114e-05 | 9.6457e-05 | 0 | 0 | 0 | 0 | 0 | 0 | 0
F8_Industrial_Industrial - WA_New_Space Heating_Natural Gas_Gas Boiler - Steam Trap Replacement_A_Technical Potential | F8 | Industrial | Industrial - WA | New | Space Heating | Natural Gas | Gas Boiler - Steam Trap Replacement | A | Incremental Summer Peak Savings (MW) | Technical Potential | 0 | 0 | 0 | 0 | 0 | 0 | 0 | 0 | 0 | 0 | 0 | 0 | 0 | 0 | 0 | 0 | 0 | 0 | 0 | 0 | 0 | 0 | 0 | 0 | 0 | 0 | 0
F9_Industrial_Industrial - WA_New_Space Heating_Natural Gas_Gas Boiler - Steam Trap Replacement_A_Technical Potential | F9 | Industrial | Industrial - WA | New | Space Heating | Natural Gas | Gas Boiler - Steam Trap Replacement | A | Incremental Winter Peak Savings (MW) | Technical Potential | 0 | 0 | 0 | 0 | 0 | 0 | 0 | 0 | 0 | 0 | 0 | 0 | 0 | 0 | 0 | 0 | 0 | 0 | 0 | 0 | 0 | 0 | 0 | 0 | 0 | 0 | 0
F10_Industrial_Industrial - WA_New_Space Heating_Natural Gas_Gas Boiler - Steam Trap Replacement_A_Technical Potential | F10 | Industrial | Industrial - WA | New | Space Heating | Natural Gas | Gas Boiler - Steam Trap Replacement | A | Cumulative Energy Savings (MWh or mTherms) | Technical Potential | 0 | 0 | 0.0001318 | 0.00030733 | 0.00051723 | 0.00075501 | 0.001012 | 0.0012879 | 0.0014506 | 0.0015878 | 0.0017086 | 0.0018191 | 0.0019278 | 0.0020347 | 0.0021397 | 0.002243 | 0.0023445 | 0.0024443 | 0.0025424 | 0.0026388 | 0.0026388 | 0.0026388 | 0.0026388 | 0.0026388 | 0.0026388 | 0.0026388 | 0.0026388
F11_Industrial_Industrial - WA_New_Space Heating_Natural Gas_Gas Boiler - Steam Trap Replacement_A_Technical Potential | F11 | Industrial | Industrial - WA | New | Space Heating | Natural Gas | Gas Boiler - Steam Trap Replacement | A | Cumulative Summer Peak Savings (MW) | Technical Potential | 0 | 0 | 0 | 0 | 0 | 0 | 0 | 0 | 0 | 0 | 0 | 0 | 0 | 0 | 0 | 0 | 0 | 0 | 0 | 0 | 0 | 0 | 0 | 0 | 0 | 0 | 0
F12_Industrial_Industrial - WA_New_Space Heating_Natural Gas_Gas Boiler - Steam Trap Replacement_A_Technical Potential | F12 | Industrial | Industrial - WA | New | Space Heating | Natural Gas | Gas Boiler - Steam Trap Replacement | A | Cumulative Winter Peak Savings (MW) | Technical Potential | 0 | 0 | 0 | 0 | 0 | 0 | 0 | 0 | 0 | 0 | 0 | 0 | 0 | 0 | 0 | 0 | 0 | 0 | 0 | 0 | 0 | 0 | 0 | 0 | 0 | 0 | 0
F13_Industrial_Industrial - WA_New_Space Heating_Natural Gas_Gas Boiler - Steam Trap Replacement_A_Technical Potential | F13 | Industrial | Industrial - WA | New | Space Heating | Natural Gas | Gas Boiler - Steam Trap Replacement | A | Purchases (Incremental) | Technical Potential | 0 | 0 | 4.4621e-06 | 5.9424e-06 | 7.1058e-06 | 8.0498e-06 | 8.7005e-06 | 9.3402e-06 | 5.507e-06 | 4.6449e-06 | 4.0893e-06 | 3.7428e-06 | 3.6795e-06 | 3.6172e-06 | 3.556e-06 | 3.4958e-06 | 3.4367e-06 | 3.3787e-06 | 3.3216e-06 | 3.2655e-06 | 0 | 0 | 0 | 0 | 0 | 0 | 0
F14_Industrial_Industrial - WA_New_Space Heating_Natural Gas_Gas Boiler - Steam Trap Replacement_A_Technical Potential | F14 | Industrial | Industrial - WA | New | Space Heating | Natural Gas | Gas Boiler - Steam Trap Replacement | A | Purchases (Cumulative) | Technical Potential | 0 | 0 | 4.4621e-06 | 1.0405e-05 | 1.751e-05 | 2.556e-05 | 3.4261e-05 | 4.3601e-05 | 4.9108e-05 | 5.3753e-05 | 5.7842e-05 | 6.1585e-05 | 6.5264e-05 | 6.8881e-05 | 7.2437e-05 | 7.5933e-05 | 7.937e-05 | 8.2749e-05 | 8.607e-05 | 8.9336e-05 | 8.9336e-05 | 8.9336e-05 | 8.9336e-05 | 8.9336e-05 | 8.9336e-05 | 8.9336e-05 | 8.9336e-05
F1_Industrial_Industrial - WA_New_Process_Natural Gas_Process Boiler - Hot Water Reset_A_Technical Potential | F1 | Industrial | Industrial - WA | New | Process | Natural Gas | Process Boiler - Hot Water Reset | A | Original Unit Energy Savings (kWh or therms) | Technical Potential | 0 | 0 | 8443.765 | 8443.765 | 8443.765 | 8443.765 | 8443.765 | 8443.765 | 8443.765 | 8443.765 | 8443.765 | 8443.765 | 8443.765 | 8443.765 | 8443.765 | 8443.765 | 8443.765 | 8443.765 | 8443.765 | 8443.765 | 8443.765 | 8443.765 | 8443.765 | 8443.765 | 8443.765 | 8443.765 | 8443.765
F2_Industrial_Industrial - WA_New_Process_Natural Gas_Process Boiler - Hot Water Reset_A_Technical Potential | F2 | Industrial | Industrial - WA | New | Process | Natural Gas | Process Boiler - Hot Water Reset | A | Original Unit Summer Peak Savings (kW) | Technical Potential | 0 | 0 | 0 | 0 | 0 | 0 | 0 | 0 | 0 | 0 | 0 | 0 | 0 | 0 | 0 | 0 | 0 | 0 | 0 | 0 | 0 | 0 | 0 | 0 | 0 | 0 | 0
F3_Industrial_Industrial - WA_New_Process_Natural Gas_Process Boiler - Hot Water Reset_A_Technical Potential | F3 | Industrial | Industrial - WA | New | Process | Natural Gas | Process Boiler - Hot Water Reset | A | Original Unit Winter Peak Savings (kW) | Technical Potential | 0 | 0 | 0 | 0 | 0 | 0 | 0 | 0 | 0 | 0 | 0 | 0 | 0 | 0 | 0 | 0 | 0 | 0 | 0 | 0 | 0 | 0 | 0 | 0 | 0 | 0 | 0
F4_Industrial_Industrial - WA_New_Process_Natural Gas_Process Boiler - Hot Water Reset_A_Technical Potential | F4 | Industrial | Industrial - WA | New | Process | Natural Gas | Process Boiler - Hot Water Reset | A | Standalone Impact on Baseline Energy (%) | Technical Potential | 0 | 0 | 0 | 0 | 0 | 0 | 0 | 0 | 0 | 0 | 0 | 0 | 0 | 0 | 0 | 0 | 0 | 0 | 0 | 0 | 0 | 0 | 0 | 0 | 0 | 0 | 0
F5_Industrial_Industrial - WA_New_Process_Natural Gas_Process Boiler - Hot Water Reset_A_Technical Potential | F5 | Industrial | Industrial - WA | New | Process | Natural Gas | Process Boiler - Hot Water Reset | A | Standalone Impact on Baseline Summer Peak (%) | Technical Potential | 0 | 0 | 0 | 0 | 0 | 0 | 0 | 0 | 0 | 0 | 0 | 0 | 0 | 0 | 0 | 0 | 0 | 0 | 0 | 0 | 0 | 0 | 0 | 0 | 0 | 0 | 0
F6_Industrial_Industrial - WA_New_Process_Natural Gas_Process Boiler - Hot Water Reset_A_Technical Potential | F6 | Industrial | Industrial - WA | New | Process | Natural Gas | Process Boiler - Hot Water Reset | A | Standalone Impact on Baseline Winter Peak (%) | Technical Potential | 0 | 0 | 0 | 0 | 0 | 0 | 0 | 0 | 0 | 0 | 0 | 0 | 0 | 0 | 0 | 0 | 0 | 0 | 0 | 0 | 0 | 0 | 0 | 0 | 0 | 0 | 0
F7_Industrial_Industrial - WA_New_Process_Natural Gas_Process Boiler - Hot Water Reset_A_Technical Potential | F7 | Industrial | Industrial - WA | New | Process | Natural Gas | Process Boiler - Hot Water Reset | A | Incremental Energy Savings (MWh or mTherms) | Technical Potential | 0 | 0 | 0 | 0 | 0 | 0 | 0 | 0 | 0 | 0 | 0 | 0 | 0 | 0 | 0 | 0 | 0 | 0 | 0 | 0 | 0 | 0 | 0 | 0 | 0 | 0 | 0
F8_Industrial_Industrial - WA_New_Process_Natural Gas_Process Boiler - Hot Water Reset_A_Technical Potential | F8 | Industrial | Industrial - WA | New | Process | Natural Gas | Process Boiler - Hot Water Reset | A | Incremental Summer Peak Savings (MW) | Technical Potential | 0 | 0 | 0 | 0 | 0 | 0 | 0 | 0 | 0 | 0 | 0 | 0 | 0 | 0 | 0 | 0 | 0 | 0 | 0 | 0 | 0 | 0 | 0 | 0 | 0 | 0 | 0
F9_Industrial_Industrial - WA_New_Process_Natural Gas_Process Boiler - Hot Water Reset_A_Technical Potential | F9 | Industrial | Industrial - WA | New | Process | Natural Gas | Process Boiler - Hot Water Reset | A | Incremental Winter Peak Savings (MW) | Technical Potential | 0 | 0 | 0 | 0 | 0 | 0 | 0 | 0 | 0 | 0 | 0 | 0 | 0 | 0 | 0 | 0 | 0 | 0 | 0 | 0 | 0 | 0 | 0 | 0 | 0 | 0 | 0
F10_Industrial_Industrial - WA_New_Process_Natural Gas_Process Boiler - Hot Water Reset_A_Technical Potential | F10 | Industrial | Industrial - WA | New | Process | Natural Gas | Process Boiler - Hot Water Reset | A | Cumulative Energy Savings (MWh or mTherms) | Technical Potential | 0 | 0 | 0 | 0 | 0 | 0 | 0 | 0 | 0 | 0 | 0 | 0 | 0 | 0 | 0 | 0 | 0 | 0 | 0 | 0 | 0 | 0 | 0 | 0 | 0 | 0 | 0
F11_Industrial_Industrial - WA_New_Process_Natural Gas_Process Boiler - Hot Water Reset_A_Technical Potential | F11 | Industrial | Industrial - WA | New | Process | Natural Gas | Process Boiler - Hot Water Reset | A | Cumulative Summer Peak Savings (MW) | Technical Potential | 0 | 0 | 0 | 0 | 0 | 0 | 0 | 0 | 0 | 0 | 0 | 0 | 0 | 0 | 0 | 0 | 0 | 0 | 0 | 0 | 0 | 0 | 0 | 0 | 0 | 0 | 0
F12_Industrial_Industrial - WA_New_Process_Natural Gas_Process Boiler - Hot Water Reset_A_Technical Potential | F12 | Industrial | Industrial - WA | New | Process | Natural Gas | Process Boiler - Hot Water Reset | A | Cumulative Winter Peak Savings (MW) | Technical Potential | 0 | 0 | 0 | 0 | 0 | 0 | 0 | 0 | 0 | 0 | 0 | 0 | 0 | 0 | 0 | 0 | 0 | 0 | 0 | 0 | 0 | 0 | 0 | 0 | 0 | 0 | 0
F13_Industrial_Industrial - WA_New_Process_Natural Gas_Process Boiler - Hot Water Reset_A_Technical Potential | F13 | Industrial | Industrial - WA | New | Process | Natural Gas | Process Boiler - Hot Water Reset | A | Purchases (Incremental) | Technical Potential | 0 | 0 | 0 | 0 | 0 | 0 | 0 | 0 | 0 | 0 | 0 | 0 | 0 | 0 | 0 | 0 | 0 | 0 | 0 | 0 | 0 | 0 | 0 | 0 | 0 | 0 | 0
F14_Industrial_Industrial - WA_New_Process_Natural Gas_Process Boiler - Hot Water Reset_A_Technical Potential | F14 | Industrial | Industrial - WA | New | Process | Natural Gas | Process Boiler - Hot Water Reset | A | Purchases (Cumulative) | Technical Potential | 0 | 0 | 0 | 0 | 0 | 0 | 0 | 0 | 0 | 0 | 0 | 0 | 0 | 0 | 0 | 0 | 0 | 0 | 0 | 0 | 0 | 0 | 0 | 0 | 0 | 0 | 0
F1_Industrial_Industrial - WA_New_Process_Natural Gas_Process Boiler - Burner Control Optimization_A_Technical Potential | F1 | Industrial | Industrial - WA | New | Process | Natural Gas | Process Boiler - Burner Control Optimization | A | Original Unit Energy Savings (kWh or therms) | Technical Potential | 0 | 0 | 2.2956 | 2.2956 | 2.2956 | 2.2956 | 2.2956 | 2.2956 | 2.2956 | 2.2956 | 2.2956 | 2.2956 | 2.2956 | 2.2956 | 2.2956 | 2.2956 | 2.2956 | 2.2956 | 2.2956 | 2.2956 | 2.2956 | 2.2956 | 2.2956 | 2.2956 | 2.2956 | 2.2956 | 2.2956
F2_Industrial_Industrial - WA_New_Process_Natural Gas_Process Boiler - Burner Control Optimization_A_Technical Potential | F2 | Industrial | Industrial - WA | New | Process | Natural Gas | Process Boiler - Burner Control Optimization | A | Original Unit Summer Peak Savings (kW) | Technical Potential | 0 | 0 | 0 | 0 | 0 | 0 | 0 | 0 | 0 | 0 | 0 | 0 | 0 | 0 | 0 | 0 | 0 | 0 | 0 | 0 | 0 | 0 | 0 | 0 | 0 | 0 | 0
F3_Industrial_Industrial - WA_New_Process_Natural Gas_Process Boiler - Burner Control Optimization_A_Technical Potential | F3 | Industrial | Industrial - WA | New | Process | Natural Gas | Process Boiler - Burner Control Optimization | A | Original Unit Winter Peak Savings (kW) | Technical Potential | 0 | 0 | 0 | 0 | 0 | 0 | 0 | 0 | 0 | 0 | 0 | 0 | 0 | 0 | 0 | 0 | 0 | 0 | 0 | 0 | 0 | 0 | 0 | 0 | 0 | 0 | 0
F4_Industrial_Industrial - WA_New_Process_Natural Gas_Process Boiler - Burner Control Optimization_A_Technical Potential | F4 | Industrial | Industrial - WA | New | Process | Natural Gas | Process Boiler - Burner Control Optimization | A | Standalone Impact on Baseline Energy (%) | Technical Potential | 0 | 0 | 1.9093e-05 | 4.4349e-05 | 9.7112e-05 | 0.00019077 | 0.0003399 | 0.00054538 | 0.00080212 | 0.001095 | 0.0014013 | 0.0016961 | 0.0019571 | 0.0021686 | 0.0023236 | 0.0024228 | 0.002473 | 0.0024838 | 0.0024657 | 0.0024283 | 0.0023743 | 0.0023118 | 0.0022473 | 0.0021872 | 0.0021312 | 0.0020788 | 0.0020298
F5_Industrial_Industrial - WA_New_Process_Natural Gas_Process Boiler - Burner Control Optimization_A_Technical Potential | F5 | Industrial | Industrial - WA | New | Process | Natural Gas | Process Boiler - Burner Control Optimization | A | Standalone Impact on Baseline Summer Peak (%) | Technical Potential | 0 | 0 | 0 | 0 | 0 | 0 | 0 | 0 | 0 | 0 | 0 | 0 | 0 | 0 | 0 | 0 | 0 | 0 | 0 | 0 | 0 | 0 | 0 | 0 | 0 | 0 | 0
F6_Industrial_Industrial - WA_New_Process_Natural Gas_Process Boiler - Burner Control Optimization_A_Technical Potential | F6 | Industrial | Industrial - WA | New | Process | Natural Gas | Process Boiler - Burner Control Optimization | A | Standalone Impact on Baseline Winter Peak (%) | Technical Potential | 0 | 0 | 0 | 0 | 0 | 0 | 0 | 0 | 0 | 0 | 0 | 0 | 0 | 0 | 0 | 0 | 0 | 0 | 0 | 0 | 0 | 0 | 0 | 0 | 0 | 0 | 0
F7_Industrial_Industrial - WA_New_Process_Natural Gas_Process Boiler - Burner Control Optimization_A_Technical Potential | F7 | Industrial | Industrial - WA | New | Process | Natural Gas | Process Boiler - Burner Control Optimization | A | Incremental Energy Savings (MWh or mTherms) | Technical Potential | 0 | 0 | 0.0050021 | 0.010471 | 0.025043 | 0.049647 | 0.083472 | 0.12545 | 0.17042 | 0.21115 | 0.24045 | 0.25328 | 0.24817 | 0.22728 | 0.19537 | 0.15822 | 0.12113 | 0.087915 | 0.060659 | 0.039883 | 0.020041 | 0.0069956 | 0 | 0 | 0 | 0 | 0
F8_Industrial_Industrial - WA_New_Process_Natural Gas_Process Boiler - Burner Control Optimization_A_Technical Potential | F8 | Industrial | Industrial - WA | New | Process | Natural Gas | Process Boiler - Burner Control Optimization | A | Incremental Summer Peak Savings (MW) | Technical Potential | 0 | 0 | 0 | 0 | 0 | 0 | 0 | 0 | 0 | 0 | 0 | 0 | 0 | 0 | 0 | 0 | 0 | 0 | 0 | 0 | 0 | 0 | 0 | 0 | 0 | 0 | 0
F9_Industrial_Industrial - WA_New_Process_Natural Gas_Process Boiler - Burner Control Optimization_A_Technical Potential | F9 | Industrial | Industrial - WA | New | Process | Natural Gas | Process Boiler - Burner Control Optimization | A | Incremental Winter Peak Savings (MW) | Technical Potential | 0 | 0 | 0 | 0 | 0 | 0 | 0 | 0 | 0 | 0 | 0 | 0 | 0 | 0 | 0 | 0 | 0 | 0 | 0 | 0 | 0 | 0 | 0 | 0 | 0 | 0 | 0
F10_Industrial_Industrial - WA_New_Process_Natural Gas_Process Boiler - Burner Control Optimization_A_Technical Potential | F10 | Industrial | Industrial - WA | New | Process | Natural Gas | Process Boiler - Burner Control Optimization | A | Cumulative Energy Savings (MWh or mTherms) | Technical Potential | 0 | 0 | 0.0050021 | 0.015473 | 0.040516 | 0.090163 | 0.17363 | 0.29909 | 0.4695 | 0.68065 | 0.9211 | 1.1744 | 1.4225 | 1.6498 | 1.8452 | 2.0034 | 2.1245 | 2.2125 | 2.2731 | 2.313 | 2.333 | 2.34 | 2.34 | 2.34 | 2.34 | 2.34 | 2.34
F11_Industrial_Industrial - WA_New_Process_Natural Gas_Process Boiler - Burner Control Optimization_A_Technical Potential | F11 | Industrial | Industrial - WA | New | Process | Natural Gas | Process Boiler - Burner Control Optimization | A | Cumulative Summer Peak Savings (MW) | Technical Potential | 0 | 0 | 0 | 0 | 0 | 0 | 0 | 0 | 0 | 0 | 0 | 0 | 0 | 0 | 0 | 0 | 0 | 0 | 0 | 0 | 0 | 0 | 0 | 0 | 0 | 0 | 0
F12_Industrial_Industrial - WA_New_Process_Natural Gas_Process Boiler - Burner Control Optimization_A_Technical Potential | F12 | Industrial | Industrial - WA | New | Process | Natural Gas | Process Boiler - Burner Control Optimization | A | Cumulative Winter Peak Savings (MW) | Technical Potential | 0 | 0 | 0 | 0 | 0 | 0 | 0 | 0 | 0 | 0 | 0 | 0 | 0 | 0 | 0 | 0 | 0 | 0 | 0 | 0 | 0 | 0 | 0 | 0 | 0 | 0 | 0
F13_Industrial_Industrial - WA_New_Process_Natural Gas_Process Boiler - Burner Control Optimization_A_Technical Potential | F13 | Industrial | Industrial - WA | New | Process | Natural Gas | Process Boiler - Burner Control Optimization | A | Purchases (Incremental) | Technical Potential | 0 | 0 | 2.1789 | 4.5614 | 10.9088 | 21.6265 | 36.3608 | 54.6479 | 74.2349 | 91.9783 | 104.7397 | 110.3297 | 108.1034 | 99.0025 | 85.1035 | 68.9229 | 52.7638 | 38.2963 | 26.4233 | 17.3731 | 8.7301 | 3.0473 | 0 | 0 | 0 | 0 | 0
F14_Industrial_Industrial - WA_New_Process_Natural Gas_Process Boiler - Burner Control Optimization_A_Technical Potential | F14 | Industrial | Industrial - WA | New | Process | Natural Gas | Process Boiler - Burner Control Optimization | A | Purchases (Cumulative) | Technical Potential | 0 | 0 | 2.1789 | 6.7404 | 17.6492 | 39.2757 | 75.6364 | 130.2844 | 204.5192 | 296.4975 | 401.2373 | 511.5669 | 619.6704 | 718.6729 | 803.7764 | 872.6993 | 925.4632 | 963.7594 | 990.1827 | 1007.5558 | 1016.2859 | 1019.3332 | 1019.3332 | 1019.3332 | 1019.3332 | 1019.3332 | 1019.3332
F1_Industrial_Industrial - WA_New_Process_Natural Gas_Process Boiler - Insulate Hot Water Lines_A_Technical Potential | F1 | Industrial | Industrial - WA | New | Process | Natural Gas | Process Boiler - Insulate Hot Water Lines | A | Original Unit Energy Savings (kWh or therms) | Technical Potential | 0 | 0 | 38.0063 | 38.0063 | 38.0063 | 38.0063 | 38.0063 | 38.0063 | 38.0063 | 38.0063 | 38.0063 | 38.0063 | 38.0063 | 38.0063 | 38.0063 | 38.0063 | 38.0063 | 38.0063 | 38.0063 | 38.0063 | 38.0063 | 38.0063 | 38.0063 | 38.0063 | 38.0063 | 38.0063 | 38.0063
F2_Industrial_Industrial - WA_New_Process_Natural Gas_Process Boiler - Insulate Hot Water Lines_A_Technical Potential | F2 | Industrial | Industrial - WA | New | Process | Natural Gas | Process Boiler - Insulate Hot Water Lines | A | Original Unit Summer Peak Savings (kW) | Technical Potential | 0 | 0 | 0 | 0 | 0 | 0 | 0 | 0 | 0 | 0 | 0 | 0 | 0 | 0 | 0 | 0 | 0 | 0 | 0 | 0 | 0 | 0 | 0 | 0 | 0 | 0 | 0
F3_Industrial_Industrial - WA_New_Process_Natural Gas_Process Boiler - Insulate Hot Water Lines_A_Technical Potential | F3 | Industrial | Industrial - WA | New | Process | Natural Gas | Process Boiler - Insulate Hot Water Lines | A | Original Unit Winter Peak Savings (kW) | Technical Potential | 0 | 0 | 0 | 0 | 0 | 0 | 0 | 0 | 0 | 0 | 0 | 0 | 0 | 0 | 0 | 0 | 0 | 0 | 0 | 0 | 0 | 0 | 0 | 0 | 0 | 0 | 0
F4_Industrial_Industrial - WA_New_Process_Natural Gas_Process Boiler - Insulate Hot Water Lines_A_Technical Potential | F4 | Industrial | Industrial - WA | New | Process | Natural Gas | Process Boiler - Insulate Hot Water Lines | A | Standalone Impact on Baseline Energy (%) | Technical Potential | 0 | 0 | 0 | 0 | 0 | 0 | 0 | 0 | 0 | 0 | 0 | 0 | 0 | 0 | 0 | 0 | 0 | 0 | 0 | 0 | 0 | 0 | 0 | 0 | 0 | 0 | 0
F5_Industrial_Industrial - WA_New_Process_Natural Gas_Process Boiler - Insulate Hot Water Lines_A_Technical Potential | F5 | Industrial | Industrial - WA | New | Process | Natural Gas | Process Boiler - Insulate Hot Water Lines | A | Standalone Impact on Baseline Summer Peak (%) | Technical Potential | 0 | 0 | 0 | 0 | 0 | 0 | 0 | 0 | 0 | 0 | 0 | 0 | 0 | 0 | 0 | 0 | 0 | 0 | 0 | 0 | 0 | 0 | 0 | 0 | 0 | 0 | 0
F6_Industrial_Industrial - WA_New_Process_Natural Gas_Process Boiler - Insulate Hot Water Lines_A_Technical Potential | F6 | Industrial | Industrial - WA | New | Process | Natural Gas | Process Boiler - Insulate Hot Water Lines | A | Standalone Impact on Baseline Winter Peak (%) | Technical Potential | 0 | 0 | 0 | 0 | 0 | 0 | 0 | 0 | 0 | 0 | 0 | 0 | 0 | 0 | 0 | 0 | 0 | 0 | 0 | 0 | 0 | 0 | 0 | 0 | 0 | 0 | 0
F7_Industrial_Industrial - WA_New_Process_Natural Gas_Process Boiler - Insulate Hot Water Lines_A_Technical Potential | F7 | Industrial | Industrial - WA | New | Process | Natural Gas | Process Boiler - Insulate Hot Water Lines | A | Incremental Energy Savings (MWh or mTherms) | Technical Potential | 0 | 0 | 0 | 0 | 0 | 0 | 0 | 0 | 0 | 0 | 0 | 0 | 0 | 0 | 0 | 0 | 0 | 0 | 0 | 0 | 0 | 0 | 0 | 0 | 0 | 0 | 0
F8_Industrial_Industrial - WA_New_Process_Natural Gas_Process Boiler - Insulate Hot Water Lines_A_Technical Potential | F8 | Industrial | Industrial - WA | New | Process | Natural Gas | Process Boiler - Insulate Hot Water Lines | A | Incremental Summer Peak Savings (MW) | Technical Potential | 0 | 0 | 0 | 0 | 0 | 0 | 0 | 0 | 0 | 0 | 0 | 0 | 0 | 0 | 0 | 0 | 0 | 0 | 0 | 0 | 0 | 0 | 0 | 0 | 0 | 0 | 0
F9_Industrial_Industrial - WA_New_Process_Natural Gas_Process Boiler - Insulate Hot Water Lines_A_Technical Potential | F9 | Industrial | Industrial - WA | New | Process | Natural Gas | Process Boiler - Insulate Hot Water Lines | A | Incremental Winter Peak Savings (MW) | Technical Potential | 0 | 0 | 0 | 0 | 0 | 0 | 0 | 0 | 0 | 0 | 0 | 0 | 0 | 0 | 0 | 0 | 0 | 0 | 0 | 0 | 0 | 0 | 0 | 0 | 0 | 0 | 0
F10_Industrial_Industrial - WA_New_Process_Natural Gas_Process Boiler - Insulate Hot Water Lines_A_Technical Potential | F10 | Industrial | Industrial - WA | New | Process | Natural Gas | Process Boiler - Insulate Hot Water Lines | A | Cumulative Energy Savings (MWh or mTherms) | Technical Potential | 0 | 0 | 0 | 0 | 0 | 0 | 0 | 0 | 0 | 0 | 0 | 0 | 0 | 0 | 0 | 0 | 0 | 0 | 0 | 0 | 0 | 0 | 0 | 0 | 0 | 0 | 0
F11_Industrial_Industrial - WA_New_Process_Natural Gas_Process Boiler - Insulate Hot Water Lines_A_Technical Potential | F11 | Industrial | Industrial - WA | New | Process | Natural Gas | Process Boiler - Insulate Hot Water Lines | A | Cumulative Summer Peak Savings (MW) | Technical Potential | 0 | 0 | 0 | 0 | 0 | 0 | 0 | 0 | 0 | 0 | 0 | 0 | 0 | 0 | 0 | 0 | 0 | 0 | 0 | 0 | 0 | 0 | 0 | 0 | 0 | 0 | 0
F12_Industrial_Industrial - WA_New_Process_Natural Gas_Process Boiler - Insulate Hot Water Lines_A_Technical Potential | F12 | Industrial | Industrial - WA | New | Process | Natural Gas | Process Boiler - Insulate Hot Water Lines | A | Cumulative Winter Peak Savings (MW) | Technical Potential | 0 | 0 | 0 | 0 | 0 | 0 | 0 | 0 | 0 | 0 | 0 | 0 | 0 | 0 | 0 | 0 | 0 | 0 | 0 | 0 | 0 | 0 | 0 | 0 | 0 | 0 | 0
F13_Industrial_Industrial - WA_New_Process_Natural Gas_Process Boiler - Insulate Hot Water Lines_A_Technical Potential | F13 | Industrial | Industrial - WA | New | Process | Natural Gas | Process Boiler - Insulate Hot Water Lines | A | Purchases (Incremental) | Technical Potential | 0 | 0 | 0 | 0 | 0 | 0 | 0 | 0 | 0 | 0 | 0 | 0 | 0 | 0 | 0 | 0 | 0 | 0 | 0 | 0 | 0 | 0 | 0 | 0 | 0 | 0 | 0
F14_Industrial_Industrial - WA_New_Process_Natural Gas_Process Boiler - Insulate Hot Water Lines_A_Technical Potential | F14 | Industrial | Industrial - WA | New | Process | Natural Gas | Process Boiler - Insulate Hot Water Lines | A | Purchases (Cumulative) | Technical Potential | 0 | 0 | 0 | 0 | 0 | 0 | 0 | 0 | 0 | 0 | 0 | 0 | 0 | 0 | 0 | 0 | 0 | 0 | 0 | 0 | 0 | 0 | 0 | 0 | 0 | 0 | 0
F1_Industrial_Industrial - WA_New_Process_Natural Gas_Process Boiler - Insulate Steam Lines/Condensate Tank_A_Technical Potential | F1 | Industrial | Industrial - WA | New | Process | Natural Gas | Process Boiler - Insulate Steam Lines/Condensate Tank | A | Original Unit Energy Savings (kWh or therms) | Technical Potential | 0 | 0 | 56.7725 | 56.7725 | 56.7725 | 56.7725 | 56.7725 | 56.7725 | 56.7725 | 56.7725 | 56.7725 | 56.7725 | 56.7725 | 56.7725 | 56.7725 | 56.7725 | 56.7725 | 56.7725 | 56.7725 | 56.7725 | 56.7725 | 56.7725 | 56.7725 | 56.7725 | 56.7725 | 56.7725 | 56.7725
F2_Industrial_Industrial - WA_New_Process_Natural Gas_Process Boiler - Insulate Steam Lines/Condensate Tank_A_Technical Potential | F2 | Industrial | Industrial - WA | New | Process | Natural Gas | Process Boiler - Insulate Steam Lines/Condensate Tank | A | Original Unit Summer Peak Savings (kW) | Technical Potential | 0 | 0 | 0 | 0 | 0 | 0 | 0 | 0 | 0 | 0 | 0 | 0 | 0 | 0 | 0 | 0 | 0 | 0 | 0 | 0 | 0 | 0 | 0 | 0 | 0 | 0 | 0
F3_Industrial_Industrial - WA_New_Process_Natural Gas_Process Boiler - Insulate Steam Lines/Condensate Tank_A_Technical Potential | F3 | Industrial | Industrial - WA | New | Process | Natural Gas | Process Boiler - Insulate Steam Lines/Condensate Tank | A | Original Unit Winter Peak Savings (kW) | Technical Potential | 0 | 0 | 0 | 0 | 0 | 0 | 0 | 0 | 0 | 0 | 0 | 0 | 0 | 0 | 0 | 0 | 0 | 0 | 0 | 0 | 0 | 0 | 0 | 0 | 0 | 0 | 0
F4_Industrial_Industrial - WA_New_Process_Natural Gas_Process Boiler - Insulate Steam Lines/Condensate Tank_A_Technical Potential | F4 | Industrial | Industrial - WA | New | Process | Natural Gas | Process Boiler - Insulate Steam Lines/Condensate Tank | A | Standalone Impact on Baseline Energy (%) | Technical Potential | 0 | 0 | 0 | 0 | 0 | 0 | 0 | 0 | 0 | 0 | 0 | 0 | 0 | 0 | 0 | 0 | 0 | 0 | 0 | 0 | 0 | 0 | 0 | 0 | 0 | 0 | 0
F5_Industrial_Industrial - WA_New_Process_Natural Gas_Process Boiler - Insulate Steam Lines/Condensate Tank_A_Technical Potential | F5 | Industrial | Industrial - WA | New | Process | Natural Gas | Process Boiler - Insulate Steam Lines/Condensate Tank | A | Standalone Impact on Baseline Summer Peak (%) | Technical Potential | 0 | 0 | 0 | 0 | 0 | 0 | 0 | 0 | 0 | 0 | 0 | 0 | 0 | 0 | 0 | 0 | 0 | 0 | 0 | 0 | 0 | 0 | 0 | 0 | 0 | 0 | 0
F6_Industrial_Industrial - WA_New_Process_Natural Gas_Process Boiler - Insulate Steam Lines/Condensate Tank_A_Technical Potential | F6 | Industrial | Industrial - WA | New | Process | Natural Gas | Process Boiler - Insulate Steam Lines/Condensate Tank | A | Standalone Impact on Baseline Winter Peak (%) | Technical Potential | 0 | 0 | 0 | 0 | 0 | 0 | 0 | 0 | 0 | 0 | 0 | 0 | 0 | 0 | 0 | 0 | 0 | 0 | 0 | 0 | 0 | 0 | 0 | 0 | 0 | 0 | 0
F7_Industrial_Industrial - WA_New_Process_Natural Gas_Process Boiler - Insulate Steam Lines/Condensate Tank_A_Technical Potential | F7 | Industrial | Industrial - WA | New | Process | Natural Gas | Process Boiler - Insulate Steam Lines/Condensate Tank | A | Incremental Energy Savings (MWh or mTherms) | Technical Potential | 0 | 0 | 0 | 0 | 0 | 0 | 0 | 0 | 0 | 0 | 0 | 0 | 0 | 0 | 0 | 0 | 0 | 0 | 0 | 0 | 0 | 0 | 0 | 0 | 0 | 0 | 0
F8_Industrial_Industrial - WA_New_Process_Natural Gas_Process Boiler - Insulate Steam Lines/Condensate Tank_A_Technical Potential | F8 | Industrial | Industrial - WA | New | Process | Natural Gas | Process Boiler - Insulate Steam Lines/Condensate Tank | A | Incremental Summer Peak Savings (MW) | Technical Potential | 0 | 0 | 0 | 0 | 0 | 0 | 0 | 0 | 0 | 0 | 0 | 0 | 0 | 0 | 0 | 0 | 0 | 0 | 0 | 0 | 0 | 0 | 0 | 0 | 0 | 0 | 0
F9_Industrial_Industrial - WA_New_Process_Natural Gas_Process Boiler - Insulate Steam Lines/Condensate Tank_A_Technical Potential | F9 | Industrial | Industrial - WA | New | Process | Natural Gas | Process Boiler - Insulate Steam Lines/Condensate Tank | A | Incremental Winter Peak Savings (MW) | Technical Potential | 0 | 0 | 0 | 0 | 0 | 0 | 0 | 0 | 0 | 0 | 0 | 0 | 0 | 0 | 0 | 0 | 0 | 0 | 0 | 0 | 0 | 0 | 0 | 0 | 0 | 0 | 0
F10_Industrial_Industrial - WA_New_Process_Natural Gas_Process Boiler - Insulate Steam Lines/Condensate Tank_A_Technical Potential | F10 | Industrial | Industrial - WA | New | Process | Natural Gas | Process Boiler - Insulate Steam Lines/Condensate Tank | A | Cumulative Energy Savings (MWh or mTherms) | Technical Potential | 0 | 0 | 0 | 0 | 0 | 0 | 0 | 0 | 0 | 0 | 0 | 0 | 0 | 0 | 0 | 0 | 0 | 0 | 0 | 0 | 0 | 0 | 0 | 0 | 0 | 0 | 0
F11_Industrial_Industrial - WA_New_Process_Natural Gas_Process Boiler - Insulate Steam Lines/Condensate Tank_A_Technical Potential | F11 | Industrial | Industrial - WA | New | Process | Natural Gas | Process Boiler - Insulate Steam Lines/Condensate Tank | A | Cumulative Summer Peak Savings (MW) | Technical Potential | 0 | 0 | 0 | 0 | 0 | 0 | 0 | 0 | 0 | 0 | 0 | 0 | 0 | 0 | 0 | 0 | 0 | 0 | 0 | 0 | 0 | 0 | 0 | 0 | 0 | 0 | 0
F12_Industrial_Industrial - WA_New_Process_Natural Gas_Process Boiler - Insulate Steam Lines/Condensate Tank_A_Technical Potential | F12 | Industrial | Industrial - WA | New | Process | Natural Gas | Process Boiler - Insulate Steam Lines/Condensate Tank | A | Cumulative Winter Peak Savings (MW) | Technical Potential | 0 | 0 | 0 | 0 | 0 | 0 | 0 | 0 | 0 | 0 | 0 | 0 | 0 | 0 | 0 | 0 | 0 | 0 | 0 | 0 | 0 | 0 | 0 | 0 | 0 | 0 | 0
F13_Industrial_Industrial - WA_New_Process_Natural Gas_Process Boiler - Insulate Steam Lines/Condensate Tank_A_Technical Potential | F13 | Industrial | Industrial - WA | New | Process | Natural Gas | Process Boiler - Insulate Steam Lines/Condensate Tank | A | Purchases (Incremental) | Technical Potential | 0 | 0 | 0 | 0 | 0 | 0 | 0 | 0 | 0 | 0 | 0 | 0 | 0 | 0 | 0 | 0 | 0 | 0 | 0 | 0 | 0 | 0 | 0 | 0 | 0 | 0 | 0
F14_Industrial_Industrial - WA_New_Process_Natural Gas_Process Boiler - Insulate Steam Lines/Condensate Tank_A_Technical Potential | F14 | Industrial | Industrial - WA | New | Process | Natural Gas | Process Boiler - Insulate Steam Lines/Condensate Tank | A | Purchases (Cumulative) | Technical Potential | 0 | 0 | 0 | 0 | 0 | 0 | 0 | 0 | 0 | 0 | 0 | 0 | 0 | 0 | 0 | 0 | 0 | 0 | 0 | 0 | 0 | 0 | 0 | 0 | 0 | 0 | 0
F1_Industrial_Industrial - WA_New_Process_Natural Gas_Process Boiler - Stack Economizer_A_Technical Potential | F1 | Industrial | Industrial - WA | New | Process | Natural Gas | Process Boiler - Stack Economizer | A | Original Unit Energy Savings (kWh or therms) | Technical Potential | 0 | 0 | 7.5994 | 7.5994 | 7.5994 | 7.5994 | 7.5994 | 7.5994 | 7.5994 | 7.5994 | 7.5994 | 7.5994 | 7.5994 | 7.5994 | 7.5994 | 7.5994 | 7.5994 | 7.5994 | 7.5994 | 7.5994 | 7.5994 | 7.5994 | 7.5994 | 7.5994 | 7.5994 | 7.5994 | 7.5994
F2_Industrial_Industrial - WA_New_Process_Natural Gas_Process Boiler - Stack Economizer_A_Technical Potential | F2 | Industrial | Industrial - WA | New | Process | Natural Gas | Process Boiler - Stack Economizer | A | Original Unit Summer Peak Savings (kW) | Technical Potential | 0 | 0 | 0 | 0 | 0 | 0 | 0 | 0 | 0 | 0 | 0 | 0 | 0 | 0 | 0 | 0 | 0 | 0 | 0 | 0 | 0 | 0 | 0 | 0 | 0 | 0 | 0
F3_Industrial_Industrial - WA_New_Process_Natural Gas_Process Boiler - Stack Economizer_A_Technical Potential | F3 | Industrial | Industrial - WA | New | Process | Natural Gas | Process Boiler - Stack Economizer | A | Original Unit Winter Peak Savings (kW) | Technical Potential | 0 | 0 | 0 | 0 | 0 | 0 | 0 | 0 | 0 | 0 | 0 | 0 | 0 | 0 | 0 | 0 | 0 | 0 | 0 | 0 | 0 | 0 | 0 | 0 | 0 | 0 | 0
F4_Industrial_Industrial - WA_New_Process_Natural Gas_Process Boiler - Stack Economizer_A_Technical Potential | F4 | Industrial | Industrial - WA | New | Process | Natural Gas | Process Boiler - Stack Economizer | A | Standalone Impact on Baseline Energy (%) | Technical Potential | 0 | 0 | 0.0006248 | 0.001094 | 0.0015397 | 0.0019839 | 0.0024603 | 0.0028541 | 0.003124 | 0.0033014 | 0.0034101 | 0.0034677 | 0.0034874 | 0.0034794 | 0.0034513 | 0.0034089 | 0.0033565 | 0.0032372 | 0.0031278 | 0.0030273 | 0.0029346 | 0.0028488 | 0.0027692 | 0.0026952 | 0.0026262 | 0.0025617 | 0.0025013
F5_Industrial_Industrial - WA_New_Process_Natural Gas_Process Boiler - Stack Economizer_A_Technical Potential | F5 | Industrial | Industrial - WA | New | Process | Natural Gas | Process Boiler - Stack Economizer | A | Standalone Impact on Baseline Summer Peak (%) | Technical Potential | 0 | 0 | 0 | 0 | 0 | 0 | 0 | 0 | 0 | 0 | 0 | 0 | 0 | 0 | 0 | 0 | 0 | 0 | 0 | 0 | 0 | 0 | 0 | 0 | 0 | 0 | 0
F6_Industrial_Industrial - WA_New_Process_Natural Gas_Process Boiler - Stack Economizer_A_Technical Potential | F6 | Industrial | Industrial - WA | New | Process | Natural Gas | Process Boiler - Stack Economizer | A | Standalone Impact on Baseline Winter Peak (%) | Technical Potential | 0 | 0 | 0 | 0 | 0 | 0 | 0 | 0 | 0 | 0 | 0 | 0 | 0 | 0 | 0 | 0 | 0 | 0 | 0 | 0 | 0 | 0 | 0 | 0 | 0 | 0 | 0
F7_Industrial_Industrial - WA_New_Process_Natural Gas_Process Boiler - Stack Economizer_A_Technical Potential | F7 | Industrial | Industrial - WA | New | Process | Natural Gas | Process Boiler - Stack Economizer | A | Incremental Energy Savings (MWh or mTherms) | Technical Potential | 0 | 0 | 0.16369 | 0.218 | 0.26067 | 0.2953 | 0.31918 | 0.30838 | 0.26332 | 0.22372 | 0.18925 | 0.15948 | 0.13394 | 0.11215 | 0.093648 | 0.07801 | 0.064839 | 0 | 0 | 0 | 0 | 0 | 0 | 0 | 0 | 0 | 0
F8_Industrial_Industrial - WA_New_Process_Natural Gas_Process Boiler - Stack Economizer_A_Technical Potential | F8 | Industrial | Industrial - WA | New | Process | Natural Gas | Process Boiler - Stack Economizer | A | Incremental Summer Peak Savings (MW) | Technical Potential | 0 | 0 | 0 | 0 | 0 | 0 | 0 | 0 | 0 | 0 | 0 | 0 | 0 | 0 | 0 | 0 | 0 | 0 | 0 | 0 | 0 | 0 | 0 | 0 | 0 | 0 | 0
F9_Industrial_Industrial - WA_New_Process_Natural Gas_Process Boiler - Stack Economizer_A_Technical Potential | F9 | Industrial | Industrial - WA | New | Process | Natural Gas | Process Boiler - Stack Economizer | A | Incremental Winter Peak Savings (MW) | Technical Potential | 0 | 0 | 0 | 0 | 0 | 0 | 0 | 0 | 0 | 0 | 0 | 0 | 0 | 0 | 0 | 0 | 0 | 0 | 0 | 0 | 0 | 0 | 0 | 0 | 0 | 0 | 0
F10_Industrial_Industrial - WA_New_Process_Natural Gas_Process Boiler - Stack Economizer_A_Technical Potential | F10 | Industrial | Industrial - WA | New | Process | Natural Gas | Process Boiler - Stack Economizer | A | Cumulative Energy Savings (MWh or mTherms) | Technical Potential | 0 | 0 | 0.16369 | 0.38169 | 0.64236 | 0.93767 | 1.2568 | 1.5652 | 1.8285 | 2.0523 | 2.2415 | 2.401 | 2.5349 | 2.6471 | 2.7407 | 2.8187 | 2.8836 | 2.8836 | 2.8836 | 2.8836 | 2.8836 | 2.8836 | 2.8836 | 2.8836 | 2.8836 | 2.8836 | 2.8836
F11_Industrial_Industrial - WA_New_Process_Natural Gas_Process Boiler - Stack Economizer_A_Technical Potential | F11 | Industrial | Industrial - WA | New | Process | Natural Gas | Process Boiler - Stack Economizer | A | Cumulative Summer Peak Savings (MW) | Technical Potential | 0 | 0 | 0 | 0 | 0 | 0 | 0 | 0 | 0 | 0 | 0 | 0 | 0 | 0 | 0 | 0 | 0 | 0 | 0 | 0 | 0 | 0 | 0 | 0 | 0 | 0 | 0
F12_Industrial_Industrial - WA_New_Process_Natural Gas_Process Boiler - Stack Economizer_A_Technical Potential | F12 | Industrial | Industrial - WA | New | Process | Natural Gas | Process Boiler - Stack Economizer | A | Cumulative Winter Peak Savings (MW) | Technical Potential | 0 | 0 | 0 | 0 | 0 | 0 | 0 | 0 | 0 | 0 | 0 | 0 | 0 | 0 | 0 | 0 | 0 | 0 | 0 | 0 | 0 | 0 | 0 | 0 | 0 | 0 | 0
F13_Industrial_Industrial - WA_New_Process_Natural Gas_Process Boiler - Stack Economizer_A_Technical Potential | F13 | Industrial | Industrial - WA | New | Process | Natural Gas | Process Boiler - Stack Economizer | A | Purchases (Incremental) | Technical Potential | 0 | 0 | 21.54 | 28.6862 | 34.3021 | 38.859 | 42.0004 | 40.5796 | 34.6495 | 29.4386 | 24.9028 | 20.9855 | 17.6246 | 14.7574 | 12.3231 | 10.2653 | 8.5322 | 0 | 0 | 0 | 0 | 0 | 0 | 0 | 0 | 0 | 0
F14_Industrial_Industrial - WA_New_Process_Natural Gas_Process Boiler - Stack Economizer_A_Technical Potential | F14 | Industrial | Industrial - WA | New | Process | Natural Gas | Process Boiler - Stack Economizer | A | Purchases (Cumulative) | Technical Potential | 0 | 0 | 21.54 | 50.2262 | 84.5283 | 123.3873 | 165.3877 | 205.9673 | 240.6168 | 270.0554 | 294.9583 | 315.9438 | 333.5684 | 348.3258 | 360.6489 | 370.9142 | 379.4464 | 379.4464 | 379.4464 | 379.4464 | 379.4464 | 379.4464 | 379.4464 | 379.4464 | 379.4464 | 379.4464 | 379.4464
F1_Industrial_Industrial - WA_New_Process_Natural Gas_Process Boiler - Steam Trap Replacement_A_Technical Potential | F1 | Industrial | Industrial - WA | New | Process | Natural Gas | Process Boiler - Steam Trap Replacement | A | Original Unit Energy Savings (kWh or therms) | Technical Potential | 0 | 0 | 253514.0926 | 253514.0926 | 253514.0926 | 253514.0926 | 253514.0926 | 253514.0926 | 253514.0926 | 253514.0926 | 253514.0926 | 253514.0926 | 253514.0926 | 253514.0926 | 253514.0926 | 253514.0926 | 253514.0926 | 253514.0926 | 253514.0926 | 253514.0926 | 253514.0926 | 253514.0926 | 253514.0926 | 253514.0926 | 253514.0926 | 253514.0926 | 253514.0926
F2_Industrial_Industrial - WA_New_Process_Natural Gas_Process Boiler - Steam Trap Replacement_A_Technical Potential | F2 | Industrial | Industrial - WA | New | Process | Natural Gas | Process Boiler - Steam Trap Replacement | A | Original Unit Summer Peak Savings (kW) | Technical Potential | 0 | 0 | 0 | 0 | 0 | 0 | 0 | 0 | 0 | 0 | 0 | 0 | 0 | 0 | 0 | 0 | 0 | 0 | 0 | 0 | 0 | 0 | 0 | 0 | 0 | 0 | 0
F3_Industrial_Industrial - WA_New_Process_Natural Gas_Process Boiler - Steam Trap Replacement_A_Technical Potential | F3 | Industrial | Industrial - WA | New | Process | Natural Gas | Process Boiler - Steam Trap Replacement | A | Original Unit Winter Peak Savings (kW) | Technical Potential | 0 | 0 | 0 | 0 | 0 | 0 | 0 | 0 | 0 | 0 | 0 | 0 | 0 | 0 | 0 | 0 | 0 | 0 | 0 | 0 | 0 | 0 | 0 | 0 | 0 | 0 | 0
F4_Industrial_Industrial - WA_New_Process_Natural Gas_Process Boiler - Steam Trap Replacement_A_Technical Potential | F4 | Industrial | Industrial - WA | New | Process | Natural Gas | Process Boiler - Steam Trap Replacement | A | Standalone Impact on Baseline Energy (%) | Technical Potential | 0 | 0 | 8.3761e-06 | 1.4666e-05 | 2.0641e-05 | 2.6596e-05 | 3.2983e-05 | 3.91e-05 | 4.1261e-05 | 4.2526e-05 | 4.3277e-05 | 4.3743e-05 | 4.4157e-05 | 4.4527e-05 | 4.4861e-05 | 4.5162e-05 | 4.5436e-05 | 4.5686e-05 | 4.5915e-05 | 4.6125e-05 | 4.4713e-05 | 4.3406e-05 | 4.2193e-05 | 4.1065e-05 | 4.0014e-05 | 3.9031e-05 | 3.8111e-05
F5_Industrial_Industrial - WA_New_Process_Natural Gas_Process Boiler - Steam Trap Replacement_A_Technical Potential | F5 | Industrial | Industrial - WA | New | Process | Natural Gas | Process Boiler - Steam Trap Replacement | A | Standalone Impact on Baseline Summer Peak (%) | Technical Potential | 0 | 0 | 0 | 0 | 0 | 0 | 0 | 0 | 0 | 0 | 0 | 0 | 0 | 0 | 0 | 0 | 0 | 0 | 0 | 0 | 0 | 0 | 0 | 0 | 0 | 0 | 0
F6_Industrial_Industrial - WA_New_Process_Natural Gas_Process Boiler - Steam Trap Replacement_A_Technical Potential | F6 | Industrial | Industrial - WA | New | Process | Natural Gas | Process Boiler - Steam Trap Replacement | A | Standalone Impact on Baseline Winter Peak (%) | Technical Potential | 0 | 0 | 0 | 0 | 0 | 0 | 0 | 0 | 0 | 0 | 0 | 0 | 0 | 0 | 0 | 0 | 0 | 0 | 0 | 0 | 0 | 0 | 0 | 0 | 0 | 0 | 0
F7_Industrial_Industrial - WA_New_Process_Natural Gas_Process Boiler - Steam Trap Replacement_A_Technical Potential | F7 | Industrial | Industrial - WA | New | Process | Natural Gas | Process Boiler - Steam Trap Replacement | A | Incremental Energy Savings (MWh or mTherms) | Technical Potential | 0 | 0 | 0.0021944 | 0.0029225 | 0.0034946 | 0.0039588 | 0.0042789 | 0.0045935 | 0.0027083 | 0.0022843 | 0.0020111 | 0.0018407 | 0.0018095 | 0.0017789 | 0.0017488 | 0.0017192 | 0.0016902 | 0.0016616 | 0.0016335 | 0.0016059 | 0 | 0 | 0 | 0 | 0 | 0 | 0
F8_Industrial_Industrial - WA_New_Process_Natural Gas_Process Boiler - Steam Trap Replacement_A_Technical Potential | F8 | Industrial | Industrial - WA | New | Process | Natural Gas | Process Boiler - Steam Trap Replacement | A | Incremental Summer Peak Savings (MW) | Technical Potential | 0 | 0 | 0 | 0 | 0 | 0 | 0 | 0 | 0 | 0 | 0 | 0 | 0 | 0 | 0 | 0 | 0 | 0 | 0 | 0 | 0 | 0 | 0 | 0 | 0 | 0 | 0
F9_Industrial_Industrial - WA_New_Process_Natural Gas_Process Boiler - Steam Trap Replacement_A_Technical Potential | F9 | Industrial | Industrial - WA | New | Process | Natural Gas | Process Boiler - Steam Trap Replacement | A | Incremental Winter Peak Savings (MW) | Technical Potential | 0 | 0 | 0 | 0 | 0 | 0 | 0 | 0 | 0 | 0 | 0 | 0 | 0 | 0 | 0 | 0 | 0 | 0 | 0 | 0 | 0 | 0 | 0 | 0 | 0 | 0 | 0
F10_Industrial_Industrial - WA_New_Process_Natural Gas_Process Boiler - Steam Trap Replacement_A_Technical Potential | F10 | Industrial | Industrial - WA | New | Process | Natural Gas | Process Boiler - Steam Trap Replacement | A | Cumulative Energy Savings (MWh or mTherms) | Technical Potential | 0 | 0 | 0.0021944 | 0.0051169 | 0.0086115 | 0.01257 | 0.016849 | 0.021443 | 0.024151 | 0.026435 | 0.028446 | 0.030287 | 0.032097 | 0.033876 | 0.035624 | 0.037344 | 0.039034 | 0.040696 | 0.042329 | 0.043935 | 0.043935 | 0.043935 | 0.043935 | 0.043935 | 0.043935 | 0.043935 | 0.043935
F11_Industrial_Industrial - WA_New_Process_Natural Gas_Process Boiler - Steam Trap Replacement_A_Technical Potential | F11 | Industrial | Industrial - WA | New | Process | Natural Gas | Process Boiler - Steam Trap Replacement | A | Cumulative Summer Peak Savings (MW) | Technical Potential | 0 | 0 | 0 | 0 | 0 | 0 | 0 | 0 | 0 | 0 | 0 | 0 | 0 | 0 | 0 | 0 | 0 | 0 | 0 | 0 | 0 | 0 | 0 | 0 | 0 | 0 | 0
F12_Industrial_Industrial - WA_New_Process_Natural Gas_Process Boiler - Steam Trap Replacement_A_Technical Potential | F12 | Industrial | Industrial - WA | New | Process | Natural Gas | Process Boiler - Steam Trap Replacement | A | Cumulative Winter Peak Savings (MW) | Technical Potential | 0 | 0 | 0 | 0 | 0 | 0 | 0 | 0 | 0 | 0 | 0 | 0 | 0 | 0 | 0 | 0 | 0 | 0 | 0 | 0 | 0 | 0 | 0 | 0 | 0 | 0 | 0
F13_Industrial_Industrial - WA_New_Process_Natural Gas_Process Boiler - Steam Trap Replacement_A_Technical Potential | F13 | Industrial | Industrial - WA | New | Process | Natural Gas | Process Boiler - Steam Trap Replacement | A | Purchases (Incremental) | Technical Potential | 0 | 0 | 8.6561e-06 | 1.1528e-05 | 1.3785e-05 | 1.5616e-05 | 1.6878e-05 | 1.8119e-05 | 1.0683e-05 | 9.0107e-06 | 7.9329e-06 | 7.2608e-06 | 7.1378e-06 | 7.017e-06 | 6.8983e-06 | 6.7817e-06 | 6.667e-06 | 6.5543e-06 | 6.4436e-06 | 6.3348e-06 | 0 | 0 | 0 | 0 | 0 | 0 | 0
F14_Industrial_Industrial - WA_New_Process_Natural Gas_Process Boiler - Steam Trap Replacement_A_Technical Potential | F14 | Industrial | Industrial - WA | New | Process | Natural Gas | Process Boiler - Steam Trap Replacement | A | Purchases (Cumulative) | Technical Potential | 0 | 0 | 8.6561e-06 | 2.0184e-05 | 3.3969e-05 | 4.9584e-05 | 6.6463e-05 | 8.4582e-05 | 9.5265e-05 | 0.00010428 | 0.00011221 | 0.00011947 | 0.00012661 | 0.00013362 | 0.00014052 | 0.0001473 | 0.00015397 | 0.00016053 | 0.00016697 | 0.0001733 | 0.0001733 | 0.0001733 | 0.0001733 | 0.0001733 | 0.0001733 | 0.0001733 | 0.0001733
F1_Industrial_Industrial - WA_New_Process_Natural Gas_Process Boiler - Maintenance_A_Technical Potential | F1 | Industrial | Industrial - WA | New | Process | Natural Gas | Process Boiler - Maintenance | A | Original Unit Energy Savings (kWh or therms) | Technical Potential | 0 | 0 | 4.7496 | 4.7496 | 4.7496 | 4.7496 | 4.7496 | 4.7496 | 4.7496 | 4.7496 | 4.7496 | 4.7496 | 4.7496 | 4.7496 | 4.7496 | 4.7496 | 4.7496 | 4.7496 | 4.7496 | 4.7496 | 4.7496 | 4.7496 | 4.7496 | 4.7496 | 4.7496 | 4.7496 | 4.7496
F2_Industrial_Industrial - WA_New_Process_Natural Gas_Process Boiler - Maintenance_A_Technical Potential | F2 | Industrial | Industrial - WA | New | Process | Natural Gas | Process Boiler - Maintenance | A | Original Unit Summer Peak Savings (kW) | Technical Potential | 0 | 0 | 0 | 0 | 0 | 0 | 0 | 0 | 0 | 0 | 0 | 0 | 0 | 0 | 0 | 0 | 0 | 0 | 0 | 0 | 0 | 0 | 0 | 0 | 0 | 0 | 0
F3_Industrial_Industrial - WA_New_Process_Natural Gas_Process Boiler - Maintenance_A_Technical Potential | F3 | Industrial | Industrial - WA | New | Process | Natural Gas | Process Boiler - Maintenance | A | Original Unit Winter Peak Savings (kW) | Technical Potential | 0 | 0 | 0 | 0 | 0 | 0 | 0 | 0 | 0 | 0 | 0 | 0 | 0 | 0 | 0 | 0 | 0 | 0 | 0 | 0 | 0 | 0 | 0 | 0 | 0 | 0 | 0
F4_Industrial_Industrial - WA_New_Process_Natural Gas_Process Boiler - Maintenance_A_Technical Potential | F4 | Industrial | Industrial - WA | New | Process | Natural Gas | Process Boiler - Maintenance | A | Standalone Impact on Baseline Energy (%) | Technical Potential | 0 | 0 | 9.8719e-05 | 0.00014332 | 0.00016776 | 0.00014808 | 0.00013701 | 0.00012763 | 0.00011957 | 0.00011259 | 0.00010648 | 0.00010108 | 9.6289e-05 | 9.1998e-05 | 8.8136e-05 | 8.4643e-05 | 8.1469e-05 | 7.8573e-05 | 7.5919e-05 | 7.3479e-05 | 7.1229e-05 | 6.9147e-05 | 6.7215e-05 | 6.5419e-05 | 6.3744e-05 | 6.2178e-05 | 6.0712e-05
F5_Industrial_Industrial - WA_New_Process_Natural Gas_Process Boiler - Maintenance_A_Technical Potential | F5 | Industrial | Industrial - WA | New | Process | Natural Gas | Process Boiler - Maintenance | A | Standalone Impact on Baseline Summer Peak (%) | Technical Potential | 0 | 0 | 0 | 0 | 0 | 0 | 0 | 0 | 0 | 0 | 0 | 0 | 0 | 0 | 0 | 0 | 0 | 0 | 0 | 0 | 0 | 0 | 0 | 0 | 0 | 0 | 0
F6_Industrial_Industrial - WA_New_Process_Natural Gas_Process Boiler - Maintenance_A_Technical Potential | F6 | Industrial | Industrial - WA | New | Process | Natural Gas | Process Boiler - Maintenance | A | Standalone Impact on Baseline Winter Peak (%) | Technical Potential | 0 | 0 | 0 | 0 | 0 | 0 | 0 | 0 | 0 | 0 | 0 | 0 | 0 | 0 | 0 | 0 | 0 | 0 | 0 | 0 | 0 | 0 | 0 | 0 | 0 | 0 | 0
F7_Industrial_Industrial - WA_New_Process_Natural Gas_Process Boiler - Maintenance_A_Technical Potential | F7 | Industrial | Industrial - WA | New | Process | Natural Gas | Process Boiler - Maintenance | A | Incremental Energy Savings (MWh or mTherms) | Technical Potential | 0 | 0 | 0.025863 | 0.024142 | 0.019985 | 0 | 0 | 0 | 0 | 0 | 0 | 0 | 0 | 0 | 0 | 0 | 0 | 0 | 0 | 0 | 0 | 0 | 0 | 0 | 0 | 0 | 0
F8_Industrial_Industrial - WA_New_Process_Natural Gas_Process Boiler - Maintenance_A_Technical Potential | F8 | Industrial | Industrial - WA | New | Process | Natural Gas | Process Boiler - Maintenance | A | Incremental Summer Peak Savings (MW) | Technical Potential | 0 | 0 | 0 | 0 | 0 | 0 | 0 | 0 | 0 | 0 | 0 | 0 | 0 | 0 | 0 | 0 | 0 | 0 | 0 | 0 | 0 | 0 | 0 | 0 | 0 | 0 | 0
F9_Industrial_Industrial - WA_New_Process_Natural Gas_Process Boiler - Maintenance_A_Technical Potential | F9 | Industrial | Industrial - WA | New | Process | Natural Gas | Process Boiler - Maintenance | A | Incremental Winter Peak Savings (MW) | Technical Potential | 0 | 0 | 0 | 0 | 0 | 0 | 0 | 0 | 0 | 0 | 0 | 0 | 0 | 0 | 0 | 0 | 0 | 0 | 0 | 0 | 0 | 0 | 0 | 0 | 0 | 0 | 0
F10_Industrial_Industrial - WA_New_Process_Natural Gas_Process Boiler - Maintenance_A_Technical Potential | F10 | Industrial | Industrial - WA | New | Process | Natural Gas | Process Boiler - Maintenance | A | Cumulative Energy Savings (MWh or mTherms) | Technical Potential | 0 | 0 | 0.025863 | 0.050005 | 0.06999 | 0.06999 | 0.06999 | 0.06999 | 0.06999 | 0.06999 | 0.06999 | 0.06999 | 0.06999 | 0.06999 | 0.06999 | 0.06999 | 0.06999 | 0.06999 | 0.06999 | 0.06999 | 0.06999 | 0.06999 | 0.06999 | 0.06999 | 0.06999 | 0.06999 | 0.06999
F11_Industrial_Industrial - WA_New_Process_Natural Gas_Process Boiler - Maintenance_A_Technical Potential | F11 | Industrial | Industrial - WA | New | Process | Natural Gas | Process Boiler - Maintenance | A | Cumulative Summer Peak Savings (MW) | Technical Potential | 0 | 0 | 0 | 0 | 0 | 0 | 0 | 0 | 0 | 0 | 0 | 0 | 0 | 0 | 0 | 0 | 0 | 0 | 0 | 0 | 0 | 0 | 0 | 0 | 0 | 0 | 0
F12_Industrial_Industrial - WA_New_Process_Natural Gas_Process Boiler - Maintenance_A_Technical Potential | F12 | Industrial | Industrial - WA | New | Process | Natural Gas | Process Boiler - Maintenance | A | Cumulative Winter Peak Savings (MW) | Technical Potential | 0 | 0 | 0 | 0 | 0 | 0 | 0 | 0 | 0 | 0 | 0 | 0 | 0 | 0 | 0 | 0 | 0 | 0 | 0 | 0 | 0 | 0 | 0 | 0 | 0 | 0 | 0
F13_Industrial_Industrial - WA_New_Process_Natural Gas_Process Boiler - Maintenance_A_Technical Potential | F13 | Industrial | Industrial - WA | New | Process | Natural Gas | Process Boiler - Maintenance | A | Purchases (Incremental) | Technical Potential | 0 | 0 | 5.4453 | 5.083 | 4.2077 | 0 | 0 | 0 | 0 | 0 | 0 | 0 | 0 | 0 | 0 | 0 | 0 | 0 | 0 | 0 | 0 | 0 | 0 | 0 | 0 | 0 | 0
F14_Industrial_Industrial - WA_New_Process_Natural Gas_Process Boiler - Maintenance_A_Technical Potential | F14 | Industrial | Industrial - WA | New | Process | Natural Gas | Process Boiler - Maintenance | A | Purchases (Cumulative) | Technical Potential | 0 | 0 | 5.4453 | 10.5283 | 14.736 | 14.736 | 14.736 | 14.736 | 14.736 | 14.736 | 14.736 | 14.736 | 14.736 | 14.736 | 14.736 | 14.736 | 14.736 | 14.736 | 14.736 | 14.736 | 14.736 | 14.736 | 14.736 | 14.736 | 14.736 | 14.736 | 14.736
F1_Industrial_Industrial - WA_New_Process_Natural Gas_Process - Heat Recovery_A_Technical Potential | F1 | Industrial | Industrial - WA | New | Process | Natural Gas | Process - Heat Recovery | A | Original Unit Energy Savings (kWh or therms) | Technical Potential | 0 | 0 | 0.7095 | 0.7095 | 0.7095 | 0.7095 | 0.7095 | 0.7095 | 0.7095 | 0.7095 | 0.7095 | 0.7095 | 0.7095 | 0.7095 | 0.7095 | 0.7095 | 0.7095 | 0.7095 | 0.7095 | 0.7095 | 0.7095 | 0.7095 | 0.7095 | 0.7095 | 0.7095 | 0.7095 | 0.7095
F2_Industrial_Industrial - WA_New_Process_Natural Gas_Process - Heat Recovery_A_Technical Potential | F2 | Industrial | Industrial - WA | New | Process | Natural Gas | Process - Heat Recovery | A | Original Unit Summer Peak Savings (kW) | Technical Potential | 0 | 0 | 0 | 0 | 0 | 0 | 0 | 0 | 0 | 0 | 0 | 0 | 0 | 0 | 0 | 0 | 0 | 0 | 0 | 0 | 0 | 0 | 0 | 0 | 0 | 0 | 0
F3_Industrial_Industrial - WA_New_Process_Natural Gas_Process - Heat Recovery_A_Technical Potential | F3 | Industrial | Industrial - WA | New | Process | Natural Gas | Process - Heat Recovery | A | Original Unit Winter Peak Savings (kW) | Technical Potential | 0 | 0 | 0 | 0 | 0 | 0 | 0 | 0 | 0 | 0 | 0 | 0 | 0 | 0 | 0 | 0 | 0 | 0 | 0 | 0 | 0 | 0 | 0 | 0 | 0 | 0 | 0
F4_Industrial_Industrial - WA_New_Process_Natural Gas_Process - Heat Recovery_A_Technical Potential | F4 | Industrial | Industrial - WA | New | Process | Natural Gas | Process - Heat Recovery | A | Standalone Impact on Baseline Energy (%) | Technical Potential | 0 | 0 | 0.00675 | 0.011818 | 0.016634 | 0.021433 | 0.02658 | 0.031509 | 0.036272 | 0.040904 | 0.045433 | 0.049881 | 0.054265 | 0.058596 | 0.062887 | 0.067145 | 0.071377 | 0.075589 | 0.079786 | 0.083972 | 0.08815 | 0.092324 | 0.089745 | 0.087346 | 0.085109 | 0.083019 | 0.081062
F5_Industrial_Industrial - WA_New_Process_Natural Gas_Process - Heat Recovery_A_Technical Potential | F5 | Industrial | Industrial - WA | New | Process | Natural Gas | Process - Heat Recovery | A | Standalone Impact on Baseline Summer Peak (%) | Technical Potential | 0 | 0 | 0 | 0 | 0 | 0 | 0 | 0 | 0 | 0 | 0 | 0 | 0 | 0 | 0 | 0 | 0 | 0 | 0 | 0 | 0 | 0 | 0 | 0 | 0 | 0 | 0
F6_Industrial_Industrial - WA_New_Process_Natural Gas_Process - Heat Recovery_A_Technical Potential | F6 | Industrial | Industrial - WA | New | Process | Natural Gas | Process - Heat Recovery | A | Standalone Impact on Baseline Winter Peak (%) | Technical Potential | 0 | 0 | 0 | 0 | 0 | 0 | 0 | 0 | 0 | 0 | 0 | 0 | 0 | 0 | 0 | 0 | 0 | 0 | 0 | 0 | 0 | 0 | 0 | 0 | 0 | 0 | 0
F7_Industrial_Industrial - WA_New_Process_Natural Gas_Process - Heat Recovery_A_Technical Potential | F7 | Industrial | Industrial - WA | New | Process | Natural Gas | Process - Heat Recovery | A | Incremental Energy Savings (MWh or mTherms) | Technical Potential | 0 | 0 | 1.7684 | 2.3551 | 2.8162 | 3.1903 | 3.4482 | 3.7017 | 3.951 | 4.196 | 4.4369 | 4.6736 | 4.9064 | 5.1353 | 5.3603 | 5.5815 | 5.7989 | 6.0127 | 6.2228 | 6.4295 | 6.6326 | 6.8323 | 0 | 0 | 0 | 0 | 0
F8_Industrial_Industrial - WA_New_Process_Natural Gas_Process - Heat Recovery_A_Technical Potential | F8 | Industrial | Industrial - WA | New | Process | Natural Gas | Process - Heat Recovery | A | Incremental Summer Peak Savings (MW) | Technical Potential | 0 | 0 | 0 | 0 | 0 | 0 | 0 | 0 | 0 | 0 | 0 | 0 | 0 | 0 | 0 | 0 | 0 | 0 | 0 | 0 | 0 | 0 | 0 | 0 | 0 | 0 | 0
F9_Industrial_Industrial - WA_New_Process_Natural Gas_Process - Heat Recovery_A_Technical Potential | F9 | Industrial | Industrial - WA | New | Process | Natural Gas | Process - Heat Recovery | A | Incremental Winter Peak Savings (MW) | Technical Potential | 0 | 0 | 0 | 0 | 0 | 0 | 0 | 0 | 0 | 0 | 0 | 0 | 0 | 0 | 0 | 0 | 0 | 0 | 0 | 0 | 0 | 0 | 0 | 0 | 0 | 0 | 0
F10_Industrial_Industrial - WA_New_Process_Natural Gas_Process - Heat Recovery_A_Technical Potential | F10 | Industrial | Industrial - WA | New | Process | Natural Gas | Process - Heat Recovery | A | Cumulative Energy Savings (MWh or mTherms) | Technical Potential | 0 | 0 | 1.7684 | 4.1235 | 6.9397 | 10.13 | 13.5782 | 17.2799 | 21.2309 | 25.4268 | 29.8637 | 34.5373 | 39.4438 | 44.5791 | 49.9393 | 55.5208 | 61.3197 | 67.3324 | 73.5552 | 79.9847 | 86.6173 | 93.4496 | 93.4496 | 93.4496 | 93.4496 | 93.4496 | 93.4496
F11_Industrial_Industrial - WA_New_Process_Natural Gas_Process - Heat Recovery_A_Technical Potential | F11 | Industrial | Industrial - WA | New | Process | Natural Gas | Process - Heat Recovery | A | Cumulative Summer Peak Savings (MW) | Technical Potential | 0 | 0 | 0 | 0 | 0 | 0 | 0 | 0 | 0 | 0 | 0 | 0 | 0 | 0 | 0 | 0 | 0 | 0 | 0 | 0 | 0 | 0 | 0 | 0 | 0 | 0 | 0
F12_Industrial_Industrial - WA_New_Process_Natural Gas_Process - Heat Recovery_A_Technical Potential | F12 | Industrial | Industrial - WA | New | Process | Natural Gas | Process - Heat Recovery | A | Cumulative Winter Peak Savings (MW) | Technical Potential | 0 | 0 | 0 | 0 | 0 | 0 | 0 | 0 | 0 | 0 | 0 | 0 | 0 | 0 | 0 | 0 | 0 | 0 | 0 | 0 | 0 | 0 | 0 | 0 | 0 | 0 | 0
F13_Industrial_Industrial - WA_New_Process_Natural Gas_Process - Heat Recovery_A_Technical Potential | F13 | Industrial | Industrial - WA | New | Process | Natural Gas | Process - Heat Recovery | A | Purchases (Incremental) | Technical Potential | 0 | 0 | 2492.5004 | 3319.4098 | 3969.2552 | 4496.56 | 4860.06 | 5217.4015 | 5568.6907 | 5914.0319 | 6253.5277 | 6587.2789 | 6915.3847 | 7237.9423 | 7555.0475 | 7866.7942 | 8173.2749 | 8474.5805 | 8770.8001 | 9062.0215 | 9348.3309 | 9629.8131 | 0 | 0 | 0 | 0 | 0
F14_Industrial_Industrial - WA_New_Process_Natural Gas_Process - Heat Recovery_A_Technical Potential | F14 | Industrial | Industrial - WA | New | Process | Natural Gas | Process - Heat Recovery | A | Purchases (Cumulative) | Technical Potential | 0 | 0 | 2492.5004 | 5811.9102 | 9781.1654 | 14277.7254 | 19137.7854 | 24355.1869 | 29923.8775 | 35837.9094 | 42091.4371 | 48678.716 | 55594.1007 | 62832.043 | 70387.0904 | 78253.8846 | 86427.1596 | 94901.7401 | 103672.5402 | 112734.5618 | 122082.8927 | 131712.7058 | 131712.7058 | 131712.7058 | 131712.7058 | 131712.7058 | 131712.7058
F1_Industrial_Industrial - WA_New_Space Heating_Natural Gas_Strategic Energy Management_A_Technical Potential | F1 | Industrial | Industrial - WA | New | Space Heating | Natural Gas | Strategic Energy Management | A | Original Unit Energy Savings (kWh or therms) | Technical Potential | 0 | 0 | 0.028414 | 0.028188 | 0.028077 | 0.02801 | 0.027972 | 0.02794 | 0.027913 | 0.027889 | 0.027869 | 0.02785 | 0.027834 | 0.02782 | 0.027807 | 0.027795 | 0.027784 | 0.027774 | 0.027765 | 0.027746 | 0.027721 | 0.027699 | 0.027679 | 0.027662 | 0.027646 | 0.027633 | 0.02762
F2_Industrial_Industrial - WA_New_Space Heating_Natural Gas_Strategic Energy Management_A_Technical Potential | F2 | Industrial | Industrial - WA | New | Space Heating | Natural Gas | Strategic Energy Management | A | Original Unit Summer Peak Savings (kW) | Technical Potential | 0 | 0 | 0 | 0 | 0 | 0 | 0 | 0 | 0 | 0 | 0 | 0 | 0 | 0 | 0 | 0 | 0 | 0 | 0 | 0 | 0 | 0 | 0 | 0 | 0 | 0 | 0
F3_Industrial_Industrial - WA_New_Space Heating_Natural Gas_Strategic Energy Management_A_Technical Potential | F3 | Industrial | Industrial - WA | New | Space Heating | Natural Gas | Strategic Energy Management | A | Original Unit Winter Peak Savings (kW) | Technical Potential | 0 | 0 | 0 | 0 | 0 | 0 | 0 | 0 | 0 | 0 | 0 | 0 | 0 | 0 | 0 | 0 | 0 | 0 | 0 | 0 | 0 | 0 | 0 | 0 | 0 | 0 | 0
F4_Industrial_Industrial - WA_New_Space Heating_Natural Gas_Strategic Energy Management_A_Technical Potential | F4 | Industrial | Industrial - WA | New | Space Heating | Natural Gas | Strategic Energy Management | A | Standalone Impact on Baseline Energy (%) | Technical Potential | 0 | 0 | 0 | 0 | 0 | 0 | 0 | 0 | 0 | 0 | 0 | 0 | 0 | 0 | 0 | 0 | 0 | 0 | 0 | 0 | 0 | 0 | 0 | 0 | 0 | 0 | 0
F5_Industrial_Industrial - WA_New_Space Heating_Natural Gas_Strategic Energy Management_A_Technical Potential | F5 | Industrial | Industrial - WA | New | Space Heating | Natural Gas | Strategic Energy Management | A | Standalone Impact on Baseline Summer Peak (%) | Technical Potential | 0 | 0 | 0 | 0 | 0 | 0 | 0 | 0 | 0 | 0 | 0 | 0 | 0 | 0 | 0 | 0 | 0 | 0 | 0 | 0 | 0 | 0 | 0 | 0 | 0 | 0 | 0
F6_Industrial_Industrial - WA_New_Space Heating_Natural Gas_Strategic Energy Management_A_Technical Potential | F6 | Industrial | Industrial - WA | New | Space Heating | Natural Gas | Strategic Energy Management | A | Standalone Impact on Baseline Winter Peak (%) | Technical Potential | 0 | 0 | 0 | 0 | 0 | 0 | 0 | 0 | 0 | 0 | 0 | 0 | 0 | 0 | 0 | 0 | 0 | 0 | 0 | 0 | 0 | 0 | 0 | 0 | 0 | 0 | 0
F7_Industrial_Industrial - WA_New_Space Heating_Natural Gas_Strategic Energy Management_A_Technical Potential | F7 | Industrial | Industrial - WA | New | Space Heating | Natural Gas | Strategic Energy Management | A | Incremental Energy Savings (MWh or mTherms) | Technical Potential | 0 | 0 | 0 | 0 | 0 | 0 | 0 | 0 | 0 | 0 | 0 | 0 | 0 | 0 | 0 | 0 | 0 | 0 | 0 | 0 | 0 | 0 | 0 | 0 | 0 | 0 | 0
F8_Industrial_Industrial - WA_New_Space Heating_Natural Gas_Strategic Energy Management_A_Technical Potential | F8 | Industrial | Industrial - WA | New | Space Heating | Natural Gas | Strategic Energy Management | A | Incremental Summer Peak Savings (MW) | Technical Potential | 0 | 0 | 0 | 0 | 0 | 0 | 0 | 0 | 0 | 0 | 0 | 0 | 0 | 0 | 0 | 0 | 0 | 0 | 0 | 0 | 0 | 0 | 0 | 0 | 0 | 0 | 0
F9_Industrial_Industrial - WA_New_Space Heating_Natural Gas_Strategic Energy Management_A_Technical Potential | F9 | Industrial | Industrial - WA | New | Space Heating | Natural Gas | Strategic Energy Management | A | Incremental Winter Peak Savings (MW) | Technical Potential | 0 | 0 | 0 | 0 | 0 | 0 | 0 | 0 | 0 | 0 | 0 | 0 | 0 | 0 | 0 | 0 | 0 | 0 | 0 | 0 | 0 | 0 | 0 | 0 | 0 | 0 | 0
F10_Industrial_Industrial - WA_New_Space Heating_Natural Gas_Strategic Energy Management_A_Technical Potential | F10 | Industrial | Industrial - WA | New | Space Heating | Natural Gas | Strategic Energy Management | A | Cumulative Energy Savings (MWh or mTherms) | Technical Potential | 0 | 0 | 0 | 0 | 0 | 0 | 0 | 0 | 0 | 0 | 0 | 0 | 0 | 0 | 0 | 0 | 0 | 0 | 0 | 0 | 0 | 0 | 0 | 0 | 0 | 0 | 0
F11_Industrial_Industrial - WA_New_Space Heating_Natural Gas_Strategic Energy Management_A_Technical Potential | F11 | Industrial | Industrial - WA | New | Space Heating | Natural Gas | Strategic Energy Management | A | Cumulative Summer Peak Savings (MW) | Technical Potential | 0 | 0 | 0 | 0 | 0 | 0 | 0 | 0 | 0 | 0 | 0 | 0 | 0 | 0 | 0 | 0 | 0 | 0 | 0 | 0 | 0 | 0 | 0 | 0 | 0 | 0 | 0
F12_Industrial_Industrial - WA_New_Space Heating_Natural Gas_Strategic Energy Management_A_Technical Potential | F12 | Industrial | Industrial - WA | New | Space Heating | Natural Gas | Strategic Energy Management | A | Cumulative Winter Peak Savings (MW) | Technical Potential | 0 | 0 | 0 | 0 | 0 | 0 | 0 | 0 | 0 | 0 | 0 | 0 | 0 | 0 | 0 | 0 | 0 | 0 | 0 | 0 | 0 | 0 | 0 | 0 | 0 | 0 | 0
F13_Industrial_Industrial - WA_New_Space Heating_Natural Gas_Strategic Energy Management_A_Technical Potential | F13 | Industrial | Industrial - WA | New | Space Heating | Natural Gas | Strategic Energy Management | A | Purchases (Incremental) | Technical Potential | 0 | 0 | 0 | 0 | 0 | 0 | 0 | 0 | 0 | 0 | 0 | 0 | 0 | 0 | 0 | 0 | 0 | 0 | 0 | 0 | 0 | 0 | 0 | 0 | 0 | 0 | 0
F14_Industrial_Industrial - WA_New_Space Heating_Natural Gas_Strategic Energy Management_A_Technical Potential | F14 | Industrial | Industrial - WA | New | Space Heating | Natural Gas | Strategic Energy Management | A | Purchases (Cumulative) | Technical Potential | 0 | 0 | 0 | 0 | 0 | 0 | 0 | 0 | 0 | 0 | 0 | 0 | 0 | 0 | 0 | 0 | 0 | 0 | 0 | 0 | 0 | 0 | 0 | 0 | 0 | 0 | 0
F1_Industrial_Industrial - WA_New_Process_Natural Gas_Strategic Energy Management_A_Technical Potential | F1 | Industrial | Industrial - WA | New | Process | Natural Gas | Strategic Energy Management | A | Original Unit Energy Savings (kWh or therms) | Technical Potential | 0 | 0 | 0.11556 | 0.11556 | 0.11556 | 0.11556 | 0.11556 | 0.11556 | 0.11556 | 0.11556 | 0.11556 | 0.11556 | 0.11556 | 0.11556 | 0.11556 | 0.11556 | 0.11556 | 0.11556 | 0.11556 | 0.11556 | 0.11556 | 0.11556 | 0.11556 | 0.11556 | 0.11556 | 0.11556 | 0.11556
F2_Industrial_Industrial - WA_New_Process_Natural Gas_Strategic Energy Management_A_Technical Potential | F2 | Industrial | Industrial - WA | New | Process | Natural Gas | Strategic Energy Management | A | Original Unit Summer Peak Savings (kW) | Technical Potential | 0 | 0 | 0 | 0 | 0 | 0 | 0 | 0 | 0 | 0 | 0 | 0 | 0 | 0 | 0 | 0 | 0 | 0 | 0 | 0 | 0 | 0 | 0 | 0 | 0 | 0 | 0
F3_Industrial_Industrial - WA_New_Process_Natural Gas_Strategic Energy Management_A_Technical Potential | F3 | Industrial | Industrial - WA | New | Process | Natural Gas | Strategic Energy Management | A | Original Unit Winter Peak Savings (kW) | Technical Potential | 0 | 0 | 0 | 0 | 0 | 0 | 0 | 0 | 0 | 0 | 0 | 0 | 0 | 0 | 0 | 0 | 0 | 0 | 0 | 0 | 0 | 0 | 0 | 0 | 0 | 0 | 0
F4_Industrial_Industrial - WA_New_Process_Natural Gas_Strategic Energy Management_A_Technical Potential | F4 | Industrial | Industrial - WA | New | Process | Natural Gas | Strategic Energy Management | A | Standalone Impact on Baseline Energy (%) | Technical Potential | 0 | 0 | 0 | 0 | 0 | 0 | 0 | 0 | 0 | 0 | 0 | 0 | 0 | 0 | 0 | 0 | 0 | 0 | 0 | 0 | 0 | 0 | 0 | 0 | 0 | 0 | 0
F5_Industrial_Industrial - WA_New_Process_Natural Gas_Strategic Energy Management_A_Technical Potential | F5 | Industrial | Industrial - WA | New | Process | Natural Gas | Strategic Energy Management | A | Standalone Impact on Baseline Summer Peak (%) | Technical Potential | 0 | 0 | 0 | 0 | 0 | 0 | 0 | 0 | 0 | 0 | 0 | 0 | 0 | 0 | 0 | 0 | 0 | 0 | 0 | 0 | 0 | 0 | 0 | 0 | 0 | 0 | 0
F6_Industrial_Industrial - WA_New_Process_Natural Gas_Strategic Energy Management_A_Technical Potential | F6 | Industrial | Industrial - WA | New | Process | Natural Gas | Strategic Energy Management | A | Standalone Impact on Baseline Winter Peak (%) | Technical Potential | 0 | 0 | 0 | 0 | 0 | 0 | 0 | 0 | 0 | 0 | 0 | 0 | 0 | 0 | 0 | 0 | 0 | 0 | 0 | 0 | 0 | 0 | 0 | 0 | 0 | 0 | 0
F7_Industrial_Industrial - WA_New_Process_Natural Gas_Strategic Energy Management_A_Technical Potential | F7 | Industrial | Industrial - WA | New | Process | Natural Gas | Strategic Energy Management | A | Incremental Energy Savings (MWh or mTherms) | Technical Potential | 0 | 0 | 0 | 0 | 0 | 0 | 0 | 0 | 0 | 0 | 0 | 0 | 0 | 0 | 0 | 0 | 0 | 0 | 0 | 0 | 0 | 0 | 0 | 0 | 0 | 0 | 0
F8_Industrial_Industrial - WA_New_Process_Natural Gas_Strategic Energy Management_A_Technical Potential | F8 | Industrial | Industrial - WA | New | Process | Natural Gas | Strategic Energy Management | A | Incremental Summer Peak Savings (MW) | Technical Potential | 0 | 0 | 0 | 0 | 0 | 0 | 0 | 0 | 0 | 0 | 0 | 0 | 0 | 0 | 0 | 0 | 0 | 0 | 0 | 0 | 0 | 0 | 0 | 0 | 0 | 0 | 0
F9_Industrial_Industrial - WA_New_Process_Natural Gas_Strategic Energy Management_A_Technical Potential | F9 | Industrial | Industrial - WA | New | Process | Natural Gas | Strategic Energy Management | A | Incremental Winter Peak Savings (MW) | Technical Potential | 0 | 0 | 0 | 0 | 0 | 0 | 0 | 0 | 0 | 0 | 0 | 0 | 0 | 0 | 0 | 0 | 0 | 0 | 0 | 0 | 0 | 0 | 0 | 0 | 0 | 0 | 0
F10_Industrial_Industrial - WA_New_Process_Natural Gas_Strategic Energy Management_A_Technical Potential | F10 | Industrial | Industrial - WA | New | Process | Natural Gas | Strategic Energy Management | A | Cumulative Energy Savings (MWh or mTherms) | Technical Potential | 0 | 0 | 0 | 0 | 0 | 0 | 0 | 0 | 0 | 0 | 0 | 0 | 0 | 0 | 0 | 0 | 0 | 0 | 0 | 0 | 0 | 0 | 0 | 0 | 0 | 0 | 0
F11_Industrial_Industrial - WA_New_Process_Natural Gas_Strategic Energy Management_A_Technical Potential | F11 | Industrial | Industrial - WA | New | Process | Natural Gas | Strategic Energy Management | A | Cumulative Summer Peak Savings (MW) | Technical Potential | 0 | 0 | 0 | 0 | 0 | 0 | 0 | 0 | 0 | 0 | 0 | 0 | 0 | 0 | 0 | 0 | 0 | 0 | 0 | 0 | 0 | 0 | 0 | 0 | 0 | 0 | 0
F12_Industrial_Industrial - WA_New_Process_Natural Gas_Strategic Energy Management_A_Technical Potential | F12 | Industrial | Industrial - WA | New | Process | Natural Gas | Strategic Energy Management | A | Cumulative Winter Peak Savings (MW) | Technical Potential | 0 | 0 | 0 | 0 | 0 | 0 | 0 | 0 | 0 | 0 | 0 | 0 | 0 | 0 | 0 | 0 | 0 | 0 | 0 | 0 | 0 | 0 | 0 | 0 | 0 | 0 | 0
F13_Industrial_Industrial - WA_New_Process_Natural Gas_Strategic Energy Management_A_Technical Potential | F13 | Industrial | Industrial - WA | New | Process | Natural Gas | Strategic Energy Management | A | Purchases (Incremental) | Technical Potential | 0 | 0 | 0 | 0 | 0 | 0 | 0 | 0 | 0 | 0 | 0 | 0 | 0 | 0 | 0 | 0 | 0 | 0 | 0 | 0 | 0 | 0 | 0 | 0 | 0 | 0 | 0
F14_Industrial_Industrial - WA_New_Process_Natural Gas_Strategic Energy Management_A_Technical Potential | F14 | Industrial | Industrial - WA | New | Process | Natural Gas | Strategic Energy Management | A | Purchases (Cumulative) | Technical Potential | 0 | 0 | 0 | 0 | 0 | 0 | 0 | 0 | 0 | 0 | 0 | 0 | 0 | 0 | 0 | 0 | 0 | 0 | 0 | 0 | 0 | 0 | 0 | 0 | 0 | 0 | 0
F1_Industrial_Industrial - WA_New_Miscellaneous_Natural Gas_Strategic Energy Management_A_Technical Potential | F1 | Industrial | Industrial - WA | New | Miscellaneous | Natural Gas | Strategic Energy Management | A | Original Unit Energy Savings (kWh or therms) | Technical Potential | 0 | 0 | 0.025233 | 0.025233 | 0.025233 | 0.025233 | 0.025233 | 0.025233 | 0.025233 | 0.025233 | 0.025233 | 0.025233 | 0.025233 | 0.025233 | 0.025233 | 0.025233 | 0.025233 | 0.025233 | 0.025233 | 0.025233 | 0.025233 | 0.025233 | 0.025233 | 0.025233 | 0.025233 | 0.025233 | 0.025233
F2_Industrial_Industrial - WA_New_Miscellaneous_Natural Gas_Strategic Energy Management_A_Technical Potential | F2 | Industrial | Industrial - WA | New | Miscellaneous | Natural Gas | Strategic Energy Management | A | Original Unit Summer Peak Savings (kW) | Technical Potential | 0 | 0 | 0 | 0 | 0 | 0 | 0 | 0 | 0 | 0 | 0 | 0 | 0 | 0 | 0 | 0 | 0 | 0 | 0 | 0 | 0 | 0 | 0 | 0 | 0 | 0 | 0
F3_Industrial_Industrial - WA_New_Miscellaneous_Natural Gas_Strategic Energy Management_A_Technical Potential | F3 | Industrial | Industrial - WA | New | Miscellaneous | Natural Gas | Strategic Energy Management | A | Original Unit Winter Peak Savings (kW) | Technical Potential | 0 | 0 | 0 | 0 | 0 | 0 | 0 | 0 | 0 | 0 | 0 | 0 | 0 | 0 | 0 | 0 | 0 | 0 | 0 | 0 | 0 | 0 | 0 | 0 | 0 | 0 | 0
F4_Industrial_Industrial - WA_New_Miscellaneous_Natural Gas_Strategic Energy Management_A_Technical Potential | F4 | Industrial | Industrial - WA | New | Miscellaneous | Natural Gas | Strategic Energy Management | A | Standalone Impact on Baseline Energy (%) | Technical Potential | 0 | 0 | 0 | 0 | 0 | 0 | 0 | 0 | 0 | 0 | 0 | 0 | 0 | 0 | 0 | 0 | 0 | 0 | 0 | 0 | 0 | 0 | 0 | 0 | 0 | 0 | 0
F5_Industrial_Industrial - WA_New_Miscellaneous_Natural Gas_Strategic Energy Management_A_Technical Potential | F5 | Industrial | Industrial - WA | New | Miscellaneous | Natural Gas | Strategic Energy Management | A | Standalone Impact on Baseline Summer Peak (%) | Technical Potential | 0 | 0 | 0 | 0 | 0 | 0 | 0 | 0 | 0 | 0 | 0 | 0 | 0 | 0 | 0 | 0 | 0 | 0 | 0 | 0 | 0 | 0 | 0 | 0 | 0 | 0 | 0
F6_Industrial_Industrial - WA_New_Miscellaneous_Natural Gas_Strategic Energy Management_A_Technical Potential | F6 | Industrial | Industrial - WA | New | Miscellaneous | Natural Gas | Strategic Energy Management | A | Standalone Impact on Baseline Winter Peak (%) | Technical Potential | 0 | 0 | 0 | 0 | 0 | 0 | 0 | 0 | 0 | 0 | 0 | 0 | 0 | 0 | 0 | 0 | 0 | 0 | 0 | 0 | 0 | 0 | 0 | 0 | 0 | 0 | 0
F7_Industrial_Industrial - WA_New_Miscellaneous_Natural Gas_Strategic Energy Management_A_Technical Potential | F7 | Industrial | Industrial - WA | New | Miscellaneous | Natural Gas | Strategic Energy Management | A | Incremental Energy Savings (MWh or mTherms) | Technical Potential | 0 | 0 | 0 | 0 | 0 | 0 | 0 | 0 | 0 | 0 | 0 | 0 | 0 | 0 | 0 | 0 | 0 | 0 | 0 | 0 | 0 | 0 | 0 | 0 | 0 | 0 | 0
F8_Industrial_Industrial - WA_New_Miscellaneous_Natural Gas_Strategic Energy Management_A_Technical Potential | F8 | Industrial | Industrial - WA | New | Miscellaneous | Natural Gas | Strategic Energy Management | A | Incremental Summer Peak Savings (MW) | Technical Potential | 0 | 0 | 0 | 0 | 0 | 0 | 0 | 0 | 0 | 0 | 0 | 0 | 0 | 0 | 0 | 0 | 0 | 0 | 0 | 0 | 0 | 0 | 0 | 0 | 0 | 0 | 0
F9_Industrial_Industrial - WA_New_Miscellaneous_Natural Gas_Strategic Energy Management_A_Technical Potential | F9 | Industrial | Industrial - WA | New | Miscellaneous | Natural Gas | Strategic Energy Management | A | Incremental Winter Peak Savings (MW) | Technical Potential | 0 | 0 | 0 | 0 | 0 | 0 | 0 | 0 | 0 | 0 | 0 | 0 | 0 | 0 | 0 | 0 | 0 | 0 | 0 | 0 | 0 | 0 | 0 | 0 | 0 | 0 | 0
F10_Industrial_Industrial - WA_New_Miscellaneous_Natural Gas_Strategic Energy Management_A_Technical Potential | F10 | Industrial | Industrial - WA | New | Miscellaneous | Natural Gas | Strategic Energy Management | A | Cumulative Energy Savings (MWh or mTherms) | Technical Potential | 0 | 0 | 0 | 0 | 0 | 0 | 0 | 0 | 0 | 0 | 0 | 0 | 0 | 0 | 0 | 0 | 0 | 0 | 0 | 0 | 0 | 0 | 0 | 0 | 0 | 0 | 0
F11_Industrial_Industrial - WA_New_Miscellaneous_Natural Gas_Strategic Energy Management_A_Technical Potential | F11 | Industrial | Industrial - WA | New | Miscellaneous | Natural Gas | Strategic Energy Management | A | Cumulative Summer Peak Savings (MW) | Technical Potential | 0 | 0 | 0 | 0 | 0 | 0 | 0 | 0 | 0 | 0 | 0 | 0 | 0 | 0 | 0 | 0 | 0 | 0 | 0 | 0 | 0 | 0 | 0 | 0 | 0 | 0 | 0
F12_Industrial_Industrial - WA_New_Miscellaneous_Natural Gas_Strategic Energy Management_A_Technical Potential | F12 | Industrial | Industrial - WA | New | Miscellaneous | Natural Gas | Strategic Energy Management | A | Cumulative Winter Peak Savings (MW) | Technical Potential | 0 | 0 | 0 | 0 | 0 | 0 | 0 | 0 | 0 | 0 | 0 | 0 | 0 | 0 | 0 | 0 | 0 | 0 | 0 | 0 | 0 | 0 | 0 | 0 | 0 | 0 | 0
F13_Industrial_Industrial - WA_New_Miscellaneous_Natural Gas_Strategic Energy Management_A_Technical Potential | F13 | Industrial | Industrial - WA | New | Miscellaneous | Natural Gas | Strategic Energy Management | A | Purchases (Incremental) | Technical Potential | 0 | 0 | 0 | 0 | 0 | 0 | 0 | 0 | 0 | 0 | 0 | 0 | 0 | 0 | 0 | 0 | 0 | 0 | 0 | 0 | 0 | 0 | 0 | 0 | 0 | 0 | 0
F14_Industrial_Industrial - WA_New_Miscellaneous_Natural Gas_Strategic Energy Management_A_Technical Potential | F14 | Industrial | Industrial - WA | New | Miscellaneous | Natural Gas | Strategic Energy Management | A | Purchases (Cumulative) | Technical Potential | 0 | 0 | 0 | 0 | 0 | 0 | 0 | 0 | 0 | 0 | 0 | 0 | 0 | 0 | 0 | 0 | 0 | 0 | 0 | 0 | 0 | 0 | 0 | 0 | 0 | 0 | 0
F1_Industrial_Industrial - WA_New_Space Heating_Natural Gas_Retrocommissioning_A_Technical Potential | F1 | Industrial | Industrial - WA | New | Space Heating | Natural Gas | Retrocommissioning | A | Original Unit Energy Savings (kWh or therms) | Technical Potential | 0 | 0 | 0.034889 | 0.034612 | 0.034475 | 0.034393 | 0.034347 | 0.034308 | 0.034275 | 0.034246 | 0.03422 | 0.034198 | 0.034178 | 0.03416 | 0.034144 | 0.034129 | 0.034116 | 0.034104 | 0.034093 | 0.03407 | 0.034039 | 0.034012 | 0.033988 | 0.033966 | 0.033947 | 0.03393 | 0.033915
F2_Industrial_Industrial - WA_New_Space Heating_Natural Gas_Retrocommissioning_A_Technical Potential | F2 | Industrial | Industrial - WA | New | Space Heating | Natural Gas | Retrocommissioning | A | Original Unit Summer Peak Savings (kW) | Technical Potential | 0 | 0 | 0 | 0 | 0 | 0 | 0 | 0 | 0 | 0 | 0 | 0 | 0 | 0 | 0 | 0 | 0 | 0 | 0 | 0 | 0 | 0 | 0 | 0 | 0 | 0 | 0
F3_Industrial_Industrial - WA_New_Space Heating_Natural Gas_Retrocommissioning_A_Technical Potential | F3 | Industrial | Industrial - WA | New | Space Heating | Natural Gas | Retrocommissioning | A | Original Unit Winter Peak Savings (kW) | Technical Potential | 0 | 0 | 0 | 0 | 0 | 0 | 0 | 0 | 0 | 0 | 0 | 0 | 0 | 0 | 0 | 0 | 0 | 0 | 0 | 0 | 0 | 0 | 0 | 0 | 0 | 0 | 0
F4_Industrial_Industrial - WA_New_Space Heating_Natural Gas_Retrocommissioning_A_Technical Potential | F4 | Industrial | Industrial - WA | New | Space Heating | Natural Gas | Retrocommissioning | A | Standalone Impact on Baseline Energy (%) | Technical Potential | 0 | 0 | 0 | 0 | 0 | 0 | 0 | 0 | 0 | 0 | 0 | 0 | 0 | 0 | 0 | 0 | 0 | 0 | 0 | 0 | 0 | 0 | 0 | 0 | 0 | 0 | 0
F5_Industrial_Industrial - WA_New_Space Heating_Natural Gas_Retrocommissioning_A_Technical Potential | F5 | Industrial | Industrial - WA | New | Space Heating | Natural Gas | Retrocommissioning | A | Standalone Impact on Baseline Summer Peak (%) | Technical Potential | 0 | 0 | 0 | 0 | 0 | 0 | 0 | 0 | 0 | 0 | 0 | 0 | 0 | 0 | 0 | 0 | 0 | 0 | 0 | 0 | 0 | 0 | 0 | 0 | 0 | 0 | 0
F6_Industrial_Industrial - WA_New_Space Heating_Natural Gas_Retrocommissioning_A_Technical Potential | F6 | Industrial | Industrial - WA | New | Space Heating | Natural Gas | Retrocommissioning | A | Standalone Impact on Baseline Winter Peak (%) | Technical Potential | 0 | 0 | 0 | 0 | 0 | 0 | 0 | 0 | 0 | 0 | 0 | 0 | 0 | 0 | 0 | 0 | 0 | 0 | 0 | 0 | 0 | 0 | 0 | 0 | 0 | 0 | 0
F7_Industrial_Industrial - WA_New_Space Heating_Natural Gas_Retrocommissioning_A_Technical Potential | F7 | Industrial | Industrial - WA | New | Space Heating | Natural Gas | Retrocommissioning | A | Incremental Energy Savings (MWh or mTherms) | Technical Potential | 0 | 0 | 0 | 0 | 0 | 0 | 0 | 0 | 0 | 0 | 0 | 0 | 0 | 0 | 0 | 0 | 0 | 0 | 0 | 0 | 0 | 0 | 0 | 0 | 0 | 0 | 0
F8_Industrial_Industrial - WA_New_Space Heating_Natural Gas_Retrocommissioning_A_Technical Potential | F8 | Industrial | Industrial - WA | New | Space Heating | Natural Gas | Retrocommissioning | A | Incremental Summer Peak Savings (MW) | Technical Potential | 0 | 0 | 0 | 0 | 0 | 0 | 0 | 0 | 0 | 0 | 0 | 0 | 0 | 0 | 0 | 0 | 0 | 0 | 0 | 0 | 0 | 0 | 0 | 0 | 0 | 0 | 0
F9_Industrial_Industrial - WA_New_Space Heating_Natural Gas_Retrocommissioning_A_Technical Potential | F9 | Industrial | Industrial - WA | New | Space Heating | Natural Gas | Retrocommissioning | A | Incremental Winter Peak Savings (MW) | Technical Potential | 0 | 0 | 0 | 0 | 0 | 0 | 0 | 0 | 0 | 0 | 0 | 0 | 0 | 0 | 0 | 0 | 0 | 0 | 0 | 0 | 0 | 0 | 0 | 0 | 0 | 0 | 0
F10_Industrial_Industrial - WA_New_Space Heating_Natural Gas_Retrocommissioning_A_Technical Potential | F10 | Industrial | Industrial - WA | New | Space Heating | Natural Gas | Retrocommissioning | A | Cumulative Energy Savings (MWh or mTherms) | Technical Potential | 0 | 0 | 0 | 0 | 0 | 0 | 0 | 0 | 0 | 0 | 0 | 0 | 0 | 0 | 0 | 0 | 0 | 0 | 0 | 0 | 0 | 0 | 0 | 0 | 0 | 0 | 0
F11_Industrial_Industrial - WA_New_Space Heating_Natural Gas_Retrocommissioning_A_Technical Potential | F11 | Industrial | Industrial - WA | New | Space Heating | Natural Gas | Retrocommissioning | A | Cumulative Summer Peak Savings (MW) | Technical Potential | 0 | 0 | 0 | 0 | 0 | 0 | 0 | 0 | 0 | 0 | 0 | 0 | 0 | 0 | 0 | 0 | 0 | 0 | 0 | 0 | 0 | 0 | 0 | 0 | 0 | 0 | 0
F12_Industrial_Industrial - WA_New_Space Heating_Natural Gas_Retrocommissioning_A_Technical Potential | F12 | Industrial | Industrial - WA | New | Space Heating | Natural Gas | Retrocommissioning | A | Cumulative Winter Peak Savings (MW) | Technical Potential | 0 | 0 | 0 | 0 | 0 | 0 | 0 | 0 | 0 | 0 | 0 | 0 | 0 | 0 | 0 | 0 | 0 | 0 | 0 | 0 | 0 | 0 | 0 | 0 | 0 | 0 | 0
F13_Industrial_Industrial - WA_New_Space Heating_Natural Gas_Retrocommissioning_A_Technical Potential | F13 | Industrial | Industrial - WA | New | Space Heating | Natural Gas | Retrocommissioning | A | Purchases (Incremental) | Technical Potential | 0 | 0 | 0 | 0 | 0 | 0 | 0 | 0 | 0 | 0 | 0 | 0 | 0 | 0 | 0 | 0 | 0 | 0 | 0 | 0 | 0 | 0 | 0 | 0 | 0 | 0 | 0
F14_Industrial_Industrial - WA_New_Space Heating_Natural Gas_Retrocommissioning_A_Technical Potential | F14 | Industrial | Industrial - WA | New | Space Heating | Natural Gas | Retrocommissioning | A | Purchases (Cumulative) | Technical Potential | 0 | 0 | 0 | 0 | 0 | 0 | 0 | 0 | 0 | 0 | 0 | 0 | 0 | 0 | 0 | 0 | 0 | 0 | 0 | 0 | 0 | 0 | 0 | 0 | 0 | 0 | 0
F1_Industrial_Industrial - WA_New_Process_Natural Gas_Retrocommissioning_A_Technical Potential | F1 | Industrial | Industrial - WA | New | Process | Natural Gas | Retrocommissioning | A | Original Unit Energy Savings (kWh or therms) | Technical Potential | 0 | 0 | 0 | 0 | 0 | 0 | 0 | 0 | 0 | 0 | 0 | 0 | 0 | 0 | 0 | 0 | 0 | 0 | 0 | 0 | 0 | 0 | 0 | 0 | 0 | 0 | 0
F2_Industrial_Industrial - WA_New_Process_Natural Gas_Retrocommissioning_A_Technical Potential | F2 | Industrial | Industrial - WA | New | Process | Natural Gas | Retrocommissioning | A | Original Unit Summer Peak Savings (kW) | Technical Potential | 0 | 0 | 0 | 0 | 0 | 0 | 0 | 0 | 0 | 0 | 0 | 0 | 0 | 0 | 0 | 0 | 0 | 0 | 0 | 0 | 0 | 0 | 0 | 0 | 0 | 0 | 0
F3_Industrial_Industrial - WA_New_Process_Natural Gas_Retrocommissioning_A_Technical Potential | F3 | Industrial | Industrial - WA | New | Process | Natural Gas | Retrocommissioning | A | Original Unit Winter Peak Savings (kW) | Technical Potential | 0 | 0 | 0 | 0 | 0 | 0 | 0 | 0 | 0 | 0 | 0 | 0 | 0 | 0 | 0 | 0 | 0 | 0 | 0 | 0 | 0 | 0 | 0 | 0 | 0 | 0 | 0
F4_Industrial_Industrial - WA_New_Process_Natural Gas_Retrocommissioning_A_Technical Potential | F4 | Industrial | Industrial - WA | New | Process | Natural Gas | Retrocommissioning | A | Standalone Impact on Baseline Energy (%) | Technical Potential | 0 | 0 | 0 | 0 | 0 | 0 | 0 | 0 | 0 | 0 | 0 | 0 | 0 | 0 | 0 | 0 | 0 | 0 | 0 | 0 | 0 | 0 | 0 | 0 | 0 | 0 | 0
F5_Industrial_Industrial - WA_New_Process_Natural Gas_Retrocommissioning_A_Technical Potential | F5 | Industrial | Industrial - WA | New | Process | Natural Gas | Retrocommissioning | A | Standalone Impact on Baseline Summer Peak (%) | Technical Potential | 0 | 0 | 0 | 0 | 0 | 0 | 0 | 0 | 0 | 0 | 0 | 0 | 0 | 0 | 0 | 0 | 0 | 0 | 0 | 0 | 0 | 0 | 0 | 0 | 0 | 0 | 0
F6_Industrial_Industrial - WA_New_Process_Natural Gas_Retrocommissioning_A_Technical Potential | F6 | Industrial | Industrial - WA | New | Process | Natural Gas | Retrocommissioning | A | Standalone Impact on Baseline Winter Peak (%) | Technical Potential | 0 | 0 | 0 | 0 | 0 | 0 | 0 | 0 | 0 | 0 | 0 | 0 | 0 | 0 | 0 | 0 | 0 | 0 | 0 | 0 | 0 | 0 | 0 | 0 | 0 | 0 | 0
F7_Industrial_Industrial - WA_New_Process_Natural Gas_Retrocommissioning_A_Technical Potential | F7 | Industrial | Industrial - WA | New | Process | Natural Gas | Retrocommissioning | A | Incremental Energy Savings (MWh or mTherms) | Technical Potential | 0 | 0 | 0 | 0 | 0 | 0 | 0 | 0 | 0 | 0 | 0 | 0 | 0 | 0 | 0 | 0 | 0 | 0 | 0 | 0 | 0 | 0 | 0 | 0 | 0 | 0 | 0
F8_Industrial_Industrial - WA_New_Process_Natural Gas_Retrocommissioning_A_Technical Potential | F8 | Industrial | Industrial - WA | New | Process | Natural Gas | Retrocommissioning | A | Incremental Summer Peak Savings (MW) | Technical Potential | 0 | 0 | 0 | 0 | 0 | 0 | 0 | 0 | 0 | 0 | 0 | 0 | 0 | 0 | 0 | 0 | 0 | 0 | 0 | 0 | 0 | 0 | 0 | 0 | 0 | 0 | 0
F9_Industrial_Industrial - WA_New_Process_Natural Gas_Retrocommissioning_A_Technical Potential | F9 | Industrial | Industrial - WA | New | Process | Natural Gas | Retrocommissioning | A | Incremental Winter Peak Savings (MW) | Technical Potential | 0 | 0 | 0 | 0 | 0 | 0 | 0 | 0 | 0 | 0 | 0 | 0 | 0 | 0 | 0 | 0 | 0 | 0 | 0 | 0 | 0 | 0 | 0 | 0 | 0 | 0 | 0
F10_Industrial_Industrial - WA_New_Process_Natural Gas_Retrocommissioning_A_Technical Potential | F10 | Industrial | Industrial - WA | New | Process | Natural Gas | Retrocommissioning | A | Cumulative Energy Savings (MWh or mTherms) | Technical Potential | 0 | 0 | 0 | 0 | 0 | 0 | 0 | 0 | 0 | 0 | 0 | 0 | 0 | 0 | 0 | 0 | 0 | 0 | 0 | 0 | 0 | 0 | 0 | 0 | 0 | 0 | 0
F11_Industrial_Industrial - WA_New_Process_Natural Gas_Retrocommissioning_A_Technical Potential | F11 | Industrial | Industrial - WA | New | Process | Natural Gas | Retrocommissioning | A | Cumulative Summer Peak Savings (MW) | Technical Potential | 0 | 0 | 0 | 0 | 0 | 0 | 0 | 0 | 0 | 0 | 0 | 0 | 0 | 0 | 0 | 0 | 0 | 0 | 0 | 0 | 0 | 0 | 0 | 0 | 0 | 0 | 0
F12_Industrial_Industrial - WA_New_Process_Natural Gas_Retrocommissioning_A_Technical Potential | F12 | Industrial | Industrial - WA | New | Process | Natural Gas | Retrocommissioning | A | Cumulative Winter Peak Savings (MW) | Technical Potential | 0 | 0 | 0 | 0 | 0 | 0 | 0 | 0 | 0 | 0 | 0 | 0 | 0 | 0 | 0 | 0 | 0 | 0 | 0 | 0 | 0 | 0 | 0 | 0 | 0 | 0 | 0
F13_Industrial_Industrial - WA_New_Process_Natural Gas_Retrocommissioning_A_Technical Potential | F13 | Industrial | Industrial - WA | New | Process | Natural Gas | Retrocommissioning | A | Purchases (Incremental) | Technical Potential | 0 | 0 | 0 | 0 | 0 | 0 | 0 | 0 | 0 | 0 | 0 | 0 | 0 | 0 | 0 | 0 | 0 | 0 | 0 | 0 | 0 | 0 | 0 | 0 | 0 | 0 | 0
F14_Industrial_Industrial - WA_New_Process_Natural Gas_Retrocommissioning_A_Technical Potential | F14 | Industrial | Industrial - WA | New | Process | Natural Gas | Retrocommissioning | A | Purchases (Cumulative) | Technical Potential | 0 | 0 | 0 | 0 | 0 | 0 | 0 | 0 | 0 | 0 | 0 | 0 | 0 | 0 | 0 | 0 | 0 | 0 | 0 | 0 | 0 | 0 | 0 | 0 | 0 | 0 | 0
F1_Industrial_Industrial - ID_Existing_Space Heating_Natural Gas_Insulation - Ceiling_A_Technical Potential | F1 | Industrial | Industrial - ID | Existing | Space Heating | Natural Gas | Insulation - Ceiling | A | Original Unit Energy Savings (kWh or therms) | Technical Potential | 0 | 0 | 0.085421 | 0.08526 | 0.085088 | 0.084906 | 0.084715 | 0.084517 | 0.084314 | 0.084106 | 0.083894 | 0.083681 | 0.083466 | 0.08325 | 0.083035 | 0.082821 | 0.082608 | 0.082398 | 0.08219 | 0.081998 | 0.081819 | 0.081654 | 0.081502 | 0.081363 | 0.081235 | 0.081117 | 0.081009
F2_Industrial_Industrial - ID_Existing_Space Heating_Natural Gas_Insulation - Ceiling_A_Technical Potential | F2 | Industrial | Industrial - ID | Existing | Space Heating | Natural Gas | Insulation - Ceiling | A | Original Unit Summer Peak Savings (kW) | Technical Potential | 0 | 0 | 0 | 0 | 0 | 0 | 0 | 0 | 0 | 0 | 0 | 0 | 0 | 0 | 0 | 0 | 0 | 0 | 0 | 0 | 0 | 0 | 0 | 0 | 0 | 0 | 0
F3_Industrial_Industrial - ID_Existing_Space Heating_Natural Gas_Insulation - Ceiling_A_Technical Potential | F3 | Industrial | Industrial - ID | Existing | Space Heating | Natural Gas | Insulation - Ceiling | A | Original Unit Winter Peak Savings (kW) | Technical Potential | 0 | 0 | 0 | 0 | 0 | 0 | 0 | 0 | 0 | 0 | 0 | 0 | 0 | 0 | 0 | 0 | 0 | 0 | 0 | 0 | 0 | 0 | 0 | 0 | 0 | 0 | 0
F4_Industrial_Industrial - ID_Existing_Space Heating_Natural Gas_Insulation - Ceiling_A_Technical Potential | F4 | Industrial | Industrial - ID | Existing | Space Heating | Natural Gas | Insulation - Ceiling | A | Standalone Impact on Baseline Energy (%) | Technical Potential | 0 | 0 | 7.8702e-05 | 0.0002374 | 0.0005209 | 0.00098441 | 0.0016913 | 0.0027088 | 0.0040999 | 0.0059137 | 0.0081717 | 0.010856 | 0.013896 | 0.017172 | 0.020518 | 0.023748 | 0.026689 | 0.029244 | 0.031353 | 0.033008 | 0.034293 | 0.035354 | 0.035975 | 0.036606 | 0.037248 | 0.037902 | 0.038567
F5_Industrial_Industrial - ID_Existing_Space Heating_Natural Gas_Insulation - Ceiling_A_Technical Potential | F5 | Industrial | Industrial - ID | Existing | Space Heating | Natural Gas | Insulation - Ceiling | A | Standalone Impact on Baseline Summer Peak (%) | Technical Potential | 0 | 0 | 0 | 0 | 0 | 0 | 0 | 0 | 0 | 0 | 0 | 0 | 0 | 0 | 0 | 0 | 0 | 0 | 0 | 0 | 0 | 0 | 0 | 0 | 0 | 0 | 0
F6_Industrial_Industrial - ID_Existing_Space Heating_Natural Gas_Insulation - Ceiling_A_Technical Potential | F6 | Industrial | Industrial - ID | Existing | Space Heating | Natural Gas | Insulation - Ceiling | A | Standalone Impact on Baseline Winter Peak (%) | Technical Potential | 0 | 0 | 0 | 0 | 0 | 0 | 0 | 0 | 0 | 0 | 0 | 0 | 0 | 0 | 0 | 0 | 0 | 0 | 0 | 0 | 0 | 0 | 0 | 0 | 0 | 0 | 0
F7_Industrial_Industrial - ID_Existing_Space Heating_Natural Gas_Insulation - Ceiling_A_Technical Potential | F7 | Industrial | Industrial - ID | Existing | Space Heating | Natural Gas | Insulation - Ceiling | A | Incremental Energy Savings (MWh or mTherms) | Technical Potential | 0 | 0 | 0.011349 | 0.022254 | 0.038752 | 0.061817 | 0.092004 | 0.1292 | 0.1723 | 0.21896 | 0.26548 | 0.30689 | 0.3375 | 0.35194 | 0.34641 | 0.3201 | 0.27587 | 0.22364 | 0.16765 | 0.1138 | 0.071293 | 0.045602 | 0 | 0 | 0 | 0 | 0
F8_Industrial_Industrial - ID_Existing_Space Heating_Natural Gas_Insulation - Ceiling_A_Technical Potential | F8 | Industrial | Industrial - ID | Existing | Space Heating | Natural Gas | Insulation - Ceiling | A | Incremental Summer Peak Savings (MW) | Technical Potential | 0 | 0 | 0 | 0 | 0 | 0 | 0 | 0 | 0 | 0 | 0 | 0 | 0 | 0 | 0 | 0 | 0 | 0 | 0 | 0 | 0 | 0 | 0 | 0 | 0 | 0 | 0
F9_Industrial_Industrial - ID_Existing_Space Heating_Natural Gas_Insulation - Ceiling_A_Technical Potential | F9 | Industrial | Industrial - ID | Existing | Space Heating | Natural Gas | Insulation - Ceiling | A | Incremental Winter Peak Savings (MW) | Technical Potential | 0 | 0 | 0 | 0 | 0 | 0 | 0 | 0 | 0 | 0 | 0 | 0 | 0 | 0 | 0 | 0 | 0 | 0 | 0 | 0 | 0 | 0 | 0 | 0 | 0 | 0 | 0
F10_Industrial_Industrial - ID_Existing_Space Heating_Natural Gas_Insulation - Ceiling_A_Technical Potential | F10 | Industrial | Industrial - ID | Existing | Space Heating | Natural Gas | Insulation - Ceiling | A | Cumulative Energy Savings (MWh or mTherms) | Technical Potential | 0 | 0 | 0.011349 | 0.033582 | 0.072266 | 0.13393 | 0.22563 | 0.3543 | 0.52574 | 0.74341 | 1.007 | 1.3113 | 1.6455 | 1.9932 | 2.3344 | 2.6485 | 2.9176 | 3.1338 | 3.2935 | 3.3996 | 3.4635 | 3.5021 | 3.4956 | 3.4896 | 3.4842 | 3.4791 | 3.4745
F11_Industrial_Industrial - ID_Existing_Space Heating_Natural Gas_Insulation - Ceiling_A_Technical Potential | F11 | Industrial | Industrial - ID | Existing | Space Heating | Natural Gas | Insulation - Ceiling | A | Cumulative Summer Peak Savings (MW) | Technical Potential | 0 | 0 | 0 | 0 | 0 | 0 | 0 | 0 | 0 | 0 | 0 | 0 | 0 | 0 | 0 | 0 | 0 | 0 | 0 | 0 | 0 | 0 | 0 | 0 | 0 | 0 | 0
F12_Industrial_Industrial - ID_Existing_Space Heating_Natural Gas_Insulation - Ceiling_A_Technical Potential | F12 | Industrial | Industrial - ID | Existing | Space Heating | Natural Gas | Insulation - Ceiling | A | Cumulative Winter Peak Savings (MW) | Technical Potential | 0 | 0 | 0 | 0 | 0 | 0 | 0 | 0 | 0 | 0 | 0 | 0 | 0 | 0 | 0 | 0 | 0 | 0 | 0 | 0 | 0 | 0 | 0 | 0 | 0 | 0 | 0
F13_Industrial_Industrial - ID_Existing_Space Heating_Natural Gas_Insulation - Ceiling_A_Technical Potential | F13 | Industrial | Industrial - ID | Existing | Space Heating | Natural Gas | Insulation - Ceiling | A | Purchases (Incremental) | Technical Potential | 0 | 0 | 132.8638 | 261.0069 | 455.4395 | 728.0617 | 1086.0426 | 1528.627 | 2043.5016 | 2603.4417 | 3164.4914 | 3667.3476 | 4043.5856 | 4227.448 | 4171.9057 | 3864.9191 | 3339.5399 | 2714.146 | 2039.7385 | 1387.7797 | 871.3502 | 558.4741 | 0 | 0 | 0 | 0 | 0
F14_Industrial_Industrial - ID_Existing_Space Heating_Natural Gas_Insulation - Ceiling_A_Technical Potential | F14 | Industrial | Industrial - ID | Existing | Space Heating | Natural Gas | Insulation - Ceiling | A | Purchases (Cumulative) | Technical Potential | 0 | 0 | 132.8638 | 393.8707 | 849.3102 | 1577.3719 | 2663.4144 | 4192.0415 | 6235.5431 | 8838.9848 | 12003.4762 | 15670.8238 | 19714.4094 | 23941.8573 | 28113.763 | 31978.6821 | 35318.222 | 38032.368 | 40072.1065 | 41459.8862 | 42331.2363 | 42889.7104 | 42889.7104 | 42889.7104 | 42889.7104 | 42889.7104 | 42889.7104
F1_Industrial_Industrial - ID_Existing_Space Heating_Natural Gas_Insulation - Wall Cavity_A_Technical Potential | F1 | Industrial | Industrial - ID | Existing | Space Heating | Natural Gas | Insulation - Wall Cavity | A | Original Unit Energy Savings (kWh or therms) | Technical Potential | 0 | 0 | 0.22735 | 0.22692 | 0.22646 | 0.22598 | 0.22547 | 0.22494 | 0.2244 | 0.22385 | 0.22328 | 0.22272 | 0.22214 | 0.22157 | 0.221 | 0.22043 | 0.21986 | 0.2193 | 0.21875 | 0.21824 | 0.21776 | 0.21732 | 0.21692 | 0.21655 | 0.21621 | 0.21589 | 0.21561
F2_Industrial_Industrial - ID_Existing_Space Heating_Natural Gas_Insulation - Wall Cavity_A_Technical Potential | F2 | Industrial | Industrial - ID | Existing | Space Heating | Natural Gas | Insulation - Wall Cavity | A | Original Unit Summer Peak Savings (kW) | Technical Potential | 0 | 0 | 0 | 0 | 0 | 0 | 0 | 0 | 0 | 0 | 0 | 0 | 0 | 0 | 0 | 0 | 0 | 0 | 0 | 0 | 0 | 0 | 0 | 0 | 0 | 0 | 0
F3_Industrial_Industrial - ID_Existing_Space Heating_Natural Gas_Insulation - Wall Cavity_A_Technical Potential | F3 | Industrial | Industrial - ID | Existing | Space Heating | Natural Gas | Insulation - Wall Cavity | A | Original Unit Winter Peak Savings (kW) | Technical Potential | 0 | 0 | 0 | 0 | 0 | 0 | 0 | 0 | 0 | 0 | 0 | 0 | 0 | 0 | 0 | 0 | 0 | 0 | 0 | 0 | 0 | 0 | 0 | 0 | 0 | 0 | 0
F4_Industrial_Industrial - ID_Existing_Space Heating_Natural Gas_Insulation - Wall Cavity_A_Technical Potential | F4 | Industrial | Industrial - ID | Existing | Space Heating | Natural Gas | Insulation - Wall Cavity | A | Standalone Impact on Baseline Energy (%) | Technical Potential | 0 | 0 | 9.4443e-05 | 0.00028489 | 0.00062508 | 0.0011813 | 0.0020296 | 0.0032505 | 0.0049199 | 0.0070964 | 0.0098061 | 0.013027 | 0.016675 | 0.020607 | 0.024622 | 0.028498 | 0.032026 | 0.035092 | 0.037623 | 0.039609 | 0.041151 | 0.042425 | 0.04317 | 0.043927 | 0.044698 | 0.045482 | 0.04628
F5_Industrial_Industrial - ID_Existing_Space Heating_Natural Gas_Insulation - Wall Cavity_A_Technical Potential | F5 | Industrial | Industrial - ID | Existing | Space Heating | Natural Gas | Insulation - Wall Cavity | A | Standalone Impact on Baseline Summer Peak (%) | Technical Potential | 0 | 0 | 0 | 0 | 0 | 0 | 0 | 0 | 0 | 0 | 0 | 0 | 0 | 0 | 0 | 0 | 0 | 0 | 0 | 0 | 0 | 0 | 0 | 0 | 0 | 0 | 0
F6_Industrial_Industrial - ID_Existing_Space Heating_Natural Gas_Insulation - Wall Cavity_A_Technical Potential | F6 | Industrial | Industrial - ID | Existing | Space Heating | Natural Gas | Insulation - Wall Cavity | A | Standalone Impact on Baseline Winter Peak (%) | Technical Potential | 0 | 0 | 0 | 0 | 0 | 0 | 0 | 0 | 0 | 0 | 0 | 0 | 0 | 0 | 0 | 0 | 0 | 0 | 0 | 0 | 0 | 0 | 0 | 0 | 0 | 0 | 0
F7_Industrial_Industrial - ID_Existing_Space Heating_Natural Gas_Insulation - Wall Cavity_A_Technical Potential | F7 | Industrial | Industrial - ID | Existing | Space Heating | Natural Gas | Insulation - Wall Cavity | A | Incremental Energy Savings (MWh or mTherms) | Technical Potential | 0 | 0 | 0.013619 | 0.026704 | 0.046503 | 0.07418 | 0.1104 | 0.15503 | 0.20675 | 0.26276 | 0.31858 | 0.36826 | 0.405 | 0.42232 | 0.4157 | 0.38411 | 0.33105 | 0.26837 | 0.20118 | 0.13655 | 0.085551 | 0.054722 | 0 | 0 | 0 | 0 | 0
F8_Industrial_Industrial - ID_Existing_Space Heating_Natural Gas_Insulation - Wall Cavity_A_Technical Potential | F8 | Industrial | Industrial - ID | Existing | Space Heating | Natural Gas | Insulation - Wall Cavity | A | Incremental Summer Peak Savings (MW) | Technical Potential | 0 | 0 | 0 | 0 | 0 | 0 | 0 | 0 | 0 | 0 | 0 | 0 | 0 | 0 | 0 | 0 | 0 | 0 | 0 | 0 | 0 | 0 | 0 | 0 | 0 | 0 | 0
F9_Industrial_Industrial - ID_Existing_Space Heating_Natural Gas_Insulation - Wall Cavity_A_Technical Potential | F9 | Industrial | Industrial - ID | Existing | Space Heating | Natural Gas | Insulation - Wall Cavity | A | Incremental Winter Peak Savings (MW) | Technical Potential | 0 | 0 | 0 | 0 | 0 | 0 | 0 | 0 | 0 | 0 | 0 | 0 | 0 | 0 | 0 | 0 | 0 | 0 | 0 | 0 | 0 | 0 | 0 | 0 | 0 | 0 | 0
F10_Industrial_Industrial - ID_Existing_Space Heating_Natural Gas_Insulation - Wall Cavity_A_Technical Potential | F10 | Industrial | Industrial - ID | Existing | Space Heating | Natural Gas | Insulation - Wall Cavity | A | Cumulative Energy Savings (MWh or mTherms) | Technical Potential | 0 | 0 | 0.013619 | 0.040298 | 0.086719 | 0.16071 | 0.27076 | 0.42516 | 0.63089 | 0.89209 | 1.2084 | 1.5736 | 1.9746 | 2.3918 | 2.8013 | 3.1782 | 3.5011 | 3.7605 | 3.9523 | 4.0796 | 4.1562 | 4.2025 | 4.1947 | 4.1876 | 4.181 | 4.1749 | 4.1694
F11_Industrial_Industrial - ID_Existing_Space Heating_Natural Gas_Insulation - Wall Cavity_A_Technical Potential | F11 | Industrial | Industrial - ID | Existing | Space Heating | Natural Gas | Insulation - Wall Cavity | A | Cumulative Summer Peak Savings (MW) | Technical Potential | 0 | 0 | 0 | 0 | 0 | 0 | 0 | 0 | 0 | 0 | 0 | 0 | 0 | 0 | 0 | 0 | 0 | 0 | 0 | 0 | 0 | 0 | 0 | 0 | 0 | 0 | 0
F12_Industrial_Industrial - ID_Existing_Space Heating_Natural Gas_Insulation - Wall Cavity_A_Technical Potential | F12 | Industrial | Industrial - ID | Existing | Space Heating | Natural Gas | Insulation - Wall Cavity | A | Cumulative Winter Peak Savings (MW) | Technical Potential | 0 | 0 | 0 | 0 | 0 | 0 | 0 | 0 | 0 | 0 | 0 | 0 | 0 | 0 | 0 | 0 | 0 | 0 | 0 | 0 | 0 | 0 | 0 | 0 | 0 | 0 | 0
F13_Industrial_Industrial - ID_Existing_Space Heating_Natural Gas_Insulation - Wall Cavity_A_Technical Potential | F13 | Industrial | Industrial - ID | Existing | Space Heating | Natural Gas | Insulation - Wall Cavity | A | Purchases (Incremental) | Technical Potential | 0 | 0 | 59.9049 | 117.6814 | 205.3461 | 328.2646 | 489.6692 | 689.2193 | 921.3632 | 1173.8261 | 1426.7892 | 1653.5144 | 1823.1506 | 1906.0495 | 1881.0069 | 1742.5944 | 1505.7141 | 1223.7398 | 919.6666 | 625.7148 | 392.8698 | 251.8018 | 0 | 0 | 0 | 0 | 0
F14_Industrial_Industrial - ID_Existing_Space Heating_Natural Gas_Insulation - Wall Cavity_A_Technical Potential | F14 | Industrial | Industrial - ID | Existing | Space Heating | Natural Gas | Insulation - Wall Cavity | A | Purchases (Cumulative) | Technical Potential | 0 | 0 | 59.9049 | 177.5864 | 382.9325 | 711.1971 | 1200.8663 | 1890.0856 | 2811.4488 | 3985.2749 | 5412.0641 | 7065.5785 | 8888.729 | 10794.7785 | 12675.7854 | 14418.3797 | 15924.0939 | 17147.8337 | 18067.5003 | 18693.2151 | 19086.0848 | 19337.8867 | 19337.8867 | 19337.8867 | 19337.8867 | 19337.8867 | 19337.8867
F1_Industrial_Industrial - ID_Existing_Space Heating_Natural Gas_Insulation - Ducting_A_Technical Potential | F1 | Industrial | Industrial - ID | Existing | Space Heating | Natural Gas | Insulation - Ducting | A | Original Unit Energy Savings (kWh or therms) | Technical Potential | 0 | 0 | 0.0068382 | 0.0068256 | 0.0068095 | 0.0067905 | 0.0067686 | 0.0067444 | 0.006718 | 0.0066896 | 0.0066596 | 0.0066282 | 0.0065954 | 0.0065616 | 0.0065269 | 0.0064915 | 0.0064554 | 0.0064189 | 0.006382 | 0.0063477 | 0.0063156 | 0.006286 | 0.0062586 | 0.0062333 | 0.00621 | 0.0061885 | 0.0061686
F2_Industrial_Industrial - ID_Existing_Space Heating_Natural Gas_Insulation - Ducting_A_Technical Potential | F2 | Industrial | Industrial - ID | Existing | Space Heating | Natural Gas | Insulation - Ducting | A | Original Unit Summer Peak Savings (kW) | Technical Potential | 0 | 0 | 0 | 0 | 0 | 0 | 0 | 0 | 0 | 0 | 0 | 0 | 0 | 0 | 0 | 0 | 0 | 0 | 0 | 0 | 0 | 0 | 0 | 0 | 0 | 0 | 0
F3_Industrial_Industrial - ID_Existing_Space Heating_Natural Gas_Insulation - Ducting_A_Technical Potential | F3 | Industrial | Industrial - ID | Existing | Space Heating | Natural Gas | Insulation - Ducting | A | Original Unit Winter Peak Savings (kW) | Technical Potential | 0 | 0 | 0 | 0 | 0 | 0 | 0 | 0 | 0 | 0 | 0 | 0 | 0 | 0 | 0 | 0 | 0 | 0 | 0 | 0 | 0 | 0 | 0 | 0 | 0 | 0 | 0
F4_Industrial_Industrial - ID_Existing_Space Heating_Natural Gas_Insulation - Ducting_A_Technical Potential | F4 | Industrial | Industrial - ID | Existing | Space Heating | Natural Gas | Insulation - Ducting | A | Standalone Impact on Baseline Energy (%) | Technical Potential | 0 | 0 | 4.0701e-07 | 1.2278e-06 | 2.6931e-06 | 5.0861e-06 | 8.7301e-06 | 1.3964e-05 | 2.1104e-05 | 3.0386e-05 | 4.1906e-05 | 5.5547e-05 | 7.0938e-05 | 8.7437e-05 | 0.00010419 | 0.00012025 | 0.00013473 | 0.00014717 | 0.00015727 | 0.00016507 | 0.000171 | 0.00017583 | 0.00017846 | 0.00018117 | 0.00018395 | 0.0001868 | 0.00018972
F5_Industrial_Industrial - ID_Existing_Space Heating_Natural Gas_Insulation - Ducting_A_Technical Potential | F5 | Industrial | Industrial - ID | Existing | Space Heating | Natural Gas | Insulation - Ducting | A | Standalone Impact on Baseline Summer Peak (%) | Technical Potential | 0 | 0 | 0 | 0 | 0 | 0 | 0 | 0 | 0 | 0 | 0 | 0 | 0 | 0 | 0 | 0 | 0 | 0 | 0 | 0 | 0 | 0 | 0 | 0 | 0 | 0 | 0
F6_Industrial_Industrial - ID_Existing_Space Heating_Natural Gas_Insulation - Ducting_A_Technical Potential | F6 | Industrial | Industrial - ID | Existing | Space Heating | Natural Gas | Insulation - Ducting | A | Standalone Impact on Baseline Winter Peak (%) | Technical Potential | 0 | 0 | 0 | 0 | 0 | 0 | 0 | 0 | 0 | 0 | 0 | 0 | 0 | 0 | 0 | 0 | 0 | 0 | 0 | 0 | 0 | 0 | 0 | 0 | 0 | 0 | 0
F7_Industrial_Industrial - ID_Existing_Space Heating_Natural Gas_Insulation - Ducting_A_Technical Potential | F7 | Industrial | Industrial - ID | Existing | Space Heating | Natural Gas | Insulation - Ducting | A | Incremental Energy Savings (MWh or mTherms) | Technical Potential | 0 | 0 | 5.8694e-05 | 0.00011509 | 0.00020035 | 0.00031938 | 0.00047489 | 0.00066602 | 0.00088687 | 0.0011251 | 0.0013614 | 0.0015703 | 0.0017229 | 0.001792 | 0.0017591 | 0.0016208 | 0.0013927 | 0.0011255 | 0.00084096 | 0.00056909 | 0.00035551 | 0.00022679 | 0 | 0 | 0 | 0 | 0
F8_Industrial_Industrial - ID_Existing_Space Heating_Natural Gas_Insulation - Ducting_A_Technical Potential | F8 | Industrial | Industrial - ID | Existing | Space Heating | Natural Gas | Insulation - Ducting | A | Incremental Summer Peak Savings (MW) | Technical Potential | 0 | 0 | 0 | 0 | 0 | 0 | 0 | 0 | 0 | 0 | 0 | 0 | 0 | 0 | 0 | 0 | 0 | 0 | 0 | 0 | 0 | 0 | 0 | 0 | 0 | 0 | 0
F9_Industrial_Industrial - ID_Existing_Space Heating_Natural Gas_Insulation - Ducting_A_Technical Potential | F9 | Industrial | Industrial - ID | Existing | Space Heating | Natural Gas | Insulation - Ducting | A | Incremental Winter Peak Savings (MW) | Technical Potential | 0 | 0 | 0 | 0 | 0 | 0 | 0 | 0 | 0 | 0 | 0 | 0 | 0 | 0 | 0 | 0 | 0 | 0 | 0 | 0 | 0 | 0 | 0 | 0 | 0 | 0 | 0
F10_Industrial_Industrial - ID_Existing_Space Heating_Natural Gas_Insulation - Ducting_A_Technical Potential | F10 | Industrial | Industrial - ID | Existing | Space Heating | Natural Gas | Insulation - Ducting | A | Cumulative Energy Savings (MWh or mTherms) | Technical Potential | 0 | 0 | 5.8694e-05 | 0.00017368 | 0.00037362 | 0.00069196 | 0.0011646 | 0.0018265 | 0.0027062 | 0.0038199 | 0.0051642 | 0.0067101 | 0.0083999 | 0.010149 | 0.011854 | 0.013411 | 0.014729 | 0.015771 | 0.016521 | 0.017002 | 0.017271 | 0.017417 | 0.017341 | 0.017271 | 0.017206 | 0.017147 | 0.017092
F11_Industrial_Industrial - ID_Existing_Space Heating_Natural Gas_Insulation - Ducting_A_Technical Potential | F11 | Industrial | Industrial - ID | Existing | Space Heating | Natural Gas | Insulation - Ducting | A | Cumulative Summer Peak Savings (MW) | Technical Potential | 0 | 0 | 0 | 0 | 0 | 0 | 0 | 0 | 0 | 0 | 0 | 0 | 0 | 0 | 0 | 0 | 0 | 0 | 0 | 0 | 0 | 0 | 0 | 0 | 0 | 0 | 0
F12_Industrial_Industrial - ID_Existing_Space Heating_Natural Gas_Insulation - Ducting_A_Technical Potential | F12 | Industrial | Industrial - ID | Existing | Space Heating | Natural Gas | Insulation - Ducting | A | Cumulative Winter Peak Savings (MW) | Technical Potential | 0 | 0 | 0 | 0 | 0 | 0 | 0 | 0 | 0 | 0 | 0 | 0 | 0 | 0 | 0 | 0 | 0 | 0 | 0 | 0 | 0 | 0 | 0 | 0 | 0 | 0 | 0
F13_Industrial_Industrial - ID_Existing_Space Heating_Natural Gas_Insulation - Ducting_A_Technical Potential | F13 | Industrial | Industrial - ID | Existing | Space Heating | Natural Gas | Insulation - Ducting | A | Purchases (Incremental) | Technical Potential | 0 | 0 | 8.5833 | 16.8615 | 29.4223 | 47.0342 | 70.1604 | 98.7522 | 132.0141 | 168.1873 | 204.4322 | 236.9177 | 261.2234 | 273.1013 | 269.5131 | 249.6812 | 215.7407 | 175.339 | 131.771 | 89.6532 | 56.2909 | 36.0785 | 0 | 0 | 0 | 0 | 0
F14_Industrial_Industrial - ID_Existing_Space Heating_Natural Gas_Insulation - Ducting_A_Technical Potential | F14 | Industrial | Industrial - ID | Existing | Space Heating | Natural Gas | Insulation - Ducting | A | Purchases (Cumulative) | Technical Potential | 0 | 0 | 8.5833 | 25.4448 | 54.8671 | 101.9012 | 172.0617 | 270.8139 | 402.828 | 571.0154 | 775.4476 | 1012.3653 | 1273.5887 | 1546.6899 | 1816.203 | 2065.8842 | 2281.6249 | 2456.964 | 2588.735 | 2678.3882 | 2734.6791 | 2770.7576 | 2770.7576 | 2770.7576 | 2770.7576 | 2770.7576 | 2770.7576
F1_Industrial_Industrial - ID_Existing_Space Heating_Natural Gas_Ducting - Repair and Sealing_A_Technical Potential | F1 | Industrial | Industrial - ID | Existing | Space Heating | Natural Gas | Ducting - Repair and Sealing | A | Original Unit Energy Savings (kWh or therms) | Technical Potential | 0 | 0 | 0.27895 | 0.27843 | 0.27778 | 0.277 | 0.27611 | 0.27512 | 0.27404 | 0.27289 | 0.27166 | 0.27038 | 0.26904 | 0.26766 | 0.26625 | 0.2648 | 0.26333 | 0.26184 | 0.26034 | 0.25894 | 0.25763 | 0.25642 | 0.2553 | 0.25427 | 0.25332 | 0.25244 | 0.25163
F2_Industrial_Industrial - ID_Existing_Space Heating_Natural Gas_Ducting - Repair and Sealing_A_Technical Potential | F2 | Industrial | Industrial - ID | Existing | Space Heating | Natural Gas | Ducting - Repair and Sealing | A | Original Unit Summer Peak Savings (kW) | Technical Potential | 0 | 0 | 0 | 0 | 0 | 0 | 0 | 0 | 0 | 0 | 0 | 0 | 0 | 0 | 0 | 0 | 0 | 0 | 0 | 0 | 0 | 0 | 0 | 0 | 0 | 0 | 0
F3_Industrial_Industrial - ID_Existing_Space Heating_Natural Gas_Ducting - Repair and Sealing_A_Technical Potential | F3 | Industrial | Industrial - ID | Existing | Space Heating | Natural Gas | Ducting - Repair and Sealing | A | Original Unit Winter Peak Savings (kW) | Technical Potential | 0 | 0 | 0 | 0 | 0 | 0 | 0 | 0 | 0 | 0 | 0 | 0 | 0 | 0 | 0 | 0 | 0 | 0 | 0 | 0 | 0 | 0 | 0 | 0 | 0 | 0 | 0
F4_Industrial_Industrial - ID_Existing_Space Heating_Natural Gas_Ducting - Repair and Sealing_A_Technical Potential | F4 | Industrial | Industrial - ID | Existing | Space Heating | Natural Gas | Ducting - Repair and Sealing | A | Standalone Impact on Baseline Energy (%) | Technical Potential | 0 | 0 | 2.9055e-05 | 8.7648e-05 | 0.00019225 | 0.00036308 | 0.00062321 | 0.00099686 | 0.0015065 | 0.0021692 | 0.0029915 | 0.0039653 | 0.005064 | 0.0062418 | 0.0074379 | 0.0085842 | 0.0096181 | 0.010506 | 0.011227 | 0.011784 | 0.012169 | 0.012436 | 0.012623 | 0.012814 | 0.013011 | 0.013212 | 0.013419
F5_Industrial_Industrial - ID_Existing_Space Heating_Natural Gas_Ducting - Repair and Sealing_A_Technical Potential | F5 | Industrial | Industrial - ID | Existing | Space Heating | Natural Gas | Ducting - Repair and Sealing | A | Standalone Impact on Baseline Summer Peak (%) | Technical Potential | 0 | 0 | 0 | 0 | 0 | 0 | 0 | 0 | 0 | 0 | 0 | 0 | 0 | 0 | 0 | 0 | 0 | 0 | 0 | 0 | 0 | 0 | 0 | 0 | 0 | 0 | 0
F6_Industrial_Industrial - ID_Existing_Space Heating_Natural Gas_Ducting - Repair and Sealing_A_Technical Potential | F6 | Industrial | Industrial - ID | Existing | Space Heating | Natural Gas | Ducting - Repair and Sealing | A | Standalone Impact on Baseline Winter Peak (%) | Technical Potential | 0 | 0 | 0 | 0 | 0 | 0 | 0 | 0 | 0 | 0 | 0 | 0 | 0 | 0 | 0 | 0 | 0 | 0 | 0 | 0 | 0 | 0 | 0 | 0 | 0 | 0 | 0
F7_Industrial_Industrial - ID_Existing_Space Heating_Natural Gas_Ducting - Repair and Sealing_A_Technical Potential | F7 | Industrial | Industrial - ID | Existing | Space Heating | Natural Gas | Ducting - Repair and Sealing | A | Incremental Energy Savings (MWh or mTherms) | Technical Potential | 0 | 0 | 0.00419 | 0.0082159 | 0.014302 | 0.0228 | 0.033901 | 0.047545 | 0.06331 | 0.080318 | 0.097189 | 0.1121 | 0.12299 | 0.12792 | 0.12558 | 0.1157 | 0.09942 | 0.080344 | 0.060033 | 0.040626 | 0.021509 | 0.0086233 | 0 | 0 | 0 | 0 | 0
F8_Industrial_Industrial - ID_Existing_Space Heating_Natural Gas_Ducting - Repair and Sealing_A_Technical Potential | F8 | Industrial | Industrial - ID | Existing | Space Heating | Natural Gas | Ducting - Repair and Sealing | A | Incremental Summer Peak Savings (MW) | Technical Potential | 0 | 0 | 0 | 0 | 0 | 0 | 0 | 0 | 0 | 0 | 0 | 0 | 0 | 0 | 0 | 0 | 0 | 0 | 0 | 0 | 0 | 0 | 0 | 0 | 0 | 0 | 0
F9_Industrial_Industrial - ID_Existing_Space Heating_Natural Gas_Ducting - Repair and Sealing_A_Technical Potential | F9 | Industrial | Industrial - ID | Existing | Space Heating | Natural Gas | Ducting - Repair and Sealing | A | Incremental Winter Peak Savings (MW) | Technical Potential | 0 | 0 | 0 | 0 | 0 | 0 | 0 | 0 | 0 | 0 | 0 | 0 | 0 | 0 | 0 | 0 | 0 | 0 | 0 | 0 | 0 | 0 | 0 | 0 | 0 | 0 | 0
F10_Industrial_Industrial - ID_Existing_Space Heating_Natural Gas_Ducting - Repair and Sealing_A_Technical Potential | F10 | Industrial | Industrial - ID | Existing | Space Heating | Natural Gas | Ducting - Repair and Sealing | A | Cumulative Energy Savings (MWh or mTherms) | Technical Potential | 0 | 0 | 0.00419 | 0.012398 | 0.026671 | 0.049396 | 0.083138 | 0.13039 | 0.19318 | 0.27269 | 0.36865 | 0.47901 | 0.59964 | 0.72449 | 0.84623 | 0.95734 | 1.0514 | 1.1258 | 1.1794 | 1.2137 | 1.2291 | 1.2319 | 1.2266 | 1.2216 | 1.217 | 1.2128 | 1.2089
F11_Industrial_Industrial - ID_Existing_Space Heating_Natural Gas_Ducting - Repair and Sealing_A_Technical Potential | F11 | Industrial | Industrial - ID | Existing | Space Heating | Natural Gas | Ducting - Repair and Sealing | A | Cumulative Summer Peak Savings (MW) | Technical Potential | 0 | 0 | 0 | 0 | 0 | 0 | 0 | 0 | 0 | 0 | 0 | 0 | 0 | 0 | 0 | 0 | 0 | 0 | 0 | 0 | 0 | 0 | 0 | 0 | 0 | 0 | 0
F12_Industrial_Industrial - ID_Existing_Space Heating_Natural Gas_Ducting - Repair and Sealing_A_Technical Potential | F12 | Industrial | Industrial - ID | Existing | Space Heating | Natural Gas | Ducting - Repair and Sealing | A | Cumulative Winter Peak Savings (MW) | Technical Potential | 0 | 0 | 0 | 0 | 0 | 0 | 0 | 0 | 0 | 0 | 0 | 0 | 0 | 0 | 0 | 0 | 0 | 0 | 0 | 0 | 0 | 0 | 0 | 0 | 0 | 0 | 0
F13_Industrial_Industrial - ID_Existing_Space Heating_Natural Gas_Ducting - Repair and Sealing_A_Technical Potential | F13 | Industrial | Industrial - ID | Existing | Space Heating | Natural Gas | Ducting - Repair and Sealing | A | Purchases (Incremental) | Technical Potential | 0 | 0 | 15.0207 | 29.5077 | 51.489 | 82.3098 | 122.7808 | 172.8164 | 231.0247 | 294.3278 | 357.7564 | 414.606 | 457.1409 | 477.9272 | 471.6479 | 436.9421 | 377.5462 | 306.8433 | 230.5993 | 156.8931 | 83.4884 | 33.6297 | 0 | 0 | 0 | 0 | 0
F14_Industrial_Industrial - ID_Existing_Space Heating_Natural Gas_Ducting - Repair and Sealing_A_Technical Potential | F14 | Industrial | Industrial - ID | Existing | Space Heating | Natural Gas | Ducting - Repair and Sealing | A | Purchases (Cumulative) | Technical Potential | 0 | 0 | 15.0207 | 44.5284 | 96.0174 | 178.3272 | 301.1079 | 473.9244 | 704.9491 | 999.2769 | 1357.0333 | 1771.6393 | 2228.7802 | 2706.7074 | 3178.3553 | 3615.2974 | 3992.8436 | 4299.6869 | 4530.2862 | 4687.1794 | 4770.6677 | 4804.2974 | 4804.2974 | 4804.2974 | 4804.2974 | 4804.2974 | 4804.2974
F1_Industrial_Industrial - ID_Existing_Space Heating_Natural Gas_Building Shell - Air Sealing (Infiltration Control)_A_Technical Potential | F1 | Industrial | Industrial - ID | Existing | Space Heating | Natural Gas | Building Shell - Air Sealing (Infiltration Control) | A | Original Unit Energy Savings (kWh or therms) | Technical Potential | 0 | 0 | 64.2494 | 64.1285 | 63.9989 | 63.8617 | 63.7182 | 63.5695 | 63.4164 | 63.26 | 63.1011 | 62.9404 | 62.7787 | 62.6165 | 62.4546 | 62.2935 | 62.1336 | 61.9755 | 61.8195 | 61.6747 | 61.5399 | 61.4159 | 61.302 | 61.1973 | 61.101 | 61.0124 | 60.931
F2_Industrial_Industrial - ID_Existing_Space Heating_Natural Gas_Building Shell - Air Sealing (Infiltration Control)_A_Technical Potential | F2 | Industrial | Industrial - ID | Existing | Space Heating | Natural Gas | Building Shell - Air Sealing (Infiltration Control) | A | Original Unit Summer Peak Savings (kW) | Technical Potential | 0 | 0 | 0 | 0 | 0 | 0 | 0 | 0 | 0 | 0 | 0 | 0 | 0 | 0 | 0 | 0 | 0 | 0 | 0 | 0 | 0 | 0 | 0 | 0 | 0 | 0 | 0
F3_Industrial_Industrial - ID_Existing_Space Heating_Natural Gas_Building Shell - Air Sealing (Infiltration Control)_A_Technical Potential | F3 | Industrial | Industrial - ID | Existing | Space Heating | Natural Gas | Building Shell - Air Sealing (Infiltration Control) | A | Original Unit Winter Peak Savings (kW) | Technical Potential | 0 | 0 | 0 | 0 | 0 | 0 | 0 | 0 | 0 | 0 | 0 | 0 | 0 | 0 | 0 | 0 | 0 | 0 | 0 | 0 | 0 | 0 | 0 | 0 | 0 | 0 | 0
F4_Industrial_Industrial - ID_Existing_Space Heating_Natural Gas_Building Shell - Air Sealing (Infiltration Control)_A_Technical Potential | F4 | Industrial | Industrial - ID | Existing | Space Heating | Natural Gas | Building Shell - Air Sealing (Infiltration Control) | A | Standalone Impact on Baseline Energy (%) | Technical Potential | 0 | 0 | 4.9725e-06 | 1.4999e-05 | 3.2911e-05 | 6.2195e-05 | 0.00010686 | 0.00017114 | 0.00025903 | 0.00037363 | 0.00051629 | 0.00068586 | 0.00087205 | 0.0010671 | 0.0012572 | 0.0014264 | 0.001559 | 0.001644 | 0.0016728 | 0.0017022 | 0.001732 | 0.0017624 | 0.0017933 | 0.0018248 | 0.0018568 | 0.0018894 | 0.0019225
F5_Industrial_Industrial - ID_Existing_Space Heating_Natural Gas_Building Shell - Air Sealing (Infiltration Control)_A_Technical Potential | F5 | Industrial | Industrial - ID | Existing | Space Heating | Natural Gas | Building Shell - Air Sealing (Infiltration Control) | A | Standalone Impact on Baseline Summer Peak (%) | Technical Potential | 0 | 0 | 0 | 0 | 0 | 0 | 0 | 0 | 0 | 0 | 0 | 0 | 0 | 0 | 0 | 0 | 0 | 0 | 0 | 0 | 0 | 0 | 0 | 0 | 0 | 0 | 0
F6_Industrial_Industrial - ID_Existing_Space Heating_Natural Gas_Building Shell - Air Sealing (Infiltration Control)_A_Technical Potential | F6 | Industrial | Industrial - ID | Existing | Space Heating | Natural Gas | Building Shell - Air Sealing (Infiltration Control) | A | Standalone Impact on Baseline Winter Peak (%) | Technical Potential | 0 | 0 | 0 | 0 | 0 | 0 | 0 | 0 | 0 | 0 | 0 | 0 | 0 | 0 | 0 | 0 | 0 | 0 | 0 | 0 | 0 | 0 | 0 | 0 | 0 | 0 | 0
F7_Industrial_Industrial - ID_Existing_Space Heating_Natural Gas_Building Shell - Air Sealing (Infiltration Control)_A_Technical Potential | F7 | Industrial | Industrial - ID | Existing | Space Heating | Natural Gas | Building Shell - Air Sealing (Infiltration Control) | A | Incremental Energy Savings (MWh or mTherms) | Technical Potential | 0 | 0 | 0.00071706 | 0.001406 | 0.0024484 | 0.0039056 | 0.0058129 | 0.0081626 | 0.010886 | 0.013834 | 0.016773 | 0.019389 | 0.020623 | 0.020863 | 0.019497 | 0.016414 | 0.011762 | 0.0061717 | 0 | 0 | 0 | 0 | 0 | 0 | 0 | 0 | 0
F8_Industrial_Industrial - ID_Existing_Space Heating_Natural Gas_Building Shell - Air Sealing (Infiltration Control)_A_Technical Potential | F8 | Industrial | Industrial - ID | Existing | Space Heating | Natural Gas | Building Shell - Air Sealing (Infiltration Control) | A | Incremental Summer Peak Savings (MW) | Technical Potential | 0 | 0 | 0 | 0 | 0 | 0 | 0 | 0 | 0 | 0 | 0 | 0 | 0 | 0 | 0 | 0 | 0 | 0 | 0 | 0 | 0 | 0 | 0 | 0 | 0 | 0 | 0
F9_Industrial_Industrial - ID_Existing_Space Heating_Natural Gas_Building Shell - Air Sealing (Infiltration Control)_A_Technical Potential | F9 | Industrial | Industrial - ID | Existing | Space Heating | Natural Gas | Building Shell - Air Sealing (Infiltration Control) | A | Incremental Winter Peak Savings (MW) | Technical Potential | 0 | 0 | 0 | 0 | 0 | 0 | 0 | 0 | 0 | 0 | 0 | 0 | 0 | 0 | 0 | 0 | 0 | 0 | 0 | 0 | 0 | 0 | 0 | 0 | 0 | 0 | 0
F10_Industrial_Industrial - ID_Existing_Space Heating_Natural Gas_Building Shell - Air Sealing (Infiltration Control)_A_Technical Potential | F10 | Industrial | Industrial - ID | Existing | Space Heating | Natural Gas | Building Shell - Air Sealing (Infiltration Control) | A | Cumulative Energy Savings (MWh or mTherms) | Technical Potential | 0 | 0 | 0.00071706 | 0.0021217 | 0.0045658 | 0.0084616 | 0.014255 | 0.022385 | 0.033217 | 0.046969 | 0.063624 | 0.082852 | 0.10326 | 0.12386 | 0.14303 | 0.15908 | 0.17043 | 0.17617 | 0.17573 | 0.17532 | 0.17493 | 0.17458 | 0.17426 | 0.17396 | 0.17368 | 0.17343 | 0.1732
F11_Industrial_Industrial - ID_Existing_Space Heating_Natural Gas_Building Shell - Air Sealing (Infiltration Control)_A_Technical Potential | F11 | Industrial | Industrial - ID | Existing | Space Heating | Natural Gas | Building Shell - Air Sealing (Infiltration Control) | A | Cumulative Summer Peak Savings (MW) | Technical Potential | 0 | 0 | 0 | 0 | 0 | 0 | 0 | 0 | 0 | 0 | 0 | 0 | 0 | 0 | 0 | 0 | 0 | 0 | 0 | 0 | 0 | 0 | 0 | 0 | 0 | 0 | 0
F12_Industrial_Industrial - ID_Existing_Space Heating_Natural Gas_Building Shell - Air Sealing (Infiltration Control)_A_Technical Potential | F12 | Industrial | Industrial - ID | Existing | Space Heating | Natural Gas | Building Shell - Air Sealing (Infiltration Control) | A | Cumulative Winter Peak Savings (MW) | Technical Potential | 0 | 0 | 0 | 0 | 0 | 0 | 0 | 0 | 0 | 0 | 0 | 0 | 0 | 0 | 0 | 0 | 0 | 0 | 0 | 0 | 0 | 0 | 0 | 0 | 0 | 0 | 0
F13_Industrial_Industrial - ID_Existing_Space Heating_Natural Gas_Building Shell - Air Sealing (Infiltration Control)_A_Technical Potential | F13 | Industrial | Industrial - ID | Existing | Space Heating | Natural Gas | Building Shell - Air Sealing (Infiltration Control) | A | Purchases (Incremental) | Technical Potential | 0 | 0 | 0.011161 | 0.021925 | 0.038257 | 0.061157 | 0.091228 | 0.1284 | 0.17165 | 0.21869 | 0.26582 | 0.30806 | 0.3285 | 0.33318 | 0.31218 | 0.2635 | 0.18929 | 0.099584 | 0 | 0 | 0 | 0 | 0 | 0 | 0 | 0 | 0
F14_Industrial_Industrial - ID_Existing_Space Heating_Natural Gas_Building Shell - Air Sealing (Infiltration Control)_A_Technical Potential | F14 | Industrial | Industrial - ID | Existing | Space Heating | Natural Gas | Building Shell - Air Sealing (Infiltration Control) | A | Purchases (Cumulative) | Technical Potential | 0 | 0 | 0.011161 | 0.033085 | 0.071342 | 0.1325 | 0.22373 | 0.35213 | 0.52379 | 0.74247 | 1.0083 | 1.3163 | 1.6448 | 1.978 | 2.2902 | 2.5537 | 2.743 | 2.8426 | 2.8426 | 2.8426 | 2.8426 | 2.8426 | 2.8426 | 2.8426 | 2.8426 | 2.8426 | 2.8426
F1_Industrial_Industrial - ID_Existing_Space Heating_Natural Gas_Ventilation - Demand Controlled_A_Technical Potential | F1 | Industrial | Industrial - ID | Existing | Space Heating | Natural Gas | Ventilation - Demand Controlled | A | Original Unit Energy Savings (kWh or therms) | Technical Potential | 0 | 0 | 0.051484 | 0.051389 | 0.051269 | 0.051125 | 0.050961 | 0.050778 | 0.050579 | 0.050366 | 0.05014 | 0.049903 | 0.049657 | 0.049402 | 0.049141 | 0.048874 | 0.048602 | 0.048327 | 0.04805 | 0.047792 | 0.04755 | 0.047327 | 0.047121 | 0.04693 | 0.046755 | 0.046593 | 0.046443
F2_Industrial_Industrial - ID_Existing_Space Heating_Natural Gas_Ventilation - Demand Controlled_A_Technical Potential | F2 | Industrial | Industrial - ID | Existing | Space Heating | Natural Gas | Ventilation - Demand Controlled | A | Original Unit Summer Peak Savings (kW) | Technical Potential | 0 | 0 | 0 | 0 | 0 | 0 | 0 | 0 | 0 | 0 | 0 | 0 | 0 | 0 | 0 | 0 | 0 | 0 | 0 | 0 | 0 | 0 | 0 | 0 | 0 | 0 | 0
F3_Industrial_Industrial - ID_Existing_Space Heating_Natural Gas_Ventilation - Demand Controlled_A_Technical Potential | F3 | Industrial | Industrial - ID | Existing | Space Heating | Natural Gas | Ventilation - Demand Controlled | A | Original Unit Winter Peak Savings (kW) | Technical Potential | 0 | 0 | 0 | 0 | 0 | 0 | 0 | 0 | 0 | 0 | 0 | 0 | 0 | 0 | 0 | 0 | 0 | 0 | 0 | 0 | 0 | 0 | 0 | 0 | 0 | 0 | 0
F4_Industrial_Industrial - ID_Existing_Space Heating_Natural Gas_Ventilation - Demand Controlled_A_Technical Potential | F4 | Industrial | Industrial - ID | Existing | Space Heating | Natural Gas | Ventilation - Demand Controlled | A | Standalone Impact on Baseline Energy (%) | Technical Potential | 0 | 0 | 0.0005228 | 0.0010548 | 0.0015956 | 0.0021448 | 0.0027021 | 0.0032151 | 0.0036412 | 0.0039978 | 0.0042988 | 0.0045553 | 0.0046243 | 0.0046934 | 0.0047628 | 0.0048325 | 0.0049025 | 0.004973 | 0.0050438 | 0.0051167 | 0.0051915 | 0.0052684 | 0.0053474 | 0.0054286 | 0.0055118 | 0.0055972 | 0.0056847
F5_Industrial_Industrial - ID_Existing_Space Heating_Natural Gas_Ventilation - Demand Controlled_A_Technical Potential | F5 | Industrial | Industrial - ID | Existing | Space Heating | Natural Gas | Ventilation - Demand Controlled | A | Standalone Impact on Baseline Summer Peak (%) | Technical Potential | 0 | 0 | 0 | 0 | 0 | 0 | 0 | 0 | 0 | 0 | 0 | 0 | 0 | 0 | 0 | 0 | 0 | 0 | 0 | 0 | 0 | 0 | 0 | 0 | 0 | 0 | 0
F6_Industrial_Industrial - ID_Existing_Space Heating_Natural Gas_Ventilation - Demand Controlled_A_Technical Potential | F6 | Industrial | Industrial - ID | Existing | Space Heating | Natural Gas | Ventilation - Demand Controlled | A | Standalone Impact on Baseline Winter Peak (%) | Technical Potential | 0 | 0 | 0 | 0 | 0 | 0 | 0 | 0 | 0 | 0 | 0 | 0 | 0 | 0 | 0 | 0 | 0 | 0 | 0 | 0 | 0 | 0 | 0 | 0 | 0 | 0 | 0
F7_Industrial_Industrial - ID_Existing_Space Heating_Natural Gas_Ventilation - Demand Controlled_A_Technical Potential | F7 | Industrial | Industrial - ID | Existing | Space Heating | Natural Gas | Ventilation - Demand Controlled | A | Incremental Energy Savings (MWh or mTherms) | Technical Potential | 0 | 0 | 0.075391 | 0.073954 | 0.072508 | 0.071059 | 0.069609 | 0.061347 | 0.048043 | 0.037612 | 0.029438 | 0.023035 | 0 | 0 | 0 | 0 | 0 | 0 | 0 | 0 | 0 | 0 | 0 | 0 | 0 | 0 | 0
F8_Industrial_Industrial - ID_Existing_Space Heating_Natural Gas_Ventilation - Demand Controlled_A_Technical Potential | F8 | Industrial | Industrial - ID | Existing | Space Heating | Natural Gas | Ventilation - Demand Controlled | A | Incremental Summer Peak Savings (MW) | Technical Potential | 0 | 0 | 0 | 0 | 0 | 0 | 0 | 0 | 0 | 0 | 0 | 0 | 0 | 0 | 0 | 0 | 0 | 0 | 0 | 0 | 0 | 0 | 0 | 0 | 0 | 0 | 0
F9_Industrial_Industrial - ID_Existing_Space Heating_Natural Gas_Ventilation - Demand Controlled_A_Technical Potential | F9 | Industrial | Industrial - ID | Existing | Space Heating | Natural Gas | Ventilation - Demand Controlled | A | Incremental Winter Peak Savings (MW) | Technical Potential | 0 | 0 | 0 | 0 | 0 | 0 | 0 | 0 | 0 | 0 | 0 | 0 | 0 | 0 | 0 | 0 | 0 | 0 | 0 | 0 | 0 | 0 | 0 | 0 | 0 | 0 | 0
F10_Industrial_Industrial - ID_Existing_Space Heating_Natural Gas_Ventilation - Demand Controlled_A_Technical Potential | F10 | Industrial | Industrial - ID | Existing | Space Heating | Natural Gas | Ventilation - Demand Controlled | A | Cumulative Energy Savings (MWh or mTherms) | Technical Potential | 0 | 0 | 0.075391 | 0.14921 | 0.22136 | 0.2918 | 0.36047 | 0.42053 | 0.46692 | 0.50257 | 0.52975 | 0.55028 | 0.54757 | 0.54476 | 0.54188 | 0.53893 | 0.53594 | 0.53291 | 0.52985 | 0.527 | 0.52433 | 0.52187 | 0.5196 | 0.51751 | 0.51557 | 0.51378 | 0.51213
F11_Industrial_Industrial - ID_Existing_Space Heating_Natural Gas_Ventilation - Demand Controlled_A_Technical Potential | F11 | Industrial | Industrial - ID | Existing | Space Heating | Natural Gas | Ventilation - Demand Controlled | A | Cumulative Summer Peak Savings (MW) | Technical Potential | 0 | 0 | 0 | 0 | 0 | 0 | 0 | 0 | 0 | 0 | 0 | 0 | 0 | 0 | 0 | 0 | 0 | 0 | 0 | 0 | 0 | 0 | 0 | 0 | 0 | 0 | 0
F12_Industrial_Industrial - ID_Existing_Space Heating_Natural Gas_Ventilation - Demand Controlled_A_Technical Potential | F12 | Industrial | Industrial - ID | Existing | Space Heating | Natural Gas | Ventilation - Demand Controlled | A | Cumulative Winter Peak Savings (MW) | Technical Potential | 0 | 0 | 0 | 0 | 0 | 0 | 0 | 0 | 0 | 0 | 0 | 0 | 0 | 0 | 0 | 0 | 0 | 0 | 0 | 0 | 0 | 0 | 0 | 0 | 0 | 0 | 0
F13_Industrial_Industrial - ID_Existing_Space Heating_Natural Gas_Ventilation - Demand Controlled_A_Technical Potential | F13 | Industrial | Industrial - ID | Existing | Space Heating | Natural Gas | Ventilation - Demand Controlled | A | Purchases (Incremental) | Technical Potential | 0 | 0 | 1464.3444 | 1439.0971 | 1414.285 | 1389.9008 | 1365.937 | 1208.1477 | 949.8541 | 746.7818 | 587.125 | 461.6017 | 0 | 0 | 0 | 0 | 0 | 0 | 0 | 0 | 0 | 0 | 0 | 0 | 0 | 0 | 0
F14_Industrial_Industrial - ID_Existing_Space Heating_Natural Gas_Ventilation - Demand Controlled_A_Technical Potential | F14 | Industrial | Industrial - ID | Existing | Space Heating | Natural Gas | Ventilation - Demand Controlled | A | Purchases (Cumulative) | Technical Potential | 0 | 0 | 1464.3444 | 2903.4414 | 4317.7265 | 5707.6273 | 7073.5643 | 8281.7121 | 9231.5661 | 9978.348 | 10565.473 | 11027.0747 | 11027.0747 | 11027.0747 | 11027.0747 | 11027.0747 | 11027.0747 | 11027.0747 | 11027.0747 | 11027.0747 | 11027.0747 | 11027.0747 | 11027.0747 | 11027.0747 | 11027.0747 | 11027.0747 | 11027.0747
F1_Industrial_Industrial - ID_Existing_Space Heating_Natural Gas_Destratification Fans (HVLS)_A_Technical Potential | F1 | Industrial | Industrial - ID | Existing | Space Heating | Natural Gas | Destratification Fans (HVLS) | A | Original Unit Energy Savings (kWh or therms) | Technical Potential | 0 | 0 | 166639.6552 | 166326.0774 | 165989.7736 | 165634.0224 | 165261.8428 | 164876.015 | 164479.0995 | 164073.4539 | 163661.2499 | 163244.4873 | 162825.0081 | 162404.5089 | 161984.5521 | 161566.5773 | 161151.91 | 160741.7716 | 160337.2869 | 159961.7894 | 159612.0618 | 159290.5848 | 158995.0625 | 158723.3871 | 158473.6228 | 158243.992 | 158032.8624
F2_Industrial_Industrial - ID_Existing_Space Heating_Natural Gas_Destratification Fans (HVLS)_A_Technical Potential | F2 | Industrial | Industrial - ID | Existing | Space Heating | Natural Gas | Destratification Fans (HVLS) | A | Original Unit Summer Peak Savings (kW) | Technical Potential | 0 | 0 | 0 | 0 | 0 | 0 | 0 | 0 | 0 | 0 | 0 | 0 | 0 | 0 | 0 | 0 | 0 | 0 | 0 | 0 | 0 | 0 | 0 | 0 | 0 | 0 | 0
F3_Industrial_Industrial - ID_Existing_Space Heating_Natural Gas_Destratification Fans (HVLS)_A_Technical Potential | F3 | Industrial | Industrial - ID | Existing | Space Heating | Natural Gas | Destratification Fans (HVLS) | A | Original Unit Winter Peak Savings (kW) | Technical Potential | 0 | 0 | 0 | 0 | 0 | 0 | 0 | 0 | 0 | 0 | 0 | 0 | 0 | 0 | 0 | 0 | 0 | 0 | 0 | 0 | 0 | 0 | 0 | 0 | 0 | 0 | 0
F4_Industrial_Industrial - ID_Existing_Space Heating_Natural Gas_Destratification Fans (HVLS)_A_Technical Potential | F4 | Industrial | Industrial - ID | Existing | Space Heating | Natural Gas | Destratification Fans (HVLS) | A | Standalone Impact on Baseline Energy (%) | Technical Potential | 0 | 0 | 0.0019036 | 0.0038406 | 0.0058115 | 0.0078171 | 0.0098578 | 0.011934 | 0.014047 | 0.016197 | 0.018385 | 0.020611 | 0.022876 | 0.025181 | 0.027527 | 0.029913 | 0.032342 | 0.032909 | 0.033486 | 0.034074 | 0.034672 | 0.03528 | 0.035899 | 0.036529 | 0.037169 | 0.037822 | 0.038485
F5_Industrial_Industrial - ID_Existing_Space Heating_Natural Gas_Destratification Fans (HVLS)_A_Technical Potential | F5 | Industrial | Industrial - ID | Existing | Space Heating | Natural Gas | Destratification Fans (HVLS) | A | Standalone Impact on Baseline Summer Peak (%) | Technical Potential | 0 | 0 | 0 | 0 | 0 | 0 | 0 | 0 | 0 | 0 | 0 | 0 | 0 | 0 | 0 | 0 | 0 | 0 | 0 | 0 | 0 | 0 | 0 | 0 | 0 | 0 | 0
F6_Industrial_Industrial - ID_Existing_Space Heating_Natural Gas_Destratification Fans (HVLS)_A_Technical Potential | F6 | Industrial | Industrial - ID | Existing | Space Heating | Natural Gas | Destratification Fans (HVLS) | A | Standalone Impact on Baseline Winter Peak (%) | Technical Potential | 0 | 0 | 0 | 0 | 0 | 0 | 0 | 0 | 0 | 0 | 0 | 0 | 0 | 0 | 0 | 0 | 0 | 0 | 0 | 0 | 0 | 0 | 0 | 0 | 0 | 0 | 0
F7_Industrial_Industrial - ID_Existing_Space Heating_Natural Gas_Destratification Fans (HVLS)_A_Technical Potential | F7 | Industrial | Industrial - ID | Existing | Space Heating | Natural Gas | Destratification Fans (HVLS) | A | Incremental Energy Savings (MWh or mTherms) | Technical Potential | 0 | 0 | 0.27451 | 0.26927 | 0.26409 | 0.25898 | 0.25394 | 0.24898 | 0.2441 | 0.2393 | 0.23458 | 0.22995 | 0.22541 | 0.22095 | 0.21658 | 0.21229 | 0.2081 | 0 | 0 | 0 | 0 | 0 | 0 | 0 | 0 | 0 | 0
F8_Industrial_Industrial - ID_Existing_Space Heating_Natural Gas_Destratification Fans (HVLS)_A_Technical Potential | F8 | Industrial | Industrial - ID | Existing | Space Heating | Natural Gas | Destratification Fans (HVLS) | A | Incremental Summer Peak Savings (MW) | Technical Potential | 0 | 0 | 0 | 0 | 0 | 0 | 0 | 0 | 0 | 0 | 0 | 0 | 0 | 0 | 0 | 0 | 0 | 0 | 0 | 0 | 0 | 0 | 0 | 0 | 0 | 0 | 0
F9_Industrial_Industrial - ID_Existing_Space Heating_Natural Gas_Destratification Fans (HVLS)_A_Technical Potential | F9 | Industrial | Industrial - ID | Existing | Space Heating | Natural Gas | Destratification Fans (HVLS) | A | Incremental Winter Peak Savings (MW) | Technical Potential | 0 | 0 | 0 | 0 | 0 | 0 | 0 | 0 | 0 | 0 | 0 | 0 | 0 | 0 | 0 | 0 | 0 | 0 | 0 | 0 | 0 | 0 | 0 | 0 | 0 | 0 | 0
F10_Industrial_Industrial - ID_Existing_Space Heating_Natural Gas_Destratification Fans (HVLS)_A_Technical Potential | F10 | Industrial | Industrial - ID | Existing | Space Heating | Natural Gas | Destratification Fans (HVLS) | A | Cumulative Energy Savings (MWh or mTherms) | Technical Potential | 0 | 0 | 0.27451 | 0.54326 | 0.80625 | 1.0635 | 1.3151 | 1.561 | 1.8013 | 2.0362 | 2.2656 | 2.4898 | 2.7088 | 2.9228 | 3.1318 | 3.336 | 3.5356 | 3.5266 | 3.5177 | 3.5095 | 3.5018 | 3.4947 | 3.4882 | 3.4823 | 3.4768 | 3.4718 | 3.4671
F11_Industrial_Industrial - ID_Existing_Space Heating_Natural Gas_Destratification Fans (HVLS)_A_Technical Potential | F11 | Industrial | Industrial - ID | Existing | Space Heating | Natural Gas | Destratification Fans (HVLS) | A | Cumulative Summer Peak Savings (MW) | Technical Potential | 0 | 0 | 0 | 0 | 0 | 0 | 0 | 0 | 0 | 0 | 0 | 0 | 0 | 0 | 0 | 0 | 0 | 0 | 0 | 0 | 0 | 0 | 0 | 0 | 0 | 0 | 0
F12_Industrial_Industrial - ID_Existing_Space Heating_Natural Gas_Destratification Fans (HVLS)_A_Technical Potential | F12 | Industrial | Industrial - ID | Existing | Space Heating | Natural Gas | Destratification Fans (HVLS) | A | Cumulative Winter Peak Savings (MW) | Technical Potential | 0 | 0 | 0 | 0 | 0 | 0 | 0 | 0 | 0 | 0 | 0 | 0 | 0 | 0 | 0 | 0 | 0 | 0 | 0 | 0 | 0 | 0 | 0 | 0 | 0 | 0 | 0
F13_Industrial_Industrial - ID_Existing_Space Heating_Natural Gas_Destratification Fans (HVLS)_A_Technical Potential | F13 | Industrial | Industrial - ID | Existing | Space Heating | Natural Gas | Destratification Fans (HVLS) | A | Purchases (Incremental) | Technical Potential | 0 | 0 | 0.0016473 | 0.0016189 | 0.001591 | 0.0015636 | 0.0015366 | 0.0015101 | 0.0014841 | 0.0014585 | 0.0014334 | 0.0014086 | 0.0013844 | 0.0013605 | 0.001337 | 0.001314 | 0.0012913 | 0 | 0 | 0 | 0 | 0 | 0 | 0 | 0 | 0 | 0
F14_Industrial_Industrial - ID_Existing_Space Heating_Natural Gas_Destratification Fans (HVLS)_A_Technical Potential | F14 | Industrial | Industrial - ID | Existing | Space Heating | Natural Gas | Destratification Fans (HVLS) | A | Purchases (Cumulative) | Technical Potential | 0 | 0 | 0.0016473 | 0.0032662 | 0.0048572 | 0.0064208 | 0.0079574 | 0.0094676 | 0.010952 | 0.01241 | 0.013844 | 0.015252 | 0.016636 | 0.017997 | 0.019334 | 0.020648 | 0.021939 | 0.021939 | 0.021939 | 0.021939 | 0.021939 | 0.021939 | 0.021939 | 0.021939 | 0.021939 | 0.021939 | 0.021939
F1_Industrial_Industrial - ID_Existing_Space Heating_Natural Gas_Condensing RTU_A_Technical Potential | F1 | Industrial | Industrial - ID | Existing | Space Heating | Natural Gas | Condensing RTU | A | Original Unit Energy Savings (kWh or therms) | Technical Potential | 0 | 0 | 0.082869 | 0.082716 | 0.082522 | 0.082291 | 0.082026 | 0.081732 | 0.081412 | 0.081069 | 0.080705 | 0.080324 | 0.079927 | 0.079517 | 0.079097 | 0.078667 | 0.07823 | 0.077788 | 0.077341 | 0.076925 | 0.076536 | 0.076177 | 0.075845 | 0.075539 | 0.075257 | 0.074996 | 0.074755
F2_Industrial_Industrial - ID_Existing_Space Heating_Natural Gas_Condensing RTU_A_Technical Potential | F2 | Industrial | Industrial - ID | Existing | Space Heating | Natural Gas | Condensing RTU | A | Original Unit Summer Peak Savings (kW) | Technical Potential | 0 | 0 | 0 | 0 | 0 | 0 | 0 | 0 | 0 | 0 | 0 | 0 | 0 | 0 | 0 | 0 | 0 | 0 | 0 | 0 | 0 | 0 | 0 | 0 | 0 | 0 | 0
F3_Industrial_Industrial - ID_Existing_Space Heating_Natural Gas_Condensing RTU_A_Technical Potential | F3 | Industrial | Industrial - ID | Existing | Space Heating | Natural Gas | Condensing RTU | A | Original Unit Winter Peak Savings (kW) | Technical Potential | 0 | 0 | 0 | 0 | 0 | 0 | 0 | 0 | 0 | 0 | 0 | 0 | 0 | 0 | 0 | 0 | 0 | 0 | 0 | 0 | 0 | 0 | 0 | 0 | 0 | 0 | 0
F4_Industrial_Industrial - ID_Existing_Space Heating_Natural Gas_Condensing RTU_A_Technical Potential | F4 | Industrial | Industrial - ID | Existing | Space Heating | Natural Gas | Condensing RTU | A | Standalone Impact on Baseline Energy (%) | Technical Potential | 0 | 0 | 8.2707e-05 | 0.00018572 | 0.00031315 | 0.00046255 | 0.00063444 | 0.00074658 | 0.00085832 | 0.00095136 | 0.0010115 | 0.001027 | 0.0010426 | 0.0010582 | 0.0010738 | 0.0010895 | 0.0011053 | 0.0011212 | 0.0011372 | 0.0011536 | 0.0011705 | 0.0011878 | 0.0012056 | 0.0012239 | 0.0012427 | 0.0012619 | 0.0012817
F5_Industrial_Industrial - ID_Existing_Space Heating_Natural Gas_Condensing RTU_A_Technical Potential | F5 | Industrial | Industrial - ID | Existing | Space Heating | Natural Gas | Condensing RTU | A | Standalone Impact on Baseline Summer Peak (%) | Technical Potential | 0 | 0 | 0 | 0 | 0 | 0 | 0 | 0 | 0 | 0 | 0 | 0 | 0 | 0 | 0 | 0 | 0 | 0 | 0 | 0 | 0 | 0 | 0 | 0 | 0 | 0 | 0
F6_Industrial_Industrial - ID_Existing_Space Heating_Natural Gas_Condensing RTU_A_Technical Potential | F6 | Industrial | Industrial - ID | Existing | Space Heating | Natural Gas | Condensing RTU | A | Standalone Impact on Baseline Winter Peak (%) | Technical Potential | 0 | 0 | 0 | 0 | 0 | 0 | 0 | 0 | 0 | 0 | 0 | 0 | 0 | 0 | 0 | 0 | 0 | 0 | 0 | 0 | 0 | 0 | 0 | 0 | 0 | 0 | 0
F7_Industrial_Industrial - ID_Existing_Space Heating_Natural Gas_Condensing RTU_A_Technical Potential | F7 | Industrial | Industrial - ID | Existing | Space Heating | Natural Gas | Condensing RTU | A | Incremental Energy Savings (MWh or mTherms) | Technical Potential | 0 | 0 | 0.011927 | 0.014365 | 0.017235 | 0.019607 | 0.021908 | 0.013318 | 0.012796 | 0.0099956 | 0.0055968 | 0 | 0 | 0 | 0 | 0 | 0 | 0 | 0 | 0 | 0 | 0 | 0 | 0 | 0 | 0 | 0
F8_Industrial_Industrial - ID_Existing_Space Heating_Natural Gas_Condensing RTU_A_Technical Potential | F8 | Industrial | Industrial - ID | Existing | Space Heating | Natural Gas | Condensing RTU | A | Incremental Summer Peak Savings (MW) | Technical Potential | 0 | 0 | 0 | 0 | 0 | 0 | 0 | 0 | 0 | 0 | 0 | 0 | 0 | 0 | 0 | 0 | 0 | 0 | 0 | 0 | 0 | 0 | 0 | 0 | 0 | 0 | 0
F9_Industrial_Industrial - ID_Existing_Space Heating_Natural Gas_Condensing RTU_A_Technical Potential | F9 | Industrial | Industrial - ID | Existing | Space Heating | Natural Gas | Condensing RTU | A | Incremental Winter Peak Savings (MW) | Technical Potential | 0 | 0 | 0 | 0 | 0 | 0 | 0 | 0 | 0 | 0 | 0 | 0 | 0 | 0 | 0 | 0 | 0 | 0 | 0 | 0 | 0 | 0 | 0 | 0 | 0 | 0 | 0
F10_Industrial_Industrial - ID_Existing_Space Heating_Natural Gas_Condensing RTU_A_Technical Potential | F10 | Industrial | Industrial - ID | Existing | Space Heating | Natural Gas | Condensing RTU | A | Cumulative Energy Savings (MWh or mTherms) | Technical Potential | 0 | 0 | 0.011927 | 0.02627 | 0.043444 | 0.062929 | 0.084636 | 0.097651 | 0.11006 | 0.1196 | 0.12466 | 0.12407 | 0.12345 | 0.12282 | 0.12217 | 0.12151 | 0.12083 | 0.12015 | 0.11946 | 0.11882 | 0.11822 | 0.11766 | 0.11715 | 0.11668 | 0.11624 | 0.11584 | 0.11547
F11_Industrial_Industrial - ID_Existing_Space Heating_Natural Gas_Condensing RTU_A_Technical Potential | F11 | Industrial | Industrial - ID | Existing | Space Heating | Natural Gas | Condensing RTU | A | Cumulative Summer Peak Savings (MW) | Technical Potential | 0 | 0 | 0 | 0 | 0 | 0 | 0 | 0 | 0 | 0 | 0 | 0 | 0 | 0 | 0 | 0 | 0 | 0 | 0 | 0 | 0 | 0 | 0 | 0 | 0 | 0 | 0
F12_Industrial_Industrial - ID_Existing_Space Heating_Natural Gas_Condensing RTU_A_Technical Potential | F12 | Industrial | Industrial - ID | Existing | Space Heating | Natural Gas | Condensing RTU | A | Cumulative Winter Peak Savings (MW) | Technical Potential | 0 | 0 | 0 | 0 | 0 | 0 | 0 | 0 | 0 | 0 | 0 | 0 | 0 | 0 | 0 | 0 | 0 | 0 | 0 | 0 | 0 | 0 | 0 | 0 | 0 | 0 | 0
F13_Industrial_Industrial - ID_Existing_Space Heating_Natural Gas_Condensing RTU_A_Technical Potential | F13 | Industrial | Industrial - ID | Existing | Space Heating | Natural Gas | Condensing RTU | A | Purchases (Incremental) | Technical Potential | 0 | 0 | 143.9247 | 173.6697 | 208.8567 | 238.2696 | 267.0908 | 162.9528 | 157.1754 | 123.2976 | 69.3492 | 0 | 0 | 0 | 0 | 0 | 0 | 0 | 0 | 0 | 0 | 0 | 0 | 0 | 0 | 0 | 0
F14_Industrial_Industrial - ID_Existing_Space Heating_Natural Gas_Condensing RTU_A_Technical Potential | F14 | Industrial | Industrial - ID | Existing | Space Heating | Natural Gas | Condensing RTU | A | Purchases (Cumulative) | Technical Potential | 0 | 0 | 143.9247 | 317.5944 | 526.4511 | 764.7207 | 1031.8115 | 1194.7644 | 1351.9397 | 1475.2373 | 1544.5865 | 1544.5865 | 1544.5865 | 1544.5865 | 1544.5865 | 1544.5865 | 1544.5865 | 1544.5865 | 1544.5865 | 1544.5865 | 1544.5865 | 1544.5865 | 1544.5865 | 1544.5865 | 1544.5865 | 1544.5865 | 1544.5865
F1_Industrial_Industrial - ID_Existing_Space Heating_Natural Gas_Industrial Air Curtains_A_Technical Potential | F1 | Industrial | Industrial - ID | Existing | Space Heating | Natural Gas | Industrial Air Curtains | A | Original Unit Energy Savings (kWh or therms) | Technical Potential | 0 | 0 | -0.018168 | -0.018134 | -0.018098 | -0.018059 | -0.018018 | -0.017976 | -0.017933 | -0.017889 | -0.017844 | -0.017798 | -0.017753 | -0.017707 | -0.017661 | -0.017615 | -0.01757 | -0.017525 | -0.017481 | -0.01744 | -0.017402 | -0.017367 | -0.017335 | -0.017305 | -0.017278 | -0.017253 | -0.01723
F2_Industrial_Industrial - ID_Existing_Space Heating_Natural Gas_Industrial Air Curtains_A_Technical Potential | F2 | Industrial | Industrial - ID | Existing | Space Heating | Natural Gas | Industrial Air Curtains | A | Original Unit Summer Peak Savings (kW) | Technical Potential | 0 | 0 | 0 | 0 | 0 | 0 | 0 | 0 | 0 | 0 | 0 | 0 | 0 | 0 | 0 | 0 | 0 | 0 | 0 | 0 | 0 | 0 | 0 | 0 | 0 | 0 | 0
F3_Industrial_Industrial - ID_Existing_Space Heating_Natural Gas_Industrial Air Curtains_A_Technical Potential | F3 | Industrial | Industrial - ID | Existing | Space Heating | Natural Gas | Industrial Air Curtains | A | Original Unit Winter Peak Savings (kW) | Technical Potential | 0 | 0 | 0 | 0 | 0 | 0 | 0 | 0 | 0 | 0 | 0 | 0 | 0 | 0 | 0 | 0 | 0 | 0 | 0 | 0 | 0 | 0 | 0 | 0 | 0 | 0 | 0
F4_Industrial_Industrial - ID_Existing_Space Heating_Natural Gas_Industrial Air Curtains_A_Technical Potential | F4 | Industrial | Industrial - ID | Existing | Space Heating | Natural Gas | Industrial Air Curtains | A | Standalone Impact on Baseline Energy (%) | Technical Potential | 0 | 0 | -4.0175e-05 | -0.00012119 | -0.0002659 | -0.0005025 | -0.00086337 | -0.0013827 | -0.0020929 | -0.0030187 | -0.0041714 | -0.0055414 | -0.0070935 | -0.0087657 | -0.010474 | -0.012123 | -0.013623 | -0.014876 | -0.015847 | -0.016504 | -0.016853 | -0.017148 | -0.017449 | -0.017755 | -0.018067 | -0.018384 | -0.018706
F5_Industrial_Industrial - ID_Existing_Space Heating_Natural Gas_Industrial Air Curtains_A_Technical Potential | F5 | Industrial | Industrial - ID | Existing | Space Heating | Natural Gas | Industrial Air Curtains | A | Standalone Impact on Baseline Summer Peak (%) | Technical Potential | 0 | 0 | 0 | 0 | 0 | 0 | 0 | 0 | 0 | 0 | 0 | 0 | 0 | 0 | 0 | 0 | 0 | 0 | 0 | 0 | 0 | 0 | 0 | 0 | 0 | 0 | 0
F6_Industrial_Industrial - ID_Existing_Space Heating_Natural Gas_Industrial Air Curtains_A_Technical Potential | F6 | Industrial | Industrial - ID | Existing | Space Heating | Natural Gas | Industrial Air Curtains | A | Standalone Impact on Baseline Winter Peak (%) | Technical Potential | 0 | 0 | 0 | 0 | 0 | 0 | 0 | 0 | 0 | 0 | 0 | 0 | 0 | 0 | 0 | 0 | 0 | 0 | 0 | 0 | 0 | 0 | 0 | 0 | 0 | 0 | 0
F7_Industrial_Industrial - ID_Existing_Space Heating_Natural Gas_Industrial Air Curtains_A_Technical Potential | F7 | Industrial | Industrial - ID | Existing | Space Heating | Natural Gas | Industrial Air Curtains | A | Incremental Energy Savings (MWh or mTherms) | Technical Potential | 0 | 0 | -0.0057934 | -0.01136 | -0.019782 | -0.031555 | -0.046965 | -0.065949 | -0.08795 | -0.11177 | -0.13552 | -0.15665 | -0.17228 | -0.17965 | -0.17683 | -0.1634 | -0.14082 | -0.10857 | -0.074627 | -0.039025 | -0.0059845 | 0 | 0 | 0 | 0 | 0 | 0
F8_Industrial_Industrial - ID_Existing_Space Heating_Natural Gas_Industrial Air Curtains_A_Technical Potential | F8 | Industrial | Industrial - ID | Existing | Space Heating | Natural Gas | Industrial Air Curtains | A | Incremental Summer Peak Savings (MW) | Technical Potential | 0 | 0 | 0 | 0 | 0 | 0 | 0 | 0 | 0 | 0 | 0 | 0 | 0 | 0 | 0 | 0 | 0 | 0 | 0 | 0 | 0 | 0 | 0 | 0 | 0 | 0 | 0
F9_Industrial_Industrial - ID_Existing_Space Heating_Natural Gas_Industrial Air Curtains_A_Technical Potential | F9 | Industrial | Industrial - ID | Existing | Space Heating | Natural Gas | Industrial Air Curtains | A | Incremental Winter Peak Savings (MW) | Technical Potential | 0 | 0 | 0 | 0 | 0 | 0 | 0 | 0 | 0 | 0 | 0 | 0 | 0 | 0 | 0 | 0 | 0 | 0 | 0 | 0 | 0 | 0 | 0 | 0 | 0 | 0 | 0
F10_Industrial_Industrial - ID_Existing_Space Heating_Natural Gas_Industrial Air Curtains_A_Technical Potential | F10 | Industrial | Industrial - ID | Existing | Space Heating | Natural Gas | Industrial Air Curtains | A | Cumulative Energy Savings (MWh or mTherms) | Technical Potential | 0 | 0 | -0.0057934 | -0.017142 | -0.036889 | -0.068365 | -0.11518 | -0.18086 | -0.26837 | -0.37948 | -0.51405 | -0.66939 | -0.83995 | -1.0174 | -1.1916 | -1.352 | -1.4893 | -1.5941 | -1.6647 | -1.6998 | -1.7021 | -1.6987 | -1.6955 | -1.6926 | -1.69 | -1.6875 | -1.6853
F11_Industrial_Industrial - ID_Existing_Space Heating_Natural Gas_Industrial Air Curtains_A_Technical Potential | F11 | Industrial | Industrial - ID | Existing | Space Heating | Natural Gas | Industrial Air Curtains | A | Cumulative Summer Peak Savings (MW) | Technical Potential | 0 | 0 | 0 | 0 | 0 | 0 | 0 | 0 | 0 | 0 | 0 | 0 | 0 | 0 | 0 | 0 | 0 | 0 | 0 | 0 | 0 | 0 | 0 | 0 | 0 | 0 | 0
F12_Industrial_Industrial - ID_Existing_Space Heating_Natural Gas_Industrial Air Curtains_A_Technical Potential | F12 | Industrial | Industrial - ID | Existing | Space Heating | Natural Gas | Industrial Air Curtains | A | Cumulative Winter Peak Savings (MW) | Technical Potential | 0 | 0 | 0 | 0 | 0 | 0 | 0 | 0 | 0 | 0 | 0 | 0 | 0 | 0 | 0 | 0 | 0 | 0 | 0 | 0 | 0 | 0 | 0 | 0 | 0 | 0 | 0
F13_Industrial_Industrial - ID_Existing_Space Heating_Natural Gas_Industrial Air Curtains_A_Technical Potential | F13 | Industrial | Industrial - ID | Existing | Space Heating | Natural Gas | Industrial Air Curtains | A | Purchases (Incremental) | Technical Potential | 0 | 0 | 318.8731 | 626.4166 | 1093.0547 | 1747.3481 | 2606.5022 | 3668.7048 | 4904.4039 | 6248.2602 | 7594.7792 | 8801.6342 | 9704.6054 | 10145.8752 | 10012.5737 | 9275.8058 | 8014.8957 | 6195.0773 | 4268.9558 | 2237.6165 | 343.8923 | 0 | 0 | 0 | 0 | 0 | 0
F14_Industrial_Industrial - ID_Existing_Space Heating_Natural Gas_Industrial Air Curtains_A_Technical Potential | F14 | Industrial | Industrial - ID | Existing | Space Heating | Natural Gas | Industrial Air Curtains | A | Purchases (Cumulative) | Technical Potential | 0 | 0 | 318.8731 | 945.2897 | 2038.3444 | 3785.6925 | 6392.1947 | 10060.8995 | 14965.3034 | 21213.5636 | 28808.3428 | 37609.9771 | 47314.5825 | 57460.4576 | 67473.0313 | 76748.8371 | 84763.7329 | 90958.8101 | 95227.7659 | 97465.3824 | 97809.2747 | 97809.2747 | 97809.2747 | 97809.2747 | 97809.2747 | 97809.2747 | 97809.2747
F1_Industrial_Industrial - ID_Existing_Space Heating_Natural Gas_HVAC - Energy Recovery Ventilator_A_Technical Potential | F1 | Industrial | Industrial - ID | Existing | Space Heating | Natural Gas | HVAC - Energy Recovery Ventilator | A | Original Unit Energy Savings (kWh or therms) | Technical Potential | 0 | 0 | 0.20875 | 0.20836 | 0.20793 | 0.20749 | 0.20702 | 0.20654 | 0.20604 | 0.20553 | 0.20502 | 0.2045 | 0.20397 | 0.20344 | 0.20292 | 0.20239 | 0.20187 | 0.20136 | 0.20085 | 0.20038 | 0.19995 | 0.19954 | 0.19917 | 0.19883 | 0.19852 | 0.19823 | 0.19797
F2_Industrial_Industrial - ID_Existing_Space Heating_Natural Gas_HVAC - Energy Recovery Ventilator_A_Technical Potential | F2 | Industrial | Industrial - ID | Existing | Space Heating | Natural Gas | HVAC - Energy Recovery Ventilator | A | Original Unit Summer Peak Savings (kW) | Technical Potential | 0 | 0 | 0 | 0 | 0 | 0 | 0 | 0 | 0 | 0 | 0 | 0 | 0 | 0 | 0 | 0 | 0 | 0 | 0 | 0 | 0 | 0 | 0 | 0 | 0 | 0 | 0
F3_Industrial_Industrial - ID_Existing_Space Heating_Natural Gas_HVAC - Energy Recovery Ventilator_A_Technical Potential | F3 | Industrial | Industrial - ID | Existing | Space Heating | Natural Gas | HVAC - Energy Recovery Ventilator | A | Original Unit Winter Peak Savings (kW) | Technical Potential | 0 | 0 | 0 | 0 | 0 | 0 | 0 | 0 | 0 | 0 | 0 | 0 | 0 | 0 | 0 | 0 | 0 | 0 | 0 | 0 | 0 | 0 | 0 | 0 | 0 | 0 | 0
F4_Industrial_Industrial - ID_Existing_Space Heating_Natural Gas_HVAC - Energy Recovery Ventilator_A_Technical Potential | F4 | Industrial | Industrial - ID | Existing | Space Heating | Natural Gas | HVAC - Energy Recovery Ventilator | A | Standalone Impact on Baseline Energy (%) | Technical Potential | 0 | 0 | 0.00075 | 0.0015132 | 0.0022897 | 0.0030799 | 0.0038839 | 0.004702 | 0.0055345 | 0.0063816 | 0.0072436 | 0.0081207 | 0.0090131 | 0.0099213 | 0.010845 | 0.011786 | 0.012742 | 0.013716 | 0.014707 | 0.015715 | 0.01674 | 0.017784 | 0.018096 | 0.018413 | 0.018736 | 0.019065 | 0.0194
F5_Industrial_Industrial - ID_Existing_Space Heating_Natural Gas_HVAC - Energy Recovery Ventilator_A_Technical Potential | F5 | Industrial | Industrial - ID | Existing | Space Heating | Natural Gas | HVAC - Energy Recovery Ventilator | A | Standalone Impact on Baseline Summer Peak (%) | Technical Potential | 0 | 0 | 0 | 0 | 0 | 0 | 0 | 0 | 0 | 0 | 0 | 0 | 0 | 0 | 0 | 0 | 0 | 0 | 0 | 0 | 0 | 0 | 0 | 0 | 0 | 0 | 0
F6_Industrial_Industrial - ID_Existing_Space Heating_Natural Gas_HVAC - Energy Recovery Ventilator_A_Technical Potential | F6 | Industrial | Industrial - ID | Existing | Space Heating | Natural Gas | HVAC - Energy Recovery Ventilator | A | Standalone Impact on Baseline Winter Peak (%) | Technical Potential | 0 | 0 | 0 | 0 | 0 | 0 | 0 | 0 | 0 | 0 | 0 | 0 | 0 | 0 | 0 | 0 | 0 | 0 | 0 | 0 | 0 | 0 | 0 | 0 | 0 | 0 | 0
F7_Industrial_Industrial - ID_Existing_Space Heating_Natural Gas_HVAC - Energy Recovery Ventilator_A_Technical Potential | F7 | Industrial | Industrial - ID | Existing | Space Heating | Natural Gas | HVAC - Energy Recovery Ventilator | A | Incremental Energy Savings (MWh or mTherms) | Technical Potential | 0 | 0 | 0.10815 | 0.10609 | 0.10405 | 0.10204 | 0.10005 | 0.098098 | 0.096174 | 0.094283 | 0.092425 | 0.0906 | 0.088809 | 0.087052 | 0.08533 | 0.083643 | 0.081989 | 0.080371 | 0.078786 | 0.077247 | 0.075749 | 0.074293 | 0 | 0 | 0 | 0 | 0
F8_Industrial_Industrial - ID_Existing_Space Heating_Natural Gas_HVAC - Energy Recovery Ventilator_A_Technical Potential | F8 | Industrial | Industrial - ID | Existing | Space Heating | Natural Gas | HVAC - Energy Recovery Ventilator | A | Incremental Summer Peak Savings (MW) | Technical Potential | 0 | 0 | 0 | 0 | 0 | 0 | 0 | 0 | 0 | 0 | 0 | 0 | 0 | 0 | 0 | 0 | 0 | 0 | 0 | 0 | 0 | 0 | 0 | 0 | 0 | 0 | 0
F9_Industrial_Industrial - ID_Existing_Space Heating_Natural Gas_HVAC - Energy Recovery Ventilator_A_Technical Potential | F9 | Industrial | Industrial - ID | Existing | Space Heating | Natural Gas | HVAC - Energy Recovery Ventilator | A | Incremental Winter Peak Savings (MW) | Technical Potential | 0 | 0 | 0 | 0 | 0 | 0 | 0 | 0 | 0 | 0 | 0 | 0 | 0 | 0 | 0 | 0 | 0 | 0 | 0 | 0 | 0 | 0 | 0 | 0 | 0 | 0 | 0
F10_Industrial_Industrial - ID_Existing_Space Heating_Natural Gas_HVAC - Energy Recovery Ventilator_A_Technical Potential | F10 | Industrial | Industrial - ID | Existing | Space Heating | Natural Gas | HVAC - Energy Recovery Ventilator | A | Cumulative Energy Savings (MWh or mTherms) | Technical Potential | 0 | 0 | 0.10815 | 0.21404 | 0.31766 | 0.41901 | 0.51812 | 0.61501 | 0.70971 | 0.80224 | 0.89265 | 0.98097 | 1.0673 | 1.1516 | 1.2339 | 1.3144 | 1.393 | 1.4698 | 1.5449 | 1.6185 | 1.6907 | 1.7616 | 1.7584 | 1.7554 | 1.7526 | 1.7501 | 1.7477
F11_Industrial_Industrial - ID_Existing_Space Heating_Natural Gas_HVAC - Energy Recovery Ventilator_A_Technical Potential | F11 | Industrial | Industrial - ID | Existing | Space Heating | Natural Gas | HVAC - Energy Recovery Ventilator | A | Cumulative Summer Peak Savings (MW) | Technical Potential | 0 | 0 | 0 | 0 | 0 | 0 | 0 | 0 | 0 | 0 | 0 | 0 | 0 | 0 | 0 | 0 | 0 | 0 | 0 | 0 | 0 | 0 | 0 | 0 | 0 | 0 | 0
F12_Industrial_Industrial - ID_Existing_Space Heating_Natural Gas_HVAC - Energy Recovery Ventilator_A_Technical Potential | F12 | Industrial | Industrial - ID | Existing | Space Heating | Natural Gas | HVAC - Energy Recovery Ventilator | A | Cumulative Winter Peak Savings (MW) | Technical Potential | 0 | 0 | 0 | 0 | 0 | 0 | 0 | 0 | 0 | 0 | 0 | 0 | 0 | 0 | 0 | 0 | 0 | 0 | 0 | 0 | 0 | 0 | 0 | 0 | 0 | 0 | 0
F13_Industrial_Industrial - ID_Existing_Space Heating_Natural Gas_HVAC - Energy Recovery Ventilator_A_Technical Potential | F13 | Industrial | Industrial - ID | Existing | Space Heating | Natural Gas | HVAC - Energy Recovery Ventilator | A | Purchases (Incremental) | Technical Potential | 0 | 0 | 518.1093 | 509.1763 | 500.3974 | 491.7699 | 483.2911 | 474.9585 | 466.7696 | 458.7218 | 450.8128 | 443.0402 | 435.4016 | 427.8946 | 420.5171 | 413.2668 | 406.1416 | 399.1391 | 392.2574 | 385.4943 | 378.8479 | 372.316 | 0 | 0 | 0 | 0 | 0
F14_Industrial_Industrial - ID_Existing_Space Heating_Natural Gas_HVAC - Energy Recovery Ventilator_A_Technical Potential | F14 | Industrial | Industrial - ID | Existing | Space Heating | Natural Gas | HVAC - Energy Recovery Ventilator | A | Purchases (Cumulative) | Technical Potential | 0 | 0 | 518.1093 | 1027.2856 | 1527.6831 | 2019.453 | 2502.7441 | 2977.7026 | 3444.4721 | 3903.194 | 4354.0068 | 4797.047 | 5232.4485 | 5660.3432 | 6080.8603 | 6494.1271 | 6900.2687 | 7299.4078 | 7691.6652 | 8077.1596 | 8456.0075 | 8828.3235 | 8828.3235 | 8828.3235 | 8828.3235 | 8828.3235 | 8828.3235
F1_Industrial_Industrial - ID_Existing_Space Heating_Natural Gas_Thermostat - Connected_A_Technical Potential | F1 | Industrial | Industrial - ID | Existing | Space Heating | Natural Gas | Thermostat - Connected | A | Original Unit Energy Savings (kWh or therms) | Technical Potential | 0 | 0 | 10062.5451 | 10043.6097 | 10023.302 | 10001.8199 | 9979.3458 | 9956.0476 | 9932.0798 | 9907.5849 | 9882.6939 | 9857.5277 | 9832.1974 | 9806.8055 | 9781.4464 | 9756.207 | 9731.1673 | 9706.4011 | 9681.9762 | 9659.3018 | 9638.1835 | 9618.7711 | 9600.9259 | 9584.5208 | 9569.4388 | 9555.5725 | 9542.8234
F2_Industrial_Industrial - ID_Existing_Space Heating_Natural Gas_Thermostat - Connected_A_Technical Potential | F2 | Industrial | Industrial - ID | Existing | Space Heating | Natural Gas | Thermostat - Connected | A | Original Unit Summer Peak Savings (kW) | Technical Potential | 0 | 0 | 0 | 0 | 0 | 0 | 0 | 0 | 0 | 0 | 0 | 0 | 0 | 0 | 0 | 0 | 0 | 0 | 0 | 0 | 0 | 0 | 0 | 0 | 0 | 0 | 0
F3_Industrial_Industrial - ID_Existing_Space Heating_Natural Gas_Thermostat - Connected_A_Technical Potential | F3 | Industrial | Industrial - ID | Existing | Space Heating | Natural Gas | Thermostat - Connected | A | Original Unit Winter Peak Savings (kW) | Technical Potential | 0 | 0 | 0 | 0 | 0 | 0 | 0 | 0 | 0 | 0 | 0 | 0 | 0 | 0 | 0 | 0 | 0 | 0 | 0 | 0 | 0 | 0 | 0 | 0 | 0 | 0 | 0
F4_Industrial_Industrial - ID_Existing_Space Heating_Natural Gas_Thermostat - Connected_A_Technical Potential | F4 | Industrial | Industrial - ID | Existing | Space Heating | Natural Gas | Thermostat - Connected | A | Standalone Impact on Baseline Energy (%) | Technical Potential | 0 | 0 | 0.001823 | 0.003678 | 0.0055655 | 0.0074862 | 0.0094405 | 0.0096061 | 0.0097746 | 0.0099461 | 0.010121 | 0.010298 | 0.010479 | 0.010663 | 0.01085 | 0.01104 | 0.011234 | 0.011431 | 0.011631 | 0.011835 | 0.012043 | 0.012254 | 0.012469 | 0.012688 | 0.012911 | 0.013137 | 0.013368
F5_Industrial_Industrial - ID_Existing_Space Heating_Natural Gas_Thermostat - Connected_A_Technical Potential | F5 | Industrial | Industrial - ID | Existing | Space Heating | Natural Gas | Thermostat - Connected | A | Standalone Impact on Baseline Summer Peak (%) | Technical Potential | 0 | 0 | 0 | 0 | 0 | 0 | 0 | 0 | 0 | 0 | 0 | 0 | 0 | 0 | 0 | 0 | 0 | 0 | 0 | 0 | 0 | 0 | 0 | 0 | 0 | 0 | 0
F6_Industrial_Industrial - ID_Existing_Space Heating_Natural Gas_Thermostat - Connected_A_Technical Potential | F6 | Industrial | Industrial - ID | Existing | Space Heating | Natural Gas | Thermostat - Connected | A | Standalone Impact on Baseline Winter Peak (%) | Technical Potential | 0 | 0 | 0 | 0 | 0 | 0 | 0 | 0 | 0 | 0 | 0 | 0 | 0 | 0 | 0 | 0 | 0 | 0 | 0 | 0 | 0 | 0 | 0 | 0 | 0 | 0 | 0
F7_Industrial_Industrial - ID_Existing_Space Heating_Natural Gas_Thermostat - Connected_A_Technical Potential | F7 | Industrial | Industrial - ID | Existing | Space Heating | Natural Gas | Thermostat - Connected | A | Incremental Energy Savings (MWh or mTherms) | Technical Potential | 0 | 0 | 0.26289 | 0.25787 | 0.25291 | 0.24802 | 0.24319 | 0 | 0 | 0 | 0 | 0 | 0 | 0 | 0 | 0 | 0 | 0 | 0 | 0 | 0 | 0 | 0 | 0 | 0 | 0 | 0
F8_Industrial_Industrial - ID_Existing_Space Heating_Natural Gas_Thermostat - Connected_A_Technical Potential | F8 | Industrial | Industrial - ID | Existing | Space Heating | Natural Gas | Thermostat - Connected | A | Incremental Summer Peak Savings (MW) | Technical Potential | 0 | 0 | 0 | 0 | 0 | 0 | 0 | 0 | 0 | 0 | 0 | 0 | 0 | 0 | 0 | 0 | 0 | 0 | 0 | 0 | 0 | 0 | 0 | 0 | 0 | 0 | 0
F9_Industrial_Industrial - ID_Existing_Space Heating_Natural Gas_Thermostat - Connected_A_Technical Potential | F9 | Industrial | Industrial - ID | Existing | Space Heating | Natural Gas | Thermostat - Connected | A | Incremental Winter Peak Savings (MW) | Technical Potential | 0 | 0 | 0 | 0 | 0 | 0 | 0 | 0 | 0 | 0 | 0 | 0 | 0 | 0 | 0 | 0 | 0 | 0 | 0 | 0 | 0 | 0 | 0 | 0 | 0 | 0 | 0
F10_Industrial_Industrial - ID_Existing_Space Heating_Natural Gas_Thermostat - Connected_A_Technical Potential | F10 | Industrial | Industrial - ID | Existing | Space Heating | Natural Gas | Thermostat - Connected | A | Cumulative Energy Savings (MWh or mTherms) | Technical Potential | 0 | 0 | 0.26289 | 0.52026 | 0.77212 | 1.0185 | 1.2594 | 1.2564 | 1.2534 | 1.2503 | 1.2472 | 1.244 | 1.2408 | 1.2376 | 1.2344 | 1.2312 | 1.2281 | 1.2249 | 1.2219 | 1.219 | 1.2163 | 1.2139 | 1.2116 | 1.2096 | 1.2077 | 1.2059 | 1.2043
F11_Industrial_Industrial - ID_Existing_Space Heating_Natural Gas_Thermostat - Connected_A_Technical Potential | F11 | Industrial | Industrial - ID | Existing | Space Heating | Natural Gas | Thermostat - Connected | A | Cumulative Summer Peak Savings (MW) | Technical Potential | 0 | 0 | 0 | 0 | 0 | 0 | 0 | 0 | 0 | 0 | 0 | 0 | 0 | 0 | 0 | 0 | 0 | 0 | 0 | 0 | 0 | 0 | 0 | 0 | 0 | 0 | 0
F12_Industrial_Industrial - ID_Existing_Space Heating_Natural Gas_Thermostat - Connected_A_Technical Potential | F12 | Industrial | Industrial - ID | Existing | Space Heating | Natural Gas | Thermostat - Connected | A | Cumulative Winter Peak Savings (MW) | Technical Potential | 0 | 0 | 0 | 0 | 0 | 0 | 0 | 0 | 0 | 0 | 0 | 0 | 0 | 0 | 0 | 0 | 0 | 0 | 0 | 0 | 0 | 0 | 0 | 0 | 0 | 0 | 0
F13_Industrial_Industrial - ID_Existing_Space Heating_Natural Gas_Thermostat - Connected_A_Technical Potential | F13 | Industrial | Industrial - ID | Existing | Space Heating | Natural Gas | Thermostat - Connected | A | Purchases (Incremental) | Technical Potential | 0 | 0 | 0.026125 | 0.025675 | 0.025232 | 0.024797 | 0.02437 | 0 | 0 | 0 | 0 | 0 | 0 | 0 | 0 | 0 | 0 | 0 | 0 | 0 | 0 | 0 | 0 | 0 | 0 | 0 | 0
F14_Industrial_Industrial - ID_Existing_Space Heating_Natural Gas_Thermostat - Connected_A_Technical Potential | F14 | Industrial | Industrial - ID | Existing | Space Heating | Natural Gas | Thermostat - Connected | A | Purchases (Cumulative) | Technical Potential | 0 | 0 | 0.026125 | 0.0518 | 0.077033 | 0.10183 | 0.1262 | 0.1262 | 0.1262 | 0.1262 | 0.1262 | 0.1262 | 0.1262 | 0.1262 | 0.1262 | 0.1262 | 0.1262 | 0.1262 | 0.1262 | 0.1262 | 0.1262 | 0.1262 | 0.1262 | 0.1262 | 0.1262 | 0.1262 | 0.1262
F1_Industrial_Industrial - ID_Existing_Space Heating_Natural Gas_Gas Boiler - Maintenance_A_Technical Potential | F1 | Industrial | Industrial - ID | Existing | Space Heating | Natural Gas | Gas Boiler - Maintenance | A | Original Unit Energy Savings (kWh or therms) | Technical Potential | 0 | 0 | 0.70293 | 0.70117 | 0.69945 | 0.69777 | 0.69613 | 0.69453 | 0.69299 | 0.69149 | 0.69005 | 0.68867 | 0.68735 | 0.68609 | 0.68489 | 0.68375 | 0.68269 | 0.68169 | 0.68075 | 0.67989 | 0.6791 | 0.67838 | 0.67773 | 0.67714 | 0.67659 | 0.6761 | 0.67566
F2_Industrial_Industrial - ID_Existing_Space Heating_Natural Gas_Gas Boiler - Maintenance_A_Technical Potential | F2 | Industrial | Industrial - ID | Existing | Space Heating | Natural Gas | Gas Boiler - Maintenance | A | Original Unit Summer Peak Savings (kW) | Technical Potential | 0 | 0 | 0 | 0 | 0 | 0 | 0 | 0 | 0 | 0 | 0 | 0 | 0 | 0 | 0 | 0 | 0 | 0 | 0 | 0 | 0 | 0 | 0 | 0 | 0 | 0 | 0
F3_Industrial_Industrial - ID_Existing_Space Heating_Natural Gas_Gas Boiler - Maintenance_A_Technical Potential | F3 | Industrial | Industrial - ID | Existing | Space Heating | Natural Gas | Gas Boiler - Maintenance | A | Original Unit Winter Peak Savings (kW) | Technical Potential | 0 | 0 | 0 | 0 | 0 | 0 | 0 | 0 | 0 | 0 | 0 | 0 | 0 | 0 | 0 | 0 | 0 | 0 | 0 | 0 | 0 | 0 | 0 | 0 | 0 | 0 | 0
F4_Industrial_Industrial - ID_Existing_Space Heating_Natural Gas_Gas Boiler - Maintenance_A_Technical Potential | F4 | Industrial | Industrial - ID | Existing | Space Heating | Natural Gas | Gas Boiler - Maintenance | A | Standalone Impact on Baseline Energy (%) | Technical Potential | 0 | 0 | 0.00020478 | 0.00035169 | 0.00045696 | 0.00046486 | 0.00047296 | 0.00048128 | 0.00048981 | 0.00049856 | 0.00050753 | 0.00051671 | 0.00052612 | 0.00053575 | 0.00054561 | 0.0005557 | 0.00056602 | 0.00057657 | 0.00058736 | 0.00059831 | 0.00060943 | 0.00062072 | 0.00063217 | 0.0006438 | 0.0006556 | 0.00066759 | 0.00067976
F5_Industrial_Industrial - ID_Existing_Space Heating_Natural Gas_Gas Boiler - Maintenance_A_Technical Potential | F5 | Industrial | Industrial - ID | Existing | Space Heating | Natural Gas | Gas Boiler - Maintenance | A | Standalone Impact on Baseline Summer Peak (%) | Technical Potential | 0 | 0 | 0 | 0 | 0 | 0 | 0 | 0 | 0 | 0 | 0 | 0 | 0 | 0 | 0 | 0 | 0 | 0 | 0 | 0 | 0 | 0 | 0 | 0 | 0 | 0 | 0
F6_Industrial_Industrial - ID_Existing_Space Heating_Natural Gas_Gas Boiler - Maintenance_A_Technical Potential | F6 | Industrial | Industrial - ID | Existing | Space Heating | Natural Gas | Gas Boiler - Maintenance | A | Standalone Impact on Baseline Winter Peak (%) | Technical Potential | 0 | 0 | 0 | 0 | 0 | 0 | 0 | 0 | 0 | 0 | 0 | 0 | 0 | 0 | 0 | 0 | 0 | 0 | 0 | 0 | 0 | 0 | 0 | 0 | 0 | 0 | 0
F7_Industrial_Industrial - ID_Existing_Space Heating_Natural Gas_Gas Boiler - Maintenance_A_Technical Potential | F7 | Industrial | Industrial - ID | Existing | Space Heating | Natural Gas | Gas Boiler - Maintenance | A | Incremental Energy Savings (MWh or mTherms) | Technical Potential | 0 | 0 | 0.02953 | 0.020291 | 0.013771 | 0 | 0 | 0 | 0 | 0 | 0 | 0 | 0 | 0 | 0 | 0 | 0 | 0 | 0 | 0 | 0 | 0 | 0 | 0 | 0 | 0 | 0
F8_Industrial_Industrial - ID_Existing_Space Heating_Natural Gas_Gas Boiler - Maintenance_A_Technical Potential | F8 | Industrial | Industrial - ID | Existing | Space Heating | Natural Gas | Gas Boiler - Maintenance | A | Incremental Summer Peak Savings (MW) | Technical Potential | 0 | 0 | 0 | 0 | 0 | 0 | 0 | 0 | 0 | 0 | 0 | 0 | 0 | 0 | 0 | 0 | 0 | 0 | 0 | 0 | 0 | 0 | 0 | 0 | 0 | 0 | 0
F9_Industrial_Industrial - ID_Existing_Space Heating_Natural Gas_Gas Boiler - Maintenance_A_Technical Potential | F9 | Industrial | Industrial - ID | Existing | Space Heating | Natural Gas | Gas Boiler - Maintenance | A | Incremental Winter Peak Savings (MW) | Technical Potential | 0 | 0 | 0 | 0 | 0 | 0 | 0 | 0 | 0 | 0 | 0 | 0 | 0 | 0 | 0 | 0 | 0 | 0 | 0 | 0 | 0 | 0 | 0 | 0 | 0 | 0 | 0
F10_Industrial_Industrial - ID_Existing_Space Heating_Natural Gas_Gas Boiler - Maintenance_A_Technical Potential | F10 | Industrial | Industrial - ID | Existing | Space Heating | Natural Gas | Gas Boiler - Maintenance | A | Cumulative Energy Savings (MWh or mTherms) | Technical Potential | 0 | 0 | 0.02953 | 0.049747 | 0.063396 | 0.063243 | 0.063095 | 0.06295 | 0.06281 | 0.062675 | 0.062544 | 0.062419 | 0.062299 | 0.062185 | 0.062076 | 0.061973 | 0.061876 | 0.061786 | 0.061701 | 0.061623 | 0.061552 | 0.061486 | 0.061427 | 0.061373 | 0.061324 | 0.06128 | 0.061239
F11_Industrial_Industrial - ID_Existing_Space Heating_Natural Gas_Gas Boiler - Maintenance_A_Technical Potential | F11 | Industrial | Industrial - ID | Existing | Space Heating | Natural Gas | Gas Boiler - Maintenance | A | Cumulative Summer Peak Savings (MW) | Technical Potential | 0 | 0 | 0 | 0 | 0 | 0 | 0 | 0 | 0 | 0 | 0 | 0 | 0 | 0 | 0 | 0 | 0 | 0 | 0 | 0 | 0 | 0 | 0 | 0 | 0 | 0 | 0
F12_Industrial_Industrial - ID_Existing_Space Heating_Natural Gas_Gas Boiler - Maintenance_A_Technical Potential | F12 | Industrial | Industrial - ID | Existing | Space Heating | Natural Gas | Gas Boiler - Maintenance | A | Cumulative Winter Peak Savings (MW) | Technical Potential | 0 | 0 | 0 | 0 | 0 | 0 | 0 | 0 | 0 | 0 | 0 | 0 | 0 | 0 | 0 | 0 | 0 | 0 | 0 | 0 | 0 | 0 | 0 | 0 | 0 | 0 | 0
F13_Industrial_Industrial - ID_Existing_Space Heating_Natural Gas_Gas Boiler - Maintenance_A_Technical Potential | F13 | Industrial | Industrial - ID | Existing | Space Heating | Natural Gas | Gas Boiler - Maintenance | A | Purchases (Incremental) | Technical Potential | 0 | 0 | 42.0106 | 28.9384 | 19.6877 | 0 | 0 | 0 | 0 | 0 | 0 | 0 | 0 | 0 | 0 | 0 | 0 | 0 | 0 | 0 | 0 | 0 | 0 | 0 | 0 | 0 | 0
F14_Industrial_Industrial - ID_Existing_Space Heating_Natural Gas_Gas Boiler - Maintenance_A_Technical Potential | F14 | Industrial | Industrial - ID | Existing | Space Heating | Natural Gas | Gas Boiler - Maintenance | A | Purchases (Cumulative) | Technical Potential | 0 | 0 | 42.0106 | 70.949 | 90.6367 | 90.6367 | 90.6367 | 90.6367 | 90.6367 | 90.6367 | 90.6367 | 90.6367 | 90.6367 | 90.6367 | 90.6367 | 90.6367 | 90.6367 | 90.6367 | 90.6367 | 90.6367 | 90.6367 | 90.6367 | 90.6367 | 90.6367 | 90.6367 | 90.6367 | 90.6367
F1_Industrial_Industrial - ID_Existing_Space Heating_Natural Gas_Gas Furnace - Maintenance_A_Technical Potential | F1 | Industrial | Industrial - ID | Existing | Space Heating | Natural Gas | Gas Furnace - Maintenance | A | Original Unit Energy Savings (kWh or therms) | Technical Potential | 0 | 0 | 0.70608 | 0.70478 | 0.70312 | 0.70115 | 0.6989 | 0.69639 | 0.69367 | 0.69074 | 0.68764 | 0.68439 | 0.68101 | 0.67752 | 0.67394 | 0.67028 | 0.66656 | 0.66278 | 0.65898 | 0.65544 | 0.65212 | 0.64906 | 0.64624 | 0.64363 | 0.64122 | 0.639 | 0.63695
F2_Industrial_Industrial - ID_Existing_Space Heating_Natural Gas_Gas Furnace - Maintenance_A_Technical Potential | F2 | Industrial | Industrial - ID | Existing | Space Heating | Natural Gas | Gas Furnace - Maintenance | A | Original Unit Summer Peak Savings (kW) | Technical Potential | 0 | 0 | 0 | 0 | 0 | 0 | 0 | 0 | 0 | 0 | 0 | 0 | 0 | 0 | 0 | 0 | 0 | 0 | 0 | 0 | 0 | 0 | 0 | 0 | 0 | 0 | 0
F3_Industrial_Industrial - ID_Existing_Space Heating_Natural Gas_Gas Furnace - Maintenance_A_Technical Potential | F3 | Industrial | Industrial - ID | Existing | Space Heating | Natural Gas | Gas Furnace - Maintenance | A | Original Unit Winter Peak Savings (kW) | Technical Potential | 0 | 0 | 0 | 0 | 0 | 0 | 0 | 0 | 0 | 0 | 0 | 0 | 0 | 0 | 0 | 0 | 0 | 0 | 0 | 0 | 0 | 0 | 0 | 0 | 0 | 0 | 0
F4_Industrial_Industrial - ID_Existing_Space Heating_Natural Gas_Gas Furnace - Maintenance_A_Technical Potential | F4 | Industrial | Industrial - ID | Existing | Space Heating | Natural Gas | Gas Furnace - Maintenance | A | Standalone Impact on Baseline Energy (%) | Technical Potential | 0 | 0 | 0.00012889 | 0.00022151 | 0.00028784 | 0.0002927 | 0.00029754 | 0.00030239 | 0.00030722 | 0.00031207 | 0.00031691 | 0.00032177 | 0.00032664 | 0.00033152 | 0.00033642 | 0.00034134 | 0.00034629 | 0.00035127 | 0.00035627 | 0.00036142 | 0.00036671 | 0.00037214 | 0.00037772 | 0.00038345 | 0.00038933 | 0.00039536 | 0.00040154
F5_Industrial_Industrial - ID_Existing_Space Heating_Natural Gas_Gas Furnace - Maintenance_A_Technical Potential | F5 | Industrial | Industrial - ID | Existing | Space Heating | Natural Gas | Gas Furnace - Maintenance | A | Standalone Impact on Baseline Summer Peak (%) | Technical Potential | 0 | 0 | 0 | 0 | 0 | 0 | 0 | 0 | 0 | 0 | 0 | 0 | 0 | 0 | 0 | 0 | 0 | 0 | 0 | 0 | 0 | 0 | 0 | 0 | 0 | 0 | 0
F6_Industrial_Industrial - ID_Existing_Space Heating_Natural Gas_Gas Furnace - Maintenance_A_Technical Potential | F6 | Industrial | Industrial - ID | Existing | Space Heating | Natural Gas | Gas Furnace - Maintenance | A | Standalone Impact on Baseline Winter Peak (%) | Technical Potential | 0 | 0 | 0 | 0 | 0 | 0 | 0 | 0 | 0 | 0 | 0 | 0 | 0 | 0 | 0 | 0 | 0 | 0 | 0 | 0 | 0 | 0 | 0 | 0 | 0 | 0 | 0
F7_Industrial_Industrial - ID_Existing_Space Heating_Natural Gas_Gas Furnace - Maintenance_A_Technical Potential | F7 | Industrial | Industrial - ID | Existing | Space Heating | Natural Gas | Gas Furnace - Maintenance | A | Incremental Energy Savings (MWh or mTherms) | Technical Potential | 0 | 0 | 0.018587 | 0.01278 | 0.0086741 | 0 | 0 | 0 | 0 | 0 | 0 | 0 | 0 | 0 | 0 | 0 | 0 | 0 | 0 | 0 | 0 | 0 | 0 | 0 | 0 | 0 | 0
F8_Industrial_Industrial - ID_Existing_Space Heating_Natural Gas_Gas Furnace - Maintenance_A_Technical Potential | F8 | Industrial | Industrial - ID | Existing | Space Heating | Natural Gas | Gas Furnace - Maintenance | A | Incremental Summer Peak Savings (MW) | Technical Potential | 0 | 0 | 0 | 0 | 0 | 0 | 0 | 0 | 0 | 0 | 0 | 0 | 0 | 0 | 0 | 0 | 0 | 0 | 0 | 0 | 0 | 0 | 0 | 0 | 0 | 0 | 0
F9_Industrial_Industrial - ID_Existing_Space Heating_Natural Gas_Gas Furnace - Maintenance_A_Technical Potential | F9 | Industrial | Industrial - ID | Existing | Space Heating | Natural Gas | Gas Furnace - Maintenance | A | Incremental Winter Peak Savings (MW) | Technical Potential | 0 | 0 | 0 | 0 | 0 | 0 | 0 | 0 | 0 | 0 | 0 | 0 | 0 | 0 | 0 | 0 | 0 | 0 | 0 | 0 | 0 | 0 | 0 | 0 | 0 | 0 | 0
F10_Industrial_Industrial - ID_Existing_Space Heating_Natural Gas_Gas Furnace - Maintenance_A_Technical Potential | F10 | Industrial | Industrial - ID | Existing | Space Heating | Natural Gas | Gas Furnace - Maintenance | A | Cumulative Energy Savings (MWh or mTherms) | Technical Potential | 0 | 0 | 0.018587 | 0.031333 | 0.039933 | 0.039821 | 0.039693 | 0.039551 | 0.039396 | 0.03923 | 0.039054 | 0.038869 | 0.038678 | 0.038479 | 0.038276 | 0.038068 | 0.037856 | 0.037642 | 0.037426 | 0.037225 | 0.037037 | 0.036863 | 0.036702 | 0.036554 | 0.036418 | 0.036291 | 0.036175
F11_Industrial_Industrial - ID_Existing_Space Heating_Natural Gas_Gas Furnace - Maintenance_A_Technical Potential | F11 | Industrial | Industrial - ID | Existing | Space Heating | Natural Gas | Gas Furnace - Maintenance | A | Cumulative Summer Peak Savings (MW) | Technical Potential | 0 | 0 | 0 | 0 | 0 | 0 | 0 | 0 | 0 | 0 | 0 | 0 | 0 | 0 | 0 | 0 | 0 | 0 | 0 | 0 | 0 | 0 | 0 | 0 | 0 | 0 | 0
F12_Industrial_Industrial - ID_Existing_Space Heating_Natural Gas_Gas Furnace - Maintenance_A_Technical Potential | F12 | Industrial | Industrial - ID | Existing | Space Heating | Natural Gas | Gas Furnace - Maintenance | A | Cumulative Winter Peak Savings (MW) | Technical Potential | 0 | 0 | 0 | 0 | 0 | 0 | 0 | 0 | 0 | 0 | 0 | 0 | 0 | 0 | 0 | 0 | 0 | 0 | 0 | 0 | 0 | 0 | 0 | 0 | 0 | 0 | 0
F13_Industrial_Industrial - ID_Existing_Space Heating_Natural Gas_Gas Furnace - Maintenance_A_Technical Potential | F13 | Industrial | Industrial - ID | Existing | Space Heating | Natural Gas | Gas Furnace - Maintenance | A | Purchases (Incremental) | Technical Potential | 0 | 0 | 26.3244 | 18.1332 | 12.3366 | 0 | 0 | 0 | 0 | 0 | 0 | 0 | 0 | 0 | 0 | 0 | 0 | 0 | 0 | 0 | 0 | 0 | 0 | 0 | 0 | 0 | 0
F14_Industrial_Industrial - ID_Existing_Space Heating_Natural Gas_Gas Furnace - Maintenance_A_Technical Potential | F14 | Industrial | Industrial - ID | Existing | Space Heating | Natural Gas | Gas Furnace - Maintenance | A | Purchases (Cumulative) | Technical Potential | 0 | 0 | 26.3244 | 44.4575 | 56.7941 | 56.7941 | 56.7941 | 56.7941 | 56.7941 | 56.7941 | 56.7941 | 56.7941 | 56.7941 | 56.7941 | 56.7941 | 56.7941 | 56.7941 | 56.7941 | 56.7941 | 56.7941 | 56.7941 | 56.7941 | 56.7941 | 56.7941 | 56.7941 | 56.7941 | 56.7941
F1_Industrial_Industrial - ID_Existing_Space Heating_Natural Gas_Gas Furnace - Tube Inserts_A_Technical Potential | F1 | Industrial | Industrial - ID | Existing | Space Heating | Natural Gas | Gas Furnace - Tube Inserts | A | Original Unit Energy Savings (kWh or therms) | Technical Potential | 0 | 0 | 0 | 0 | 0 | 0 | 0 | 0 | 0 | 0 | 0 | 0 | 0 | 0 | 0 | 0 | 0 | 0 | 0 | 0 | 0 | 0 | 0 | 0 | 0 | 0 | 0
F2_Industrial_Industrial - ID_Existing_Space Heating_Natural Gas_Gas Furnace - Tube Inserts_A_Technical Potential | F2 | Industrial | Industrial - ID | Existing | Space Heating | Natural Gas | Gas Furnace - Tube Inserts | A | Original Unit Summer Peak Savings (kW) | Technical Potential | 0 | 0 | 0 | 0 | 0 | 0 | 0 | 0 | 0 | 0 | 0 | 0 | 0 | 0 | 0 | 0 | 0 | 0 | 0 | 0 | 0 | 0 | 0 | 0 | 0 | 0 | 0
F3_Industrial_Industrial - ID_Existing_Space Heating_Natural Gas_Gas Furnace - Tube Inserts_A_Technical Potential | F3 | Industrial | Industrial - ID | Existing | Space Heating | Natural Gas | Gas Furnace - Tube Inserts | A | Original Unit Winter Peak Savings (kW) | Technical Potential | 0 | 0 | 0 | 0 | 0 | 0 | 0 | 0 | 0 | 0 | 0 | 0 | 0 | 0 | 0 | 0 | 0 | 0 | 0 | 0 | 0 | 0 | 0 | 0 | 0 | 0 | 0
F4_Industrial_Industrial - ID_Existing_Space Heating_Natural Gas_Gas Furnace - Tube Inserts_A_Technical Potential | F4 | Industrial | Industrial - ID | Existing | Space Heating | Natural Gas | Gas Furnace - Tube Inserts | A | Standalone Impact on Baseline Energy (%) | Technical Potential | 0 | 0 | 0 | 0 | 0 | 0 | 0 | 0 | 0 | 0 | 0 | 0 | 0 | 0 | 0 | 0 | 0 | 0 | 0 | 0 | 0 | 0 | 0 | 0 | 0 | 0 | 0
F5_Industrial_Industrial - ID_Existing_Space Heating_Natural Gas_Gas Furnace - Tube Inserts_A_Technical Potential | F5 | Industrial | Industrial - ID | Existing | Space Heating | Natural Gas | Gas Furnace - Tube Inserts | A | Standalone Impact on Baseline Summer Peak (%) | Technical Potential | 0 | 0 | 0 | 0 | 0 | 0 | 0 | 0 | 0 | 0 | 0 | 0 | 0 | 0 | 0 | 0 | 0 | 0 | 0 | 0 | 0 | 0 | 0 | 0 | 0 | 0 | 0
F6_Industrial_Industrial - ID_Existing_Space Heating_Natural Gas_Gas Furnace - Tube Inserts_A_Technical Potential | F6 | Industrial | Industrial - ID | Existing | Space Heating | Natural Gas | Gas Furnace - Tube Inserts | A | Standalone Impact on Baseline Winter Peak (%) | Technical Potential | 0 | 0 | 0 | 0 | 0 | 0 | 0 | 0 | 0 | 0 | 0 | 0 | 0 | 0 | 0 | 0 | 0 | 0 | 0 | 0 | 0 | 0 | 0 | 0 | 0 | 0 | 0
F7_Industrial_Industrial - ID_Existing_Space Heating_Natural Gas_Gas Furnace - Tube Inserts_A_Technical Potential | F7 | Industrial | Industrial - ID | Existing | Space Heating | Natural Gas | Gas Furnace - Tube Inserts | A | Incremental Energy Savings (MWh or mTherms) | Technical Potential | 0 | 0 | 0 | 0 | 0 | 0 | 0 | 0 | 0 | 0 | 0 | 0 | 0 | 0 | 0 | 0 | 0 | 0 | 0 | 0 | 0 | 0 | 0 | 0 | 0 | 0 | 0
F8_Industrial_Industrial - ID_Existing_Space Heating_Natural Gas_Gas Furnace - Tube Inserts_A_Technical Potential | F8 | Industrial | Industrial - ID | Existing | Space Heating | Natural Gas | Gas Furnace - Tube Inserts | A | Incremental Summer Peak Savings (MW) | Technical Potential | 0 | 0 | 0 | 0 | 0 | 0 | 0 | 0 | 0 | 0 | 0 | 0 | 0 | 0 | 0 | 0 | 0 | 0 | 0 | 0 | 0 | 0 | 0 | 0 | 0 | 0 | 0
F9_Industrial_Industrial - ID_Existing_Space Heating_Natural Gas_Gas Furnace - Tube Inserts_A_Technical Potential | F9 | Industrial | Industrial - ID | Existing | Space Heating | Natural Gas | Gas Furnace - Tube Inserts | A | Incremental Winter Peak Savings (MW) | Technical Potential | 0 | 0 | 0 | 0 | 0 | 0 | 0 | 0 | 0 | 0 | 0 | 0 | 0 | 0 | 0 | 0 | 0 | 0 | 0 | 0 | 0 | 0 | 0 | 0 | 0 | 0 | 0
F10_Industrial_Industrial - ID_Existing_Space Heating_Natural Gas_Gas Furnace - Tube Inserts_A_Technical Potential | F10 | Industrial | Industrial - ID | Existing | Space Heating | Natural Gas | Gas Furnace - Tube Inserts | A | Cumulative Energy Savings (MWh or mTherms) | Technical Potential | 0 | 0 | 0 | 0 | 0 | 0 | 0 | 0 | 0 | 0 | 0 | 0 | 0 | 0 | 0 | 0 | 0 | 0 | 0 | 0 | 0 | 0 | 0 | 0 | 0 | 0 | 0
F11_Industrial_Industrial - ID_Existing_Space Heating_Natural Gas_Gas Furnace - Tube Inserts_A_Technical Potential | F11 | Industrial | Industrial - ID | Existing | Space Heating | Natural Gas | Gas Furnace - Tube Inserts | A | Cumulative Summer Peak Savings (MW) | Technical Potential | 0 | 0 | 0 | 0 | 0 | 0 | 0 | 0 | 0 | 0 | 0 | 0 | 0 | 0 | 0 | 0 | 0 | 0 | 0 | 0 | 0 | 0 | 0 | 0 | 0 | 0 | 0
F12_Industrial_Industrial - ID_Existing_Space Heating_Natural Gas_Gas Furnace - Tube Inserts_A_Technical Potential | F12 | Industrial | Industrial - ID | Existing | Space Heating | Natural Gas | Gas Furnace - Tube Inserts | A | Cumulative Winter Peak Savings (MW) | Technical Potential | 0 | 0 | 0 | 0 | 0 | 0 | 0 | 0 | 0 | 0 | 0 | 0 | 0 | 0 | 0 | 0 | 0 | 0 | 0 | 0 | 0 | 0 | 0 | 0 | 0 | 0 | 0
F13_Industrial_Industrial - ID_Existing_Space Heating_Natural Gas_Gas Furnace - Tube Inserts_A_Technical Potential | F13 | Industrial | Industrial - ID | Existing | Space Heating | Natural Gas | Gas Furnace - Tube Inserts | A | Purchases (Incremental) | Technical Potential | 0 | 0 | 0 | 0 | 0 | 0 | 0 | 0 | 0 | 0 | 0 | 0 | 0 | 0 | 0 | 0 | 0 | 0 | 0 | 0 | 0 | 0 | 0 | 0 | 0 | 0 | 0
F14_Industrial_Industrial - ID_Existing_Space Heating_Natural Gas_Gas Furnace - Tube Inserts_A_Technical Potential | F14 | Industrial | Industrial - ID | Existing | Space Heating | Natural Gas | Gas Furnace - Tube Inserts | A | Purchases (Cumulative) | Technical Potential | 0 | 0 | 0 | 0 | 0 | 0 | 0 | 0 | 0 | 0 | 0 | 0 | 0 | 0 | 0 | 0 | 0 | 0 | 0 | 0 | 0 | 0 | 0 | 0 | 0 | 0 | 0
F1_Industrial_Industrial - ID_Existing_Space Heating_Natural Gas_Gas Boiler - Burner Control Optimization_A_Technical Potential | F1 | Industrial | Industrial - ID | Existing | Space Heating | Natural Gas | Gas Boiler - Burner Control Optimization | A | Original Unit Energy Savings (kWh or therms) | Technical Potential | 0 | 0 | 0.33975 | 0.3389 | 0.33807 | 0.33725 | 0.33646 | 0.33569 | 0.33494 | 0.33422 | 0.33353 | 0.33286 | 0.33222 | 0.33161 | 0.33103 | 0.33048 | 0.32996 | 0.32948 | 0.32903 | 0.32861 | 0.32823 | 0.32788 | 0.32757 | 0.32728 | 0.32702 | 0.32678 | 0.32657
F2_Industrial_Industrial - ID_Existing_Space Heating_Natural Gas_Gas Boiler - Burner Control Optimization_A_Technical Potential | F2 | Industrial | Industrial - ID | Existing | Space Heating | Natural Gas | Gas Boiler - Burner Control Optimization | A | Original Unit Summer Peak Savings (kW) | Technical Potential | 0 | 0 | 0 | 0 | 0 | 0 | 0 | 0 | 0 | 0 | 0 | 0 | 0 | 0 | 0 | 0 | 0 | 0 | 0 | 0 | 0 | 0 | 0 | 0 | 0 | 0 | 0
F3_Industrial_Industrial - ID_Existing_Space Heating_Natural Gas_Gas Boiler - Burner Control Optimization_A_Technical Potential | F3 | Industrial | Industrial - ID | Existing | Space Heating | Natural Gas | Gas Boiler - Burner Control Optimization | A | Original Unit Winter Peak Savings (kW) | Technical Potential | 0 | 0 | 0 | 0 | 0 | 0 | 0 | 0 | 0 | 0 | 0 | 0 | 0 | 0 | 0 | 0 | 0 | 0 | 0 | 0 | 0 | 0 | 0 | 0 | 0 | 0 | 0
F4_Industrial_Industrial - ID_Existing_Space Heating_Natural Gas_Gas Boiler - Burner Control Optimization_A_Technical Potential | F4 | Industrial | Industrial - ID | Existing | Space Heating | Natural Gas | Gas Boiler - Burner Control Optimization | A | Standalone Impact on Baseline Energy (%) | Technical Potential | 0 | 0 | 1.9803e-05 | 5.1247e-05 | 0.00011431 | 0.00022509 | 0.00039825 | 0.0006422 | 0.0009552 | 0.0013242 | 0.0017273 | 0.002138 | 0.0025313 | 0.0028879 | 0.0031968 | 0.003455 | 0.0036661 | 0.0038373 | 0.0039778 | 0.0040958 | 0.0041719 | 0.0042491 | 0.0043276 | 0.0044071 | 0.0044879 | 0.00457 | 0.0046533
F5_Industrial_Industrial - ID_Existing_Space Heating_Natural Gas_Gas Boiler - Burner Control Optimization_A_Technical Potential | F5 | Industrial | Industrial - ID | Existing | Space Heating | Natural Gas | Gas Boiler - Burner Control Optimization | A | Standalone Impact on Baseline Summer Peak (%) | Technical Potential | 0 | 0 | 0 | 0 | 0 | 0 | 0 | 0 | 0 | 0 | 0 | 0 | 0 | 0 | 0 | 0 | 0 | 0 | 0 | 0 | 0 | 0 | 0 | 0 | 0 | 0 | 0
F6_Industrial_Industrial - ID_Existing_Space Heating_Natural Gas_Gas Boiler - Burner Control Optimization_A_Technical Potential | F6 | Industrial | Industrial - ID | Existing | Space Heating | Natural Gas | Gas Boiler - Burner Control Optimization | A | Standalone Impact on Baseline Winter Peak (%) | Technical Potential | 0 | 0 | 0 | 0 | 0 | 0 | 0 | 0 | 0 | 0 | 0 | 0 | 0 | 0 | 0 | 0 | 0 | 0 | 0 | 0 | 0 | 0 | 0 | 0 | 0 | 0 | 0
F7_Industrial_Industrial - ID_Existing_Space Heating_Natural Gas_Gas Boiler - Burner Control Optimization_A_Technical Potential | F7 | Industrial | Industrial - ID | Existing | Space Heating | Natural Gas | Gas Boiler - Burner Control Optimization | A | Incremental Energy Savings (MWh or mTherms) | Technical Potential | 0 | 0 | 0.0028557 | 0.0044004 | 0.0086279 | 0.014803 | 0.022576 | 0.030991 | 0.038677 | 0.044249 | 0.046734 | 0.045836 | 0.041962 | 0.036017 | 0.029099 | 0.022206 | 0.016055 | 0.011028 | 0.0072156 | 0.0045069 | 0 | 0 | 0 | 0 | 0 | 0 | 0
F8_Industrial_Industrial - ID_Existing_Space Heating_Natural Gas_Gas Boiler - Burner Control Optimization_A_Technical Potential | F8 | Industrial | Industrial - ID | Existing | Space Heating | Natural Gas | Gas Boiler - Burner Control Optimization | A | Incremental Summer Peak Savings (MW) | Technical Potential | 0 | 0 | 0 | 0 | 0 | 0 | 0 | 0 | 0 | 0 | 0 | 0 | 0 | 0 | 0 | 0 | 0 | 0 | 0 | 0 | 0 | 0 | 0 | 0 | 0 | 0 | 0
F9_Industrial_Industrial - ID_Existing_Space Heating_Natural Gas_Gas Boiler - Burner Control Optimization_A_Technical Potential | F9 | Industrial | Industrial - ID | Existing | Space Heating | Natural Gas | Gas Boiler - Burner Control Optimization | A | Incremental Winter Peak Savings (MW) | Technical Potential | 0 | 0 | 0 | 0 | 0 | 0 | 0 | 0 | 0 | 0 | 0 | 0 | 0 | 0 | 0 | 0 | 0 | 0 | 0 | 0 | 0 | 0 | 0 | 0 | 0 | 0 | 0
F10_Industrial_Industrial - ID_Existing_Space Heating_Natural Gas_Gas Boiler - Burner Control Optimization_A_Technical Potential | F10 | Industrial | Industrial - ID | Existing | Space Heating | Natural Gas | Gas Boiler - Burner Control Optimization | A | Cumulative Energy Savings (MWh or mTherms) | Technical Potential | 0 | 0 | 0.0028557 | 0.007249 | 0.015859 | 0.030624 | 0.053128 | 0.083997 | 0.12249 | 0.16647 | 0.21286 | 0.25827 | 0.29973 | 0.3352 | 0.36372 | 0.38532 | 0.40077 | 0.41121 | 0.41787 | 0.42184 | 0.42135 | 0.42091 | 0.4205 | 0.42013 | 0.4198 | 0.41949 | 0.41922
F11_Industrial_Industrial - ID_Existing_Space Heating_Natural Gas_Gas Boiler - Burner Control Optimization_A_Technical Potential | F11 | Industrial | Industrial - ID | Existing | Space Heating | Natural Gas | Gas Boiler - Burner Control Optimization | A | Cumulative Summer Peak Savings (MW) | Technical Potential | 0 | 0 | 0 | 0 | 0 | 0 | 0 | 0 | 0 | 0 | 0 | 0 | 0 | 0 | 0 | 0 | 0 | 0 | 0 | 0 | 0 | 0 | 0 | 0 | 0 | 0 | 0
F12_Industrial_Industrial - ID_Existing_Space Heating_Natural Gas_Gas Boiler - Burner Control Optimization_A_Technical Potential | F12 | Industrial | Industrial - ID | Existing | Space Heating | Natural Gas | Gas Boiler - Burner Control Optimization | A | Cumulative Winter Peak Savings (MW) | Technical Potential | 0 | 0 | 0 | 0 | 0 | 0 | 0 | 0 | 0 | 0 | 0 | 0 | 0 | 0 | 0 | 0 | 0 | 0 | 0 | 0 | 0 | 0 | 0 | 0 | 0 | 0 | 0
F13_Industrial_Industrial - ID_Existing_Space Heating_Natural Gas_Gas Boiler - Burner Control Optimization_A_Technical Potential | F13 | Industrial | Industrial - ID | Existing | Space Heating | Natural Gas | Gas Boiler - Burner Control Optimization | A | Purchases (Incremental) | Technical Potential | 0 | 0 | 8.4053 | 12.9845 | 25.5213 | 43.8922 | 67.0995 | 92.3197 | 115.4719 | 132.3945 | 140.1205 | 137.7046 | 126.3084 | 108.6143 | 87.9049 | 67.1917 | 48.656 | 33.472 | 21.9299 | 13.7148 | 0 | 0 | 0 | 0 | 0 | 0 | 0
F14_Industrial_Industrial - ID_Existing_Space Heating_Natural Gas_Gas Boiler - Burner Control Optimization_A_Technical Potential | F14 | Industrial | Industrial - ID | Existing | Space Heating | Natural Gas | Gas Boiler - Burner Control Optimization | A | Purchases (Cumulative) | Technical Potential | 0 | 0 | 8.4053 | 21.3898 | 46.911 | 90.8032 | 157.9027 | 250.2224 | 365.6943 | 498.0888 | 638.2093 | 775.914 | 902.2223 | 1010.8367 | 1098.7415 | 1165.9332 | 1214.5893 | 1248.0613 | 1269.9912 | 1283.706 | 1283.706 | 1283.706 | 1283.706 | 1283.706 | 1283.706 | 1283.706 | 1283.706
F1_Industrial_Industrial - ID_Existing_Space Heating_Natural Gas_Gas Boiler - High Turndown Burner_A_Technical Potential | F1 | Industrial | Industrial - ID | Existing | Space Heating | Natural Gas | Gas Boiler - High Turndown Burner | A | Original Unit Energy Savings (kWh or therms) | Technical Potential | 0 | 0 | 1.1715 | 1.1686 | 1.1658 | 1.1629 | 1.1602 | 1.1576 | 1.155 | 1.1525 | 1.1501 | 1.1478 | 1.1456 | 1.1435 | 1.1415 | 1.1396 | 1.1378 | 1.1361 | 1.1346 | 1.1332 | 1.1318 | 1.1306 | 1.1295 | 1.1286 | 1.1277 | 1.1268 | 1.1261
F2_Industrial_Industrial - ID_Existing_Space Heating_Natural Gas_Gas Boiler - High Turndown Burner_A_Technical Potential | F2 | Industrial | Industrial - ID | Existing | Space Heating | Natural Gas | Gas Boiler - High Turndown Burner | A | Original Unit Summer Peak Savings (kW) | Technical Potential | 0 | 0 | 0 | 0 | 0 | 0 | 0 | 0 | 0 | 0 | 0 | 0 | 0 | 0 | 0 | 0 | 0 | 0 | 0 | 0 | 0 | 0 | 0 | 0 | 0 | 0 | 0
F3_Industrial_Industrial - ID_Existing_Space Heating_Natural Gas_Gas Boiler - High Turndown Burner_A_Technical Potential | F3 | Industrial | Industrial - ID | Existing | Space Heating | Natural Gas | Gas Boiler - High Turndown Burner | A | Original Unit Winter Peak Savings (kW) | Technical Potential | 0 | 0 | 0 | 0 | 0 | 0 | 0 | 0 | 0 | 0 | 0 | 0 | 0 | 0 | 0 | 0 | 0 | 0 | 0 | 0 | 0 | 0 | 0 | 0 | 0 | 0 | 0
F4_Industrial_Industrial - ID_Existing_Space Heating_Natural Gas_Gas Boiler - High Turndown Burner_A_Technical Potential | F4 | Industrial | Industrial - ID | Existing | Space Heating | Natural Gas | Gas Boiler - High Turndown Burner | A | Standalone Impact on Baseline Energy (%) | Technical Potential | 0 | 0 | 0.0004219 | 0.00085067 | 0.0012867 | 0.0017302 | 0.0021817 | 0.0025993 | 0.0029488 | 0.0032442 | 0.0034969 | 0.0037157 | 0.0039079 | 0.0040791 | 0.004234 | 0.0043762 | 0.0045086 | 0.0045927 | 0.0046786 | 0.0047659 | 0.0048544 | 0.0049443 | 0.0050356 | 0.0051282 | 0.0052222 | 0.0053177 | 0.0054146
F5_Industrial_Industrial - ID_Existing_Space Heating_Natural Gas_Gas Boiler - High Turndown Burner_A_Technical Potential | F5 | Industrial | Industrial - ID | Existing | Space Heating | Natural Gas | Gas Boiler - High Turndown Burner | A | Standalone Impact on Baseline Summer Peak (%) | Technical Potential | 0 | 0 | 0 | 0 | 0 | 0 | 0 | 0 | 0 | 0 | 0 | 0 | 0 | 0 | 0 | 0 | 0 | 0 | 0 | 0 | 0 | 0 | 0 | 0 | 0 | 0 | 0
F6_Industrial_Industrial - ID_Existing_Space Heating_Natural Gas_Gas Boiler - High Turndown Burner_A_Technical Potential | F6 | Industrial | Industrial - ID | Existing | Space Heating | Natural Gas | Gas Boiler - High Turndown Burner | A | Standalone Impact on Baseline Winter Peak (%) | Technical Potential | 0 | 0 | 0 | 0 | 0 | 0 | 0 | 0 | 0 | 0 | 0 | 0 | 0 | 0 | 0 | 0 | 0 | 0 | 0 | 0 | 0 | 0 | 0 | 0 | 0 | 0 | 0
F7_Industrial_Industrial - ID_Existing_Space Heating_Natural Gas_Gas Boiler - High Turndown Burner_A_Technical Potential | F7 | Industrial | Industrial - ID | Existing | Space Heating | Natural Gas | Gas Boiler - High Turndown Burner | A | Incremental Energy Savings (MWh or mTherms) | Technical Potential | 0 | 0 | 0.06084 | 0.059642 | 0.05847 | 0.057323 | 0.056203 | 0.049596 | 0.038906 | 0.030522 | 0.023947 | 0.01879 | 0.014744 | 0.011571 | 0.009081 | 0.0071277 | 0.0055951 | 0 | 0 | 0 | 0 | 0 | 0 | 0 | 0 | 0 | 0
F8_Industrial_Industrial - ID_Existing_Space Heating_Natural Gas_Gas Boiler - High Turndown Burner_A_Technical Potential | F8 | Industrial | Industrial - ID | Existing | Space Heating | Natural Gas | Gas Boiler - High Turndown Burner | A | Incremental Summer Peak Savings (MW) | Technical Potential | 0 | 0 | 0 | 0 | 0 | 0 | 0 | 0 | 0 | 0 | 0 | 0 | 0 | 0 | 0 | 0 | 0 | 0 | 0 | 0 | 0 | 0 | 0 | 0 | 0 | 0 | 0
F9_Industrial_Industrial - ID_Existing_Space Heating_Natural Gas_Gas Boiler - High Turndown Burner_A_Technical Potential | F9 | Industrial | Industrial - ID | Existing | Space Heating | Natural Gas | Gas Boiler - High Turndown Burner | A | Incremental Winter Peak Savings (MW) | Technical Potential | 0 | 0 | 0 | 0 | 0 | 0 | 0 | 0 | 0 | 0 | 0 | 0 | 0 | 0 | 0 | 0 | 0 | 0 | 0 | 0 | 0 | 0 | 0 | 0 | 0 | 0 | 0
F10_Industrial_Industrial - ID_Existing_Space Heating_Natural Gas_Gas Boiler - High Turndown Burner_A_Technical Potential | F10 | Industrial | Industrial - ID | Existing | Space Heating | Natural Gas | Gas Boiler - High Turndown Burner | A | Cumulative Energy Savings (MWh or mTherms) | Technical Potential | 0 | 0 | 0.06084 | 0.12033 | 0.1785 | 0.2354 | 0.29105 | 0.33998 | 0.37813 | 0.40783 | 0.43093 | 0.44886 | 0.46274 | 0.47346 | 0.48172 | 0.48805 | 0.49288 | 0.49216 | 0.49148 | 0.49086 | 0.49029 | 0.48977 | 0.4893 | 0.48887 | 0.48848 | 0.48813 | 0.4878
F11_Industrial_Industrial - ID_Existing_Space Heating_Natural Gas_Gas Boiler - High Turndown Burner_A_Technical Potential | F11 | Industrial | Industrial - ID | Existing | Space Heating | Natural Gas | Gas Boiler - High Turndown Burner | A | Cumulative Summer Peak Savings (MW) | Technical Potential | 0 | 0 | 0 | 0 | 0 | 0 | 0 | 0 | 0 | 0 | 0 | 0 | 0 | 0 | 0 | 0 | 0 | 0 | 0 | 0 | 0 | 0 | 0 | 0 | 0 | 0 | 0
F12_Industrial_Industrial - ID_Existing_Space Heating_Natural Gas_Gas Boiler - High Turndown Burner_A_Technical Potential | F12 | Industrial | Industrial - ID | Existing | Space Heating | Natural Gas | Gas Boiler - High Turndown Burner | A | Cumulative Winter Peak Savings (MW) | Technical Potential | 0 | 0 | 0 | 0 | 0 | 0 | 0 | 0 | 0 | 0 | 0 | 0 | 0 | 0 | 0 | 0 | 0 | 0 | 0 | 0 | 0 | 0 | 0 | 0 | 0 | 0 | 0
F13_Industrial_Industrial - ID_Existing_Space Heating_Natural Gas_Gas Boiler - High Turndown Burner_A_Technical Potential | F13 | Industrial | Industrial - ID | Existing | Space Heating | Natural Gas | Gas Boiler - High Turndown Burner | A | Purchases (Incremental) | Technical Potential | 0 | 0 | 51.9316 | 51.0362 | 50.1563 | 49.2915 | 48.4417 | 42.8458 | 33.6857 | 26.4839 | 20.8218 | 16.3703 | 12.8704 | 10.1188 | 7.9555 | 6.2547 | 4.9175 | 0 | 0 | 0 | 0 | 0 | 0 | 0 | 0 | 0 | 0
F14_Industrial_Industrial - ID_Existing_Space Heating_Natural Gas_Gas Boiler - High Turndown Burner_A_Technical Potential | F14 | Industrial | Industrial - ID | Existing | Space Heating | Natural Gas | Gas Boiler - High Turndown Burner | A | Purchases (Cumulative) | Technical Potential | 0 | 0 | 51.9316 | 102.9679 | 153.1242 | 202.4157 | 250.8574 | 293.7032 | 327.3889 | 353.8729 | 374.6947 | 391.065 | 403.9354 | 414.0542 | 422.0097 | 428.2644 | 433.1818 | 433.1818 | 433.1818 | 433.1818 | 433.1818 | 433.1818 | 433.1818 | 433.1818 | 433.1818 | 433.1818 | 433.1818
F1_Industrial_Industrial - ID_Existing_Space Heating_Natural Gas_Gas Boiler - Hot Water Reset_A_Technical Potential | F1 | Industrial | Industrial - ID | Existing | Space Heating | Natural Gas | Gas Boiler - Hot Water Reset | A | Original Unit Energy Savings (kWh or therms) | Technical Potential | 0 | 0 | 1249.6482 | 1246.5277 | 1243.4678 | 1240.4761 | 1237.5596 | 1234.7244 | 1231.9763 | 1229.3205 | 1226.7618 | 1224.3045 | 1221.9525 | 1219.7092 | 1217.5781 | 1215.5619 | 1213.6634 | 1211.8849 | 1210.2288 | 1208.697 | 1207.2913 | 1206.0134 | 1204.8517 | 1203.7956 | 1202.8355 | 1201.9627 | 1201.1692
F2_Industrial_Industrial - ID_Existing_Space Heating_Natural Gas_Gas Boiler - Hot Water Reset_A_Technical Potential | F2 | Industrial | Industrial - ID | Existing | Space Heating | Natural Gas | Gas Boiler - Hot Water Reset | A | Original Unit Summer Peak Savings (kW) | Technical Potential | 0 | 0 | 0 | 0 | 0 | 0 | 0 | 0 | 0 | 0 | 0 | 0 | 0 | 0 | 0 | 0 | 0 | 0 | 0 | 0 | 0 | 0 | 0 | 0 | 0 | 0 | 0
F3_Industrial_Industrial - ID_Existing_Space Heating_Natural Gas_Gas Boiler - Hot Water Reset_A_Technical Potential | F3 | Industrial | Industrial - ID | Existing | Space Heating | Natural Gas | Gas Boiler - Hot Water Reset | A | Original Unit Winter Peak Savings (kW) | Technical Potential | 0 | 0 | 0 | 0 | 0 | 0 | 0 | 0 | 0 | 0 | 0 | 0 | 0 | 0 | 0 | 0 | 0 | 0 | 0 | 0 | 0 | 0 | 0 | 0 | 0 | 0 | 0
F4_Industrial_Industrial - ID_Existing_Space Heating_Natural Gas_Gas Boiler - Hot Water Reset_A_Technical Potential | F4 | Industrial | Industrial - ID | Existing | Space Heating | Natural Gas | Gas Boiler - Hot Water Reset | A | Standalone Impact on Baseline Energy (%) | Technical Potential | 0 | 0 | 0.00035385 | 0.00079404 | 0.0013387 | 0.0019782 | 0.0027157 | 0.0035853 | 0.0045507 | 0.0055535 | 0.0065222 | 0.0073875 | 0.0081006 | 0.0086321 | 0.0090136 | 0.0092876 | 0.0095055 | 0.0096993 | 0.009886 | 0.010071 | 0.010259 | 0.010449 | 0.010642 | 0.010837 | 0.011036 | 0.011238 | 0.011443
F5_Industrial_Industrial - ID_Existing_Space Heating_Natural Gas_Gas Boiler - Hot Water Reset_A_Technical Potential | F5 | Industrial | Industrial - ID | Existing | Space Heating | Natural Gas | Gas Boiler - Hot Water Reset | A | Standalone Impact on Baseline Summer Peak (%) | Technical Potential | 0 | 0 | 0 | 0 | 0 | 0 | 0 | 0 | 0 | 0 | 0 | 0 | 0 | 0 | 0 | 0 | 0 | 0 | 0 | 0 | 0 | 0 | 0 | 0 | 0 | 0 | 0
F6_Industrial_Industrial - ID_Existing_Space Heating_Natural Gas_Gas Boiler - Hot Water Reset_A_Technical Potential | F6 | Industrial | Industrial - ID | Existing | Space Heating | Natural Gas | Gas Boiler - Hot Water Reset | A | Standalone Impact on Baseline Winter Peak (%) | Technical Potential | 0 | 0 | 0 | 0 | 0 | 0 | 0 | 0 | 0 | 0 | 0 | 0 | 0 | 0 | 0 | 0 | 0 | 0 | 0 | 0 | 0 | 0 | 0 | 0 | 0 | 0 | 0
F7_Industrial_Industrial - ID_Existing_Space Heating_Natural Gas_Gas Boiler - Hot Water Reset_A_Technical Potential | F7 | Industrial | Industrial - ID | Existing | Space Heating | Natural Gas | Gas Boiler - Hot Water Reset | A | Incremental Energy Savings (MWh or mTherms) | Technical Potential | 0 | 0 | 0.051027 | 0.061419 | 0.073682 | 0.083856 | 0.093779 | 0.1075 | 0.11564 | 0.11585 | 0.10707 | 0.090264 | 0.068514 | 0.044481 | 0.025338 | 0.011969 | 0.0049689 | 0.0017731 | 0.00054355 | 0.00011628 | 1.8762e-05 | 2.2109e-06 | 0 | 0 | 0 | 0 | 0
F8_Industrial_Industrial - ID_Existing_Space Heating_Natural Gas_Gas Boiler - Hot Water Reset_A_Technical Potential | F8 | Industrial | Industrial - ID | Existing | Space Heating | Natural Gas | Gas Boiler - Hot Water Reset | A | Incremental Summer Peak Savings (MW) | Technical Potential | 0 | 0 | 0 | 0 | 0 | 0 | 0 | 0 | 0 | 0 | 0 | 0 | 0 | 0 | 0 | 0 | 0 | 0 | 0 | 0 | 0 | 0 | 0 | 0 | 0 | 0 | 0
F9_Industrial_Industrial - ID_Existing_Space Heating_Natural Gas_Gas Boiler - Hot Water Reset_A_Technical Potential | F9 | Industrial | Industrial - ID | Existing | Space Heating | Natural Gas | Gas Boiler - Hot Water Reset | A | Incremental Winter Peak Savings (MW) | Technical Potential | 0 | 0 | 0 | 0 | 0 | 0 | 0 | 0 | 0 | 0 | 0 | 0 | 0 | 0 | 0 | 0 | 0 | 0 | 0 | 0 | 0 | 0 | 0 | 0 | 0 | 0 | 0
F10_Industrial_Industrial - ID_Existing_Space Heating_Natural Gas_Gas Boiler - Hot Water Reset_A_Technical Potential | F10 | Industrial | Industrial - ID | Existing | Space Heating | Natural Gas | Gas Boiler - Hot Water Reset | A | Cumulative Energy Savings (MWh or mTherms) | Technical Potential | 0 | 0 | 0.051027 | 0.11232 | 0.18573 | 0.26913 | 0.36228 | 0.46895 | 0.58355 | 0.69814 | 0.80375 | 0.8924 | 0.9592 | 1.0019 | 1.0255 | 1.0358 | 1.0391 | 1.0394 | 1.0385 | 1.0373 | 1.0361 | 1.035 | 1.034 | 1.0331 | 1.0323 | 1.0315 | 1.0309
F11_Industrial_Industrial - ID_Existing_Space Heating_Natural Gas_Gas Boiler - Hot Water Reset_A_Technical Potential | F11 | Industrial | Industrial - ID | Existing | Space Heating | Natural Gas | Gas Boiler - Hot Water Reset | A | Cumulative Summer Peak Savings (MW) | Technical Potential | 0 | 0 | 0 | 0 | 0 | 0 | 0 | 0 | 0 | 0 | 0 | 0 | 0 | 0 | 0 | 0 | 0 | 0 | 0 | 0 | 0 | 0 | 0 | 0 | 0 | 0 | 0
F12_Industrial_Industrial - ID_Existing_Space Heating_Natural Gas_Gas Boiler - Hot Water Reset_A_Technical Potential | F12 | Industrial | Industrial - ID | Existing | Space Heating | Natural Gas | Gas Boiler - Hot Water Reset | A | Cumulative Winter Peak Savings (MW) | Technical Potential | 0 | 0 | 0 | 0 | 0 | 0 | 0 | 0 | 0 | 0 | 0 | 0 | 0 | 0 | 0 | 0 | 0 | 0 | 0 | 0 | 0 | 0 | 0 | 0 | 0 | 0 | 0
F13_Industrial_Industrial - ID_Existing_Space Heating_Natural Gas_Gas Boiler - Hot Water Reset_A_Technical Potential | F13 | Industrial | Industrial - ID | Existing | Space Heating | Natural Gas | Gas Boiler - Hot Water Reset | A | Purchases (Incremental) | Technical Potential | 0 | 0 | 0.040833 | 0.049272 | 0.059255 | 0.0676 | 0.075777 | 0.087065 | 0.093865 | 0.094236 | 0.087275 | 0.073727 | 0.056069 | 0.036468 | 0.02081 | 0.0098469 | 0.0040942 | 0.0014631 | 0.00044913 | 9.6203e-05 | 1.554e-05 | 1.8332e-06 | 0 | 0 | 0 | 0 | 0
F14_Industrial_Industrial - ID_Existing_Space Heating_Natural Gas_Gas Boiler - Hot Water Reset_A_Technical Potential | F14 | Industrial | Industrial - ID | Existing | Space Heating | Natural Gas | Gas Boiler - Hot Water Reset | A | Purchases (Cumulative) | Technical Potential | 0 | 0 | 0.040833 | 0.090106 | 0.14936 | 0.21696 | 0.29274 | 0.3798 | 0.47367 | 0.5679 | 0.65518 | 0.72891 | 0.78498 | 0.82144 | 0.84225 | 0.8521 | 0.8562 | 0.85766 | 0.85811 | 0.8582 | 0.85822 | 0.85822 | 0.85822 | 0.85822 | 0.85822 | 0.85822 | 0.85822
F1_Industrial_Industrial - ID_Existing_Space Heating_Natural Gas_Gas Boiler - Insulate Hot Water Lines_A_Technical Potential | F1 | Industrial | Industrial - ID | Existing | Space Heating | Natural Gas | Gas Boiler - Insulate Hot Water Lines | A | Original Unit Energy Savings (kWh or therms) | Technical Potential | 0 | 0 | 5.2341 | 5.221 | 5.2082 | 5.1957 | 5.1835 | 5.1716 | 5.1601 | 5.149 | 5.1383 | 5.128 | 5.1181 | 5.1087 | 5.0998 | 5.0913 | 5.0834 | 5.0759 | 5.069 | 5.0626 | 5.0567 | 5.0513 | 5.0465 | 5.0421 | 5.038 | 5.0344 | 5.0311
F2_Industrial_Industrial - ID_Existing_Space Heating_Natural Gas_Gas Boiler - Insulate Hot Water Lines_A_Technical Potential | F2 | Industrial | Industrial - ID | Existing | Space Heating | Natural Gas | Gas Boiler - Insulate Hot Water Lines | A | Original Unit Summer Peak Savings (kW) | Technical Potential | 0 | 0 | 0 | 0 | 0 | 0 | 0 | 0 | 0 | 0 | 0 | 0 | 0 | 0 | 0 | 0 | 0 | 0 | 0 | 0 | 0 | 0 | 0 | 0 | 0 | 0 | 0
F3_Industrial_Industrial - ID_Existing_Space Heating_Natural Gas_Gas Boiler - Insulate Hot Water Lines_A_Technical Potential | F3 | Industrial | Industrial - ID | Existing | Space Heating | Natural Gas | Gas Boiler - Insulate Hot Water Lines | A | Original Unit Winter Peak Savings (kW) | Technical Potential | 0 | 0 | 0 | 0 | 0 | 0 | 0 | 0 | 0 | 0 | 0 | 0 | 0 | 0 | 0 | 0 | 0 | 0 | 0 | 0 | 0 | 0 | 0 | 0 | 0 | 0 | 0
F4_Industrial_Industrial - ID_Existing_Space Heating_Natural Gas_Gas Boiler - Insulate Hot Water Lines_A_Technical Potential | F4 | Industrial | Industrial - ID | Existing | Space Heating | Natural Gas | Gas Boiler - Insulate Hot Water Lines | A | Standalone Impact on Baseline Energy (%) | Technical Potential | 0 | 0 | 0.00024524 | 0.00049447 | 0.00074791 | 0.0010057 | 0.0012682 | 0.0015354 | 0.0018075 | 0.0020849 | 0.0023675 | 0.0026556 | 0.0029493 | 0.0030033 | 0.0030586 | 0.0031151 | 0.003173 | 0.0032321 | 0.0032926 | 0.003354 | 0.0034164 | 0.0034796 | 0.0035438 | 0.003609 | 0.0036752 | 0.0037424 | 0.0038106
F5_Industrial_Industrial - ID_Existing_Space Heating_Natural Gas_Gas Boiler - Insulate Hot Water Lines_A_Technical Potential | F5 | Industrial | Industrial - ID | Existing | Space Heating | Natural Gas | Gas Boiler - Insulate Hot Water Lines | A | Standalone Impact on Baseline Summer Peak (%) | Technical Potential | 0 | 0 | 0 | 0 | 0 | 0 | 0 | 0 | 0 | 0 | 0 | 0 | 0 | 0 | 0 | 0 | 0 | 0 | 0 | 0 | 0 | 0 | 0 | 0 | 0 | 0 | 0
F6_Industrial_Industrial - ID_Existing_Space Heating_Natural Gas_Gas Boiler - Insulate Hot Water Lines_A_Technical Potential | F6 | Industrial | Industrial - ID | Existing | Space Heating | Natural Gas | Gas Boiler - Insulate Hot Water Lines | A | Standalone Impact on Baseline Winter Peak (%) | Technical Potential | 0 | 0 | 0 | 0 | 0 | 0 | 0 | 0 | 0 | 0 | 0 | 0 | 0 | 0 | 0 | 0 | 0 | 0 | 0 | 0 | 0 | 0 | 0 | 0 | 0 | 0 | 0
F7_Industrial_Industrial - ID_Existing_Space Heating_Natural Gas_Gas Boiler - Insulate Hot Water Lines_A_Technical Potential | F7 | Industrial | Industrial - ID | Existing | Space Heating | Natural Gas | Gas Boiler - Insulate Hot Water Lines | A | Incremental Energy Savings (MWh or mTherms) | Technical Potential | 0 | 0 | 0.035365 | 0.034668 | 0.033987 | 0.033321 | 0.032669 | 0.032032 | 0.03141 | 0.030802 | 0.030208 | 0.029627 | 0.029061 | 0 | 0 | 0 | 0 | 0 | 0 | 0 | 0 | 0 | 0 | 0 | 0 | 0 | 0
F8_Industrial_Industrial - ID_Existing_Space Heating_Natural Gas_Gas Boiler - Insulate Hot Water Lines_A_Technical Potential | F8 | Industrial | Industrial - ID | Existing | Space Heating | Natural Gas | Gas Boiler - Insulate Hot Water Lines | A | Incremental Summer Peak Savings (MW) | Technical Potential | 0 | 0 | 0 | 0 | 0 | 0 | 0 | 0 | 0 | 0 | 0 | 0 | 0 | 0 | 0 | 0 | 0 | 0 | 0 | 0 | 0 | 0 | 0 | 0 | 0 | 0 | 0
F9_Industrial_Industrial - ID_Existing_Space Heating_Natural Gas_Gas Boiler - Insulate Hot Water Lines_A_Technical Potential | F9 | Industrial | Industrial - ID | Existing | Space Heating | Natural Gas | Gas Boiler - Insulate Hot Water Lines | A | Incremental Winter Peak Savings (MW) | Technical Potential | 0 | 0 | 0 | 0 | 0 | 0 | 0 | 0 | 0 | 0 | 0 | 0 | 0 | 0 | 0 | 0 | 0 | 0 | 0 | 0 | 0 | 0 | 0 | 0 | 0 | 0 | 0
F10_Industrial_Industrial - ID_Existing_Space Heating_Natural Gas_Gas Boiler - Insulate Hot Water Lines_A_Technical Potential | F10 | Industrial | Industrial - ID | Existing | Space Heating | Natural Gas | Gas Boiler - Insulate Hot Water Lines | A | Cumulative Energy Savings (MWh or mTherms) | Technical Potential | 0 | 0 | 0.035365 | 0.069945 | 0.10376 | 0.13683 | 0.16918 | 0.20082 | 0.23179 | 0.26209 | 0.29175 | 0.32079 | 0.34924 | 0.3486 | 0.34799 | 0.34741 | 0.34687 | 0.34636 | 0.34589 | 0.34545 | 0.34505 | 0.34468 | 0.34435 | 0.34405 | 0.34377 | 0.34352 | 0.3433
F11_Industrial_Industrial - ID_Existing_Space Heating_Natural Gas_Gas Boiler - Insulate Hot Water Lines_A_Technical Potential | F11 | Industrial | Industrial - ID | Existing | Space Heating | Natural Gas | Gas Boiler - Insulate Hot Water Lines | A | Cumulative Summer Peak Savings (MW) | Technical Potential | 0 | 0 | 0 | 0 | 0 | 0 | 0 | 0 | 0 | 0 | 0 | 0 | 0 | 0 | 0 | 0 | 0 | 0 | 0 | 0 | 0 | 0 | 0 | 0 | 0 | 0 | 0
F12_Industrial_Industrial - ID_Existing_Space Heating_Natural Gas_Gas Boiler - Insulate Hot Water Lines_A_Technical Potential | F12 | Industrial | Industrial - ID | Existing | Space Heating | Natural Gas | Gas Boiler - Insulate Hot Water Lines | A | Cumulative Winter Peak Savings (MW) | Technical Potential | 0 | 0 | 0 | 0 | 0 | 0 | 0 | 0 | 0 | 0 | 0 | 0 | 0 | 0 | 0 | 0 | 0 | 0 | 0 | 0 | 0 | 0 | 0 | 0 | 0 | 0 | 0
F13_Industrial_Industrial - ID_Existing_Space Heating_Natural Gas_Gas Boiler - Insulate Hot Water Lines_A_Technical Potential | F13 | Industrial | Industrial - ID | Existing | Space Heating | Natural Gas | Gas Boiler - Insulate Hot Water Lines | A | Purchases (Incremental) | Technical Potential | 0 | 0 | 6.7566 | 6.6401 | 6.5256 | 6.4131 | 6.3025 | 6.1939 | 6.0871 | 5.9821 | 5.879 | 5.7776 | 5.678 | 0 | 0 | 0 | 0 | 0 | 0 | 0 | 0 | 0 | 0 | 0 | 0 | 0 | 0
F14_Industrial_Industrial - ID_Existing_Space Heating_Natural Gas_Gas Boiler - Insulate Hot Water Lines_A_Technical Potential | F14 | Industrial | Industrial - ID | Existing | Space Heating | Natural Gas | Gas Boiler - Insulate Hot Water Lines | A | Purchases (Cumulative) | Technical Potential | 0 | 0 | 6.7566 | 13.3967 | 19.9223 | 26.3354 | 32.638 | 38.8318 | 44.9189 | 50.901 | 56.78 | 62.5577 | 68.2357 | 68.2357 | 68.2357 | 68.2357 | 68.2357 | 68.2357 | 68.2357 | 68.2357 | 68.2357 | 68.2357 | 68.2357 | 68.2357 | 68.2357 | 68.2357 | 68.2357
F1_Industrial_Industrial - ID_Existing_Space Heating_Natural Gas_Gas Boiler - Insulate Steam Lines/Condensate Tank_A_Technical Potential | F1 | Industrial | Industrial - ID | Existing | Space Heating | Natural Gas | Gas Boiler - Insulate Steam Lines/Condensate Tank | A | Original Unit Energy Savings (kWh or therms) | Technical Potential | 0 | 0 | 7.8185 | 7.799 | 7.7799 | 7.7612 | 7.7429 | 7.7252 | 7.708 | 7.6914 | 7.6753 | 7.66 | 7.6453 | 7.6312 | 7.6179 | 7.6053 | 7.5934 | 7.5823 | 7.5719 | 7.5623 | 7.5535 | 7.5455 | 7.5383 | 7.5317 | 7.5256 | 7.5202 | 7.5152
F2_Industrial_Industrial - ID_Existing_Space Heating_Natural Gas_Gas Boiler - Insulate Steam Lines/Condensate Tank_A_Technical Potential | F2 | Industrial | Industrial - ID | Existing | Space Heating | Natural Gas | Gas Boiler - Insulate Steam Lines/Condensate Tank | A | Original Unit Summer Peak Savings (kW) | Technical Potential | 0 | 0 | 0 | 0 | 0 | 0 | 0 | 0 | 0 | 0 | 0 | 0 | 0 | 0 | 0 | 0 | 0 | 0 | 0 | 0 | 0 | 0 | 0 | 0 | 0 | 0 | 0
F3_Industrial_Industrial - ID_Existing_Space Heating_Natural Gas_Gas Boiler - Insulate Steam Lines/Condensate Tank_A_Technical Potential | F3 | Industrial | Industrial - ID | Existing | Space Heating | Natural Gas | Gas Boiler - Insulate Steam Lines/Condensate Tank | A | Original Unit Winter Peak Savings (kW) | Technical Potential | 0 | 0 | 0 | 0 | 0 | 0 | 0 | 0 | 0 | 0 | 0 | 0 | 0 | 0 | 0 | 0 | 0 | 0 | 0 | 0 | 0 | 0 | 0 | 0 | 0 | 0 | 0
F4_Industrial_Industrial - ID_Existing_Space Heating_Natural Gas_Gas Boiler - Insulate Steam Lines/Condensate Tank_A_Technical Potential | F4 | Industrial | Industrial - ID | Existing | Space Heating | Natural Gas | Gas Boiler - Insulate Steam Lines/Condensate Tank | A | Standalone Impact on Baseline Energy (%) | Technical Potential | 0 | 0 | 0.00036633 | 0.00073863 | 0.0011172 | 0.0015023 | 0.0018944 | 0.0022935 | 0.0027001 | 0.0031143 | 0.0035365 | 0.0039668 | 0.0044056 | 0.0048532 | 0.0053096 | 0.0057753 | 0.0062505 | 0.006367 | 0.0064862 | 0.0066071 | 0.0067299 | 0.0068545 | 0.006981 | 0.0071094 | 0.0072397 | 0.0073721 | 0.0075065
F5_Industrial_Industrial - ID_Existing_Space Heating_Natural Gas_Gas Boiler - Insulate Steam Lines/Condensate Tank_A_Technical Potential | F5 | Industrial | Industrial - ID | Existing | Space Heating | Natural Gas | Gas Boiler - Insulate Steam Lines/Condensate Tank | A | Standalone Impact on Baseline Summer Peak (%) | Technical Potential | 0 | 0 | 0 | 0 | 0 | 0 | 0 | 0 | 0 | 0 | 0 | 0 | 0 | 0 | 0 | 0 | 0 | 0 | 0 | 0 | 0 | 0 | 0 | 0 | 0 | 0 | 0
F6_Industrial_Industrial - ID_Existing_Space Heating_Natural Gas_Gas Boiler - Insulate Steam Lines/Condensate Tank_A_Technical Potential | F6 | Industrial | Industrial - ID | Existing | Space Heating | Natural Gas | Gas Boiler - Insulate Steam Lines/Condensate Tank | A | Standalone Impact on Baseline Winter Peak (%) | Technical Potential | 0 | 0 | 0 | 0 | 0 | 0 | 0 | 0 | 0 | 0 | 0 | 0 | 0 | 0 | 0 | 0 | 0 | 0 | 0 | 0 | 0 | 0 | 0 | 0 | 0 | 0 | 0
F7_Industrial_Industrial - ID_Existing_Space Heating_Natural Gas_Gas Boiler - Insulate Steam Lines/Condensate Tank_A_Technical Potential | F7 | Industrial | Industrial - ID | Existing | Space Heating | Natural Gas | Gas Boiler - Insulate Steam Lines/Condensate Tank | A | Incremental Energy Savings (MWh or mTherms) | Technical Potential | 0 | 0 | 0.052827 | 0.051786 | 0.050768 | 0.049773 | 0.0488 | 0.047849 | 0.046919 | 0.046011 | 0.045123 | 0.044256 | 0.04341 | 0.042583 | 0.041776 | 0.040988 | 0.040218 | 0 | 0 | 0 | 0 | 0 | 0 | 0 | 0 | 0 | 0
F8_Industrial_Industrial - ID_Existing_Space Heating_Natural Gas_Gas Boiler - Insulate Steam Lines/Condensate Tank_A_Technical Potential | F8 | Industrial | Industrial - ID | Existing | Space Heating | Natural Gas | Gas Boiler - Insulate Steam Lines/Condensate Tank | A | Incremental Summer Peak Savings (MW) | Technical Potential | 0 | 0 | 0 | 0 | 0 | 0 | 0 | 0 | 0 | 0 | 0 | 0 | 0 | 0 | 0 | 0 | 0 | 0 | 0 | 0 | 0 | 0 | 0 | 0 | 0 | 0 | 0
F9_Industrial_Industrial - ID_Existing_Space Heating_Natural Gas_Gas Boiler - Insulate Steam Lines/Condensate Tank_A_Technical Potential | F9 | Industrial | Industrial - ID | Existing | Space Heating | Natural Gas | Gas Boiler - Insulate Steam Lines/Condensate Tank | A | Incremental Winter Peak Savings (MW) | Technical Potential | 0 | 0 | 0 | 0 | 0 | 0 | 0 | 0 | 0 | 0 | 0 | 0 | 0 | 0 | 0 | 0 | 0 | 0 | 0 | 0 | 0 | 0 | 0 | 0 | 0 | 0 | 0
F10_Industrial_Industrial - ID_Existing_Space Heating_Natural Gas_Gas Boiler - Insulate Steam Lines/Condensate Tank_A_Technical Potential | F10 | Industrial | Industrial - ID | Existing | Space Heating | Natural Gas | Gas Boiler - Insulate Steam Lines/Condensate Tank | A | Cumulative Energy Savings (MWh or mTherms) | Technical Potential | 0 | 0 | 0.052827 | 0.10448 | 0.15499 | 0.20439 | 0.25271 | 0.29998 | 0.34623 | 0.3915 | 0.43581 | 0.47919 | 0.52168 | 0.5633 | 0.6041 | 0.64408 | 0.6833 | 0.68229 | 0.68136 | 0.6805 | 0.67971 | 0.67899 | 0.67833 | 0.67774 | 0.6772 | 0.67671 | 0.67626
F11_Industrial_Industrial - ID_Existing_Space Heating_Natural Gas_Gas Boiler - Insulate Steam Lines/Condensate Tank_A_Technical Potential | F11 | Industrial | Industrial - ID | Existing | Space Heating | Natural Gas | Gas Boiler - Insulate Steam Lines/Condensate Tank | A | Cumulative Summer Peak Savings (MW) | Technical Potential | 0 | 0 | 0 | 0 | 0 | 0 | 0 | 0 | 0 | 0 | 0 | 0 | 0 | 0 | 0 | 0 | 0 | 0 | 0 | 0 | 0 | 0 | 0 | 0 | 0 | 0 | 0
F12_Industrial_Industrial - ID_Existing_Space Heating_Natural Gas_Gas Boiler - Insulate Steam Lines/Condensate Tank_A_Technical Potential | F12 | Industrial | Industrial - ID | Existing | Space Heating | Natural Gas | Gas Boiler - Insulate Steam Lines/Condensate Tank | A | Cumulative Winter Peak Savings (MW) | Technical Potential | 0 | 0 | 0 | 0 | 0 | 0 | 0 | 0 | 0 | 0 | 0 | 0 | 0 | 0 | 0 | 0 | 0 | 0 | 0 | 0 | 0 | 0 | 0 | 0 | 0 | 0 | 0
F13_Industrial_Industrial - ID_Existing_Space Heating_Natural Gas_Gas Boiler - Insulate Steam Lines/Condensate Tank_A_Technical Potential | F13 | Industrial | Industrial - ID | Existing | Space Heating | Natural Gas | Gas Boiler - Insulate Steam Lines/Condensate Tank | A | Purchases (Incremental) | Technical Potential | 0 | 0 | 6.7566 | 6.6401 | 6.5256 | 6.4131 | 6.3025 | 6.1939 | 6.0871 | 5.9821 | 5.879 | 5.7776 | 5.678 | 5.5801 | 5.4839 | 5.3894 | 5.2964 | 0 | 0 | 0 | 0 | 0 | 0 | 0 | 0 | 0 | 0
F14_Industrial_Industrial - ID_Existing_Space Heating_Natural Gas_Gas Boiler - Insulate Steam Lines/Condensate Tank_A_Technical Potential | F14 | Industrial | Industrial - ID | Existing | Space Heating | Natural Gas | Gas Boiler - Insulate Steam Lines/Condensate Tank | A | Purchases (Cumulative) | Technical Potential | 0 | 0 | 6.7566 | 13.3967 | 19.9223 | 26.3354 | 32.638 | 38.8318 | 44.9189 | 50.901 | 56.78 | 62.5577 | 68.2357 | 73.8158 | 79.2997 | 84.6891 | 89.9855 | 89.9855 | 89.9855 | 89.9855 | 89.9855 | 89.9855 | 89.9855 | 89.9855 | 89.9855 | 89.9855 | 89.9855
F1_Industrial_Industrial - ID_Existing_Space Heating_Natural Gas_Gas Boiler - Stack Economizer_A_Technical Potential | F1 | Industrial | Industrial - ID | Existing | Space Heating | Natural Gas | Gas Boiler - Stack Economizer | A | Original Unit Energy Savings (kWh or therms) | Technical Potential | 0 | 0 | 1.1247 | 1.1219 | 1.1191 | 1.1164 | 1.1138 | 1.1113 | 1.1088 | 1.1064 | 1.1041 | 1.1019 | 1.0998 | 1.0977 | 1.0958 | 1.094 | 1.0923 | 1.0907 | 1.0892 | 1.0878 | 1.0866 | 1.0854 | 1.0844 | 1.0834 | 1.0826 | 1.0818 | 1.0811
F2_Industrial_Industrial - ID_Existing_Space Heating_Natural Gas_Gas Boiler - Stack Economizer_A_Technical Potential | F2 | Industrial | Industrial - ID | Existing | Space Heating | Natural Gas | Gas Boiler - Stack Economizer | A | Original Unit Summer Peak Savings (kW) | Technical Potential | 0 | 0 | 0 | 0 | 0 | 0 | 0 | 0 | 0 | 0 | 0 | 0 | 0 | 0 | 0 | 0 | 0 | 0 | 0 | 0 | 0 | 0 | 0 | 0 | 0 | 0 | 0
F3_Industrial_Industrial - ID_Existing_Space Heating_Natural Gas_Gas Boiler - Stack Economizer_A_Technical Potential | F3 | Industrial | Industrial - ID | Existing | Space Heating | Natural Gas | Gas Boiler - Stack Economizer | A | Original Unit Winter Peak Savings (kW) | Technical Potential | 0 | 0 | 0 | 0 | 0 | 0 | 0 | 0 | 0 | 0 | 0 | 0 | 0 | 0 | 0 | 0 | 0 | 0 | 0 | 0 | 0 | 0 | 0 | 0 | 0 | 0 | 0
F4_Industrial_Industrial - ID_Existing_Space Heating_Natural Gas_Gas Boiler - Stack Economizer_A_Technical Potential | F4 | Industrial | Industrial - ID | Existing | Space Heating | Natural Gas | Gas Boiler - Stack Economizer | A | Standalone Impact on Baseline Energy (%) | Technical Potential | 0 | 0 | 0.00064804 | 0.0013066 | 0.0019763 | 0.0026577 | 0.0033511 | 0.0039925 | 0.0045293 | 0.0049831 | 0.0053712 | 0.0057074 | 0.0060025 | 0.0062655 | 0.0065034 | 0.0067218 | 0.0069252 | 0.0070544 | 0.0071864 | 0.0073204 | 0.0074564 | 0.0075945 | 0.0077346 | 0.0078769 | 0.0080213 | 0.008168 | 0.0083169
F5_Industrial_Industrial - ID_Existing_Space Heating_Natural Gas_Gas Boiler - Stack Economizer_A_Technical Potential | F5 | Industrial | Industrial - ID | Existing | Space Heating | Natural Gas | Gas Boiler - Stack Economizer | A | Standalone Impact on Baseline Summer Peak (%) | Technical Potential | 0 | 0 | 0 | 0 | 0 | 0 | 0 | 0 | 0 | 0 | 0 | 0 | 0 | 0 | 0 | 0 | 0 | 0 | 0 | 0 | 0 | 0 | 0 | 0 | 0 | 0 | 0
F6_Industrial_Industrial - ID_Existing_Space Heating_Natural Gas_Gas Boiler - Stack Economizer_A_Technical Potential | F6 | Industrial | Industrial - ID | Existing | Space Heating | Natural Gas | Gas Boiler - Stack Economizer | A | Standalone Impact on Baseline Winter Peak (%) | Technical Potential | 0 | 0 | 0 | 0 | 0 | 0 | 0 | 0 | 0 | 0 | 0 | 0 | 0 | 0 | 0 | 0 | 0 | 0 | 0 | 0 | 0 | 0 | 0 | 0 | 0 | 0 | 0
F7_Industrial_Industrial - ID_Existing_Space Heating_Natural Gas_Gas Boiler - Stack Economizer_A_Technical Potential | F7 | Industrial | Industrial - ID | Existing | Space Heating | Natural Gas | Gas Boiler - Stack Economizer | A | Incremental Energy Savings (MWh or mTherms) | Technical Potential | 0 | 0 | 0.093451 | 0.09161 | 0.08981 | 0.088049 | 0.086327 | 0.07618 | 0.05976 | 0.046882 | 0.036783 | 0.028861 | 0.022647 | 0.017773 | 0.013948 | 0.010948 | 0.0085941 | 0 | 0 | 0 | 0 | 0 | 0 | 0 | 0 | 0 | 0
F8_Industrial_Industrial - ID_Existing_Space Heating_Natural Gas_Gas Boiler - Stack Economizer_A_Technical Potential | F8 | Industrial | Industrial - ID | Existing | Space Heating | Natural Gas | Gas Boiler - Stack Economizer | A | Incremental Summer Peak Savings (MW) | Technical Potential | 0 | 0 | 0 | 0 | 0 | 0 | 0 | 0 | 0 | 0 | 0 | 0 | 0 | 0 | 0 | 0 | 0 | 0 | 0 | 0 | 0 | 0 | 0 | 0 | 0 | 0 | 0
F9_Industrial_Industrial - ID_Existing_Space Heating_Natural Gas_Gas Boiler - Stack Economizer_A_Technical Potential | F9 | Industrial | Industrial - ID | Existing | Space Heating | Natural Gas | Gas Boiler - Stack Economizer | A | Incremental Winter Peak Savings (MW) | Technical Potential | 0 | 0 | 0 | 0 | 0 | 0 | 0 | 0 | 0 | 0 | 0 | 0 | 0 | 0 | 0 | 0 | 0 | 0 | 0 | 0 | 0 | 0 | 0 | 0 | 0 | 0 | 0
F10_Industrial_Industrial - ID_Existing_Space Heating_Natural Gas_Gas Boiler - Stack Economizer_A_Technical Potential | F10 | Industrial | Industrial - ID | Existing | Space Heating | Natural Gas | Gas Boiler - Stack Economizer | A | Cumulative Energy Savings (MWh or mTherms) | Technical Potential | 0 | 0 | 0.093451 | 0.18483 | 0.27418 | 0.36157 | 0.44705 | 0.52221 | 0.5808 | 0.62643 | 0.66191 | 0.68945 | 0.71077 | 0.72724 | 0.73991 | 0.74964 | 0.75706 | 0.75595 | 0.75492 | 0.75396 | 0.75309 | 0.75229 | 0.75156 | 0.75091 | 0.75031 | 0.74976 | 0.74927
F11_Industrial_Industrial - ID_Existing_Space Heating_Natural Gas_Gas Boiler - Stack Economizer_A_Technical Potential | F11 | Industrial | Industrial - ID | Existing | Space Heating | Natural Gas | Gas Boiler - Stack Economizer | A | Cumulative Summer Peak Savings (MW) | Technical Potential | 0 | 0 | 0 | 0 | 0 | 0 | 0 | 0 | 0 | 0 | 0 | 0 | 0 | 0 | 0 | 0 | 0 | 0 | 0 | 0 | 0 | 0 | 0 | 0 | 0 | 0 | 0
F12_Industrial_Industrial - ID_Existing_Space Heating_Natural Gas_Gas Boiler - Stack Economizer_A_Technical Potential | F12 | Industrial | Industrial - ID | Existing | Space Heating | Natural Gas | Gas Boiler - Stack Economizer | A | Cumulative Winter Peak Savings (MW) | Technical Potential | 0 | 0 | 0 | 0 | 0 | 0 | 0 | 0 | 0 | 0 | 0 | 0 | 0 | 0 | 0 | 0 | 0 | 0 | 0 | 0 | 0 | 0 | 0 | 0 | 0 | 0 | 0
F13_Industrial_Industrial - ID_Existing_Space Heating_Natural Gas_Gas Boiler - Stack Economizer_A_Technical Potential | F13 | Industrial | Industrial - ID | Existing | Space Heating | Natural Gas | Gas Boiler - Stack Economizer | A | Purchases (Incremental) | Technical Potential | 0 | 0 | 83.0906 | 81.658 | 80.2501 | 78.8665 | 77.5067 | 68.5533 | 53.8971 | 42.3743 | 33.315 | 26.1924 | 20.5927 | 16.1901 | 12.7288 | 10.0075 | 7.8679 | 0 | 0 | 0 | 0 | 0 | 0 | 0 | 0 | 0 | 0
F14_Industrial_Industrial - ID_Existing_Space Heating_Natural Gas_Gas Boiler - Stack Economizer_A_Technical Potential | F14 | Industrial | Industrial - ID | Existing | Space Heating | Natural Gas | Gas Boiler - Stack Economizer | A | Purchases (Cumulative) | Technical Potential | 0 | 0 | 83.0906 | 164.7486 | 244.9987 | 323.8651 | 401.3718 | 469.9252 | 523.8223 | 566.1966 | 599.5115 | 625.704 | 646.2966 | 662.4868 | 675.2155 | 685.223 | 693.0909 | 693.0909 | 693.0909 | 693.0909 | 693.0909 | 693.0909 | 693.0909 | 693.0909 | 693.0909 | 693.0909 | 693.0909
F1_Industrial_Industrial - ID_Existing_Space Heating_Natural Gas_Gas Boiler - Steam Trap Replacement_A_Technical Potential | F1 | Industrial | Industrial - ID | Existing | Space Heating | Natural Gas | Gas Boiler - Steam Trap Replacement | A | Original Unit Energy Savings (kWh or therms) | Technical Potential | 0 | 0 | 47339.4589 | 47221.25 | 47105.3351 | 46992.0028 | 46881.5156 | 46774.1119 | 46670.0086 | 46569.403 | 46472.4742 | 46379.3852 | 46290.284 | 46205.3055 | 46124.5718 | 46048.1945 | 45976.2745 | 45908.904 | 45846.1665 | 45788.138 | 45734.8876 | 45686.4782 | 45642.4696 | 45602.4618 | 45566.0911 | 45533.0268 | 45502.9684
F2_Industrial_Industrial - ID_Existing_Space Heating_Natural Gas_Gas Boiler - Steam Trap Replacement_A_Technical Potential | F2 | Industrial | Industrial - ID | Existing | Space Heating | Natural Gas | Gas Boiler - Steam Trap Replacement | A | Original Unit Summer Peak Savings (kW) | Technical Potential | 0 | 0 | 0 | 0 | 0 | 0 | 0 | 0 | 0 | 0 | 0 | 0 | 0 | 0 | 0 | 0 | 0 | 0 | 0 | 0 | 0 | 0 | 0 | 0 | 0 | 0 | 0
F3_Industrial_Industrial - ID_Existing_Space Heating_Natural Gas_Gas Boiler - Steam Trap Replacement_A_Technical Potential | F3 | Industrial | Industrial - ID | Existing | Space Heating | Natural Gas | Gas Boiler - Steam Trap Replacement | A | Original Unit Winter Peak Savings (kW) | Technical Potential | 0 | 0 | 0 | 0 | 0 | 0 | 0 | 0 | 0 | 0 | 0 | 0 | 0 | 0 | 0 | 0 | 0 | 0 | 0 | 0 | 0 | 0 | 0 | 0 | 0 | 0 | 0
F4_Industrial_Industrial - ID_Existing_Space Heating_Natural Gas_Gas Boiler - Steam Trap Replacement_A_Technical Potential | F4 | Industrial | Industrial - ID | Existing | Space Heating | Natural Gas | Gas Boiler - Steam Trap Replacement | A | Standalone Impact on Baseline Energy (%) | Technical Potential | 0 | 0 | 2.1827e-05 | 4.401e-05 | 6.6567e-05 | 8.9515e-05 | 0.00011287 | 0.00013665 | 0.00013908 | 0.00014156 | 0.00014411 | 0.00014672 | 0.00014939 | 0.00015212 | 0.00015492 | 0.00015778 | 0.00016071 | 0.00016371 | 0.00016677 | 0.00016988 | 0.00017304 | 0.00017625 | 0.0001795 | 0.0001828 | 0.00018615 | 0.00018955 | 0.00019301
F5_Industrial_Industrial - ID_Existing_Space Heating_Natural Gas_Gas Boiler - Steam Trap Replacement_A_Technical Potential | F5 | Industrial | Industrial - ID | Existing | Space Heating | Natural Gas | Gas Boiler - Steam Trap Replacement | A | Standalone Impact on Baseline Summer Peak (%) | Technical Potential | 0 | 0 | 0 | 0 | 0 | 0 | 0 | 0 | 0 | 0 | 0 | 0 | 0 | 0 | 0 | 0 | 0 | 0 | 0 | 0 | 0 | 0 | 0 | 0 | 0 | 0 | 0
F6_Industrial_Industrial - ID_Existing_Space Heating_Natural Gas_Gas Boiler - Steam Trap Replacement_A_Technical Potential | F6 | Industrial | Industrial - ID | Existing | Space Heating | Natural Gas | Gas Boiler - Steam Trap Replacement | A | Standalone Impact on Baseline Winter Peak (%) | Technical Potential | 0 | 0 | 0 | 0 | 0 | 0 | 0 | 0 | 0 | 0 | 0 | 0 | 0 | 0 | 0 | 0 | 0 | 0 | 0 | 0 | 0 | 0 | 0 | 0 | 0 | 0 | 0
F7_Industrial_Industrial - ID_Existing_Space Heating_Natural Gas_Gas Boiler - Steam Trap Replacement_A_Technical Potential | F7 | Industrial | Industrial - ID | Existing | Space Heating | Natural Gas | Gas Boiler - Steam Trap Replacement | A | Incremental Energy Savings (MWh or mTherms) | Technical Potential | 0 | 0 | 0.0031476 | 0.0030856 | 0.003025 | 0.0029657 | 0.0029077 | 0.002851 | 0 | 0 | 0 | 0 | 0 | 0 | 0 | 0 | 0 | 0 | 0 | 0 | 0 | 0 | 0 | 0 | 0 | 0 | 0
F8_Industrial_Industrial - ID_Existing_Space Heating_Natural Gas_Gas Boiler - Steam Trap Replacement_A_Technical Potential | F8 | Industrial | Industrial - ID | Existing | Space Heating | Natural Gas | Gas Boiler - Steam Trap Replacement | A | Incremental Summer Peak Savings (MW) | Technical Potential | 0 | 0 | 0 | 0 | 0 | 0 | 0 | 0 | 0 | 0 | 0 | 0 | 0 | 0 | 0 | 0 | 0 | 0 | 0 | 0 | 0 | 0 | 0 | 0 | 0 | 0 | 0
F9_Industrial_Industrial - ID_Existing_Space Heating_Natural Gas_Gas Boiler - Steam Trap Replacement_A_Technical Potential | F9 | Industrial | Industrial - ID | Existing | Space Heating | Natural Gas | Gas Boiler - Steam Trap Replacement | A | Incremental Winter Peak Savings (MW) | Technical Potential | 0 | 0 | 0 | 0 | 0 | 0 | 0 | 0 | 0 | 0 | 0 | 0 | 0 | 0 | 0 | 0 | 0 | 0 | 0 | 0 | 0 | 0 | 0 | 0 | 0 | 0 | 0
F10_Industrial_Industrial - ID_Existing_Space Heating_Natural Gas_Gas Boiler - Steam Trap Replacement_A_Technical Potential | F10 | Industrial | Industrial - ID | Existing | Space Heating | Natural Gas | Gas Boiler - Steam Trap Replacement | A | Cumulative Energy Savings (MWh or mTherms) | Technical Potential | 0 | 0 | 0.0031476 | 0.0062254 | 0.009235 | 0.012178 | 0.015058 | 0.017874 | 0.017834 | 0.017796 | 0.017759 | 0.017723 | 0.017689 | 0.017657 | 0.017626 | 0.017597 | 0.017569 | 0.017543 | 0.017519 | 0.017497 | 0.017477 | 0.017458 | 0.017442 | 0.017426 | 0.017412 | 0.0174 | 0.017388
F11_Industrial_Industrial - ID_Existing_Space Heating_Natural Gas_Gas Boiler - Steam Trap Replacement_A_Technical Potential | F11 | Industrial | Industrial - ID | Existing | Space Heating | Natural Gas | Gas Boiler - Steam Trap Replacement | A | Cumulative Summer Peak Savings (MW) | Technical Potential | 0 | 0 | 0 | 0 | 0 | 0 | 0 | 0 | 0 | 0 | 0 | 0 | 0 | 0 | 0 | 0 | 0 | 0 | 0 | 0 | 0 | 0 | 0 | 0 | 0 | 0 | 0
F12_Industrial_Industrial - ID_Existing_Space Heating_Natural Gas_Gas Boiler - Steam Trap Replacement_A_Technical Potential | F12 | Industrial | Industrial - ID | Existing | Space Heating | Natural Gas | Gas Boiler - Steam Trap Replacement | A | Cumulative Winter Peak Savings (MW) | Technical Potential | 0 | 0 | 0 | 0 | 0 | 0 | 0 | 0 | 0 | 0 | 0 | 0 | 0 | 0 | 0 | 0 | 0 | 0 | 0 | 0 | 0 | 0 | 0 | 0 | 0 | 0 | 0
F13_Industrial_Industrial - ID_Existing_Space Heating_Natural Gas_Gas Boiler - Steam Trap Replacement_A_Technical Potential | F13 | Industrial | Industrial - ID | Existing | Space Heating | Natural Gas | Gas Boiler - Steam Trap Replacement | A | Purchases (Incremental) | Technical Potential | 0 | 0 | 6.649e-05 | 6.5344e-05 | 6.4217e-05 | 6.311e-05 | 6.2022e-05 | 6.0952e-05 | 0 | 0 | 0 | 0 | 0 | 0 | 0 | 0 | 0 | 0 | 0 | 0 | 0 | 0 | 0 | 0 | 0 | 0 | 0
F14_Industrial_Industrial - ID_Existing_Space Heating_Natural Gas_Gas Boiler - Steam Trap Replacement_A_Technical Potential | F14 | Industrial | Industrial - ID | Existing | Space Heating | Natural Gas | Gas Boiler - Steam Trap Replacement | A | Purchases (Cumulative) | Technical Potential | 0 | 0 | 6.649e-05 | 0.00013183 | 0.00019605 | 0.00025916 | 0.00032118 | 0.00038213 | 0.00038213 | 0.00038213 | 0.00038213 | 0.00038213 | 0.00038213 | 0.00038213 | 0.00038213 | 0.00038213 | 0.00038213 | 0.00038213 | 0.00038213 | 0.00038213 | 0.00038213 | 0.00038213 | 0.00038213 | 0.00038213 | 0.00038213 | 0.00038213 | 0.00038213
F1_Industrial_Industrial - ID_Existing_Process_Natural Gas_Process Boiler - Hot Water Reset_A_Technical Potential | F1 | Industrial | Industrial - ID | Existing | Process | Natural Gas | Process Boiler - Hot Water Reset | A | Original Unit Energy Savings (kWh or therms) | Technical Potential | 0 | 0 | 8529.0556 | 8529.0556 | 8529.0556 | 8529.0556 | 8529.0556 | 8529.0556 | 8529.0556 | 8529.0556 | 8529.0556 | 8529.0556 | 8529.0556 | 8529.0556 | 8529.0556 | 8529.0556 | 8529.0556 | 8529.0556 | 8529.0556 | 8529.0556 | 8529.0556 | 8529.0556 | 8529.0556 | 8529.0556 | 8529.0556 | 8529.0556 | 8529.0556
F2_Industrial_Industrial - ID_Existing_Process_Natural Gas_Process Boiler - Hot Water Reset_A_Technical Potential | F2 | Industrial | Industrial - ID | Existing | Process | Natural Gas | Process Boiler - Hot Water Reset | A | Original Unit Summer Peak Savings (kW) | Technical Potential | 0 | 0 | 0 | 0 | 0 | 0 | 0 | 0 | 0 | 0 | 0 | 0 | 0 | 0 | 0 | 0 | 0 | 0 | 0 | 0 | 0 | 0 | 0 | 0 | 0 | 0 | 0
F3_Industrial_Industrial - ID_Existing_Process_Natural Gas_Process Boiler - Hot Water Reset_A_Technical Potential | F3 | Industrial | Industrial - ID | Existing | Process | Natural Gas | Process Boiler - Hot Water Reset | A | Original Unit Winter Peak Savings (kW) | Technical Potential | 0 | 0 | 0 | 0 | 0 | 0 | 0 | 0 | 0 | 0 | 0 | 0 | 0 | 0 | 0 | 0 | 0 | 0 | 0 | 0 | 0 | 0 | 0 | 0 | 0 | 0 | 0
F4_Industrial_Industrial - ID_Existing_Process_Natural Gas_Process Boiler - Hot Water Reset_A_Technical Potential | F4 | Industrial | Industrial - ID | Existing | Process | Natural Gas | Process Boiler - Hot Water Reset | A | Standalone Impact on Baseline Energy (%) | Technical Potential | 0 | 0 | 0.00034116 | 0.00076605 | 0.0012921 | 0.0019098 | 0.0026221 | 0.0034616 | 0.0043928 | 0.0053592 | 0.0062912 | 0.007122 | 0.0078044 | 0.0083102 | 0.0086702 | 0.0089255 | 0.0091257 | 0.0093017 | 0.0094698 | 0.009637 | 0.0098063 | 0.0099783 | 0.010153 | 0.010332 | 0.010513 | 0.010697 | 0.010885
F5_Industrial_Industrial - ID_Existing_Process_Natural Gas_Process Boiler - Hot Water Reset_A_Technical Potential | F5 | Industrial | Industrial - ID | Existing | Process | Natural Gas | Process Boiler - Hot Water Reset | A | Standalone Impact on Baseline Summer Peak (%) | Technical Potential | 0 | 0 | 0 | 0 | 0 | 0 | 0 | 0 | 0 | 0 | 0 | 0 | 0 | 0 | 0 | 0 | 0 | 0 | 0 | 0 | 0 | 0 | 0 | 0 | 0 | 0 | 0
F6_Industrial_Industrial - ID_Existing_Process_Natural Gas_Process Boiler - Hot Water Reset_A_Technical Potential | F6 | Industrial | Industrial - ID | Existing | Process | Natural Gas | Process Boiler - Hot Water Reset | A | Standalone Impact on Baseline Winter Peak (%) | Technical Potential | 0 | 0 | 0 | 0 | 0 | 0 | 0 | 0 | 0 | 0 | 0 | 0 | 0 | 0 | 0 | 0 | 0 | 0 | 0 | 0 | 0 | 0 | 0 | 0 | 0 | 0 | 0
F7_Industrial_Industrial - ID_Existing_Process_Natural Gas_Process Boiler - Hot Water Reset_A_Technical Potential | F7 | Industrial | Industrial - ID | Existing | Process | Natural Gas | Process Boiler - Hot Water Reset | A | Incremental Energy Savings (MWh or mTherms) | Technical Potential | 0 | 0 | 0.67561 | 0.81524 | 0.98042 | 1.1185 | 1.2538 | 1.4405 | 1.5531 | 1.5592 | 1.444 | 1.2199 | 0.92771 | 0.60339 | 0.34431 | 0.16292 | 0.067741 | 0.024208 | 0.0074312 | 0.0015917 | 0.00025713 | 3.0332e-05 | 0 | 0 | 0 | 0 | 0
F8_Industrial_Industrial - ID_Existing_Process_Natural Gas_Process Boiler - Hot Water Reset_A_Technical Potential | F8 | Industrial | Industrial - ID | Existing | Process | Natural Gas | Process Boiler - Hot Water Reset | A | Incremental Summer Peak Savings (MW) | Technical Potential | 0 | 0 | 0 | 0 | 0 | 0 | 0 | 0 | 0 | 0 | 0 | 0 | 0 | 0 | 0 | 0 | 0 | 0 | 0 | 0 | 0 | 0 | 0 | 0 | 0 | 0 | 0
F9_Industrial_Industrial - ID_Existing_Process_Natural Gas_Process Boiler - Hot Water Reset_A_Technical Potential | F9 | Industrial | Industrial - ID | Existing | Process | Natural Gas | Process Boiler - Hot Water Reset | A | Incremental Winter Peak Savings (MW) | Technical Potential | 0 | 0 | 0 | 0 | 0 | 0 | 0 | 0 | 0 | 0 | 0 | 0 | 0 | 0 | 0 | 0 | 0 | 0 | 0 | 0 | 0 | 0 | 0 | 0 | 0 | 0 | 0
F10_Industrial_Industrial - ID_Existing_Process_Natural Gas_Process Boiler - Hot Water Reset_A_Technical Potential | F10 | Industrial | Industrial - ID | Existing | Process | Natural Gas | Process Boiler - Hot Water Reset | A | Cumulative Energy Savings (MWh or mTherms) | Technical Potential | 0 | 0 | 0.67561 | 1.4909 | 2.4713 | 3.5898 | 4.8435 | 6.2841 | 7.8372 | 9.3964 | 10.8404 | 12.0602 | 12.988 | 13.5913 | 13.9357 | 14.0986 | 14.1663 | 14.1905 | 14.198 | 14.1996 | 14.1998 | 14.1998 | 14.1998 | 14.1998 | 14.1998 | 14.1998 | 14.1998
F11_Industrial_Industrial - ID_Existing_Process_Natural Gas_Process Boiler - Hot Water Reset_A_Technical Potential | F11 | Industrial | Industrial - ID | Existing | Process | Natural Gas | Process Boiler - Hot Water Reset | A | Cumulative Summer Peak Savings (MW) | Technical Potential | 0 | 0 | 0 | 0 | 0 | 0 | 0 | 0 | 0 | 0 | 0 | 0 | 0 | 0 | 0 | 0 | 0 | 0 | 0 | 0 | 0 | 0 | 0 | 0 | 0 | 0 | 0
F12_Industrial_Industrial - ID_Existing_Process_Natural Gas_Process Boiler - Hot Water Reset_A_Technical Potential | F12 | Industrial | Industrial - ID | Existing | Process | Natural Gas | Process Boiler - Hot Water Reset | A | Cumulative Winter Peak Savings (MW) | Technical Potential | 0 | 0 | 0 | 0 | 0 | 0 | 0 | 0 | 0 | 0 | 0 | 0 | 0 | 0 | 0 | 0 | 0 | 0 | 0 | 0 | 0 | 0 | 0 | 0 | 0 | 0 | 0
F13_Industrial_Industrial - ID_Existing_Process_Natural Gas_Process Boiler - Hot Water Reset_A_Technical Potential | F13 | Industrial | Industrial - ID | Existing | Process | Natural Gas | Process Boiler - Hot Water Reset | A | Purchases (Incremental) | Technical Potential | 0 | 0 | 0.079213 | 0.095584 | 0.11495 | 0.13114 | 0.147 | 0.1689 | 0.18209 | 0.18281 | 0.16931 | 0.14302 | 0.10877 | 0.070745 | 0.04037 | 0.019102 | 0.0079423 | 0.0028383 | 0.00087128 | 0.00018663 | 3.0147e-05 | 3.5563e-06 | 0 | 0 | 0 | 0 | 0
F14_Industrial_Industrial - ID_Existing_Process_Natural Gas_Process Boiler - Hot Water Reset_A_Technical Potential | F14 | Industrial | Industrial - ID | Existing | Process | Natural Gas | Process Boiler - Hot Water Reset | A | Purchases (Cumulative) | Technical Potential | 0 | 0 | 0.079213 | 0.1748 | 0.28975 | 0.42089 | 0.56789 | 0.73679 | 0.91888 | 1.1017 | 1.271 | 1.414 | 1.5228 | 1.5935 | 1.6339 | 1.653 | 1.6609 | 1.6638 | 1.6647 | 1.6648 | 1.6649 | 1.6649 | 1.6649 | 1.6649 | 1.6649 | 1.6649 | 1.6649
F1_Industrial_Industrial - ID_Existing_Process_Natural Gas_Process Boiler - Burner Control Optimization_A_Technical Potential | F1 | Industrial | Industrial - ID | Existing | Process | Natural Gas | Process Boiler - Burner Control Optimization | A | Original Unit Energy Savings (kWh or therms) | Technical Potential | 0 | 0 | 2.3188 | 2.3188 | 2.3188 | 2.3188 | 2.3188 | 2.3188 | 2.3188 | 2.3188 | 2.3188 | 2.3188 | 2.3188 | 2.3188 | 2.3188 | 2.3188 | 2.3188 | 2.3188 | 2.3188 | 2.3188 | 2.3188 | 2.3188 | 2.3188 | 2.3188 | 2.3188 | 2.3188 | 2.3188
F2_Industrial_Industrial - ID_Existing_Process_Natural Gas_Process Boiler - Burner Control Optimization_A_Technical Potential | F2 | Industrial | Industrial - ID | Existing | Process | Natural Gas | Process Boiler - Burner Control Optimization | A | Original Unit Summer Peak Savings (kW) | Technical Potential | 0 | 0 | 0 | 0 | 0 | 0 | 0 | 0 | 0 | 0 | 0 | 0 | 0 | 0 | 0 | 0 | 0 | 0 | 0 | 0 | 0 | 0 | 0 | 0 | 0 | 0 | 0
F3_Industrial_Industrial - ID_Existing_Process_Natural Gas_Process Boiler - Burner Control Optimization_A_Technical Potential | F3 | Industrial | Industrial - ID | Existing | Process | Natural Gas | Process Boiler - Burner Control Optimization | A | Original Unit Winter Peak Savings (kW) | Technical Potential | 0 | 0 | 0 | 0 | 0 | 0 | 0 | 0 | 0 | 0 | 0 | 0 | 0 | 0 | 0 | 0 | 0 | 0 | 0 | 0 | 0 | 0 | 0 | 0 | 0 | 0 | 0
F4_Industrial_Industrial - ID_Existing_Process_Natural Gas_Process Boiler - Burner Control Optimization_A_Technical Potential | F4 | Industrial | Industrial - ID | Existing | Process | Natural Gas | Process Boiler - Burner Control Optimization | A | Standalone Impact on Baseline Energy (%) | Technical Potential | 0 | 0 | 1.9093e-05 | 4.944e-05 | 0.00011033 | 0.00021731 | 0.00038452 | 0.00062003 | 0.00092205 | 0.0012779 | 0.0016661 | 0.0020612 | 0.0024387 | 0.0027803 | 0.0030751 | 0.0033203 | 0.0035196 | 0.00368 | 0.0038104 | 0.0039191 | 0.0039879 | 0.0040578 | 0.004129 | 0.0042015 | 0.0042752 | 0.0043502 | 0.0044265
F5_Industrial_Industrial - ID_Existing_Process_Natural Gas_Process Boiler - Burner Control Optimization_A_Technical Potential | F5 | Industrial | Industrial - ID | Existing | Process | Natural Gas | Process Boiler - Burner Control Optimization | A | Standalone Impact on Baseline Summer Peak (%) | Technical Potential | 0 | 0 | 0 | 0 | 0 | 0 | 0 | 0 | 0 | 0 | 0 | 0 | 0 | 0 | 0 | 0 | 0 | 0 | 0 | 0 | 0 | 0 | 0 | 0 | 0 | 0 | 0
F6_Industrial_Industrial - ID_Existing_Process_Natural Gas_Process Boiler - Burner Control Optimization_A_Technical Potential | F6 | Industrial | Industrial - ID | Existing | Process | Natural Gas | Process Boiler - Burner Control Optimization | A | Standalone Impact on Baseline Winter Peak (%) | Technical Potential | 0 | 0 | 0 | 0 | 0 | 0 | 0 | 0 | 0 | 0 | 0 | 0 | 0 | 0 | 0 | 0 | 0 | 0 | 0 | 0 | 0 | 0 | 0 | 0 | 0 | 0 | 0
F7_Industrial_Industrial - ID_Existing_Process_Natural Gas_Process Boiler - Burner Control Optimization_A_Technical Potential | F7 | Industrial | Industrial - ID | Existing | Process | Natural Gas | Process Boiler - Burner Control Optimization | A | Incremental Energy Savings (MWh or mTherms) | Technical Potential | 0 | 0 | 0.03781 | 0.058409 | 0.1148 | 0.19744 | 0.30184 | 0.41529 | 0.51943 | 0.59556 | 0.63031 | 0.61944 | 0.56818 | 0.48859 | 0.39543 | 0.30225 | 0.21887 | 0.15057 | 0.098649 | 0.061694 | 0 | 0 | 0 | 0 | 0 | 0 | 0
F8_Industrial_Industrial - ID_Existing_Process_Natural Gas_Process Boiler - Burner Control Optimization_A_Technical Potential | F8 | Industrial | Industrial - ID | Existing | Process | Natural Gas | Process Boiler - Burner Control Optimization | A | Incremental Summer Peak Savings (MW) | Technical Potential | 0 | 0 | 0 | 0 | 0 | 0 | 0 | 0 | 0 | 0 | 0 | 0 | 0 | 0 | 0 | 0 | 0 | 0 | 0 | 0 | 0 | 0 | 0 | 0 | 0 | 0 | 0
F9_Industrial_Industrial - ID_Existing_Process_Natural Gas_Process Boiler - Burner Control Optimization_A_Technical Potential | F9 | Industrial | Industrial - ID | Existing | Process | Natural Gas | Process Boiler - Burner Control Optimization | A | Incremental Winter Peak Savings (MW) | Technical Potential | 0 | 0 | 0 | 0 | 0 | 0 | 0 | 0 | 0 | 0 | 0 | 0 | 0 | 0 | 0 | 0 | 0 | 0 | 0 | 0 | 0 | 0 | 0 | 0 | 0 | 0 | 0
F10_Industrial_Industrial - ID_Existing_Process_Natural Gas_Process Boiler - Burner Control Optimization_A_Technical Potential | F10 | Industrial | Industrial - ID | Existing | Process | Natural Gas | Process Boiler - Burner Control Optimization | A | Cumulative Energy Savings (MWh or mTherms) | Technical Potential | 0 | 0 | 0.03781 | 0.096219 | 0.21102 | 0.40846 | 0.7103 | 1.1256 | 1.645 | 2.2406 | 2.8709 | 3.4903 | 4.0585 | 4.5471 | 4.9425 | 5.2448 | 5.4637 | 5.6142 | 5.7129 | 5.7746 | 5.7746 | 5.7746 | 5.7746 | 5.7746 | 5.7746 | 5.7746 | 5.7746
F11_Industrial_Industrial - ID_Existing_Process_Natural Gas_Process Boiler - Burner Control Optimization_A_Technical Potential | F11 | Industrial | Industrial - ID | Existing | Process | Natural Gas | Process Boiler - Burner Control Optimization | A | Cumulative Summer Peak Savings (MW) | Technical Potential | 0 | 0 | 0 | 0 | 0 | 0 | 0 | 0 | 0 | 0 | 0 | 0 | 0 | 0 | 0 | 0 | 0 | 0 | 0 | 0 | 0 | 0 | 0 | 0 | 0 | 0 | 0
F12_Industrial_Industrial - ID_Existing_Process_Natural Gas_Process Boiler - Burner Control Optimization_A_Technical Potential | F12 | Industrial | Industrial - ID | Existing | Process | Natural Gas | Process Boiler - Burner Control Optimization | A | Cumulative Winter Peak Savings (MW) | Technical Potential | 0 | 0 | 0 | 0 | 0 | 0 | 0 | 0 | 0 | 0 | 0 | 0 | 0 | 0 | 0 | 0 | 0 | 0 | 0 | 0 | 0 | 0 | 0 | 0 | 0 | 0 | 0
F13_Industrial_Industrial - ID_Existing_Process_Natural Gas_Process Boiler - Burner Control Optimization_A_Technical Potential | F13 | Industrial | Industrial - ID | Existing | Process | Natural Gas | Process Boiler - Burner Control Optimization | A | Purchases (Incremental) | Technical Potential | 0 | 0 | 16.3055 | 25.1889 | 49.5092 | 85.1472 | 130.1676 | 179.0926 | 224.0061 | 256.8346 | 271.8223 | 267.1357 | 245.0279 | 210.7029 | 170.5283 | 130.3464 | 94.3887 | 64.9329 | 42.5423 | 26.6056 | 0 | 0 | 0 | 0 | 0 | 0 | 0
F14_Industrial_Industrial - ID_Existing_Process_Natural Gas_Process Boiler - Burner Control Optimization_A_Technical Potential | F14 | Industrial | Industrial - ID | Existing | Process | Natural Gas | Process Boiler - Burner Control Optimization | A | Purchases (Cumulative) | Technical Potential | 0 | 0 | 16.3055 | 41.4944 | 91.0035 | 176.1508 | 306.3183 | 485.411 | 709.4171 | 966.2517 | 1238.074 | 1505.2097 | 1750.2377 | 1960.9406 | 2131.4689 | 2261.8153 | 2356.204 | 2421.1369 | 2463.6792 | 2490.2848 | 2490.2848 | 2490.2848 | 2490.2848 | 2490.2848 | 2490.2848 | 2490.2848 | 2490.2848
F1_Industrial_Industrial - ID_Existing_Process_Natural Gas_Process Boiler - Insulate Hot Water Lines_A_Technical Potential | F1 | Industrial | Industrial - ID | Existing | Process | Natural Gas | Process Boiler - Insulate Hot Water Lines | A | Original Unit Energy Savings (kWh or therms) | Technical Potential | 0 | 0 | 35.7237 | 35.7237 | 35.7237 | 35.7237 | 35.7237 | 35.7237 | 35.7237 | 35.7237 | 35.7237 | 35.7237 | 35.7237 | 35.7237 | 35.7237 | 35.7237 | 35.7237 | 35.7237 | 35.7237 | 35.7237 | 35.7237 | 35.7237 | 35.7237 | 35.7237 | 35.7237 | 35.7237 | 35.7237
F2_Industrial_Industrial - ID_Existing_Process_Natural Gas_Process Boiler - Insulate Hot Water Lines_A_Technical Potential | F2 | Industrial | Industrial - ID | Existing | Process | Natural Gas | Process Boiler - Insulate Hot Water Lines | A | Original Unit Summer Peak Savings (kW) | Technical Potential | 0 | 0 | 0 | 0 | 0 | 0 | 0 | 0 | 0 | 0 | 0 | 0 | 0 | 0 | 0 | 0 | 0 | 0 | 0 | 0 | 0 | 0 | 0 | 0 | 0 | 0 | 0
F3_Industrial_Industrial - ID_Existing_Process_Natural Gas_Process Boiler - Insulate Hot Water Lines_A_Technical Potential | F3 | Industrial | Industrial - ID | Existing | Process | Natural Gas | Process Boiler - Insulate Hot Water Lines | A | Original Unit Winter Peak Savings (kW) | Technical Potential | 0 | 0 | 0 | 0 | 0 | 0 | 0 | 0 | 0 | 0 | 0 | 0 | 0 | 0 | 0 | 0 | 0 | 0 | 0 | 0 | 0 | 0 | 0 | 0 | 0 | 0 | 0
F4_Industrial_Industrial - ID_Existing_Process_Natural Gas_Process Boiler - Insulate Hot Water Lines_A_Technical Potential | F4 | Industrial | Industrial - ID | Existing | Process | Natural Gas | Process Boiler - Insulate Hot Water Lines | A | Standalone Impact on Baseline Energy (%) | Technical Potential | 0 | 0 | 0.00023645 | 0.00047704 | 0.00072186 | 0.00097097 | 0.0012244 | 0.0014824 | 0.0017448 | 0.0020119 | 0.0022836 | 0.0025601 | 0.0028415 | 0.0028914 | 0.0029421 | 0.0029937 | 0.0030462 | 0.0030997 | 0.003154 | 0.0032094 | 0.0032657 | 0.003323 | 0.0033813 | 0.0034406 | 0.0035009 | 0.0035624 | 0.0036249
F5_Industrial_Industrial - ID_Existing_Process_Natural Gas_Process Boiler - Insulate Hot Water Lines_A_Technical Potential | F5 | Industrial | Industrial - ID | Existing | Process | Natural Gas | Process Boiler - Insulate Hot Water Lines | A | Standalone Impact on Baseline Summer Peak (%) | Technical Potential | 0 | 0 | 0 | 0 | 0 | 0 | 0 | 0 | 0 | 0 | 0 | 0 | 0 | 0 | 0 | 0 | 0 | 0 | 0 | 0 | 0 | 0 | 0 | 0 | 0 | 0 | 0
F6_Industrial_Industrial - ID_Existing_Process_Natural Gas_Process Boiler - Insulate Hot Water Lines_A_Technical Potential | F6 | Industrial | Industrial - ID | Existing | Process | Natural Gas | Process Boiler - Insulate Hot Water Lines | A | Standalone Impact on Baseline Winter Peak (%) | Technical Potential | 0 | 0 | 0 | 0 | 0 | 0 | 0 | 0 | 0 | 0 | 0 | 0 | 0 | 0 | 0 | 0 | 0 | 0 | 0 | 0 | 0 | 0 | 0 | 0 | 0 | 0 | 0
F7_Industrial_Industrial - ID_Existing_Process_Natural Gas_Process Boiler - Insulate Hot Water Lines_A_Technical Potential | F7 | Industrial | Industrial - ID | Existing | Process | Natural Gas | Process Boiler - Insulate Hot Water Lines | A | Incremental Energy Savings (MWh or mTherms) | Technical Potential | 0 | 0 | 0.46824 | 0.46017 | 0.45223 | 0.44443 | 0.43677 | 0.42924 | 0.42184 | 0.41457 | 0.40742 | 0.4004 | 0.39349 | 0 | 0 | 0 | 0 | 0 | 0 | 0 | 0 | 0 | 0 | 0 | 0 | 0 | 0
F8_Industrial_Industrial - ID_Existing_Process_Natural Gas_Process Boiler - Insulate Hot Water Lines_A_Technical Potential | F8 | Industrial | Industrial - ID | Existing | Process | Natural Gas | Process Boiler - Insulate Hot Water Lines | A | Incremental Summer Peak Savings (MW) | Technical Potential | 0 | 0 | 0 | 0 | 0 | 0 | 0 | 0 | 0 | 0 | 0 | 0 | 0 | 0 | 0 | 0 | 0 | 0 | 0 | 0 | 0 | 0 | 0 | 0 | 0 | 0 | 0
F9_Industrial_Industrial - ID_Existing_Process_Natural Gas_Process Boiler - Insulate Hot Water Lines_A_Technical Potential | F9 | Industrial | Industrial - ID | Existing | Process | Natural Gas | Process Boiler - Insulate Hot Water Lines | A | Incremental Winter Peak Savings (MW) | Technical Potential | 0 | 0 | 0 | 0 | 0 | 0 | 0 | 0 | 0 | 0 | 0 | 0 | 0 | 0 | 0 | 0 | 0 | 0 | 0 | 0 | 0 | 0 | 0 | 0 | 0 | 0 | 0
F10_Industrial_Industrial - ID_Existing_Process_Natural Gas_Process Boiler - Insulate Hot Water Lines_A_Technical Potential | F10 | Industrial | Industrial - ID | Existing | Process | Natural Gas | Process Boiler - Insulate Hot Water Lines | A | Cumulative Energy Savings (MWh or mTherms) | Technical Potential | 0 | 0 | 0.46824 | 0.9284 | 1.3806 | 1.8251 | 2.2618 | 2.6911 | 3.1129 | 3.5275 | 3.9349 | 4.3353 | 4.7288 | 4.7288 | 4.7288 | 4.7288 | 4.7288 | 4.7288 | 4.7288 | 4.7288 | 4.7288 | 4.7288 | 4.7288 | 4.7288 | 4.7288 | 4.7288 | 4.7288
F11_Industrial_Industrial - ID_Existing_Process_Natural Gas_Process Boiler - Insulate Hot Water Lines_A_Technical Potential | F11 | Industrial | Industrial - ID | Existing | Process | Natural Gas | Process Boiler - Insulate Hot Water Lines | A | Cumulative Summer Peak Savings (MW) | Technical Potential | 0 | 0 | 0 | 0 | 0 | 0 | 0 | 0 | 0 | 0 | 0 | 0 | 0 | 0 | 0 | 0 | 0 | 0 | 0 | 0 | 0 | 0 | 0 | 0 | 0 | 0 | 0
F12_Industrial_Industrial - ID_Existing_Process_Natural Gas_Process Boiler - Insulate Hot Water Lines_A_Technical Potential | F12 | Industrial | Industrial - ID | Existing | Process | Natural Gas | Process Boiler - Insulate Hot Water Lines | A | Cumulative Winter Peak Savings (MW) | Technical Potential | 0 | 0 | 0 | 0 | 0 | 0 | 0 | 0 | 0 | 0 | 0 | 0 | 0 | 0 | 0 | 0 | 0 | 0 | 0 | 0 | 0 | 0 | 0 | 0 | 0 | 0 | 0
F13_Industrial_Industrial - ID_Existing_Process_Natural Gas_Process Boiler - Insulate Hot Water Lines_A_Technical Potential | F13 | Industrial | Industrial - ID | Existing | Process | Natural Gas | Process Boiler - Insulate Hot Water Lines | A | Purchases (Incremental) | Technical Potential | 0 | 0 | 13.1072 | 12.8813 | 12.6592 | 12.4409 | 12.2264 | 12.0156 | 11.8084 | 11.6048 | 11.4048 | 11.2081 | 11.0149 | 0 | 0 | 0 | 0 | 0 | 0 | 0 | 0 | 0 | 0 | 0 | 0 | 0 | 0
F14_Industrial_Industrial - ID_Existing_Process_Natural Gas_Process Boiler - Insulate Hot Water Lines_A_Technical Potential | F14 | Industrial | Industrial - ID | Existing | Process | Natural Gas | Process Boiler - Insulate Hot Water Lines | A | Purchases (Cumulative) | Technical Potential | 0 | 0 | 13.1072 | 25.9885 | 38.6477 | 51.0886 | 63.315 | 75.3306 | 87.139 | 98.7439 | 110.1486 | 121.3568 | 132.3716 | 132.3716 | 132.3716 | 132.3716 | 132.3716 | 132.3716 | 132.3716 | 132.3716 | 132.3716 | 132.3716 | 132.3716 | 132.3716 | 132.3716 | 132.3716 | 132.3716
F1_Industrial_Industrial - ID_Existing_Process_Natural Gas_Process Boiler - Insulate Steam Lines/Condensate Tank_A_Technical Potential | F1 | Industrial | Industrial - ID | Existing | Process | Natural Gas | Process Boiler - Insulate Steam Lines/Condensate Tank | A | Original Unit Energy Savings (kWh or therms) | Technical Potential | 0 | 0 | 53.3628 | 53.3628 | 53.3628 | 53.3628 | 53.3628 | 53.3628 | 53.3628 | 53.3628 | 53.3628 | 53.3628 | 53.3628 | 53.3628 | 53.3628 | 53.3628 | 53.3628 | 53.3628 | 53.3628 | 53.3628 | 53.3628 | 53.3628 | 53.3628 | 53.3628 | 53.3628 | 53.3628 | 53.3628
F2_Industrial_Industrial - ID_Existing_Process_Natural Gas_Process Boiler - Insulate Steam Lines/Condensate Tank_A_Technical Potential | F2 | Industrial | Industrial - ID | Existing | Process | Natural Gas | Process Boiler - Insulate Steam Lines/Condensate Tank | A | Original Unit Summer Peak Savings (kW) | Technical Potential | 0 | 0 | 0 | 0 | 0 | 0 | 0 | 0 | 0 | 0 | 0 | 0 | 0 | 0 | 0 | 0 | 0 | 0 | 0 | 0 | 0 | 0 | 0 | 0 | 0 | 0 | 0
F3_Industrial_Industrial - ID_Existing_Process_Natural Gas_Process Boiler - Insulate Steam Lines/Condensate Tank_A_Technical Potential | F3 | Industrial | Industrial - ID | Existing | Process | Natural Gas | Process Boiler - Insulate Steam Lines/Condensate Tank | A | Original Unit Winter Peak Savings (kW) | Technical Potential | 0 | 0 | 0 | 0 | 0 | 0 | 0 | 0 | 0 | 0 | 0 | 0 | 0 | 0 | 0 | 0 | 0 | 0 | 0 | 0 | 0 | 0 | 0 | 0 | 0 | 0 | 0
F4_Industrial_Industrial - ID_Existing_Process_Natural Gas_Process Boiler - Insulate Steam Lines/Condensate Tank_A_Technical Potential | F4 | Industrial | Industrial - ID | Existing | Process | Natural Gas | Process Boiler - Insulate Steam Lines/Condensate Tank | A | Standalone Impact on Baseline Energy (%) | Technical Potential | 0 | 0 | 0.0003532 | 0.00071259 | 0.0010783 | 0.0014504 | 0.001829 | 0.0022143 | 0.0026064 | 0.0030053 | 0.0034112 | 0.0038242 | 0.0042445 | 0.0046722 | 0.0051074 | 0.0055502 | 0.0060007 | 0.006106 | 0.0062131 | 0.0063221 | 0.006433 | 0.0065459 | 0.0066607 | 0.0067776 | 0.0068965 | 0.0070175 | 0.0071406
F5_Industrial_Industrial - ID_Existing_Process_Natural Gas_Process Boiler - Insulate Steam Lines/Condensate Tank_A_Technical Potential | F5 | Industrial | Industrial - ID | Existing | Process | Natural Gas | Process Boiler - Insulate Steam Lines/Condensate Tank | A | Standalone Impact on Baseline Summer Peak (%) | Technical Potential | 0 | 0 | 0 | 0 | 0 | 0 | 0 | 0 | 0 | 0 | 0 | 0 | 0 | 0 | 0 | 0 | 0 | 0 | 0 | 0 | 0 | 0 | 0 | 0 | 0 | 0 | 0
F6_Industrial_Industrial - ID_Existing_Process_Natural Gas_Process Boiler - Insulate Steam Lines/Condensate Tank_A_Technical Potential | F6 | Industrial | Industrial - ID | Existing | Process | Natural Gas | Process Boiler - Insulate Steam Lines/Condensate Tank | A | Standalone Impact on Baseline Winter Peak (%) | Technical Potential | 0 | 0 | 0 | 0 | 0 | 0 | 0 | 0 | 0 | 0 | 0 | 0 | 0 | 0 | 0 | 0 | 0 | 0 | 0 | 0 | 0 | 0 | 0 | 0 | 0 | 0 | 0
F7_Industrial_Industrial - ID_Existing_Process_Natural Gas_Process Boiler - Insulate Steam Lines/Condensate Tank_A_Technical Potential | F7 | Industrial | Industrial - ID | Existing | Process | Natural Gas | Process Boiler - Insulate Steam Lines/Condensate Tank | A | Incremental Energy Savings (MWh or mTherms) | Technical Potential | 0 | 0 | 0.69944 | 0.68738 | 0.67553 | 0.66388 | 0.65244 | 0.64119 | 0.63013 | 0.61927 | 0.60859 | 0.5981 | 0.58779 | 0.57765 | 0.56769 | 0.5579 | 0.54828 | 0 | 0 | 0 | 0 | 0 | 0 | 0 | 0 | 0 | 0
F8_Industrial_Industrial - ID_Existing_Process_Natural Gas_Process Boiler - Insulate Steam Lines/Condensate Tank_A_Technical Potential | F8 | Industrial | Industrial - ID | Existing | Process | Natural Gas | Process Boiler - Insulate Steam Lines/Condensate Tank | A | Incremental Summer Peak Savings (MW) | Technical Potential | 0 | 0 | 0 | 0 | 0 | 0 | 0 | 0 | 0 | 0 | 0 | 0 | 0 | 0 | 0 | 0 | 0 | 0 | 0 | 0 | 0 | 0 | 0 | 0 | 0 | 0 | 0
F9_Industrial_Industrial - ID_Existing_Process_Natural Gas_Process Boiler - Insulate Steam Lines/Condensate Tank_A_Technical Potential | F9 | Industrial | Industrial - ID | Existing | Process | Natural Gas | Process Boiler - Insulate Steam Lines/Condensate Tank | A | Incremental Winter Peak Savings (MW) | Technical Potential | 0 | 0 | 0 | 0 | 0 | 0 | 0 | 0 | 0 | 0 | 0 | 0 | 0 | 0 | 0 | 0 | 0 | 0 | 0 | 0 | 0 | 0 | 0 | 0 | 0 | 0 | 0
F10_Industrial_Industrial - ID_Existing_Process_Natural Gas_Process Boiler - Insulate Steam Lines/Condensate Tank_A_Technical Potential | F10 | Industrial | Industrial - ID | Existing | Process | Natural Gas | Process Boiler - Insulate Steam Lines/Condensate Tank | A | Cumulative Energy Savings (MWh or mTherms) | Technical Potential | 0 | 0 | 0.69944 | 1.3868 | 2.0623 | 2.7262 | 3.3787 | 4.0199 | 4.65 | 5.2692 | 5.8778 | 6.4759 | 7.0637 | 7.6414 | 8.2091 | 8.767 | 9.3153 | 9.3153 | 9.3153 | 9.3153 | 9.3153 | 9.3153 | 9.3153 | 9.3153 | 9.3153 | 9.3153 | 9.3153
F11_Industrial_Industrial - ID_Existing_Process_Natural Gas_Process Boiler - Insulate Steam Lines/Condensate Tank_A_Technical Potential | F11 | Industrial | Industrial - ID | Existing | Process | Natural Gas | Process Boiler - Insulate Steam Lines/Condensate Tank | A | Cumulative Summer Peak Savings (MW) | Technical Potential | 0 | 0 | 0 | 0 | 0 | 0 | 0 | 0 | 0 | 0 | 0 | 0 | 0 | 0 | 0 | 0 | 0 | 0 | 0 | 0 | 0 | 0 | 0 | 0 | 0 | 0 | 0
F12_Industrial_Industrial - ID_Existing_Process_Natural Gas_Process Boiler - Insulate Steam Lines/Condensate Tank_A_Technical Potential | F12 | Industrial | Industrial - ID | Existing | Process | Natural Gas | Process Boiler - Insulate Steam Lines/Condensate Tank | A | Cumulative Winter Peak Savings (MW) | Technical Potential | 0 | 0 | 0 | 0 | 0 | 0 | 0 | 0 | 0 | 0 | 0 | 0 | 0 | 0 | 0 | 0 | 0 | 0 | 0 | 0 | 0 | 0 | 0 | 0 | 0 | 0 | 0
F13_Industrial_Industrial - ID_Existing_Process_Natural Gas_Process Boiler - Insulate Steam Lines/Condensate Tank_A_Technical Potential | F13 | Industrial | Industrial - ID | Existing | Process | Natural Gas | Process Boiler - Insulate Steam Lines/Condensate Tank | A | Purchases (Incremental) | Technical Potential | 0 | 0 | 13.1072 | 12.8813 | 12.6592 | 12.4409 | 12.2264 | 12.0156 | 11.8084 | 11.6048 | 11.4048 | 11.2081 | 11.0149 | 10.825 | 10.6383 | 10.4549 | 10.2747 | 0 | 0 | 0 | 0 | 0 | 0 | 0 | 0 | 0 | 0
F14_Industrial_Industrial - ID_Existing_Process_Natural Gas_Process Boiler - Insulate Steam Lines/Condensate Tank_A_Technical Potential | F14 | Industrial | Industrial - ID | Existing | Process | Natural Gas | Process Boiler - Insulate Steam Lines/Condensate Tank | A | Purchases (Cumulative) | Technical Potential | 0 | 0 | 13.1072 | 25.9885 | 38.6477 | 51.0886 | 63.315 | 75.3306 | 87.139 | 98.7439 | 110.1486 | 121.3568 | 132.3716 | 143.1966 | 153.8349 | 164.2899 | 174.5645 | 174.5645 | 174.5645 | 174.5645 | 174.5645 | 174.5645 | 174.5645 | 174.5645 | 174.5645 | 174.5645 | 174.5645
F1_Industrial_Industrial - ID_Existing_Process_Natural Gas_Process Boiler - Stack Economizer_A_Technical Potential | F1 | Industrial | Industrial - ID | Existing | Process | Natural Gas | Process Boiler - Stack Economizer | A | Original Unit Energy Savings (kWh or therms) | Technical Potential | 0 | 0 | 7.6762 | 7.6762 | 7.6762 | 7.6762 | 7.6762 | 7.6762 | 7.6762 | 7.6762 | 7.6762 | 7.6762 | 7.6762 | 7.6762 | 7.6762 | 7.6762 | 7.6762 | 7.6762 | 7.6762 | 7.6762 | 7.6762 | 7.6762 | 7.6762 | 7.6762 | 7.6762 | 7.6762 | 7.6762
F2_Industrial_Industrial - ID_Existing_Process_Natural Gas_Process Boiler - Stack Economizer_A_Technical Potential | F2 | Industrial | Industrial - ID | Existing | Process | Natural Gas | Process Boiler - Stack Economizer | A | Original Unit Summer Peak Savings (kW) | Technical Potential | 0 | 0 | 0 | 0 | 0 | 0 | 0 | 0 | 0 | 0 | 0 | 0 | 0 | 0 | 0 | 0 | 0 | 0 | 0 | 0 | 0 | 0 | 0 | 0 | 0 | 0 | 0
F3_Industrial_Industrial - ID_Existing_Process_Natural Gas_Process Boiler - Stack Economizer_A_Technical Potential | F3 | Industrial | Industrial - ID | Existing | Process | Natural Gas | Process Boiler - Stack Economizer | A | Original Unit Winter Peak Savings (kW) | Technical Potential | 0 | 0 | 0 | 0 | 0 | 0 | 0 | 0 | 0 | 0 | 0 | 0 | 0 | 0 | 0 | 0 | 0 | 0 | 0 | 0 | 0 | 0 | 0 | 0 | 0 | 0 | 0
F4_Industrial_Industrial - ID_Existing_Process_Natural Gas_Process Boiler - Stack Economizer_A_Technical Potential | F4 | Industrial | Industrial - ID | Existing | Process | Natural Gas | Process Boiler - Stack Economizer | A | Standalone Impact on Baseline Energy (%) | Technical Potential | 0 | 0 | 0.0006248 | 0.0012606 | 0.0019075 | 0.0025658 | 0.0032356 | 0.0038547 | 0.0043722 | 0.0048087 | 0.005181 | 0.0055022 | 0.005783 | 0.0060319 | 0.0062556 | 0.0064597 | 0.0066485 | 0.0067652 | 0.0068839 | 0.0070046 | 0.0071275 | 0.0072526 | 0.0073798 | 0.0075093 | 0.007641 | 0.0077751 | 0.0079115
F5_Industrial_Industrial - ID_Existing_Process_Natural Gas_Process Boiler - Stack Economizer_A_Technical Potential | F5 | Industrial | Industrial - ID | Existing | Process | Natural Gas | Process Boiler - Stack Economizer | A | Standalone Impact on Baseline Summer Peak (%) | Technical Potential | 0 | 0 | 0 | 0 | 0 | 0 | 0 | 0 | 0 | 0 | 0 | 0 | 0 | 0 | 0 | 0 | 0 | 0 | 0 | 0 | 0 | 0 | 0 | 0 | 0 | 0 | 0
F6_Industrial_Industrial - ID_Existing_Process_Natural Gas_Process Boiler - Stack Economizer_A_Technical Potential | F6 | Industrial | Industrial - ID | Existing | Process | Natural Gas | Process Boiler - Stack Economizer | A | Standalone Impact on Baseline Winter Peak (%) | Technical Potential | 0 | 0 | 0 | 0 | 0 | 0 | 0 | 0 | 0 | 0 | 0 | 0 | 0 | 0 | 0 | 0 | 0 | 0 | 0 | 0 | 0 | 0 | 0 | 0 | 0 | 0 | 0
F7_Industrial_Industrial - ID_Existing_Process_Natural Gas_Process Boiler - Stack Economizer_A_Technical Potential | F7 | Industrial | Industrial - ID | Existing | Process | Natural Gas | Process Boiler - Stack Economizer | A | Incremental Energy Savings (MWh or mTherms) | Technical Potential | 0 | 0 | 1.2373 | 1.216 | 1.195 | 1.1744 | 1.1542 | 1.0208 | 0.80259 | 0.631 | 0.4961 | 0.39003 | 0.30665 | 0.24109 | 0.18955 | 0.14902 | 0.11716 | 0 | 0 | 0 | 0 | 0 | 0 | 0 | 0 | 0 | 0
F8_Industrial_Industrial - ID_Existing_Process_Natural Gas_Process Boiler - Stack Economizer_A_Technical Potential | F8 | Industrial | Industrial - ID | Existing | Process | Natural Gas | Process Boiler - Stack Economizer | A | Incremental Summer Peak Savings (MW) | Technical Potential | 0 | 0 | 0 | 0 | 0 | 0 | 0 | 0 | 0 | 0 | 0 | 0 | 0 | 0 | 0 | 0 | 0 | 0 | 0 | 0 | 0 | 0 | 0 | 0 | 0 | 0 | 0
F9_Industrial_Industrial - ID_Existing_Process_Natural Gas_Process Boiler - Stack Economizer_A_Technical Potential | F9 | Industrial | Industrial - ID | Existing | Process | Natural Gas | Process Boiler - Stack Economizer | A | Incremental Winter Peak Savings (MW) | Technical Potential | 0 | 0 | 0 | 0 | 0 | 0 | 0 | 0 | 0 | 0 | 0 | 0 | 0 | 0 | 0 | 0 | 0 | 0 | 0 | 0 | 0 | 0 | 0 | 0 | 0 | 0 | 0
F10_Industrial_Industrial - ID_Existing_Process_Natural Gas_Process Boiler - Stack Economizer_A_Technical Potential | F10 | Industrial | Industrial - ID | Existing | Process | Natural Gas | Process Boiler - Stack Economizer | A | Cumulative Energy Savings (MWh or mTherms) | Technical Potential | 0 | 0 | 1.2373 | 2.4533 | 3.6483 | 4.8227 | 5.9769 | 6.9977 | 7.8003 | 8.4313 | 8.9274 | 9.3174 | 9.6241 | 9.8652 | 10.0547 | 10.2037 | 10.3209 | 10.3209 | 10.3209 | 10.3209 | 10.3209 | 10.3209 | 10.3209 | 10.3209 | 10.3209 | 10.3209 | 10.3209
F11_Industrial_Industrial - ID_Existing_Process_Natural Gas_Process Boiler - Stack Economizer_A_Technical Potential | F11 | Industrial | Industrial - ID | Existing | Process | Natural Gas | Process Boiler - Stack Economizer | A | Cumulative Summer Peak Savings (MW) | Technical Potential | 0 | 0 | 0 | 0 | 0 | 0 | 0 | 0 | 0 | 0 | 0 | 0 | 0 | 0 | 0 | 0 | 0 | 0 | 0 | 0 | 0 | 0 | 0 | 0 | 0 | 0 | 0
F12_Industrial_Industrial - ID_Existing_Process_Natural Gas_Process Boiler - Stack Economizer_A_Technical Potential | F12 | Industrial | Industrial - ID | Existing | Process | Natural Gas | Process Boiler - Stack Economizer | A | Cumulative Winter Peak Savings (MW) | Technical Potential | 0 | 0 | 0 | 0 | 0 | 0 | 0 | 0 | 0 | 0 | 0 | 0 | 0 | 0 | 0 | 0 | 0 | 0 | 0 | 0 | 0 | 0 | 0 | 0 | 0 | 0 | 0
F13_Industrial_Industrial - ID_Existing_Process_Natural Gas_Process Boiler - Stack Economizer_A_Technical Potential | F13 | Industrial | Industrial - ID | Existing | Process | Natural Gas | Process Boiler - Stack Economizer | A | Purchases (Incremental) | Technical Potential | 0 | 0 | 161.189 | 158.4098 | 155.6786 | 152.9945 | 150.3567 | 132.9879 | 104.556 | 82.2026 | 64.6283 | 50.8112 | 39.9481 | 31.4075 | 24.6928 | 19.4136 | 15.2631 | 0 | 0 | 0 | 0 | 0 | 0 | 0 | 0 | 0 | 0
F14_Industrial_Industrial - ID_Existing_Process_Natural Gas_Process Boiler - Stack Economizer_A_Technical Potential | F14 | Industrial | Industrial - ID | Existing | Process | Natural Gas | Process Boiler - Stack Economizer | A | Purchases (Cumulative) | Technical Potential | 0 | 0 | 161.189 | 319.5988 | 475.2774 | 628.2719 | 778.6286 | 911.6165 | 1016.1725 | 1098.3751 | 1163.0034 | 1213.8146 | 1253.7627 | 1285.1702 | 1309.863 | 1329.2766 | 1344.5398 | 1344.5398 | 1344.5398 | 1344.5398 | 1344.5398 | 1344.5398 | 1344.5398 | 1344.5398 | 1344.5398 | 1344.5398 | 1344.5398
F1_Industrial_Industrial - ID_Existing_Process_Natural Gas_Process Boiler - Steam Trap Replacement_A_Technical Potential | F1 | Industrial | Industrial - ID | Existing | Process | Natural Gas | Process Boiler - Steam Trap Replacement | A | Original Unit Energy Savings (kWh or therms) | Technical Potential | 0 | 0 | 323099.6453 | 323099.6453 | 323099.6453 | 323099.6453 | 323099.6453 | 323099.6453 | 323099.6453 | 323099.6453 | 323099.6453 | 323099.6453 | 323099.6453 | 323099.6453 | 323099.6453 | 323099.6453 | 323099.6453 | 323099.6453 | 323099.6453 | 323099.6453 | 323099.6453 | 323099.6453 | 323099.6453 | 323099.6453 | 323099.6453 | 323099.6453 | 323099.6453
F2_Industrial_Industrial - ID_Existing_Process_Natural Gas_Process Boiler - Steam Trap Replacement_A_Technical Potential | F2 | Industrial | Industrial - ID | Existing | Process | Natural Gas | Process Boiler - Steam Trap Replacement | A | Original Unit Summer Peak Savings (kW) | Technical Potential | 0 | 0 | 0 | 0 | 0 | 0 | 0 | 0 | 0 | 0 | 0 | 0 | 0 | 0 | 0 | 0 | 0 | 0 | 0 | 0 | 0 | 0 | 0 | 0 | 0 | 0 | 0
F3_Industrial_Industrial - ID_Existing_Process_Natural Gas_Process Boiler - Steam Trap Replacement_A_Technical Potential | F3 | Industrial | Industrial - ID | Existing | Process | Natural Gas | Process Boiler - Steam Trap Replacement | A | Original Unit Winter Peak Savings (kW) | Technical Potential | 0 | 0 | 0 | 0 | 0 | 0 | 0 | 0 | 0 | 0 | 0 | 0 | 0 | 0 | 0 | 0 | 0 | 0 | 0 | 0 | 0 | 0 | 0 | 0 | 0 | 0 | 0
F4_Industrial_Industrial - ID_Existing_Process_Natural Gas_Process Boiler - Steam Trap Replacement_A_Technical Potential | F4 | Industrial | Industrial - ID | Existing | Process | Natural Gas | Process Boiler - Steam Trap Replacement | A | Standalone Impact on Baseline Energy (%) | Technical Potential | 0 | 0 | 2.1045e-05 | 4.2459e-05 | 6.4248e-05 | 8.642e-05 | 0.00010898 | 0.00013194 | 0.00013425 | 0.00013661 | 0.000139 | 0.00014144 | 0.00014392 | 0.00014645 | 0.00014902 | 0.00015163 | 0.00015429 | 0.000157 | 0.00015975 | 0.00016256 | 0.00016541 | 0.00016831 | 0.00017126 | 0.00017427 | 0.00017733 | 0.00018044 | 0.0001836
F5_Industrial_Industrial - ID_Existing_Process_Natural Gas_Process Boiler - Steam Trap Replacement_A_Technical Potential | F5 | Industrial | Industrial - ID | Existing | Process | Natural Gas | Process Boiler - Steam Trap Replacement | A | Standalone Impact on Baseline Summer Peak (%) | Technical Potential | 0 | 0 | 0 | 0 | 0 | 0 | 0 | 0 | 0 | 0 | 0 | 0 | 0 | 0 | 0 | 0 | 0 | 0 | 0 | 0 | 0 | 0 | 0 | 0 | 0 | 0 | 0
F6_Industrial_Industrial - ID_Existing_Process_Natural Gas_Process Boiler - Steam Trap Replacement_A_Technical Potential | F6 | Industrial | Industrial - ID | Existing | Process | Natural Gas | Process Boiler - Steam Trap Replacement | A | Standalone Impact on Baseline Winter Peak (%) | Technical Potential | 0 | 0 | 0 | 0 | 0 | 0 | 0 | 0 | 0 | 0 | 0 | 0 | 0 | 0 | 0 | 0 | 0 | 0 | 0 | 0 | 0 | 0 | 0 | 0 | 0 | 0 | 0
F7_Industrial_Industrial - ID_Existing_Process_Natural Gas_Process Boiler - Steam Trap Replacement_A_Technical Potential | F7 | Industrial | Industrial - ID | Existing | Process | Natural Gas | Process Boiler - Steam Trap Replacement | A | Incremental Energy Savings (MWh or mTherms) | Technical Potential | 0 | 0 | 0.041675 | 0.040957 | 0.04025 | 0.039556 | 0.038874 | 0.038204 | 0 | 0 | 0 | 0 | 0 | 0 | 0 | 0 | 0 | 0 | 0 | 0 | 0 | 0 | 0 | 0 | 0 | 0 | 0
F8_Industrial_Industrial - ID_Existing_Process_Natural Gas_Process Boiler - Steam Trap Replacement_A_Technical Potential | F8 | Industrial | Industrial - ID | Existing | Process | Natural Gas | Process Boiler - Steam Trap Replacement | A | Incremental Summer Peak Savings (MW) | Technical Potential | 0 | 0 | 0 | 0 | 0 | 0 | 0 | 0 | 0 | 0 | 0 | 0 | 0 | 0 | 0 | 0 | 0 | 0 | 0 | 0 | 0 | 0 | 0 | 0 | 0 | 0 | 0
F9_Industrial_Industrial - ID_Existing_Process_Natural Gas_Process Boiler - Steam Trap Replacement_A_Technical Potential | F9 | Industrial | Industrial - ID | Existing | Process | Natural Gas | Process Boiler - Steam Trap Replacement | A | Incremental Winter Peak Savings (MW) | Technical Potential | 0 | 0 | 0 | 0 | 0 | 0 | 0 | 0 | 0 | 0 | 0 | 0 | 0 | 0 | 0 | 0 | 0 | 0 | 0 | 0 | 0 | 0 | 0 | 0 | 0 | 0 | 0
F10_Industrial_Industrial - ID_Existing_Process_Natural Gas_Process Boiler - Steam Trap Replacement_A_Technical Potential | F10 | Industrial | Industrial - ID | Existing | Process | Natural Gas | Process Boiler - Steam Trap Replacement | A | Cumulative Energy Savings (MWh or mTherms) | Technical Potential | 0 | 0 | 0.041675 | 0.082632 | 0.12288 | 0.16244 | 0.20131 | 0.23952 | 0.23952 | 0.23952 | 0.23952 | 0.23952 | 0.23952 | 0.23952 | 0.23952 | 0.23952 | 0.23952 | 0.23952 | 0.23952 | 0.23952 | 0.23952 | 0.23952 | 0.23952 | 0.23952 | 0.23952 | 0.23952 | 0.23952
F11_Industrial_Industrial - ID_Existing_Process_Natural Gas_Process Boiler - Steam Trap Replacement_A_Technical Potential | F11 | Industrial | Industrial - ID | Existing | Process | Natural Gas | Process Boiler - Steam Trap Replacement | A | Cumulative Summer Peak Savings (MW) | Technical Potential | 0 | 0 | 0 | 0 | 0 | 0 | 0 | 0 | 0 | 0 | 0 | 0 | 0 | 0 | 0 | 0 | 0 | 0 | 0 | 0 | 0 | 0 | 0 | 0 | 0 | 0 | 0
F12_Industrial_Industrial - ID_Existing_Process_Natural Gas_Process Boiler - Steam Trap Replacement_A_Technical Potential | F12 | Industrial | Industrial - ID | Existing | Process | Natural Gas | Process Boiler - Steam Trap Replacement | A | Cumulative Winter Peak Savings (MW) | Technical Potential | 0 | 0 | 0 | 0 | 0 | 0 | 0 | 0 | 0 | 0 | 0 | 0 | 0 | 0 | 0 | 0 | 0 | 0 | 0 | 0 | 0 | 0 | 0 | 0 | 0 | 0 | 0
F13_Industrial_Industrial - ID_Existing_Process_Natural Gas_Process Boiler - Steam Trap Replacement_A_Technical Potential | F13 | Industrial | Industrial - ID | Existing | Process | Natural Gas | Process Boiler - Steam Trap Replacement | A | Purchases (Incremental) | Technical Potential | 0 | 0 | 0.00012899 | 0.00012676 | 0.00012458 | 0.00012243 | 0.00012032 | 0.00011824 | 0 | 0 | 0 | 0 | 0 | 0 | 0 | 0 | 0 | 0 | 0 | 0 | 0 | 0 | 0 | 0 | 0 | 0 | 0
F14_Industrial_Industrial - ID_Existing_Process_Natural Gas_Process Boiler - Steam Trap Replacement_A_Technical Potential | F14 | Industrial | Industrial - ID | Existing | Process | Natural Gas | Process Boiler - Steam Trap Replacement | A | Purchases (Cumulative) | Technical Potential | 0 | 0 | 0.00012899 | 0.00025575 | 0.00038032 | 0.00050275 | 0.00062307 | 0.00074131 | 0.00074131 | 0.00074131 | 0.00074131 | 0.00074131 | 0.00074131 | 0.00074131 | 0.00074131 | 0.00074131 | 0.00074131 | 0.00074131 | 0.00074131 | 0.00074131 | 0.00074131 | 0.00074131 | 0.00074131 | 0.00074131 | 0.00074131 | 0.00074131 | 0.00074131
F1_Industrial_Industrial - ID_Existing_Process_Natural Gas_Process Boiler - Maintenance_A_Technical Potential | F1 | Industrial | Industrial - ID | Existing | Process | Natural Gas | Process Boiler - Maintenance | A | Original Unit Energy Savings (kWh or therms) | Technical Potential | 0 | 0 | 4.7976 | 4.7976 | 4.7976 | 4.7976 | 4.7976 | 4.7976 | 4.7976 | 4.7976 | 4.7976 | 4.7976 | 4.7976 | 4.7976 | 4.7976 | 4.7976 | 4.7976 | 4.7976 | 4.7976 | 4.7976 | 4.7976 | 4.7976 | 4.7976 | 4.7976 | 4.7976 | 4.7976 | 4.7976
F2_Industrial_Industrial - ID_Existing_Process_Natural Gas_Process Boiler - Maintenance_A_Technical Potential | F2 | Industrial | Industrial - ID | Existing | Process | Natural Gas | Process Boiler - Maintenance | A | Original Unit Summer Peak Savings (kW) | Technical Potential | 0 | 0 | 0 | 0 | 0 | 0 | 0 | 0 | 0 | 0 | 0 | 0 | 0 | 0 | 0 | 0 | 0 | 0 | 0 | 0 | 0 | 0 | 0 | 0 | 0 | 0 | 0
F3_Industrial_Industrial - ID_Existing_Process_Natural Gas_Process Boiler - Maintenance_A_Technical Potential | F3 | Industrial | Industrial - ID | Existing | Process | Natural Gas | Process Boiler - Maintenance | A | Original Unit Winter Peak Savings (kW) | Technical Potential | 0 | 0 | 0 | 0 | 0 | 0 | 0 | 0 | 0 | 0 | 0 | 0 | 0 | 0 | 0 | 0 | 0 | 0 | 0 | 0 | 0 | 0 | 0 | 0 | 0 | 0 | 0
F4_Industrial_Industrial - ID_Existing_Process_Natural Gas_Process Boiler - Maintenance_A_Technical Potential | F4 | Industrial | Industrial - ID | Existing | Process | Natural Gas | Process Boiler - Maintenance | A | Standalone Impact on Baseline Energy (%) | Technical Potential | 0 | 0 | 0.00019744 | 0.00033929 | 0.00044104 | 0.00044878 | 0.00045666 | 0.00046467 | 0.00047282 | 0.00048111 | 0.00048956 | 0.00049814 | 0.00050688 | 0.00051578 | 0.00052482 | 0.00053403 | 0.0005434 | 0.00055293 | 0.00056264 | 0.00057251 | 0.00058255 | 0.00059277 | 0.00060317 | 0.00061375 | 0.00062452 | 0.00063548 | 0.00064662
F5_Industrial_Industrial - ID_Existing_Process_Natural Gas_Process Boiler - Maintenance_A_Technical Potential | F5 | Industrial | Industrial - ID | Existing | Process | Natural Gas | Process Boiler - Maintenance | A | Standalone Impact on Baseline Summer Peak (%) | Technical Potential | 0 | 0 | 0 | 0 | 0 | 0 | 0 | 0 | 0 | 0 | 0 | 0 | 0 | 0 | 0 | 0 | 0 | 0 | 0 | 0 | 0 | 0 | 0 | 0 | 0 | 0 | 0
F6_Industrial_Industrial - ID_Existing_Process_Natural Gas_Process Boiler - Maintenance_A_Technical Potential | F6 | Industrial | Industrial - ID | Existing | Process | Natural Gas | Process Boiler - Maintenance | A | Standalone Impact on Baseline Winter Peak (%) | Technical Potential | 0 | 0 | 0 | 0 | 0 | 0 | 0 | 0 | 0 | 0 | 0 | 0 | 0 | 0 | 0 | 0 | 0 | 0 | 0 | 0 | 0 | 0 | 0 | 0 | 0 | 0 | 0
F7_Industrial_Industrial - ID_Existing_Process_Natural Gas_Process Boiler - Maintenance_A_Technical Potential | F7 | Industrial | Industrial - ID | Existing | Process | Natural Gas | Process Boiler - Maintenance | A | Incremental Energy Savings (MWh or mTherms) | Technical Potential | 0 | 0 | 0.39099 | 0.26933 | 0.18323 | 0 | 0 | 0 | 0 | 0 | 0 | 0 | 0 | 0 | 0 | 0 | 0 | 0 | 0 | 0 | 0 | 0 | 0 | 0 | 0 | 0 | 0
F8_Industrial_Industrial - ID_Existing_Process_Natural Gas_Process Boiler - Maintenance_A_Technical Potential | F8 | Industrial | Industrial - ID | Existing | Process | Natural Gas | Process Boiler - Maintenance | A | Incremental Summer Peak Savings (MW) | Technical Potential | 0 | 0 | 0 | 0 | 0 | 0 | 0 | 0 | 0 | 0 | 0 | 0 | 0 | 0 | 0 | 0 | 0 | 0 | 0 | 0 | 0 | 0 | 0 | 0 | 0 | 0 | 0
F9_Industrial_Industrial - ID_Existing_Process_Natural Gas_Process Boiler - Maintenance_A_Technical Potential | F9 | Industrial | Industrial - ID | Existing | Process | Natural Gas | Process Boiler - Maintenance | A | Incremental Winter Peak Savings (MW) | Technical Potential | 0 | 0 | 0 | 0 | 0 | 0 | 0 | 0 | 0 | 0 | 0 | 0 | 0 | 0 | 0 | 0 | 0 | 0 | 0 | 0 | 0 | 0 | 0 | 0 | 0 | 0 | 0
F10_Industrial_Industrial - ID_Existing_Process_Natural Gas_Process Boiler - Maintenance_A_Technical Potential | F10 | Industrial | Industrial - ID | Existing | Process | Natural Gas | Process Boiler - Maintenance | A | Cumulative Energy Savings (MWh or mTherms) | Technical Potential | 0 | 0 | 0.39099 | 0.66032 | 0.84355 | 0.84355 | 0.84355 | 0.84355 | 0.84355 | 0.84355 | 0.84355 | 0.84355 | 0.84355 | 0.84355 | 0.84355 | 0.84355 | 0.84355 | 0.84355 | 0.84355 | 0.84355 | 0.84355 | 0.84355 | 0.84355 | 0.84355 | 0.84355 | 0.84355 | 0.84355
F11_Industrial_Industrial - ID_Existing_Process_Natural Gas_Process Boiler - Maintenance_A_Technical Potential | F11 | Industrial | Industrial - ID | Existing | Process | Natural Gas | Process Boiler - Maintenance | A | Cumulative Summer Peak Savings (MW) | Technical Potential | 0 | 0 | 0 | 0 | 0 | 0 | 0 | 0 | 0 | 0 | 0 | 0 | 0 | 0 | 0 | 0 | 0 | 0 | 0 | 0 | 0 | 0 | 0 | 0 | 0 | 0 | 0
F12_Industrial_Industrial - ID_Existing_Process_Natural Gas_Process Boiler - Maintenance_A_Technical Potential | F12 | Industrial | Industrial - ID | Existing | Process | Natural Gas | Process Boiler - Maintenance | A | Cumulative Winter Peak Savings (MW) | Technical Potential | 0 | 0 | 0 | 0 | 0 | 0 | 0 | 0 | 0 | 0 | 0 | 0 | 0 | 0 | 0 | 0 | 0 | 0 | 0 | 0 | 0 | 0 | 0 | 0 | 0 | 0 | 0
F13_Industrial_Industrial - ID_Existing_Process_Natural Gas_Process Boiler - Maintenance_A_Technical Potential | F13 | Industrial | Industrial - ID | Existing | Process | Natural Gas | Process Boiler - Maintenance | A | Purchases (Incremental) | Technical Potential | 0 | 0 | 81.4971 | 56.1382 | 38.1926 | 0 | 0 | 0 | 0 | 0 | 0 | 0 | 0 | 0 | 0 | 0 | 0 | 0 | 0 | 0 | 0 | 0 | 0 | 0 | 0 | 0 | 0
F14_Industrial_Industrial - ID_Existing_Process_Natural Gas_Process Boiler - Maintenance_A_Technical Potential | F14 | Industrial | Industrial - ID | Existing | Process | Natural Gas | Process Boiler - Maintenance | A | Purchases (Cumulative) | Technical Potential | 0 | 0 | 81.4971 | 137.6353 | 175.8279 | 175.8279 | 175.8279 | 175.8279 | 175.8279 | 175.8279 | 175.8279 | 175.8279 | 175.8279 | 175.8279 | 175.8279 | 175.8279 | 175.8279 | 175.8279 | 175.8279 | 175.8279 | 175.8279 | 175.8279 | 175.8279 | 175.8279 | 175.8279 | 175.8279 | 175.8279
F1_Industrial_Industrial - ID_Existing_Process_Natural Gas_Process - Heat Recovery_A_Technical Potential | F1 | Industrial | Industrial - ID | Existing | Process | Natural Gas | Process - Heat Recovery | A | Original Unit Energy Savings (kWh or therms) | Technical Potential | 0 | 0 | 0.71666 | 0.71666 | 0.71666 | 0.71666 | 0.71666 | 0.71666 | 0.71666 | 0.71666 | 0.71666 | 0.71666 | 0.71666 | 0.71666 | 0.71666 | 0.71666 | 0.71666 | 0.71666 | 0.71666 | 0.71666 | 0.71666 | 0.71666 | 0.71666 | 0.71666 | 0.71666 | 0.71666 | 0.71666
F2_Industrial_Industrial - ID_Existing_Process_Natural Gas_Process - Heat Recovery_A_Technical Potential | F2 | Industrial | Industrial - ID | Existing | Process | Natural Gas | Process - Heat Recovery | A | Original Unit Summer Peak Savings (kW) | Technical Potential | 0 | 0 | 0 | 0 | 0 | 0 | 0 | 0 | 0 | 0 | 0 | 0 | 0 | 0 | 0 | 0 | 0 | 0 | 0 | 0 | 0 | 0 | 0 | 0 | 0 | 0 | 0
F3_Industrial_Industrial - ID_Existing_Process_Natural Gas_Process - Heat Recovery_A_Technical Potential | F3 | Industrial | Industrial - ID | Existing | Process | Natural Gas | Process - Heat Recovery | A | Original Unit Winter Peak Savings (kW) | Technical Potential | 0 | 0 | 0 | 0 | 0 | 0 | 0 | 0 | 0 | 0 | 0 | 0 | 0 | 0 | 0 | 0 | 0 | 0 | 0 | 0 | 0 | 0 | 0 | 0 | 0 | 0 | 0
F4_Industrial_Industrial - ID_Existing_Process_Natural Gas_Process - Heat Recovery_A_Technical Potential | F4 | Industrial | Industrial - ID | Existing | Process | Natural Gas | Process - Heat Recovery | A | Standalone Impact on Baseline Energy (%) | Technical Potential | 0 | 0 | 0.00675 | 0.013618 | 0.020607 | 0.027719 | 0.034955 | 0.042318 | 0.049811 | 0.057435 | 0.065192 | 0.073086 | 0.081118 | 0.089291 | 0.097608 | 0.10607 | 0.11468 | 0.12344 | 0.13236 | 0.14143 | 0.15066 | 0.16006 | 0.16286 | 0.16572 | 0.16863 | 0.17159 | 0.1746
F5_Industrial_Industrial - ID_Existing_Process_Natural Gas_Process - Heat Recovery_A_Technical Potential | F5 | Industrial | Industrial - ID | Existing | Process | Natural Gas | Process - Heat Recovery | A | Standalone Impact on Baseline Summer Peak (%) | Technical Potential | 0 | 0 | 0 | 0 | 0 | 0 | 0 | 0 | 0 | 0 | 0 | 0 | 0 | 0 | 0 | 0 | 0 | 0 | 0 | 0 | 0 | 0 | 0 | 0 | 0 | 0 | 0
F6_Industrial_Industrial - ID_Existing_Process_Natural Gas_Process - Heat Recovery_A_Technical Potential | F6 | Industrial | Industrial - ID | Existing | Process | Natural Gas | Process - Heat Recovery | A | Standalone Impact on Baseline Winter Peak (%) | Technical Potential | 0 | 0 | 0 | 0 | 0 | 0 | 0 | 0 | 0 | 0 | 0 | 0 | 0 | 0 | 0 | 0 | 0 | 0 | 0 | 0 | 0 | 0 | 0 | 0 | 0 | 0 | 0
F7_Industrial_Industrial - ID_Existing_Process_Natural Gas_Process - Heat Recovery_A_Technical Potential | F7 | Industrial | Industrial - ID | Existing | Process | Natural Gas | Process - Heat Recovery | A | Incremental Energy Savings (MWh or mTherms) | Technical Potential | 0 | 0 | 13.3671 | 13.1367 | 12.9102 | 12.6876 | 12.4688 | 12.2539 | 12.0426 | 11.835 | 11.6309 | 11.4304 | 11.2333 | 11.0396 | 10.8493 | 10.6622 | 10.4784 | 10.2977 | 10.1202 | 9.9457 | 9.7742 | 9.6057 | 0 | 0 | 0 | 0 | 0
F8_Industrial_Industrial - ID_Existing_Process_Natural Gas_Process - Heat Recovery_A_Technical Potential | F8 | Industrial | Industrial - ID | Existing | Process | Natural Gas | Process - Heat Recovery | A | Incremental Summer Peak Savings (MW) | Technical Potential | 0 | 0 | 0 | 0 | 0 | 0 | 0 | 0 | 0 | 0 | 0 | 0 | 0 | 0 | 0 | 0 | 0 | 0 | 0 | 0 | 0 | 0 | 0 | 0 | 0 | 0 | 0
F9_Industrial_Industrial - ID_Existing_Process_Natural Gas_Process - Heat Recovery_A_Technical Potential | F9 | Industrial | Industrial - ID | Existing | Process | Natural Gas | Process - Heat Recovery | A | Incremental Winter Peak Savings (MW) | Technical Potential | 0 | 0 | 0 | 0 | 0 | 0 | 0 | 0 | 0 | 0 | 0 | 0 | 0 | 0 | 0 | 0 | 0 | 0 | 0 | 0 | 0 | 0 | 0 | 0 | 0 | 0 | 0
F10_Industrial_Industrial - ID_Existing_Process_Natural Gas_Process - Heat Recovery_A_Technical Potential | F10 | Industrial | Industrial - ID | Existing | Process | Natural Gas | Process - Heat Recovery | A | Cumulative Energy Savings (MWh or mTherms) | Technical Potential | 0 | 0 | 13.3671 | 26.5038 | 39.414 | 52.1016 | 64.5704 | 76.8243 | 88.8668 | 100.7018 | 112.3327 | 123.7631 | 134.9963 | 146.036 | 156.8852 | 167.5475 | 178.0258 | 188.3236 | 198.4437 | 208.3894 | 218.1637 | 227.7693 | 227.7693 | 227.7693 | 227.7693 | 227.7693 | 227.7693
F11_Industrial_Industrial - ID_Existing_Process_Natural Gas_Process - Heat Recovery_A_Technical Potential | F11 | Industrial | Industrial - ID | Existing | Process | Natural Gas | Process - Heat Recovery | A | Cumulative Summer Peak Savings (MW) | Technical Potential | 0 | 0 | 0 | 0 | 0 | 0 | 0 | 0 | 0 | 0 | 0 | 0 | 0 | 0 | 0 | 0 | 0 | 0 | 0 | 0 | 0 | 0 | 0 | 0 | 0 | 0 | 0
F12_Industrial_Industrial - ID_Existing_Process_Natural Gas_Process - Heat Recovery_A_Technical Potential | F12 | Industrial | Industrial - ID | Existing | Process | Natural Gas | Process - Heat Recovery | A | Cumulative Winter Peak Savings (MW) | Technical Potential | 0 | 0 | 0 | 0 | 0 | 0 | 0 | 0 | 0 | 0 | 0 | 0 | 0 | 0 | 0 | 0 | 0 | 0 | 0 | 0 | 0 | 0 | 0 | 0 | 0 | 0 | 0
F13_Industrial_Industrial - ID_Existing_Process_Natural Gas_Process - Heat Recovery_A_Technical Potential | F13 | Industrial | Industrial - ID | Existing | Process | Natural Gas | Process - Heat Recovery | A | Purchases (Incremental) | Technical Potential | 0 | 0 | 18651.9336 | 18330.3485 | 18014.308 | 17703.7165 | 17398.48 | 17098.5062 | 16803.7044 | 16513.9853 | 16229.2615 | 15949.4466 | 15674.4561 | 15404.2069 | 15138.6171 | 14877.6065 | 14621.096 | 14369.0082 | 14121.2666 | 13877.7965 | 13638.5242 | 13403.3772 | 0 | 0 | 0 | 0 | 0
F14_Industrial_Industrial - ID_Existing_Process_Natural Gas_Process - Heat Recovery_A_Technical Potential | F14 | Industrial | Industrial - ID | Existing | Process | Natural Gas | Process - Heat Recovery | A | Purchases (Cumulative) | Technical Potential | 0 | 0 | 18651.9336 | 36982.2821 | 54996.5901 | 72700.3066 | 90098.7866 | 107197.2928 | 124000.9971 | 140514.9825 | 156744.2439 | 172693.6905 | 188368.1467 | 203772.3536 | 218910.9707 | 233788.5772 | 248409.6732 | 262778.6814 | 276899.948 | 290777.7445 | 304416.2687 | 317819.6459 | 317819.6459 | 317819.6459 | 317819.6459 | 317819.6459 | 317819.6459
F1_Industrial_Industrial - ID_Existing_Space Heating_Natural Gas_Strategic Energy Management_A_Technical Potential | F1 | Industrial | Industrial - ID | Existing | Space Heating | Natural Gas | Strategic Energy Management | A | Original Unit Energy Savings (kWh or therms) | Technical Potential | 0 | 0 | 0.034001 | 0.033937 | 0.033868 | 0.033796 | 0.03372 | 0.033641 | 0.03356 | 0.033477 | 0.033393 | 0.033308 | 0.033222 | 0.033137 | 0.033051 | 0.032966 | 0.032881 | 0.032797 | 0.032715 | 0.032638 | 0.032567 | 0.032501 | 0.032441 | 0.032385 | 0.032335 | 0.032288 | 0.032245
F2_Industrial_Industrial - ID_Existing_Space Heating_Natural Gas_Strategic Energy Management_A_Technical Potential | F2 | Industrial | Industrial - ID | Existing | Space Heating | Natural Gas | Strategic Energy Management | A | Original Unit Summer Peak Savings (kW) | Technical Potential | 0 | 0 | 0 | 0 | 0 | 0 | 0 | 0 | 0 | 0 | 0 | 0 | 0 | 0 | 0 | 0 | 0 | 0 | 0 | 0 | 0 | 0 | 0 | 0 | 0 | 0 | 0
F3_Industrial_Industrial - ID_Existing_Space Heating_Natural Gas_Strategic Energy Management_A_Technical Potential | F3 | Industrial | Industrial - ID | Existing | Space Heating | Natural Gas | Strategic Energy Management | A | Original Unit Winter Peak Savings (kW) | Technical Potential | 0 | 0 | 0 | 0 | 0 | 0 | 0 | 0 | 0 | 0 | 0 | 0 | 0 | 0 | 0 | 0 | 0 | 0 | 0 | 0 | 0 | 0 | 0 | 0 | 0 | 0 | 0
F4_Industrial_Industrial - ID_Existing_Space Heating_Natural Gas_Strategic Energy Management_A_Technical Potential | F4 | Industrial | Industrial - ID | Existing | Space Heating | Natural Gas | Strategic Energy Management | A | Standalone Impact on Baseline Energy (%) | Technical Potential | 0 | 0 | 0 | 0 | 0 | 0 | 0 | 0 | 0 | 0 | 0 | 0 | 0 | 0 | 0 | 0 | 0 | 0 | 0 | 0 | 0 | 0 | 0 | 0 | 0 | 0 | 0
F5_Industrial_Industrial - ID_Existing_Space Heating_Natural Gas_Strategic Energy Management_A_Technical Potential | F5 | Industrial | Industrial - ID | Existing | Space Heating | Natural Gas | Strategic Energy Management | A | Standalone Impact on Baseline Summer Peak (%) | Technical Potential | 0 | 0 | 0 | 0 | 0 | 0 | 0 | 0 | 0 | 0 | 0 | 0 | 0 | 0 | 0 | 0 | 0 | 0 | 0 | 0 | 0 | 0 | 0 | 0 | 0 | 0 | 0
F6_Industrial_Industrial - ID_Existing_Space Heating_Natural Gas_Strategic Energy Management_A_Technical Potential | F6 | Industrial | Industrial - ID | Existing | Space Heating | Natural Gas | Strategic Energy Management | A | Standalone Impact on Baseline Winter Peak (%) | Technical Potential | 0 | 0 | 0 | 0 | 0 | 0 | 0 | 0 | 0 | 0 | 0 | 0 | 0 | 0 | 0 | 0 | 0 | 0 | 0 | 0 | 0 | 0 | 0 | 0 | 0 | 0 | 0
F7_Industrial_Industrial - ID_Existing_Space Heating_Natural Gas_Strategic Energy Management_A_Technical Potential | F7 | Industrial | Industrial - ID | Existing | Space Heating | Natural Gas | Strategic Energy Management | A | Incremental Energy Savings (MWh or mTherms) | Technical Potential | 0 | 0 | 0 | 0 | 0 | 0 | 0 | 0 | 0 | 0 | 0 | 0 | 0 | 0 | 0 | 0 | 0 | 0 | 0 | 0 | 0 | 0 | 0 | 0 | 0 | 0 | 0
F8_Industrial_Industrial - ID_Existing_Space Heating_Natural Gas_Strategic Energy Management_A_Technical Potential | F8 | Industrial | Industrial - ID | Existing | Space Heating | Natural Gas | Strategic Energy Management | A | Incremental Summer Peak Savings (MW) | Technical Potential | 0 | 0 | 0 | 0 | 0 | 0 | 0 | 0 | 0 | 0 | 0 | 0 | 0 | 0 | 0 | 0 | 0 | 0 | 0 | 0 | 0 | 0 | 0 | 0 | 0 | 0 | 0
F9_Industrial_Industrial - ID_Existing_Space Heating_Natural Gas_Strategic Energy Management_A_Technical Potential | F9 | Industrial | Industrial - ID | Existing | Space Heating | Natural Gas | Strategic Energy Management | A | Incremental Winter Peak Savings (MW) | Technical Potential | 0 | 0 | 0 | 0 | 0 | 0 | 0 | 0 | 0 | 0 | 0 | 0 | 0 | 0 | 0 | 0 | 0 | 0 | 0 | 0 | 0 | 0 | 0 | 0 | 0 | 0 | 0
F10_Industrial_Industrial - ID_Existing_Space Heating_Natural Gas_Strategic Energy Management_A_Technical Potential | F10 | Industrial | Industrial - ID | Existing | Space Heating | Natural Gas | Strategic Energy Management | A | Cumulative Energy Savings (MWh or mTherms) | Technical Potential | 0 | 0 | 0 | 0 | 0 | 0 | 0 | 0 | 0 | 0 | 0 | 0 | 0 | 0 | 0 | 0 | 0 | 0 | 0 | 0 | 0 | 0 | 0 | 0 | 0 | 0 | 0
F11_Industrial_Industrial - ID_Existing_Space Heating_Natural Gas_Strategic Energy Management_A_Technical Potential | F11 | Industrial | Industrial - ID | Existing | Space Heating | Natural Gas | Strategic Energy Management | A | Cumulative Summer Peak Savings (MW) | Technical Potential | 0 | 0 | 0 | 0 | 0 | 0 | 0 | 0 | 0 | 0 | 0 | 0 | 0 | 0 | 0 | 0 | 0 | 0 | 0 | 0 | 0 | 0 | 0 | 0 | 0 | 0 | 0
F12_Industrial_Industrial - ID_Existing_Space Heating_Natural Gas_Strategic Energy Management_A_Technical Potential | F12 | Industrial | Industrial - ID | Existing | Space Heating | Natural Gas | Strategic Energy Management | A | Cumulative Winter Peak Savings (MW) | Technical Potential | 0 | 0 | 0 | 0 | 0 | 0 | 0 | 0 | 0 | 0 | 0 | 0 | 0 | 0 | 0 | 0 | 0 | 0 | 0 | 0 | 0 | 0 | 0 | 0 | 0 | 0 | 0
F13_Industrial_Industrial - ID_Existing_Space Heating_Natural Gas_Strategic Energy Management_A_Technical Potential | F13 | Industrial | Industrial - ID | Existing | Space Heating | Natural Gas | Strategic Energy Management | A | Purchases (Incremental) | Technical Potential | 0 | 0 | 0 | 0 | 0 | 0 | 0 | 0 | 0 | 0 | 0 | 0 | 0 | 0 | 0 | 0 | 0 | 0 | 0 | 0 | 0 | 0 | 0 | 0 | 0 | 0 | 0
F14_Industrial_Industrial - ID_Existing_Space Heating_Natural Gas_Strategic Energy Management_A_Technical Potential | F14 | Industrial | Industrial - ID | Existing | Space Heating | Natural Gas | Strategic Energy Management | A | Purchases (Cumulative) | Technical Potential | 0 | 0 | 0 | 0 | 0 | 0 | 0 | 0 | 0 | 0 | 0 | 0 | 0 | 0 | 0 | 0 | 0 | 0 | 0 | 0 | 0 | 0 | 0 | 0 | 0 | 0 | 0
F1_Industrial_Industrial - ID_Existing_Process_Natural Gas_Strategic Energy Management_A_Technical Potential | F1 | Industrial | Industrial - ID | Existing | Process | Natural Gas | Strategic Energy Management | A | Original Unit Energy Savings (kWh or therms) | Technical Potential | 0 | 0 | 0.11673 | 0.11673 | 0.11673 | 0.11673 | 0.11673 | 0.11673 | 0.11673 | 0.11673 | 0.11673 | 0.11673 | 0.11673 | 0.11673 | 0.11673 | 0.11673 | 0.11673 | 0.11673 | 0.11673 | 0.11673 | 0.11673 | 0.11673 | 0.11673 | 0.11673 | 0.11673 | 0.11673 | 0.11673
F2_Industrial_Industrial - ID_Existing_Process_Natural Gas_Strategic Energy Management_A_Technical Potential | F2 | Industrial | Industrial - ID | Existing | Process | Natural Gas | Strategic Energy Management | A | Original Unit Summer Peak Savings (kW) | Technical Potential | 0 | 0 | 0 | 0 | 0 | 0 | 0 | 0 | 0 | 0 | 0 | 0 | 0 | 0 | 0 | 0 | 0 | 0 | 0 | 0 | 0 | 0 | 0 | 0 | 0 | 0 | 0
F3_Industrial_Industrial - ID_Existing_Process_Natural Gas_Strategic Energy Management_A_Technical Potential | F3 | Industrial | Industrial - ID | Existing | Process | Natural Gas | Strategic Energy Management | A | Original Unit Winter Peak Savings (kW) | Technical Potential | 0 | 0 | 0 | 0 | 0 | 0 | 0 | 0 | 0 | 0 | 0 | 0 | 0 | 0 | 0 | 0 | 0 | 0 | 0 | 0 | 0 | 0 | 0 | 0 | 0 | 0 | 0
F4_Industrial_Industrial - ID_Existing_Process_Natural Gas_Strategic Energy Management_A_Technical Potential | F4 | Industrial | Industrial - ID | Existing | Process | Natural Gas | Strategic Energy Management | A | Standalone Impact on Baseline Energy (%) | Technical Potential | 0 | 0 | 0 | 0 | 0 | 0 | 0 | 0 | 0 | 0 | 0 | 0 | 0 | 0 | 0 | 0 | 0 | 0 | 0 | 0 | 0 | 0 | 0 | 0 | 0 | 0 | 0
F5_Industrial_Industrial - ID_Existing_Process_Natural Gas_Strategic Energy Management_A_Technical Potential | F5 | Industrial | Industrial - ID | Existing | Process | Natural Gas | Strategic Energy Management | A | Standalone Impact on Baseline Summer Peak (%) | Technical Potential | 0 | 0 | 0 | 0 | 0 | 0 | 0 | 0 | 0 | 0 | 0 | 0 | 0 | 0 | 0 | 0 | 0 | 0 | 0 | 0 | 0 | 0 | 0 | 0 | 0 | 0 | 0
F6_Industrial_Industrial - ID_Existing_Process_Natural Gas_Strategic Energy Management_A_Technical Potential | F6 | Industrial | Industrial - ID | Existing | Process | Natural Gas | Strategic Energy Management | A | Standalone Impact on Baseline Winter Peak (%) | Technical Potential | 0 | 0 | 0 | 0 | 0 | 0 | 0 | 0 | 0 | 0 | 0 | 0 | 0 | 0 | 0 | 0 | 0 | 0 | 0 | 0 | 0 | 0 | 0 | 0 | 0 | 0 | 0
F7_Industrial_Industrial - ID_Existing_Process_Natural Gas_Strategic Energy Management_A_Technical Potential | F7 | Industrial | Industrial - ID | Existing | Process | Natural Gas | Strategic Energy Management | A | Incremental Energy Savings (MWh or mTherms) | Technical Potential | 0 | 0 | 0 | 0 | 0 | 0 | 0 | 0 | 0 | 0 | 0 | 0 | 0 | 0 | 0 | 0 | 0 | 0 | 0 | 0 | 0 | 0 | 0 | 0 | 0 | 0 | 0
F8_Industrial_Industrial - ID_Existing_Process_Natural Gas_Strategic Energy Management_A_Technical Potential | F8 | Industrial | Industrial - ID | Existing | Process | Natural Gas | Strategic Energy Management | A | Incremental Summer Peak Savings (MW) | Technical Potential | 0 | 0 | 0 | 0 | 0 | 0 | 0 | 0 | 0 | 0 | 0 | 0 | 0 | 0 | 0 | 0 | 0 | 0 | 0 | 0 | 0 | 0 | 0 | 0 | 0 | 0 | 0
F9_Industrial_Industrial - ID_Existing_Process_Natural Gas_Strategic Energy Management_A_Technical Potential | F9 | Industrial | Industrial - ID | Existing | Process | Natural Gas | Strategic Energy Management | A | Incremental Winter Peak Savings (MW) | Technical Potential | 0 | 0 | 0 | 0 | 0 | 0 | 0 | 0 | 0 | 0 | 0 | 0 | 0 | 0 | 0 | 0 | 0 | 0 | 0 | 0 | 0 | 0 | 0 | 0 | 0 | 0 | 0
F10_Industrial_Industrial - ID_Existing_Process_Natural Gas_Strategic Energy Management_A_Technical Potential | F10 | Industrial | Industrial - ID | Existing | Process | Natural Gas | Strategic Energy Management | A | Cumulative Energy Savings (MWh or mTherms) | Technical Potential | 0 | 0 | 0 | 0 | 0 | 0 | 0 | 0 | 0 | 0 | 0 | 0 | 0 | 0 | 0 | 0 | 0 | 0 | 0 | 0 | 0 | 0 | 0 | 0 | 0 | 0 | 0
F11_Industrial_Industrial - ID_Existing_Process_Natural Gas_Strategic Energy Management_A_Technical Potential | F11 | Industrial | Industrial - ID | Existing | Process | Natural Gas | Strategic Energy Management | A | Cumulative Summer Peak Savings (MW) | Technical Potential | 0 | 0 | 0 | 0 | 0 | 0 | 0 | 0 | 0 | 0 | 0 | 0 | 0 | 0 | 0 | 0 | 0 | 0 | 0 | 0 | 0 | 0 | 0 | 0 | 0 | 0 | 0
F12_Industrial_Industrial - ID_Existing_Process_Natural Gas_Strategic Energy Management_A_Technical Potential | F12 | Industrial | Industrial - ID | Existing | Process | Natural Gas | Strategic Energy Management | A | Cumulative Winter Peak Savings (MW) | Technical Potential | 0 | 0 | 0 | 0 | 0 | 0 | 0 | 0 | 0 | 0 | 0 | 0 | 0 | 0 | 0 | 0 | 0 | 0 | 0 | 0 | 0 | 0 | 0 | 0 | 0 | 0 | 0
F13_Industrial_Industrial - ID_Existing_Process_Natural Gas_Strategic Energy Management_A_Technical Potential | F13 | Industrial | Industrial - ID | Existing | Process | Natural Gas | Strategic Energy Management | A | Purchases (Incremental) | Technical Potential | 0 | 0 | 0 | 0 | 0 | 0 | 0 | 0 | 0 | 0 | 0 | 0 | 0 | 0 | 0 | 0 | 0 | 0 | 0 | 0 | 0 | 0 | 0 | 0 | 0 | 0 | 0
F14_Industrial_Industrial - ID_Existing_Process_Natural Gas_Strategic Energy Management_A_Technical Potential | F14 | Industrial | Industrial - ID | Existing | Process | Natural Gas | Strategic Energy Management | A | Purchases (Cumulative) | Technical Potential | 0 | 0 | 0 | 0 | 0 | 0 | 0 | 0 | 0 | 0 | 0 | 0 | 0 | 0 | 0 | 0 | 0 | 0 | 0 | 0 | 0 | 0 | 0 | 0 | 0 | 0 | 0
F1_Industrial_Industrial - ID_Existing_Miscellaneous_Natural Gas_Strategic Energy Management_A_Technical Potential | F1 | Industrial | Industrial - ID | Existing | Miscellaneous | Natural Gas | Strategic Energy Management | A | Original Unit Energy Savings (kWh or therms) | Technical Potential | 0 | 0 | 0.025488 | 0.025488 | 0.025488 | 0.025488 | 0.025488 | 0.025488 | 0.025488 | 0.025488 | 0.025488 | 0.025488 | 0.025488 | 0.025488 | 0.025488 | 0.025488 | 0.025488 | 0.025488 | 0.025488 | 0.025488 | 0.025488 | 0.025488 | 0.025488 | 0.025488 | 0.025488 | 0.025488 | 0.025488
F2_Industrial_Industrial - ID_Existing_Miscellaneous_Natural Gas_Strategic Energy Management_A_Technical Potential | F2 | Industrial | Industrial - ID | Existing | Miscellaneous | Natural Gas | Strategic Energy Management | A | Original Unit Summer Peak Savings (kW) | Technical Potential | 0 | 0 | 0 | 0 | 0 | 0 | 0 | 0 | 0 | 0 | 0 | 0 | 0 | 0 | 0 | 0 | 0 | 0 | 0 | 0 | 0 | 0 | 0 | 0 | 0 | 0 | 0
F3_Industrial_Industrial - ID_Existing_Miscellaneous_Natural Gas_Strategic Energy Management_A_Technical Potential | F3 | Industrial | Industrial - ID | Existing | Miscellaneous | Natural Gas | Strategic Energy Management | A | Original Unit Winter Peak Savings (kW) | Technical Potential | 0 | 0 | 0 | 0 | 0 | 0 | 0 | 0 | 0 | 0 | 0 | 0 | 0 | 0 | 0 | 0 | 0 | 0 | 0 | 0 | 0 | 0 | 0 | 0 | 0 | 0 | 0
F4_Industrial_Industrial - ID_Existing_Miscellaneous_Natural Gas_Strategic Energy Management_A_Technical Potential | F4 | Industrial | Industrial - ID | Existing | Miscellaneous | Natural Gas | Strategic Energy Management | A | Standalone Impact on Baseline Energy (%) | Technical Potential | 0 | 0 | 0 | 0 | 0 | 0 | 0 | 0 | 0 | 0 | 0 | 0 | 0 | 0 | 0 | 0 | 0 | 0 | 0 | 0 | 0 | 0 | 0 | 0 | 0 | 0 | 0
F5_Industrial_Industrial - ID_Existing_Miscellaneous_Natural Gas_Strategic Energy Management_A_Technical Potential | F5 | Industrial | Industrial - ID | Existing | Miscellaneous | Natural Gas | Strategic Energy Management | A | Standalone Impact on Baseline Summer Peak (%) | Technical Potential | 0 | 0 | 0 | 0 | 0 | 0 | 0 | 0 | 0 | 0 | 0 | 0 | 0 | 0 | 0 | 0 | 0 | 0 | 0 | 0 | 0 | 0 | 0 | 0 | 0 | 0 | 0
F6_Industrial_Industrial - ID_Existing_Miscellaneous_Natural Gas_Strategic Energy Management_A_Technical Potential | F6 | Industrial | Industrial - ID | Existing | Miscellaneous | Natural Gas | Strategic Energy Management | A | Standalone Impact on Baseline Winter Peak (%) | Technical Potential | 0 | 0 | 0 | 0 | 0 | 0 | 0 | 0 | 0 | 0 | 0 | 0 | 0 | 0 | 0 | 0 | 0 | 0 | 0 | 0 | 0 | 0 | 0 | 0 | 0 | 0 | 0
F7_Industrial_Industrial - ID_Existing_Miscellaneous_Natural Gas_Strategic Energy Management_A_Technical Potential | F7 | Industrial | Industrial - ID | Existing | Miscellaneous | Natural Gas | Strategic Energy Management | A | Incremental Energy Savings (MWh or mTherms) | Technical Potential | 0 | 0 | 0 | 0 | 0 | 0 | 0 | 0 | 0 | 0 | 0 | 0 | 0 | 0 | 0 | 0 | 0 | 0 | 0 | 0 | 0 | 0 | 0 | 0 | 0 | 0 | 0
F8_Industrial_Industrial - ID_Existing_Miscellaneous_Natural Gas_Strategic Energy Management_A_Technical Potential | F8 | Industrial | Industrial - ID | Existing | Miscellaneous | Natural Gas | Strategic Energy Management | A | Incremental Summer Peak Savings (MW) | Technical Potential | 0 | 0 | 0 | 0 | 0 | 0 | 0 | 0 | 0 | 0 | 0 | 0 | 0 | 0 | 0 | 0 | 0 | 0 | 0 | 0 | 0 | 0 | 0 | 0 | 0 | 0 | 0
F9_Industrial_Industrial - ID_Existing_Miscellaneous_Natural Gas_Strategic Energy Management_A_Technical Potential | F9 | Industrial | Industrial - ID | Existing | Miscellaneous | Natural Gas | Strategic Energy Management | A | Incremental Winter Peak Savings (MW) | Technical Potential | 0 | 0 | 0 | 0 | 0 | 0 | 0 | 0 | 0 | 0 | 0 | 0 | 0 | 0 | 0 | 0 | 0 | 0 | 0 | 0 | 0 | 0 | 0 | 0 | 0 | 0 | 0
F10_Industrial_Industrial - ID_Existing_Miscellaneous_Natural Gas_Strategic Energy Management_A_Technical Potential | F10 | Industrial | Industrial - ID | Existing | Miscellaneous | Natural Gas | Strategic Energy Management | A | Cumulative Energy Savings (MWh or mTherms) | Technical Potential | 0 | 0 | 0 | 0 | 0 | 0 | 0 | 0 | 0 | 0 | 0 | 0 | 0 | 0 | 0 | 0 | 0 | 0 | 0 | 0 | 0 | 0 | 0 | 0 | 0 | 0 | 0
F11_Industrial_Industrial - ID_Existing_Miscellaneous_Natural Gas_Strategic Energy Management_A_Technical Potential | F11 | Industrial | Industrial - ID | Existing | Miscellaneous | Natural Gas | Strategic Energy Management | A | Cumulative Summer Peak Savings (MW) | Technical Potential | 0 | 0 | 0 | 0 | 0 | 0 | 0 | 0 | 0 | 0 | 0 | 0 | 0 | 0 | 0 | 0 | 0 | 0 | 0 | 0 | 0 | 0 | 0 | 0 | 0 | 0 | 0
F12_Industrial_Industrial - ID_Existing_Miscellaneous_Natural Gas_Strategic Energy Management_A_Technical Potential | F12 | Industrial | Industrial - ID | Existing | Miscellaneous | Natural Gas | Strategic Energy Management | A | Cumulative Winter Peak Savings (MW) | Technical Potential | 0 | 0 | 0 | 0 | 0 | 0 | 0 | 0 | 0 | 0 | 0 | 0 | 0 | 0 | 0 | 0 | 0 | 0 | 0 | 0 | 0 | 0 | 0 | 0 | 0 | 0 | 0
F13_Industrial_Industrial - ID_Existing_Miscellaneous_Natural Gas_Strategic Energy Management_A_Technical Potential | F13 | Industrial | Industrial - ID | Existing | Miscellaneous | Natural Gas | Strategic Energy Management | A | Purchases (Incremental) | Technical Potential | 0 | 0 | 0 | 0 | 0 | 0 | 0 | 0 | 0 | 0 | 0 | 0 | 0 | 0 | 0 | 0 | 0 | 0 | 0 | 0 | 0 | 0 | 0 | 0 | 0 | 0 | 0
F14_Industrial_Industrial - ID_Existing_Miscellaneous_Natural Gas_Strategic Energy Management_A_Technical Potential | F14 | Industrial | Industrial - ID | Existing | Miscellaneous | Natural Gas | Strategic Energy Management | A | Purchases (Cumulative) | Technical Potential | 0 | 0 | 0 | 0 | 0 | 0 | 0 | 0 | 0 | 0 | 0 | 0 | 0 | 0 | 0 | 0 | 0 | 0 | 0 | 0 | 0 | 0 | 0 | 0 | 0 | 0 | 0
F1_Industrial_Industrial - ID_Existing_Space Heating_Natural Gas_Retrocommissioning_A_Technical Potential | F1 | Industrial | Industrial - ID | Existing | Space Heating | Natural Gas | Retrocommissioning | A | Original Unit Energy Savings (kWh or therms) | Technical Potential | 0 | 0 | 0.04175 | 0.041671 | 0.041587 | 0.041498 | 0.041405 | 0.041308 | 0.041208 | 0.041107 | 0.041004 | 0.040899 | 0.040794 | 0.040689 | 0.040583 | 0.040479 | 0.040375 | 0.040272 | 0.040171 | 0.040077 | 0.039989 | 0.039908 | 0.039834 | 0.039766 | 0.039704 | 0.039646 | 0.039593
F2_Industrial_Industrial - ID_Existing_Space Heating_Natural Gas_Retrocommissioning_A_Technical Potential | F2 | Industrial | Industrial - ID | Existing | Space Heating | Natural Gas | Retrocommissioning | A | Original Unit Summer Peak Savings (kW) | Technical Potential | 0 | 0 | 0 | 0 | 0 | 0 | 0 | 0 | 0 | 0 | 0 | 0 | 0 | 0 | 0 | 0 | 0 | 0 | 0 | 0 | 0 | 0 | 0 | 0 | 0 | 0 | 0
F3_Industrial_Industrial - ID_Existing_Space Heating_Natural Gas_Retrocommissioning_A_Technical Potential | F3 | Industrial | Industrial - ID | Existing | Space Heating | Natural Gas | Retrocommissioning | A | Original Unit Winter Peak Savings (kW) | Technical Potential | 0 | 0 | 0 | 0 | 0 | 0 | 0 | 0 | 0 | 0 | 0 | 0 | 0 | 0 | 0 | 0 | 0 | 0 | 0 | 0 | 0 | 0 | 0 | 0 | 0 | 0 | 0
F4_Industrial_Industrial - ID_Existing_Space Heating_Natural Gas_Retrocommissioning_A_Technical Potential | F4 | Industrial | Industrial - ID | Existing | Space Heating | Natural Gas | Retrocommissioning | A | Standalone Impact on Baseline Energy (%) | Technical Potential | 0 | 0 | 0.000516 | 0.0011586 | 0.0019542 | 0.0023449 | 0.0027451 | 0.0031766 | 0.0036007 | 0.0039274 | 0.0039993 | 0.0040695 | 0.0041409 | 0.0042135 | 0.0042875 | 0.0043627 | 0.0044392 | 0.0045171 | 0.0045964 | 0.004677 | 0.004759 | 0.0048425 | 0.0049275 | 0.0050139 | 0.0051019 | 0.0051914 | 0.0052825
F5_Industrial_Industrial - ID_Existing_Space Heating_Natural Gas_Retrocommissioning_A_Technical Potential | F5 | Industrial | Industrial - ID | Existing | Space Heating | Natural Gas | Retrocommissioning | A | Standalone Impact on Baseline Summer Peak (%) | Technical Potential | 0 | 0 | 0 | 0 | 0 | 0 | 0 | 0 | 0 | 0 | 0 | 0 | 0 | 0 | 0 | 0 | 0 | 0 | 0 | 0 | 0 | 0 | 0 | 0 | 0 | 0 | 0
F6_Industrial_Industrial - ID_Existing_Space Heating_Natural Gas_Retrocommissioning_A_Technical Potential | F6 | Industrial | Industrial - ID | Existing | Space Heating | Natural Gas | Retrocommissioning | A | Standalone Impact on Baseline Winter Peak (%) | Technical Potential | 0 | 0 | 0 | 0 | 0 | 0 | 0 | 0 | 0 | 0 | 0 | 0 | 0 | 0 | 0 | 0 | 0 | 0 | 0 | 0 | 0 | 0 | 0 | 0 | 0 | 0 | 0
F7_Industrial_Industrial - ID_Existing_Space Heating_Natural Gas_Retrocommissioning_A_Technical Potential | F7 | Industrial | Industrial - ID | Existing | Space Heating | Natural Gas | Retrocommissioning | A | Incremental Energy Savings (MWh or mTherms) | Technical Potential | 0 | 0 | 0.07441 | 0.08962 | 0.10756 | 0.048483 | 0.0479 | 0.050141 | 0.047242 | 0.03312 | 0.00037641 | 0 | 0 | 0 | 0 | 0 | 0 | 0 | 0 | 0 | 0 | 0 | 0 | 0 | 0 | 0 | 0
F8_Industrial_Industrial - ID_Existing_Space Heating_Natural Gas_Retrocommissioning_A_Technical Potential | F8 | Industrial | Industrial - ID | Existing | Space Heating | Natural Gas | Retrocommissioning | A | Incremental Summer Peak Savings (MW) | Technical Potential | 0 | 0 | 0 | 0 | 0 | 0 | 0 | 0 | 0 | 0 | 0 | 0 | 0 | 0 | 0 | 0 | 0 | 0 | 0 | 0 | 0 | 0 | 0 | 0 | 0 | 0 | 0
F9_Industrial_Industrial - ID_Existing_Space Heating_Natural Gas_Retrocommissioning_A_Technical Potential | F9 | Industrial | Industrial - ID | Existing | Space Heating | Natural Gas | Retrocommissioning | A | Incremental Winter Peak Savings (MW) | Technical Potential | 0 | 0 | 0 | 0 | 0 | 0 | 0 | 0 | 0 | 0 | 0 | 0 | 0 | 0 | 0 | 0 | 0 | 0 | 0 | 0 | 0 | 0 | 0 | 0 | 0 | 0 | 0
F10_Industrial_Industrial - ID_Existing_Space Heating_Natural Gas_Retrocommissioning_A_Technical Potential | F10 | Industrial | Industrial - ID | Existing | Space Heating | Natural Gas | Retrocommissioning | A | Cumulative Energy Savings (MWh or mTherms) | Technical Potential | 0 | 0 | 0.07441 | 0.16389 | 0.27112 | 0.31902 | 0.3662 | 0.41549 | 0.46173 | 0.49371 | 0.49285 | 0.49159 | 0.49033 | 0.48906 | 0.4878 | 0.48654 | 0.48529 | 0.48406 | 0.48284 | 0.48171 | 0.48066 | 0.47969 | 0.4788 | 0.47798 | 0.47723 | 0.47654 | 0.4759
F11_Industrial_Industrial - ID_Existing_Space Heating_Natural Gas_Retrocommissioning_A_Technical Potential | F11 | Industrial | Industrial - ID | Existing | Space Heating | Natural Gas | Retrocommissioning | A | Cumulative Summer Peak Savings (MW) | Technical Potential | 0 | 0 | 0 | 0 | 0 | 0 | 0 | 0 | 0 | 0 | 0 | 0 | 0 | 0 | 0 | 0 | 0 | 0 | 0 | 0 | 0 | 0 | 0 | 0 | 0 | 0 | 0
F12_Industrial_Industrial - ID_Existing_Space Heating_Natural Gas_Retrocommissioning_A_Technical Potential | F12 | Industrial | Industrial - ID | Existing | Space Heating | Natural Gas | Retrocommissioning | A | Cumulative Winter Peak Savings (MW) | Technical Potential | 0 | 0 | 0 | 0 | 0 | 0 | 0 | 0 | 0 | 0 | 0 | 0 | 0 | 0 | 0 | 0 | 0 | 0 | 0 | 0 | 0 | 0 | 0 | 0 | 0 | 0 | 0
F13_Industrial_Industrial - ID_Existing_Space Heating_Natural Gas_Retrocommissioning_A_Technical Potential | F13 | Industrial | Industrial - ID | Existing | Space Heating | Natural Gas | Retrocommissioning | A | Purchases (Incremental) | Technical Potential | 0 | 0 | 1782.2959 | 2150.6445 | 2586.3843 | 1168.3235 | 1156.8838 | 1213.8432 | 1146.4114 | 805.7159 | 9.1798 | 0 | 0 | 0 | 0 | 0 | 0 | 0 | 0 | 0 | 0 | 0 | 0 | 0 | 0 | 0 | 0
F14_Industrial_Industrial - ID_Existing_Space Heating_Natural Gas_Retrocommissioning_A_Technical Potential | F14 | Industrial | Industrial - ID | Existing | Space Heating | Natural Gas | Retrocommissioning | A | Purchases (Cumulative) | Technical Potential | 0 | 0 | 1782.2959 | 3932.9404 | 6519.3247 | 7687.6482 | 8844.532 | 10058.3752 | 11204.7866 | 12010.5025 | 12019.6823 | 12019.6823 | 12019.6823 | 12019.6823 | 12019.6823 | 12019.6823 | 12019.6823 | 12019.6823 | 12019.6823 | 12019.6823 | 12019.6823 | 12019.6823 | 12019.6823 | 12019.6823 | 12019.6823 | 12019.6823 | 12019.6823
F1_Industrial_Industrial - ID_Existing_Process_Natural Gas_Retrocommissioning_A_Technical Potential | F1 | Industrial | Industrial - ID | Existing | Process | Natural Gas | Retrocommissioning | A | Original Unit Energy Savings (kWh or therms) | Technical Potential | 0 | 0 | 0 | 0 | 0 | 0 | 0 | 0 | 0 | 0 | 0 | 0 | 0 | 0 | 0 | 0 | 0 | 0 | 0 | 0 | 0 | 0 | 0 | 0 | 0 | 0 | 0
F2_Industrial_Industrial - ID_Existing_Process_Natural Gas_Retrocommissioning_A_Technical Potential | F2 | Industrial | Industrial - ID | Existing | Process | Natural Gas | Retrocommissioning | A | Original Unit Summer Peak Savings (kW) | Technical Potential | 0 | 0 | 0 | 0 | 0 | 0 | 0 | 0 | 0 | 0 | 0 | 0 | 0 | 0 | 0 | 0 | 0 | 0 | 0 | 0 | 0 | 0 | 0 | 0 | 0 | 0 | 0
F3_Industrial_Industrial - ID_Existing_Process_Natural Gas_Retrocommissioning_A_Technical Potential | F3 | Industrial | Industrial - ID | Existing | Process | Natural Gas | Retrocommissioning | A | Original Unit Winter Peak Savings (kW) | Technical Potential | 0 | 0 | 0 | 0 | 0 | 0 | 0 | 0 | 0 | 0 | 0 | 0 | 0 | 0 | 0 | 0 | 0 | 0 | 0 | 0 | 0 | 0 | 0 | 0 | 0 | 0 | 0
F4_Industrial_Industrial - ID_Existing_Process_Natural Gas_Retrocommissioning_A_Technical Potential | F4 | Industrial | Industrial - ID | Existing | Process | Natural Gas | Retrocommissioning | A | Standalone Impact on Baseline Energy (%) | Technical Potential | 0 | 0 | 0 | 0 | 0 | 0 | 0 | 0 | 0 | 0 | 0 | 0 | 0 | 0 | 0 | 0 | 0 | 0 | 0 | 0 | 0 | 0 | 0 | 0 | 0 | 0 | 0
F5_Industrial_Industrial - ID_Existing_Process_Natural Gas_Retrocommissioning_A_Technical Potential | F5 | Industrial | Industrial - ID | Existing | Process | Natural Gas | Retrocommissioning | A | Standalone Impact on Baseline Summer Peak (%) | Technical Potential | 0 | 0 | 0 | 0 | 0 | 0 | 0 | 0 | 0 | 0 | 0 | 0 | 0 | 0 | 0 | 0 | 0 | 0 | 0 | 0 | 0 | 0 | 0 | 0 | 0 | 0 | 0
F6_Industrial_Industrial - ID_Existing_Process_Natural Gas_Retrocommissioning_A_Technical Potential | F6 | Industrial | Industrial - ID | Existing | Process | Natural Gas | Retrocommissioning | A | Standalone Impact on Baseline Winter Peak (%) | Technical Potential | 0 | 0 | 0 | 0 | 0 | 0 | 0 | 0 | 0 | 0 | 0 | 0 | 0 | 0 | 0 | 0 | 0 | 0 | 0 | 0 | 0 | 0 | 0 | 0 | 0 | 0 | 0
F7_Industrial_Industrial - ID_Existing_Process_Natural Gas_Retrocommissioning_A_Technical Potential | F7 | Industrial | Industrial - ID | Existing | Process | Natural Gas | Retrocommissioning | A | Incremental Energy Savings (MWh or mTherms) | Technical Potential | 0 | 0 | 0 | 0 | 0 | 0 | 0 | 0 | 0 | 0 | 0 | 0 | 0 | 0 | 0 | 0 | 0 | 0 | 0 | 0 | 0 | 0 | 0 | 0 | 0 | 0 | 0
F8_Industrial_Industrial - ID_Existing_Process_Natural Gas_Retrocommissioning_A_Technical Potential | F8 | Industrial | Industrial - ID | Existing | Process | Natural Gas | Retrocommissioning | A | Incremental Summer Peak Savings (MW) | Technical Potential | 0 | 0 | 0 | 0 | 0 | 0 | 0 | 0 | 0 | 0 | 0 | 0 | 0 | 0 | 0 | 0 | 0 | 0 | 0 | 0 | 0 | 0 | 0 | 0 | 0 | 0 | 0
F9_Industrial_Industrial - ID_Existing_Process_Natural Gas_Retrocommissioning_A_Technical Potential | F9 | Industrial | Industrial - ID | Existing | Process | Natural Gas | Retrocommissioning | A | Incremental Winter Peak Savings (MW) | Technical Potential | 0 | 0 | 0 | 0 | 0 | 0 | 0 | 0 | 0 | 0 | 0 | 0 | 0 | 0 | 0 | 0 | 0 | 0 | 0 | 0 | 0 | 0 | 0 | 0 | 0 | 0 | 0
F10_Industrial_Industrial - ID_Existing_Process_Natural Gas_Retrocommissioning_A_Technical Potential | F10 | Industrial | Industrial - ID | Existing | Process | Natural Gas | Retrocommissioning | A | Cumulative Energy Savings (MWh or mTherms) | Technical Potential | 0 | 0 | 0 | 0 | 0 | 0 | 0 | 0 | 0 | 0 | 0 | 0 | 0 | 0 | 0 | 0 | 0 | 0 | 0 | 0 | 0 | 0 | 0 | 0 | 0 | 0 | 0
F11_Industrial_Industrial - ID_Existing_Process_Natural Gas_Retrocommissioning_A_Technical Potential | F11 | Industrial | Industrial - ID | Existing | Process | Natural Gas | Retrocommissioning | A | Cumulative Summer Peak Savings (MW) | Technical Potential | 0 | 0 | 0 | 0 | 0 | 0 | 0 | 0 | 0 | 0 | 0 | 0 | 0 | 0 | 0 | 0 | 0 | 0 | 0 | 0 | 0 | 0 | 0 | 0 | 0 | 0 | 0
F12_Industrial_Industrial - ID_Existing_Process_Natural Gas_Retrocommissioning_A_Technical Potential | F12 | Industrial | Industrial - ID | Existing | Process | Natural Gas | Retrocommissioning | A | Cumulative Winter Peak Savings (MW) | Technical Potential | 0 | 0 | 0 | 0 | 0 | 0 | 0 | 0 | 0 | 0 | 0 | 0 | 0 | 0 | 0 | 0 | 0 | 0 | 0 | 0 | 0 | 0 | 0 | 0 | 0 | 0 | 0
F13_Industrial_Industrial - ID_Existing_Process_Natural Gas_Retrocommissioning_A_Technical Potential | F13 | Industrial | Industrial - ID | Existing | Process | Natural Gas | Retrocommissioning | A | Purchases (Incremental) | Technical Potential | 0 | 0 | 7129.1835 | 8602.5779 | 10345.5373 | 4673.2942 | 4627.5352 | 4855.3726 | 4585.6456 | 3222.8637 | 36.7194 | 0 | 0 | 0 | 0 | 0 | 0 | 0 | 0 | 0 | 0 | 0 | 0 | 0 | 0 | 0 | 0
F14_Industrial_Industrial - ID_Existing_Process_Natural Gas_Retrocommissioning_A_Technical Potential | F14 | Industrial | Industrial - ID | Existing | Process | Natural Gas | Retrocommissioning | A | Purchases (Cumulative) | Technical Potential | 0 | 0 | 7129.1835 | 15731.7614 | 26077.2987 | 30750.5929 | 35378.128 | 40233.5007 | 44819.1463 | 48042.01 | 48078.7294 | 48078.7294 | 48078.7294 | 48078.7294 | 48078.7294 | 48078.7294 | 48078.7294 | 48078.7294 | 48078.7294 | 48078.7294 | 48078.7294 | 48078.7294 | 48078.7294 | 48078.7294 | 48078.7294 | 48078.7294 | 48078.7294
F1_Industrial_Industrial - ID_New_Space Heating_Natural Gas_Insulation - Ceiling_A_Technical Potential | F1 | Industrial | Industrial - ID | New | Space Heating | Natural Gas | Insulation - Ceiling | A | Original Unit Energy Savings (kWh or therms) | Technical Potential | 0 | 0 | 0.07575 | 0.073705 | 0.07354 | 0.073477 | 0.073444 | 0.073424 | 0.07341 | 0.073401 | 0.073393 | 0.073387 | 0.073383 | 0.073379 | 0.073375 | 0.073373 | 0.07337 | 0.073368 | 0.073367 | 0.073364 | 0.073361 | 0.073358 | 0.073355 | 0.073353 | 0.073351 | 0.073349 | 0.073348
F2_Industrial_Industrial - ID_New_Space Heating_Natural Gas_Insulation - Ceiling_A_Technical Potential | F2 | Industrial | Industrial - ID | New | Space Heating | Natural Gas | Insulation - Ceiling | A | Original Unit Summer Peak Savings (kW) | Technical Potential | 0 | 0 | 0 | 0 | 0 | 0 | 0 | 0 | 0 | 0 | 0 | 0 | 0 | 0 | 0 | 0 | 0 | 0 | 0 | 0 | 0 | 0 | 0 | 0 | 0 | 0 | 0
F3_Industrial_Industrial - ID_New_Space Heating_Natural Gas_Insulation - Ceiling_A_Technical Potential | F3 | Industrial | Industrial - ID | New | Space Heating | Natural Gas | Insulation - Ceiling | A | Original Unit Winter Peak Savings (kW) | Technical Potential | 0 | 0 | 0 | 0 | 0 | 0 | 0 | 0 | 0 | 0 | 0 | 0 | 0 | 0 | 0 | 0 | 0 | 0 | 0 | 0 | 0 | 0 | 0 | 0 | 0 | 0 | 0
F4_Industrial_Industrial - ID_New_Space Heating_Natural Gas_Insulation - Ceiling_A_Technical Potential | F4 | Industrial | Industrial - ID | New | Space Heating | Natural Gas | Insulation - Ceiling | A | Standalone Impact on Baseline Energy (%) | Technical Potential | 0 | 0 | 0 | 0 | 0 | 0 | 0 | 0 | 0 | 0 | 0 | 0 | 0 | 0 | 0 | 0 | 0 | 0 | 0 | 0 | 0 | 0 | 0 | 0 | 0 | 0 | 0
F5_Industrial_Industrial - ID_New_Space Heating_Natural Gas_Insulation - Ceiling_A_Technical Potential | F5 | Industrial | Industrial - ID | New | Space Heating | Natural Gas | Insulation - Ceiling | A | Standalone Impact on Baseline Summer Peak (%) | Technical Potential | 0 | 0 | 0 | 0 | 0 | 0 | 0 | 0 | 0 | 0 | 0 | 0 | 0 | 0 | 0 | 0 | 0 | 0 | 0 | 0 | 0 | 0 | 0 | 0 | 0 | 0 | 0
F6_Industrial_Industrial - ID_New_Space Heating_Natural Gas_Insulation - Ceiling_A_Technical Potential | F6 | Industrial | Industrial - ID | New | Space Heating | Natural Gas | Insulation - Ceiling | A | Standalone Impact on Baseline Winter Peak (%) | Technical Potential | 0 | 0 | 0 | 0 | 0 | 0 | 0 | 0 | 0 | 0 | 0 | 0 | 0 | 0 | 0 | 0 | 0 | 0 | 0 | 0 | 0 | 0 | 0 | 0 | 0 | 0 | 0
F7_Industrial_Industrial - ID_New_Space Heating_Natural Gas_Insulation - Ceiling_A_Technical Potential | F7 | Industrial | Industrial - ID | New | Space Heating | Natural Gas | Insulation - Ceiling | A | Incremental Energy Savings (MWh or mTherms) | Technical Potential | 0 | 0 | 0 | 0 | 0 | 0 | 0 | 0 | 0 | 0 | 0 | 0 | 0 | 0 | 0 | 0 | 0 | 0 | 0 | 0 | 0 | 0 | 0 | 0 | 0 | 0 | 0
F8_Industrial_Industrial - ID_New_Space Heating_Natural Gas_Insulation - Ceiling_A_Technical Potential | F8 | Industrial | Industrial - ID | New | Space Heating | Natural Gas | Insulation - Ceiling | A | Incremental Summer Peak Savings (MW) | Technical Potential | 0 | 0 | 0 | 0 | 0 | 0 | 0 | 0 | 0 | 0 | 0 | 0 | 0 | 0 | 0 | 0 | 0 | 0 | 0 | 0 | 0 | 0 | 0 | 0 | 0 | 0 | 0
F9_Industrial_Industrial - ID_New_Space Heating_Natural Gas_Insulation - Ceiling_A_Technical Potential | F9 | Industrial | Industrial - ID | New | Space Heating | Natural Gas | Insulation - Ceiling | A | Incremental Winter Peak Savings (MW) | Technical Potential | 0 | 0 | 0 | 0 | 0 | 0 | 0 | 0 | 0 | 0 | 0 | 0 | 0 | 0 | 0 | 0 | 0 | 0 | 0 | 0 | 0 | 0 | 0 | 0 | 0 | 0 | 0
F10_Industrial_Industrial - ID_New_Space Heating_Natural Gas_Insulation - Ceiling_A_Technical Potential | F10 | Industrial | Industrial - ID | New | Space Heating | Natural Gas | Insulation - Ceiling | A | Cumulative Energy Savings (MWh or mTherms) | Technical Potential | 0 | 0 | 0 | 0 | 0 | 0 | 0 | 0 | 0 | 0 | 0 | 0 | 0 | 0 | 0 | 0 | 0 | 0 | 0 | 0 | 0 | 0 | 0 | 0 | 0 | 0 | 0
F11_Industrial_Industrial - ID_New_Space Heating_Natural Gas_Insulation - Ceiling_A_Technical Potential | F11 | Industrial | Industrial - ID | New | Space Heating | Natural Gas | Insulation - Ceiling | A | Cumulative Summer Peak Savings (MW) | Technical Potential | 0 | 0 | 0 | 0 | 0 | 0 | 0 | 0 | 0 | 0 | 0 | 0 | 0 | 0 | 0 | 0 | 0 | 0 | 0 | 0 | 0 | 0 | 0 | 0 | 0 | 0 | 0
F12_Industrial_Industrial - ID_New_Space Heating_Natural Gas_Insulation - Ceiling_A_Technical Potential | F12 | Industrial | Industrial - ID | New | Space Heating | Natural Gas | Insulation - Ceiling | A | Cumulative Winter Peak Savings (MW) | Technical Potential | 0 | 0 | 0 | 0 | 0 | 0 | 0 | 0 | 0 | 0 | 0 | 0 | 0 | 0 | 0 | 0 | 0 | 0 | 0 | 0 | 0 | 0 | 0 | 0 | 0 | 0 | 0
F13_Industrial_Industrial - ID_New_Space Heating_Natural Gas_Insulation - Ceiling_A_Technical Potential | F13 | Industrial | Industrial - ID | New | Space Heating | Natural Gas | Insulation - Ceiling | A | Purchases (Incremental) | Technical Potential | 0 | 0 | 0 | 0 | 0 | 0 | 0 | 0 | 0 | 0 | 0 | 0 | 0 | 0 | 0 | 0 | 0 | 0 | 0 | 0 | 0 | 0 | 0 | 0 | 0 | 0 | 0
F14_Industrial_Industrial - ID_New_Space Heating_Natural Gas_Insulation - Ceiling_A_Technical Potential | F14 | Industrial | Industrial - ID | New | Space Heating | Natural Gas | Insulation - Ceiling | A | Purchases (Cumulative) | Technical Potential | 0 | 0 | 0 | 0 | 0 | 0 | 0 | 0 | 0 | 0 | 0 | 0 | 0 | 0 | 0 | 0 | 0 | 0 | 0 | 0 | 0 | 0 | 0 | 0 | 0 | 0 | 0
F1_Industrial_Industrial - ID_New_Space Heating_Natural Gas_Insulation - Wall Cavity_A_Technical Potential | F1 | Industrial | Industrial - ID | New | Space Heating | Natural Gas | Insulation - Wall Cavity | A | Original Unit Energy Savings (kWh or therms) | Technical Potential | 0 | 0 | 0.20161 | 0.19616 | 0.19573 | 0.19556 | 0.19547 | 0.19542 | 0.19538 | 0.19536 | 0.19534 | 0.19532 | 0.19531 | 0.1953 | 0.19529 | 0.19528 | 0.19527 | 0.19527 | 0.19526 | 0.19526 | 0.19525 | 0.19524 | 0.19523 | 0.19523 | 0.19522 | 0.19522 | 0.19521
F2_Industrial_Industrial - ID_New_Space Heating_Natural Gas_Insulation - Wall Cavity_A_Technical Potential | F2 | Industrial | Industrial - ID | New | Space Heating | Natural Gas | Insulation - Wall Cavity | A | Original Unit Summer Peak Savings (kW) | Technical Potential | 0 | 0 | 0 | 0 | 0 | 0 | 0 | 0 | 0 | 0 | 0 | 0 | 0 | 0 | 0 | 0 | 0 | 0 | 0 | 0 | 0 | 0 | 0 | 0 | 0 | 0 | 0
F3_Industrial_Industrial - ID_New_Space Heating_Natural Gas_Insulation - Wall Cavity_A_Technical Potential | F3 | Industrial | Industrial - ID | New | Space Heating | Natural Gas | Insulation - Wall Cavity | A | Original Unit Winter Peak Savings (kW) | Technical Potential | 0 | 0 | 0 | 0 | 0 | 0 | 0 | 0 | 0 | 0 | 0 | 0 | 0 | 0 | 0 | 0 | 0 | 0 | 0 | 0 | 0 | 0 | 0 | 0 | 0 | 0 | 0
F4_Industrial_Industrial - ID_New_Space Heating_Natural Gas_Insulation - Wall Cavity_A_Technical Potential | F4 | Industrial | Industrial - ID | New | Space Heating | Natural Gas | Insulation - Wall Cavity | A | Standalone Impact on Baseline Energy (%) | Technical Potential | 0 | 0 | 0 | 0 | 0 | 0 | 0 | 0 | 0 | 0 | 0 | 0 | 0 | 0 | 0 | 0 | 0 | 0 | 0 | 0 | 0 | 0 | 0 | 0 | 0 | 0 | 0
F5_Industrial_Industrial - ID_New_Space Heating_Natural Gas_Insulation - Wall Cavity_A_Technical Potential | F5 | Industrial | Industrial - ID | New | Space Heating | Natural Gas | Insulation - Wall Cavity | A | Standalone Impact on Baseline Summer Peak (%) | Technical Potential | 0 | 0 | 0 | 0 | 0 | 0 | 0 | 0 | 0 | 0 | 0 | 0 | 0 | 0 | 0 | 0 | 0 | 0 | 0 | 0 | 0 | 0 | 0 | 0 | 0 | 0 | 0
F6_Industrial_Industrial - ID_New_Space Heating_Natural Gas_Insulation - Wall Cavity_A_Technical Potential | F6 | Industrial | Industrial - ID | New | Space Heating | Natural Gas | Insulation - Wall Cavity | A | Standalone Impact on Baseline Winter Peak (%) | Technical Potential | 0 | 0 | 0 | 0 | 0 | 0 | 0 | 0 | 0 | 0 | 0 | 0 | 0 | 0 | 0 | 0 | 0 | 0 | 0 | 0 | 0 | 0 | 0 | 0 | 0 | 0 | 0
F7_Industrial_Industrial - ID_New_Space Heating_Natural Gas_Insulation - Wall Cavity_A_Technical Potential | F7 | Industrial | Industrial - ID | New | Space Heating | Natural Gas | Insulation - Wall Cavity | A | Incremental Energy Savings (MWh or mTherms) | Technical Potential | 0 | 0 | 0 | 0 | 0 | 0 | 0 | 0 | 0 | 0 | 0 | 0 | 0 | 0 | 0 | 0 | 0 | 0 | 0 | 0 | 0 | 0 | 0 | 0 | 0 | 0 | 0
F8_Industrial_Industrial - ID_New_Space Heating_Natural Gas_Insulation - Wall Cavity_A_Technical Potential | F8 | Industrial | Industrial - ID | New | Space Heating | Natural Gas | Insulation - Wall Cavity | A | Incremental Summer Peak Savings (MW) | Technical Potential | 0 | 0 | 0 | 0 | 0 | 0 | 0 | 0 | 0 | 0 | 0 | 0 | 0 | 0 | 0 | 0 | 0 | 0 | 0 | 0 | 0 | 0 | 0 | 0 | 0 | 0 | 0
F9_Industrial_Industrial - ID_New_Space Heating_Natural Gas_Insulation - Wall Cavity_A_Technical Potential | F9 | Industrial | Industrial - ID | New | Space Heating | Natural Gas | Insulation - Wall Cavity | A | Incremental Winter Peak Savings (MW) | Technical Potential | 0 | 0 | 0 | 0 | 0 | 0 | 0 | 0 | 0 | 0 | 0 | 0 | 0 | 0 | 0 | 0 | 0 | 0 | 0 | 0 | 0 | 0 | 0 | 0 | 0 | 0 | 0
F10_Industrial_Industrial - ID_New_Space Heating_Natural Gas_Insulation - Wall Cavity_A_Technical Potential | F10 | Industrial | Industrial - ID | New | Space Heating | Natural Gas | Insulation - Wall Cavity | A | Cumulative Energy Savings (MWh or mTherms) | Technical Potential | 0 | 0 | 0 | 0 | 0 | 0 | 0 | 0 | 0 | 0 | 0 | 0 | 0 | 0 | 0 | 0 | 0 | 0 | 0 | 0 | 0 | 0 | 0 | 0 | 0 | 0 | 0
F11_Industrial_Industrial - ID_New_Space Heating_Natural Gas_Insulation - Wall Cavity_A_Technical Potential | F11 | Industrial | Industrial - ID | New | Space Heating | Natural Gas | Insulation - Wall Cavity | A | Cumulative Summer Peak Savings (MW) | Technical Potential | 0 | 0 | 0 | 0 | 0 | 0 | 0 | 0 | 0 | 0 | 0 | 0 | 0 | 0 | 0 | 0 | 0 | 0 | 0 | 0 | 0 | 0 | 0 | 0 | 0 | 0 | 0
F12_Industrial_Industrial - ID_New_Space Heating_Natural Gas_Insulation - Wall Cavity_A_Technical Potential | F12 | Industrial | Industrial - ID | New | Space Heating | Natural Gas | Insulation - Wall Cavity | A | Cumulative Winter Peak Savings (MW) | Technical Potential | 0 | 0 | 0 | 0 | 0 | 0 | 0 | 0 | 0 | 0 | 0 | 0 | 0 | 0 | 0 | 0 | 0 | 0 | 0 | 0 | 0 | 0 | 0 | 0 | 0 | 0 | 0
F13_Industrial_Industrial - ID_New_Space Heating_Natural Gas_Insulation - Wall Cavity_A_Technical Potential | F13 | Industrial | Industrial - ID | New | Space Heating | Natural Gas | Insulation - Wall Cavity | A | Purchases (Incremental) | Technical Potential | 0 | 0 | 0 | 0 | 0 | 0 | 0 | 0 | 0 | 0 | 0 | 0 | 0 | 0 | 0 | 0 | 0 | 0 | 0 | 0 | 0 | 0 | 0 | 0 | 0 | 0 | 0
F14_Industrial_Industrial - ID_New_Space Heating_Natural Gas_Insulation - Wall Cavity_A_Technical Potential | F14 | Industrial | Industrial - ID | New | Space Heating | Natural Gas | Insulation - Wall Cavity | A | Purchases (Cumulative) | Technical Potential | 0 | 0 | 0 | 0 | 0 | 0 | 0 | 0 | 0 | 0 | 0 | 0 | 0 | 0 | 0 | 0 | 0 | 0 | 0 | 0 | 0 | 0 | 0 | 0 | 0 | 0 | 0
F1_Industrial_Industrial - ID_New_Space Heating_Natural Gas_Insulation - Ducting_A_Technical Potential | F1 | Industrial | Industrial - ID | New | Space Heating | Natural Gas | Insulation - Ducting | A | Original Unit Energy Savings (kWh or therms) | Technical Potential | 0 | 0 | 0.048839 | 0.044241 | 0.043871 | 0.043729 | 0.043656 | 0.043611 | 0.04358 | 0.043558 | 0.043541 | 0.043528 | 0.043517 | 0.043508 | 0.043501 | 0.043495 | 0.04349 | 0.043485 | 0.043481 | 0.043476 | 0.043468 | 0.043461 | 0.043456 | 0.04345 | 0.043446 | 0.043442 | 0.043439
F2_Industrial_Industrial - ID_New_Space Heating_Natural Gas_Insulation - Ducting_A_Technical Potential | F2 | Industrial | Industrial - ID | New | Space Heating | Natural Gas | Insulation - Ducting | A | Original Unit Summer Peak Savings (kW) | Technical Potential | 0 | 0 | 0 | 0 | 0 | 0 | 0 | 0 | 0 | 0 | 0 | 0 | 0 | 0 | 0 | 0 | 0 | 0 | 0 | 0 | 0 | 0 | 0 | 0 | 0 | 0 | 0
F3_Industrial_Industrial - ID_New_Space Heating_Natural Gas_Insulation - Ducting_A_Technical Potential | F3 | Industrial | Industrial - ID | New | Space Heating | Natural Gas | Insulation - Ducting | A | Original Unit Winter Peak Savings (kW) | Technical Potential | 0 | 0 | 0 | 0 | 0 | 0 | 0 | 0 | 0 | 0 | 0 | 0 | 0 | 0 | 0 | 0 | 0 | 0 | 0 | 0 | 0 | 0 | 0 | 0 | 0 | 0 | 0
F4_Industrial_Industrial - ID_New_Space Heating_Natural Gas_Insulation - Ducting_A_Technical Potential | F4 | Industrial | Industrial - ID | New | Space Heating | Natural Gas | Insulation - Ducting | A | Standalone Impact on Baseline Energy (%) | Technical Potential | 0 | 0 | 0 | 0 | 0 | 0 | 0 | 0 | 0 | 0 | 0 | 0 | 0 | 0 | 0 | 0 | 0 | 0 | 0 | 0 | 0 | 0 | 0 | 0 | 0 | 0 | 0
F5_Industrial_Industrial - ID_New_Space Heating_Natural Gas_Insulation - Ducting_A_Technical Potential | F5 | Industrial | Industrial - ID | New | Space Heating | Natural Gas | Insulation - Ducting | A | Standalone Impact on Baseline Summer Peak (%) | Technical Potential | 0 | 0 | 0 | 0 | 0 | 0 | 0 | 0 | 0 | 0 | 0 | 0 | 0 | 0 | 0 | 0 | 0 | 0 | 0 | 0 | 0 | 0 | 0 | 0 | 0 | 0 | 0
F6_Industrial_Industrial - ID_New_Space Heating_Natural Gas_Insulation - Ducting_A_Technical Potential | F6 | Industrial | Industrial - ID | New | Space Heating | Natural Gas | Insulation - Ducting | A | Standalone Impact on Baseline Winter Peak (%) | Technical Potential | 0 | 0 | 0 | 0 | 0 | 0 | 0 | 0 | 0 | 0 | 0 | 0 | 0 | 0 | 0 | 0 | 0 | 0 | 0 | 0 | 0 | 0 | 0 | 0 | 0 | 0 | 0
F7_Industrial_Industrial - ID_New_Space Heating_Natural Gas_Insulation - Ducting_A_Technical Potential | F7 | Industrial | Industrial - ID | New | Space Heating | Natural Gas | Insulation - Ducting | A | Incremental Energy Savings (MWh or mTherms) | Technical Potential | 0 | 0 | 0 | 0 | 0 | 0 | 0 | 0 | 0 | 0 | 0 | 0 | 0 | 0 | 0 | 0 | 0 | 0 | 0 | 0 | 0 | 0 | 0 | 0 | 0 | 0 | 0
F8_Industrial_Industrial - ID_New_Space Heating_Natural Gas_Insulation - Ducting_A_Technical Potential | F8 | Industrial | Industrial - ID | New | Space Heating | Natural Gas | Insulation - Ducting | A | Incremental Summer Peak Savings (MW) | Technical Potential | 0 | 0 | 0 | 0 | 0 | 0 | 0 | 0 | 0 | 0 | 0 | 0 | 0 | 0 | 0 | 0 | 0 | 0 | 0 | 0 | 0 | 0 | 0 | 0 | 0 | 0 | 0
F9_Industrial_Industrial - ID_New_Space Heating_Natural Gas_Insulation - Ducting_A_Technical Potential | F9 | Industrial | Industrial - ID | New | Space Heating | Natural Gas | Insulation - Ducting | A | Incremental Winter Peak Savings (MW) | Technical Potential | 0 | 0 | 0 | 0 | 0 | 0 | 0 | 0 | 0 | 0 | 0 | 0 | 0 | 0 | 0 | 0 | 0 | 0 | 0 | 0 | 0 | 0 | 0 | 0 | 0 | 0 | 0
F10_Industrial_Industrial - ID_New_Space Heating_Natural Gas_Insulation - Ducting_A_Technical Potential | F10 | Industrial | Industrial - ID | New | Space Heating | Natural Gas | Insulation - Ducting | A | Cumulative Energy Savings (MWh or mTherms) | Technical Potential | 0 | 0 | 0 | 0 | 0 | 0 | 0 | 0 | 0 | 0 | 0 | 0 | 0 | 0 | 0 | 0 | 0 | 0 | 0 | 0 | 0 | 0 | 0 | 0 | 0 | 0 | 0
F11_Industrial_Industrial - ID_New_Space Heating_Natural Gas_Insulation - Ducting_A_Technical Potential | F11 | Industrial | Industrial - ID | New | Space Heating | Natural Gas | Insulation - Ducting | A | Cumulative Summer Peak Savings (MW) | Technical Potential | 0 | 0 | 0 | 0 | 0 | 0 | 0 | 0 | 0 | 0 | 0 | 0 | 0 | 0 | 0 | 0 | 0 | 0 | 0 | 0 | 0 | 0 | 0 | 0 | 0 | 0 | 0
F12_Industrial_Industrial - ID_New_Space Heating_Natural Gas_Insulation - Ducting_A_Technical Potential | F12 | Industrial | Industrial - ID | New | Space Heating | Natural Gas | Insulation - Ducting | A | Cumulative Winter Peak Savings (MW) | Technical Potential | 0 | 0 | 0 | 0 | 0 | 0 | 0 | 0 | 0 | 0 | 0 | 0 | 0 | 0 | 0 | 0 | 0 | 0 | 0 | 0 | 0 | 0 | 0 | 0 | 0 | 0 | 0
F13_Industrial_Industrial - ID_New_Space Heating_Natural Gas_Insulation - Ducting_A_Technical Potential | F13 | Industrial | Industrial - ID | New | Space Heating | Natural Gas | Insulation - Ducting | A | Purchases (Incremental) | Technical Potential | 0 | 0 | 0 | 0 | 0 | 0 | 0 | 0 | 0 | 0 | 0 | 0 | 0 | 0 | 0 | 0 | 0 | 0 | 0 | 0 | 0 | 0 | 0 | 0 | 0 | 0 | 0
F14_Industrial_Industrial - ID_New_Space Heating_Natural Gas_Insulation - Ducting_A_Technical Potential | F14 | Industrial | Industrial - ID | New | Space Heating | Natural Gas | Insulation - Ducting | A | Purchases (Cumulative) | Technical Potential | 0 | 0 | 0 | 0 | 0 | 0 | 0 | 0 | 0 | 0 | 0 | 0 | 0 | 0 | 0 | 0 | 0 | 0 | 0 | 0 | 0 | 0 | 0 | 0 | 0 | 0 | 0
F1_Industrial_Industrial - ID_New_Space Heating_Natural Gas_Ducting - Repair and Sealing_A_Technical Potential | F1 | Industrial | Industrial - ID | New | Space Heating | Natural Gas | Ducting - Repair and Sealing | A | Original Unit Energy Savings (kWh or therms) | Technical Potential | 0 | 0 | 0.19395 | 0.17569 | 0.17422 | 0.17366 | 0.17337 | 0.17319 | 0.17306 | 0.17298 | 0.17291 | 0.17286 | 0.17282 | 0.17278 | 0.17275 | 0.17273 | 0.17271 | 0.17269 | 0.17267 | 0.17265 | 0.17262 | 0.17259 | 0.17257 | 0.17255 | 0.17253 | 0.17252 | 0.1725
F2_Industrial_Industrial - ID_New_Space Heating_Natural Gas_Ducting - Repair and Sealing_A_Technical Potential | F2 | Industrial | Industrial - ID | New | Space Heating | Natural Gas | Ducting - Repair and Sealing | A | Original Unit Summer Peak Savings (kW) | Technical Potential | 0 | 0 | 0 | 0 | 0 | 0 | 0 | 0 | 0 | 0 | 0 | 0 | 0 | 0 | 0 | 0 | 0 | 0 | 0 | 0 | 0 | 0 | 0 | 0 | 0 | 0 | 0
F3_Industrial_Industrial - ID_New_Space Heating_Natural Gas_Ducting - Repair and Sealing_A_Technical Potential | F3 | Industrial | Industrial - ID | New | Space Heating | Natural Gas | Ducting - Repair and Sealing | A | Original Unit Winter Peak Savings (kW) | Technical Potential | 0 | 0 | 0 | 0 | 0 | 0 | 0 | 0 | 0 | 0 | 0 | 0 | 0 | 0 | 0 | 0 | 0 | 0 | 0 | 0 | 0 | 0 | 0 | 0 | 0 | 0 | 0
F4_Industrial_Industrial - ID_New_Space Heating_Natural Gas_Ducting - Repair and Sealing_A_Technical Potential | F4 | Industrial | Industrial - ID | New | Space Heating | Natural Gas | Ducting - Repair and Sealing | A | Standalone Impact on Baseline Energy (%) | Technical Potential | 0 | 0 | 0 | 0 | 0 | 0 | 0 | 0 | 0 | 0 | 0 | 0 | 0 | 0 | 0 | 0 | 0 | 0 | 0 | 0 | 0 | 0 | 0 | 0 | 0 | 0 | 0
F5_Industrial_Industrial - ID_New_Space Heating_Natural Gas_Ducting - Repair and Sealing_A_Technical Potential | F5 | Industrial | Industrial - ID | New | Space Heating | Natural Gas | Ducting - Repair and Sealing | A | Standalone Impact on Baseline Summer Peak (%) | Technical Potential | 0 | 0 | 0 | 0 | 0 | 0 | 0 | 0 | 0 | 0 | 0 | 0 | 0 | 0 | 0 | 0 | 0 | 0 | 0 | 0 | 0 | 0 | 0 | 0 | 0 | 0 | 0
F6_Industrial_Industrial - ID_New_Space Heating_Natural Gas_Ducting - Repair and Sealing_A_Technical Potential | F6 | Industrial | Industrial - ID | New | Space Heating | Natural Gas | Ducting - Repair and Sealing | A | Standalone Impact on Baseline Winter Peak (%) | Technical Potential | 0 | 0 | 0 | 0 | 0 | 0 | 0 | 0 | 0 | 0 | 0 | 0 | 0 | 0 | 0 | 0 | 0 | 0 | 0 | 0 | 0 | 0 | 0 | 0 | 0 | 0 | 0
F7_Industrial_Industrial - ID_New_Space Heating_Natural Gas_Ducting - Repair and Sealing_A_Technical Potential | F7 | Industrial | Industrial - ID | New | Space Heating | Natural Gas | Ducting - Repair and Sealing | A | Incremental Energy Savings (MWh or mTherms) | Technical Potential | 0 | 0 | 0 | 0 | 0 | 0 | 0 | 0 | 0 | 0 | 0 | 0 | 0 | 0 | 0 | 0 | 0 | 0 | 0 | 0 | 0 | 0 | 0 | 0 | 0 | 0 | 0
F8_Industrial_Industrial - ID_New_Space Heating_Natural Gas_Ducting - Repair and Sealing_A_Technical Potential | F8 | Industrial | Industrial - ID | New | Space Heating | Natural Gas | Ducting - Repair and Sealing | A | Incremental Summer Peak Savings (MW) | Technical Potential | 0 | 0 | 0 | 0 | 0 | 0 | 0 | 0 | 0 | 0 | 0 | 0 | 0 | 0 | 0 | 0 | 0 | 0 | 0 | 0 | 0 | 0 | 0 | 0 | 0 | 0 | 0
F9_Industrial_Industrial - ID_New_Space Heating_Natural Gas_Ducting - Repair and Sealing_A_Technical Potential | F9 | Industrial | Industrial - ID | New | Space Heating | Natural Gas | Ducting - Repair and Sealing | A | Incremental Winter Peak Savings (MW) | Technical Potential | 0 | 0 | 0 | 0 | 0 | 0 | 0 | 0 | 0 | 0 | 0 | 0 | 0 | 0 | 0 | 0 | 0 | 0 | 0 | 0 | 0 | 0 | 0 | 0 | 0 | 0 | 0
F10_Industrial_Industrial - ID_New_Space Heating_Natural Gas_Ducting - Repair and Sealing_A_Technical Potential | F10 | Industrial | Industrial - ID | New | Space Heating | Natural Gas | Ducting - Repair and Sealing | A | Cumulative Energy Savings (MWh or mTherms) | Technical Potential | 0 | 0 | 0 | 0 | 0 | 0 | 0 | 0 | 0 | 0 | 0 | 0 | 0 | 0 | 0 | 0 | 0 | 0 | 0 | 0 | 0 | 0 | 0 | 0 | 0 | 0 | 0
F11_Industrial_Industrial - ID_New_Space Heating_Natural Gas_Ducting - Repair and Sealing_A_Technical Potential | F11 | Industrial | Industrial - ID | New | Space Heating | Natural Gas | Ducting - Repair and Sealing | A | Cumulative Summer Peak Savings (MW) | Technical Potential | 0 | 0 | 0 | 0 | 0 | 0 | 0 | 0 | 0 | 0 | 0 | 0 | 0 | 0 | 0 | 0 | 0 | 0 | 0 | 0 | 0 | 0 | 0 | 0 | 0 | 0 | 0
F12_Industrial_Industrial - ID_New_Space Heating_Natural Gas_Ducting - Repair and Sealing_A_Technical Potential | F12 | Industrial | Industrial - ID | New | Space Heating | Natural Gas | Ducting - Repair and Sealing | A | Cumulative Winter Peak Savings (MW) | Technical Potential | 0 | 0 | 0 | 0 | 0 | 0 | 0 | 0 | 0 | 0 | 0 | 0 | 0 | 0 | 0 | 0 | 0 | 0 | 0 | 0 | 0 | 0 | 0 | 0 | 0 | 0 | 0
F13_Industrial_Industrial - ID_New_Space Heating_Natural Gas_Ducting - Repair and Sealing_A_Technical Potential | F13 | Industrial | Industrial - ID | New | Space Heating | Natural Gas | Ducting - Repair and Sealing | A | Purchases (Incremental) | Technical Potential | 0 | 0 | 0 | 0 | 0 | 0 | 0 | 0 | 0 | 0 | 0 | 0 | 0 | 0 | 0 | 0 | 0 | 0 | 0 | 0 | 0 | 0 | 0 | 0 | 0 | 0 | 0
F14_Industrial_Industrial - ID_New_Space Heating_Natural Gas_Ducting - Repair and Sealing_A_Technical Potential | F14 | Industrial | Industrial - ID | New | Space Heating | Natural Gas | Ducting - Repair and Sealing | A | Purchases (Cumulative) | Technical Potential | 0 | 0 | 0 | 0 | 0 | 0 | 0 | 0 | 0 | 0 | 0 | 0 | 0 | 0 | 0 | 0 | 0 | 0 | 0 | 0 | 0 | 0 | 0 | 0 | 0 | 0 | 0
F1_Industrial_Industrial - ID_New_Space Heating_Natural Gas_Building Shell - Air Sealing (Infiltration Control)_A_Technical Potential | F1 | Industrial | Industrial - ID | New | Space Heating | Natural Gas | Building Shell - Air Sealing (Infiltration Control) | A | Original Unit Energy Savings (kWh or therms) | Technical Potential | 0 | 0 | 54.2341 | 52.7695 | 52.6515 | 52.6064 | 52.583 | 52.5686 | 52.5588 | 52.5517 | 52.5464 | 52.5422 | 52.5388 | 52.5361 | 52.5338 | 52.5318 | 52.5301 | 52.5287 | 52.5274 | 52.5258 | 52.5233 | 52.5211 | 52.5192 | 52.5176 | 52.5162 | 52.5149 | 52.5139
F2_Industrial_Industrial - ID_New_Space Heating_Natural Gas_Building Shell - Air Sealing (Infiltration Control)_A_Technical Potential | F2 | Industrial | Industrial - ID | New | Space Heating | Natural Gas | Building Shell - Air Sealing (Infiltration Control) | A | Original Unit Summer Peak Savings (kW) | Technical Potential | 0 | 0 | 0 | 0 | 0 | 0 | 0 | 0 | 0 | 0 | 0 | 0 | 0 | 0 | 0 | 0 | 0 | 0 | 0 | 0 | 0 | 0 | 0 | 0 | 0 | 0 | 0
F3_Industrial_Industrial - ID_New_Space Heating_Natural Gas_Building Shell - Air Sealing (Infiltration Control)_A_Technical Potential | F3 | Industrial | Industrial - ID | New | Space Heating | Natural Gas | Building Shell - Air Sealing (Infiltration Control) | A | Original Unit Winter Peak Savings (kW) | Technical Potential | 0 | 0 | 0 | 0 | 0 | 0 | 0 | 0 | 0 | 0 | 0 | 0 | 0 | 0 | 0 | 0 | 0 | 0 | 0 | 0 | 0 | 0 | 0 | 0 | 0 | 0 | 0
F4_Industrial_Industrial - ID_New_Space Heating_Natural Gas_Building Shell - Air Sealing (Infiltration Control)_A_Technical Potential | F4 | Industrial | Industrial - ID | New | Space Heating | Natural Gas | Building Shell - Air Sealing (Infiltration Control) | A | Standalone Impact on Baseline Energy (%) | Technical Potential | 0 | 0 | 4.9725e-06 | 1.0701e-05 | 2.3578e-05 | 4.5036e-05 | 7.8243e-05 | 0.00012622 | 0.00019174 | 0.00027667 | 0.00038122 | 0.00050331 | 0.00063794 | 0.00077645 | 0.00090788 | 0.0010201 | 0.0011017 | 0.0011466 | 0.0011503 | 0.0011122 | 0.0010599 | 0.0010132 | 0.00097108 | 0.00093299 | 0.00089836 | 0.00086676 | 0.0008378
F5_Industrial_Industrial - ID_New_Space Heating_Natural Gas_Building Shell - Air Sealing (Infiltration Control)_A_Technical Potential | F5 | Industrial | Industrial - ID | New | Space Heating | Natural Gas | Building Shell - Air Sealing (Infiltration Control) | A | Standalone Impact on Baseline Summer Peak (%) | Technical Potential | 0 | 0 | 0 | 0 | 0 | 0 | 0 | 0 | 0 | 0 | 0 | 0 | 0 | 0 | 0 | 0 | 0 | 0 | 0 | 0 | 0 | 0 | 0 | 0 | 0 | 0 | 0
F6_Industrial_Industrial - ID_New_Space Heating_Natural Gas_Building Shell - Air Sealing (Infiltration Control)_A_Technical Potential | F6 | Industrial | Industrial - ID | New | Space Heating | Natural Gas | Building Shell - Air Sealing (Infiltration Control) | A | Standalone Impact on Baseline Winter Peak (%) | Technical Potential | 0 | 0 | 0 | 0 | 0 | 0 | 0 | 0 | 0 | 0 | 0 | 0 | 0 | 0 | 0 | 0 | 0 | 0 | 0 | 0 | 0 | 0 | 0 | 0 | 0 | 0 | 0
F7_Industrial_Industrial - ID_New_Space Heating_Natural Gas_Building Shell - Air Sealing (Infiltration Control)_A_Technical Potential | F7 | Industrial | Industrial - ID | New | Space Heating | Natural Gas | Building Shell - Air Sealing (Infiltration Control) | A | Incremental Energy Savings (MWh or mTherms) | Technical Potential | 0 | 0 | 1.9291e-06 | 2.4514e-05 | 7.8377e-05 | 0.00018393 | 0.0003625 | 0.00063644 | 0.0010225 | 0.0015251 | 0.002129 | 0.0027917 | 0.0034402 | 0.0039613 | 0.0042438 | 0.0041866 | 0.0037361 | 0.0029611 | 0.001885 | 0.0005943 | 0 | 0 | 0 | 0 | 0 | 0 | 0
F8_Industrial_Industrial - ID_New_Space Heating_Natural Gas_Building Shell - Air Sealing (Infiltration Control)_A_Technical Potential | F8 | Industrial | Industrial - ID | New | Space Heating | Natural Gas | Building Shell - Air Sealing (Infiltration Control) | A | Incremental Summer Peak Savings (MW) | Technical Potential | 0 | 0 | 0 | 0 | 0 | 0 | 0 | 0 | 0 | 0 | 0 | 0 | 0 | 0 | 0 | 0 | 0 | 0 | 0 | 0 | 0 | 0 | 0 | 0 | 0 | 0 | 0
F9_Industrial_Industrial - ID_New_Space Heating_Natural Gas_Building Shell - Air Sealing (Infiltration Control)_A_Technical Potential | F9 | Industrial | Industrial - ID | New | Space Heating | Natural Gas | Building Shell - Air Sealing (Infiltration Control) | A | Incremental Winter Peak Savings (MW) | Technical Potential | 0 | 0 | 0 | 0 | 0 | 0 | 0 | 0 | 0 | 0 | 0 | 0 | 0 | 0 | 0 | 0 | 0 | 0 | 0 | 0 | 0 | 0 | 0 | 0 | 0 | 0 | 0
F10_Industrial_Industrial - ID_New_Space Heating_Natural Gas_Building Shell - Air Sealing (Infiltration Control)_A_Technical Potential | F10 | Industrial | Industrial - ID | New | Space Heating | Natural Gas | Building Shell - Air Sealing (Infiltration Control) | A | Cumulative Energy Savings (MWh or mTherms) | Technical Potential | 0 | 0 | 1.9291e-06 | 2.6391e-05 | 0.00010471 | 0.00028855 | 0.00065092 | 0.0012872 | 0.0023094 | 0.0038342 | 0.0059628 | 0.008754 | 0.012194 | 0.016154 | 0.020397 | 0.024583 | 0.028318 | 0.031279 | 0.033163 | 0.033756 | 0.033755 | 0.033753 | 0.033752 | 0.033751 | 0.03375 | 0.033749 | 0.033749
F11_Industrial_Industrial - ID_New_Space Heating_Natural Gas_Building Shell - Air Sealing (Infiltration Control)_A_Technical Potential | F11 | Industrial | Industrial - ID | New | Space Heating | Natural Gas | Building Shell - Air Sealing (Infiltration Control) | A | Cumulative Summer Peak Savings (MW) | Technical Potential | 0 | 0 | 0 | 0 | 0 | 0 | 0 | 0 | 0 | 0 | 0 | 0 | 0 | 0 | 0 | 0 | 0 | 0 | 0 | 0 | 0 | 0 | 0 | 0 | 0 | 0 | 0
F12_Industrial_Industrial - ID_New_Space Heating_Natural Gas_Building Shell - Air Sealing (Infiltration Control)_A_Technical Potential | F12 | Industrial | Industrial - ID | New | Space Heating | Natural Gas | Building Shell - Air Sealing (Infiltration Control) | A | Cumulative Winter Peak Savings (MW) | Technical Potential | 0 | 0 | 0 | 0 | 0 | 0 | 0 | 0 | 0 | 0 | 0 | 0 | 0 | 0 | 0 | 0 | 0 | 0 | 0 | 0 | 0 | 0 | 0 | 0 | 0 | 0 | 0
F13_Industrial_Industrial - ID_New_Space Heating_Natural Gas_Building Shell - Air Sealing (Infiltration Control)_A_Technical Potential | F13 | Industrial | Industrial - ID | New | Space Heating | Natural Gas | Building Shell - Air Sealing (Infiltration Control) | A | Purchases (Incremental) | Technical Potential | 0 | 0 | 3.557e-05 | 0.00046456 | 0.0014886 | 0.0034963 | 0.0068939 | 0.012107 | 0.019454 | 0.029022 | 0.040516 | 0.053132 | 0.065479 | 0.075401 | 0.080782 | 0.079697 | 0.071123 | 0.056371 | 0.035887 | 0.011315 | 0 | 0 | 0 | 0 | 0 | 0 | 0
F14_Industrial_Industrial - ID_New_Space Heating_Natural Gas_Building Shell - Air Sealing (Infiltration Control)_A_Technical Potential | F14 | Industrial | Industrial - ID | New | Space Heating | Natural Gas | Building Shell - Air Sealing (Infiltration Control) | A | Purchases (Cumulative) | Technical Potential | 0 | 0 | 3.557e-05 | 0.00050013 | 0.0019887 | 0.0054851 | 0.012379 | 0.024486 | 0.043939 | 0.072961 | 0.11348 | 0.16661 | 0.23209 | 0.30749 | 0.38827 | 0.46797 | 0.53909 | 0.59546 | 0.63135 | 0.64266 | 0.64266 | 0.64266 | 0.64266 | 0.64266 | 0.64266 | 0.64266 | 0.64266
F1_Industrial_Industrial - ID_New_Space Heating_Natural Gas_Ventilation - Demand Controlled_A_Technical Potential | F1 | Industrial | Industrial - ID | New | Space Heating | Natural Gas | Ventilation - Demand Controlled | A | Original Unit Energy Savings (kWh or therms) | Technical Potential | 0 | 0 | 0.035785 | 0.032416 | 0.032144 | 0.032041 | 0.031987 | 0.031954 | 0.031931 | 0.031915 | 0.031903 | 0.031893 | 0.031885 | 0.031879 | 0.031873 | 0.031869 | 0.031865 | 0.031862 | 0.031859 | 0.031855 | 0.031849 | 0.031844 | 0.03184 | 0.031836 | 0.031833 | 0.03183 | 0.031828
F2_Industrial_Industrial - ID_New_Space Heating_Natural Gas_Ventilation - Demand Controlled_A_Technical Potential | F2 | Industrial | Industrial - ID | New | Space Heating | Natural Gas | Ventilation - Demand Controlled | A | Original Unit Summer Peak Savings (kW) | Technical Potential | 0 | 0 | 0 | 0 | 0 | 0 | 0 | 0 | 0 | 0 | 0 | 0 | 0 | 0 | 0 | 0 | 0 | 0 | 0 | 0 | 0 | 0 | 0 | 0 | 0 | 0 | 0
F3_Industrial_Industrial - ID_New_Space Heating_Natural Gas_Ventilation - Demand Controlled_A_Technical Potential | F3 | Industrial | Industrial - ID | New | Space Heating | Natural Gas | Ventilation - Demand Controlled | A | Original Unit Winter Peak Savings (kW) | Technical Potential | 0 | 0 | 0 | 0 | 0 | 0 | 0 | 0 | 0 | 0 | 0 | 0 | 0 | 0 | 0 | 0 | 0 | 0 | 0 | 0 | 0 | 0 | 0 | 0 | 0 | 0 | 0
F4_Industrial_Industrial - ID_New_Space Heating_Natural Gas_Ventilation - Demand Controlled_A_Technical Potential | F4 | Industrial | Industrial - ID | New | Space Heating | Natural Gas | Ventilation - Demand Controlled | A | Standalone Impact on Baseline Energy (%) | Technical Potential | 0 | 0 | 0 | 0 | 0 | 0 | 0 | 0 | 0 | 0 | 0 | 0 | 0 | 0 | 0 | 0 | 0 | 0 | 0 | 0 | 0 | 0 | 0 | 0 | 0 | 0 | 0
F5_Industrial_Industrial - ID_New_Space Heating_Natural Gas_Ventilation - Demand Controlled_A_Technical Potential | F5 | Industrial | Industrial - ID | New | Space Heating | Natural Gas | Ventilation - Demand Controlled | A | Standalone Impact on Baseline Summer Peak (%) | Technical Potential | 0 | 0 | 0 | 0 | 0 | 0 | 0 | 0 | 0 | 0 | 0 | 0 | 0 | 0 | 0 | 0 | 0 | 0 | 0 | 0 | 0 | 0 | 0 | 0 | 0 | 0 | 0
F6_Industrial_Industrial - ID_New_Space Heating_Natural Gas_Ventilation - Demand Controlled_A_Technical Potential | F6 | Industrial | Industrial - ID | New | Space Heating | Natural Gas | Ventilation - Demand Controlled | A | Standalone Impact on Baseline Winter Peak (%) | Technical Potential | 0 | 0 | 0 | 0 | 0 | 0 | 0 | 0 | 0 | 0 | 0 | 0 | 0 | 0 | 0 | 0 | 0 | 0 | 0 | 0 | 0 | 0 | 0 | 0 | 0 | 0 | 0
F7_Industrial_Industrial - ID_New_Space Heating_Natural Gas_Ventilation - Demand Controlled_A_Technical Potential | F7 | Industrial | Industrial - ID | New | Space Heating | Natural Gas | Ventilation - Demand Controlled | A | Incremental Energy Savings (MWh or mTherms) | Technical Potential | 0 | 0 | 0 | 0 | 0 | 0 | 0 | 0 | 0 | 0 | 0 | 0 | 0 | 0 | 0 | 0 | 0 | 0 | 0 | 0 | 0 | 0 | 0 | 0 | 0 | 0 | 0
F8_Industrial_Industrial - ID_New_Space Heating_Natural Gas_Ventilation - Demand Controlled_A_Technical Potential | F8 | Industrial | Industrial - ID | New | Space Heating | Natural Gas | Ventilation - Demand Controlled | A | Incremental Summer Peak Savings (MW) | Technical Potential | 0 | 0 | 0 | 0 | 0 | 0 | 0 | 0 | 0 | 0 | 0 | 0 | 0 | 0 | 0 | 0 | 0 | 0 | 0 | 0 | 0 | 0 | 0 | 0 | 0 | 0 | 0
F9_Industrial_Industrial - ID_New_Space Heating_Natural Gas_Ventilation - Demand Controlled_A_Technical Potential | F9 | Industrial | Industrial - ID | New | Space Heating | Natural Gas | Ventilation - Demand Controlled | A | Incremental Winter Peak Savings (MW) | Technical Potential | 0 | 0 | 0 | 0 | 0 | 0 | 0 | 0 | 0 | 0 | 0 | 0 | 0 | 0 | 0 | 0 | 0 | 0 | 0 | 0 | 0 | 0 | 0 | 0 | 0 | 0 | 0
F10_Industrial_Industrial - ID_New_Space Heating_Natural Gas_Ventilation - Demand Controlled_A_Technical Potential | F10 | Industrial | Industrial - ID | New | Space Heating | Natural Gas | Ventilation - Demand Controlled | A | Cumulative Energy Savings (MWh or mTherms) | Technical Potential | 0 | 0 | 0 | 0 | 0 | 0 | 0 | 0 | 0 | 0 | 0 | 0 | 0 | 0 | 0 | 0 | 0 | 0 | 0 | 0 | 0 | 0 | 0 | 0 | 0 | 0 | 0
F11_Industrial_Industrial - ID_New_Space Heating_Natural Gas_Ventilation - Demand Controlled_A_Technical Potential | F11 | Industrial | Industrial - ID | New | Space Heating | Natural Gas | Ventilation - Demand Controlled | A | Cumulative Summer Peak Savings (MW) | Technical Potential | 0 | 0 | 0 | 0 | 0 | 0 | 0 | 0 | 0 | 0 | 0 | 0 | 0 | 0 | 0 | 0 | 0 | 0 | 0 | 0 | 0 | 0 | 0 | 0 | 0 | 0 | 0
F12_Industrial_Industrial - ID_New_Space Heating_Natural Gas_Ventilation - Demand Controlled_A_Technical Potential | F12 | Industrial | Industrial - ID | New | Space Heating | Natural Gas | Ventilation - Demand Controlled | A | Cumulative Winter Peak Savings (MW) | Technical Potential | 0 | 0 | 0 | 0 | 0 | 0 | 0 | 0 | 0 | 0 | 0 | 0 | 0 | 0 | 0 | 0 | 0 | 0 | 0 | 0 | 0 | 0 | 0 | 0 | 0 | 0 | 0
F13_Industrial_Industrial - ID_New_Space Heating_Natural Gas_Ventilation - Demand Controlled_A_Technical Potential | F13 | Industrial | Industrial - ID | New | Space Heating | Natural Gas | Ventilation - Demand Controlled | A | Purchases (Incremental) | Technical Potential | 0 | 0 | 0 | 0 | 0 | 0 | 0 | 0 | 0 | 0 | 0 | 0 | 0 | 0 | 0 | 0 | 0 | 0 | 0 | 0 | 0 | 0 | 0 | 0 | 0 | 0 | 0
F14_Industrial_Industrial - ID_New_Space Heating_Natural Gas_Ventilation - Demand Controlled_A_Technical Potential | F14 | Industrial | Industrial - ID | New | Space Heating | Natural Gas | Ventilation - Demand Controlled | A | Purchases (Cumulative) | Technical Potential | 0 | 0 | 0 | 0 | 0 | 0 | 0 | 0 | 0 | 0 | 0 | 0 | 0 | 0 | 0 | 0 | 0 | 0 | 0 | 0 | 0 | 0 | 0 | 0 | 0 | 0 | 0
F1_Industrial_Industrial - ID_New_Space Heating_Natural Gas_Destratification Fans (HVLS)_A_Technical Potential | F1 | Industrial | Industrial - ID | New | Space Heating | Natural Gas | Destratification Fans (HVLS) | A | Original Unit Energy Savings (kWh or therms) | Technical Potential | 0 | 0 | 133830.5571 | 130216.3697 | 129925.1444 | 129813.8831 | 129756.1877 | 129720.5963 | 129696.4516 | 129678.9988 | 129665.7962 | 129655.4613 | 129647.1524 | 129640.328 | 129634.6237 | 129629.7852 | 129625.6301 | 129622.0236 | 129618.8642 | 129614.987 | 129608.7634 | 129603.4083 | 129598.7786 | 129594.7588 | 129591.2553 | 129588.1912 | 129585.5031
F2_Industrial_Industrial - ID_New_Space Heating_Natural Gas_Destratification Fans (HVLS)_A_Technical Potential | F2 | Industrial | Industrial - ID | New | Space Heating | Natural Gas | Destratification Fans (HVLS) | A | Original Unit Summer Peak Savings (kW) | Technical Potential | 0 | 0 | 0 | 0 | 0 | 0 | 0 | 0 | 0 | 0 | 0 | 0 | 0 | 0 | 0 | 0 | 0 | 0 | 0 | 0 | 0 | 0 | 0 | 0 | 0 | 0 | 0
F3_Industrial_Industrial - ID_New_Space Heating_Natural Gas_Destratification Fans (HVLS)_A_Technical Potential | F3 | Industrial | Industrial - ID | New | Space Heating | Natural Gas | Destratification Fans (HVLS) | A | Original Unit Winter Peak Savings (kW) | Technical Potential | 0 | 0 | 0 | 0 | 0 | 0 | 0 | 0 | 0 | 0 | 0 | 0 | 0 | 0 | 0 | 0 | 0 | 0 | 0 | 0 | 0 | 0 | 0 | 0 | 0 | 0 | 0
F4_Industrial_Industrial - ID_New_Space Heating_Natural Gas_Destratification Fans (HVLS)_A_Technical Potential | F4 | Industrial | Industrial - ID | New | Space Heating | Natural Gas | Destratification Fans (HVLS) | A | Standalone Impact on Baseline Energy (%) | Technical Potential | 0 | 0 | 0.0018111 | 0.0020883 | 0.0029683 | 0.0038668 | 0.0047878 | 0.0057157 | 0.0066498 | 0.0075896 | 0.0085351 | 0.009486 | 0.010442 | 0.011404 | 0.012371 | 0.013344 | 0.014322 | 0.01528 | 0.016115 | 0.016854 | 0.017509 | 0.018096 | 0.017344 | 0.016664 | 0.016046 | 0.015481 | 0.014964
F5_Industrial_Industrial - ID_New_Space Heating_Natural Gas_Destratification Fans (HVLS)_A_Technical Potential | F5 | Industrial | Industrial - ID | New | Space Heating | Natural Gas | Destratification Fans (HVLS) | A | Standalone Impact on Baseline Summer Peak (%) | Technical Potential | 0 | 0 | 0 | 0 | 0 | 0 | 0 | 0 | 0 | 0 | 0 | 0 | 0 | 0 | 0 | 0 | 0 | 0 | 0 | 0 | 0 | 0 | 0 | 0 | 0 | 0 | 0
F6_Industrial_Industrial - ID_New_Space Heating_Natural Gas_Destratification Fans (HVLS)_A_Technical Potential | F6 | Industrial | Industrial - ID | New | Space Heating | Natural Gas | Destratification Fans (HVLS) | A | Standalone Impact on Baseline Winter Peak (%) | Technical Potential | 0 | 0 | 0 | 0 | 0 | 0 | 0 | 0 | 0 | 0 | 0 | 0 | 0 | 0 | 0 | 0 | 0 | 0 | 0 | 0 | 0 | 0 | 0 | 0 | 0 | 0 | 0
F7_Industrial_Industrial - ID_New_Space Heating_Natural Gas_Destratification Fans (HVLS)_A_Technical Potential | F7 | Industrial | Industrial - ID | New | Space Heating | Natural Gas | Destratification Fans (HVLS) | A | Incremental Energy Savings (MWh or mTherms) | Technical Potential | 0 | 0 | 0.00070263 | 0.0044668 | 0.0080433 | 0.011604 | 0.015067 | 0.01847 | 0.021814 | 0.0251 | 0.028328 | 0.031501 | 0.034618 | 0.037681 | 0.04069 | 0.043647 | 0.046553 | 0.048728 | 0.047767 | 0.046946 | 0.046091 | 0.045287 | 0 | 0 | 0 | 0 | 0
F8_Industrial_Industrial - ID_New_Space Heating_Natural Gas_Destratification Fans (HVLS)_A_Technical Potential | F8 | Industrial | Industrial - ID | New | Space Heating | Natural Gas | Destratification Fans (HVLS) | A | Incremental Summer Peak Savings (MW) | Technical Potential | 0 | 0 | 0 | 0 | 0 | 0 | 0 | 0 | 0 | 0 | 0 | 0 | 0 | 0 | 0 | 0 | 0 | 0 | 0 | 0 | 0 | 0 | 0 | 0 | 0 | 0 | 0
F9_Industrial_Industrial - ID_New_Space Heating_Natural Gas_Destratification Fans (HVLS)_A_Technical Potential | F9 | Industrial | Industrial - ID | New | Space Heating | Natural Gas | Destratification Fans (HVLS) | A | Incremental Winter Peak Savings (MW) | Technical Potential | 0 | 0 | 0 | 0 | 0 | 0 | 0 | 0 | 0 | 0 | 0 | 0 | 0 | 0 | 0 | 0 | 0 | 0 | 0 | 0 | 0 | 0 | 0 | 0 | 0 | 0 | 0
F10_Industrial_Industrial - ID_New_Space Heating_Natural Gas_Destratification Fans (HVLS)_A_Technical Potential | F10 | Industrial | Industrial - ID | New | Space Heating | Natural Gas | Destratification Fans (HVLS) | A | Cumulative Energy Savings (MWh or mTherms) | Technical Potential | 0 | 0 | 0.00070263 | 0.0051505 | 0.013182 | 0.024775 | 0.039831 | 0.05829 | 0.080094 | 0.10518 | 0.1335 | 0.16499 | 0.1996 | 0.23727 | 0.27795 | 0.32158 | 0.36813 | 0.41684 | 0.4646 | 0.51153 | 0.5576 | 0.60286 | 0.60284 | 0.60282 | 0.60281 | 0.60279 | 0.60278
F11_Industrial_Industrial - ID_New_Space Heating_Natural Gas_Destratification Fans (HVLS)_A_Technical Potential | F11 | Industrial | Industrial - ID | New | Space Heating | Natural Gas | Destratification Fans (HVLS) | A | Cumulative Summer Peak Savings (MW) | Technical Potential | 0 | 0 | 0 | 0 | 0 | 0 | 0 | 0 | 0 | 0 | 0 | 0 | 0 | 0 | 0 | 0 | 0 | 0 | 0 | 0 | 0 | 0 | 0 | 0 | 0 | 0 | 0
F12_Industrial_Industrial - ID_New_Space Heating_Natural Gas_Destratification Fans (HVLS)_A_Technical Potential | F12 | Industrial | Industrial - ID | New | Space Heating | Natural Gas | Destratification Fans (HVLS) | A | Cumulative Winter Peak Savings (MW) | Technical Potential | 0 | 0 | 0 | 0 | 0 | 0 | 0 | 0 | 0 | 0 | 0 | 0 | 0 | 0 | 0 | 0 | 0 | 0 | 0 | 0 | 0 | 0 | 0 | 0 | 0 | 0 | 0
F13_Industrial_Industrial - ID_New_Space Heating_Natural Gas_Destratification Fans (HVLS)_A_Technical Potential | F13 | Industrial | Industrial - ID | New | Space Heating | Natural Gas | Destratification Fans (HVLS) | A | Purchases (Incremental) | Technical Potential | 0 | 0 | 5.2502e-06 | 3.4303e-05 | 6.1907e-05 | 8.9389e-05 | 0.00011612 | 0.00014238 | 0.00016819 | 0.00019355 | 0.00021847 | 0.00024296 | 0.00026702 | 0.00029066 | 0.00031388 | 0.00033671 | 0.00035914 | 0.00037592 | 0.00036852 | 0.00036219 | 0.00035562 | 0.00034943 | 0 | 0 | 0 | 0 | 0
F14_Industrial_Industrial - ID_New_Space Heating_Natural Gas_Destratification Fans (HVLS)_A_Technical Potential | F14 | Industrial | Industrial - ID | New | Space Heating | Natural Gas | Destratification Fans (HVLS) | A | Purchases (Cumulative) | Technical Potential | 0 | 0 | 5.2502e-06 | 3.9553e-05 | 0.00010146 | 0.00019085 | 0.00030697 | 0.00044935 | 0.00061755 | 0.0008111 | 0.0010296 | 0.0012725 | 0.0015395 | 0.0018302 | 0.0021441 | 0.0024808 | 0.0028399 | 0.0032158 | 0.0035844 | 0.0039466 | 0.0043022 | 0.0046516 | 0.0046516 | 0.0046516 | 0.0046516 | 0.0046516 | 0.0046516
F1_Industrial_Industrial - ID_New_Space Heating_Natural Gas_Condensing RTU_A_Technical Potential | F1 | Industrial | Industrial - ID | New | Space Heating | Natural Gas | Condensing RTU | A | Original Unit Energy Savings (kWh or therms) | Technical Potential | 0 | 0 | 0.057618 | 0.052194 | 0.051757 | 0.05159 | 0.051504 | 0.05145 | 0.051414 | 0.051388 | 0.051368 | 0.051352 | 0.05134 | 0.05133 | 0.051321 | 0.051314 | 0.051308 | 0.051302 | 0.051297 | 0.051292 | 0.051282 | 0.051274 | 0.051267 | 0.051261 | 0.051256 | 0.051251 | 0.051247
F2_Industrial_Industrial - ID_New_Space Heating_Natural Gas_Condensing RTU_A_Technical Potential | F2 | Industrial | Industrial - ID | New | Space Heating | Natural Gas | Condensing RTU | A | Original Unit Summer Peak Savings (kW) | Technical Potential | 0 | 0 | 0 | 0 | 0 | 0 | 0 | 0 | 0 | 0 | 0 | 0 | 0 | 0 | 0 | 0 | 0 | 0 | 0 | 0 | 0 | 0 | 0 | 0 | 0 | 0 | 0
F3_Industrial_Industrial - ID_New_Space Heating_Natural Gas_Condensing RTU_A_Technical Potential | F3 | Industrial | Industrial - ID | New | Space Heating | Natural Gas | Condensing RTU | A | Original Unit Winter Peak Savings (kW) | Technical Potential | 0 | 0 | 0 | 0 | 0 | 0 | 0 | 0 | 0 | 0 | 0 | 0 | 0 | 0 | 0 | 0 | 0 | 0 | 0 | 0 | 0 | 0 | 0 | 0 | 0 | 0 | 0
F4_Industrial_Industrial - ID_New_Space Heating_Natural Gas_Condensing RTU_A_Technical Potential | F4 | Industrial | Industrial - ID | New | Space Heating | Natural Gas | Condensing RTU | A | Standalone Impact on Baseline Energy (%) | Technical Potential | 0 | 0 | 0 | 0 | 0 | 0 | 0 | 0 | 0 | 0 | 0 | 0 | 0 | 0 | 0 | 0 | 0 | 0 | 0 | 0 | 0 | 0 | 0 | 0 | 0 | 0 | 0
F5_Industrial_Industrial - ID_New_Space Heating_Natural Gas_Condensing RTU_A_Technical Potential | F5 | Industrial | Industrial - ID | New | Space Heating | Natural Gas | Condensing RTU | A | Standalone Impact on Baseline Summer Peak (%) | Technical Potential | 0 | 0 | 0 | 0 | 0 | 0 | 0 | 0 | 0 | 0 | 0 | 0 | 0 | 0 | 0 | 0 | 0 | 0 | 0 | 0 | 0 | 0 | 0 | 0 | 0 | 0 | 0
F6_Industrial_Industrial - ID_New_Space Heating_Natural Gas_Condensing RTU_A_Technical Potential | F6 | Industrial | Industrial - ID | New | Space Heating | Natural Gas | Condensing RTU | A | Standalone Impact on Baseline Winter Peak (%) | Technical Potential | 0 | 0 | 0 | 0 | 0 | 0 | 0 | 0 | 0 | 0 | 0 | 0 | 0 | 0 | 0 | 0 | 0 | 0 | 0 | 0 | 0 | 0 | 0 | 0 | 0 | 0 | 0
F7_Industrial_Industrial - ID_New_Space Heating_Natural Gas_Condensing RTU_A_Technical Potential | F7 | Industrial | Industrial - ID | New | Space Heating | Natural Gas | Condensing RTU | A | Incremental Energy Savings (MWh or mTherms) | Technical Potential | 0 | 0 | 0 | 0 | 0 | 0 | 0 | 0 | 0 | 0 | 0 | 0 | 0 | 0 | 0 | 0 | 0 | 0 | 0 | 0 | 0 | 0 | 0 | 0 | 0 | 0 | 0
F8_Industrial_Industrial - ID_New_Space Heating_Natural Gas_Condensing RTU_A_Technical Potential | F8 | Industrial | Industrial - ID | New | Space Heating | Natural Gas | Condensing RTU | A | Incremental Summer Peak Savings (MW) | Technical Potential | 0 | 0 | 0 | 0 | 0 | 0 | 0 | 0 | 0 | 0 | 0 | 0 | 0 | 0 | 0 | 0 | 0 | 0 | 0 | 0 | 0 | 0 | 0 | 0 | 0 | 0 | 0
F9_Industrial_Industrial - ID_New_Space Heating_Natural Gas_Condensing RTU_A_Technical Potential | F9 | Industrial | Industrial - ID | New | Space Heating | Natural Gas | Condensing RTU | A | Incremental Winter Peak Savings (MW) | Technical Potential | 0 | 0 | 0 | 0 | 0 | 0 | 0 | 0 | 0 | 0 | 0 | 0 | 0 | 0 | 0 | 0 | 0 | 0 | 0 | 0 | 0 | 0 | 0 | 0 | 0 | 0 | 0
F10_Industrial_Industrial - ID_New_Space Heating_Natural Gas_Condensing RTU_A_Technical Potential | F10 | Industrial | Industrial - ID | New | Space Heating | Natural Gas | Condensing RTU | A | Cumulative Energy Savings (MWh or mTherms) | Technical Potential | 0 | 0 | 0 | 0 | 0 | 0 | 0 | 0 | 0 | 0 | 0 | 0 | 0 | 0 | 0 | 0 | 0 | 0 | 0 | 0 | 0 | 0 | 0 | 0 | 0 | 0 | 0
F11_Industrial_Industrial - ID_New_Space Heating_Natural Gas_Condensing RTU_A_Technical Potential | F11 | Industrial | Industrial - ID | New | Space Heating | Natural Gas | Condensing RTU | A | Cumulative Summer Peak Savings (MW) | Technical Potential | 0 | 0 | 0 | 0 | 0 | 0 | 0 | 0 | 0 | 0 | 0 | 0 | 0 | 0 | 0 | 0 | 0 | 0 | 0 | 0 | 0 | 0 | 0 | 0 | 0 | 0 | 0
F12_Industrial_Industrial - ID_New_Space Heating_Natural Gas_Condensing RTU_A_Technical Potential | F12 | Industrial | Industrial - ID | New | Space Heating | Natural Gas | Condensing RTU | A | Cumulative Winter Peak Savings (MW) | Technical Potential | 0 | 0 | 0 | 0 | 0 | 0 | 0 | 0 | 0 | 0 | 0 | 0 | 0 | 0 | 0 | 0 | 0 | 0 | 0 | 0 | 0 | 0 | 0 | 0 | 0 | 0 | 0
F13_Industrial_Industrial - ID_New_Space Heating_Natural Gas_Condensing RTU_A_Technical Potential | F13 | Industrial | Industrial - ID | New | Space Heating | Natural Gas | Condensing RTU | A | Purchases (Incremental) | Technical Potential | 0 | 0 | 0 | 0 | 0 | 0 | 0 | 0 | 0 | 0 | 0 | 0 | 0 | 0 | 0 | 0 | 0 | 0 | 0 | 0 | 0 | 0 | 0 | 0 | 0 | 0 | 0
F14_Industrial_Industrial - ID_New_Space Heating_Natural Gas_Condensing RTU_A_Technical Potential | F14 | Industrial | Industrial - ID | New | Space Heating | Natural Gas | Condensing RTU | A | Purchases (Cumulative) | Technical Potential | 0 | 0 | 0 | 0 | 0 | 0 | 0 | 0 | 0 | 0 | 0 | 0 | 0 | 0 | 0 | 0 | 0 | 0 | 0 | 0 | 0 | 0 | 0 | 0 | 0 | 0 | 0
F1_Industrial_Industrial - ID_New_Space Heating_Natural Gas_Industrial Air Curtains_A_Technical Potential | F1 | Industrial | Industrial - ID | New | Space Heating | Natural Gas | Industrial Air Curtains | A | Original Unit Energy Savings (kWh or therms) | Technical Potential | 0 | 0 | -0.016936 | -0.016479 | -0.016442 | -0.016428 | -0.01642 | -0.016416 | -0.016413 | -0.016411 | -0.016409 | -0.016408 | -0.016407 | -0.016406 | -0.016405 | -0.016404 | -0.016404 | -0.016403 | -0.016403 | -0.016403 | -0.016402 | -0.016401 | -0.016401 | -0.0164 | -0.0164 | -0.016399 | -0.016399
F2_Industrial_Industrial - ID_New_Space Heating_Natural Gas_Industrial Air Curtains_A_Technical Potential | F2 | Industrial | Industrial - ID | New | Space Heating | Natural Gas | Industrial Air Curtains | A | Original Unit Summer Peak Savings (kW) | Technical Potential | 0 | 0 | 0 | 0 | 0 | 0 | 0 | 0 | 0 | 0 | 0 | 0 | 0 | 0 | 0 | 0 | 0 | 0 | 0 | 0 | 0 | 0 | 0 | 0 | 0 | 0 | 0
F3_Industrial_Industrial - ID_New_Space Heating_Natural Gas_Industrial Air Curtains_A_Technical Potential | F3 | Industrial | Industrial - ID | New | Space Heating | Natural Gas | Industrial Air Curtains | A | Original Unit Winter Peak Savings (kW) | Technical Potential | 0 | 0 | 0 | 0 | 0 | 0 | 0 | 0 | 0 | 0 | 0 | 0 | 0 | 0 | 0 | 0 | 0 | 0 | 0 | 0 | 0 | 0 | 0 | 0 | 0 | 0 | 0
F4_Industrial_Industrial - ID_New_Space Heating_Natural Gas_Industrial Air Curtains_A_Technical Potential | F4 | Industrial | Industrial - ID | New | Space Heating | Natural Gas | Industrial Air Curtains | A | Standalone Impact on Baseline Energy (%) | Technical Potential | 0 | 0 | -4.4365e-05 | -9.5473e-05 | -0.00021036 | -0.00040182 | -0.0006981 | -0.0011261 | -0.0017107 | -0.0024685 | -0.0034013 | -0.0044906 | -0.0056927 | -0.0069389 | -0.0081418 | -0.0092078 | -0.010055 | -0.01065 | -0.010969 | -0.011019 | -0.010848 | -0.010532 | -0.010094 | -0.0096982 | -0.0093383 | -0.0090098 | -0.0087087
F5_Industrial_Industrial - ID_New_Space Heating_Natural Gas_Industrial Air Curtains_A_Technical Potential | F5 | Industrial | Industrial - ID | New | Space Heating | Natural Gas | Industrial Air Curtains | A | Standalone Impact on Baseline Summer Peak (%) | Technical Potential | 0 | 0 | 0 | 0 | 0 | 0 | 0 | 0 | 0 | 0 | 0 | 0 | 0 | 0 | 0 | 0 | 0 | 0 | 0 | 0 | 0 | 0 | 0 | 0 | 0 | 0 | 0
F6_Industrial_Industrial - ID_New_Space Heating_Natural Gas_Industrial Air Curtains_A_Technical Potential | F6 | Industrial | Industrial - ID | New | Space Heating | Natural Gas | Industrial Air Curtains | A | Standalone Impact on Baseline Winter Peak (%) | Technical Potential | 0 | 0 | 0 | 0 | 0 | 0 | 0 | 0 | 0 | 0 | 0 | 0 | 0 | 0 | 0 | 0 | 0 | 0 | 0 | 0 | 0 | 0 | 0 | 0 | 0 | 0 | 0
F7_Industrial_Industrial - ID_New_Space Heating_Natural Gas_Industrial Air Curtains_A_Technical Potential | F7 | Industrial | Industrial - ID | New | Space Heating | Natural Gas | Industrial Air Curtains | A | Incremental Energy Savings (MWh or mTherms) | Technical Potential | 0 | 0 | -1.7212e-05 | -0.00021872 | -0.0006993 | -0.0016411 | -0.0032343 | -0.0056784 | -0.0091226 | -0.013607 | -0.018995 | -0.024908 | -0.03071 | -0.035561 | -0.038561 | -0.038992 | -0.036565 | -0.032077 | -0.025718 | -0.018206 | -0.011033 | -0.0054148 | 0 | 0 | 0 | 0 | 0
F8_Industrial_Industrial - ID_New_Space Heating_Natural Gas_Industrial Air Curtains_A_Technical Potential | F8 | Industrial | Industrial - ID | New | Space Heating | Natural Gas | Industrial Air Curtains | A | Incremental Summer Peak Savings (MW) | Technical Potential | 0 | 0 | 0 | 0 | 0 | 0 | 0 | 0 | 0 | 0 | 0 | 0 | 0 | 0 | 0 | 0 | 0 | 0 | 0 | 0 | 0 | 0 | 0 | 0 | 0 | 0 | 0
F9_Industrial_Industrial - ID_New_Space Heating_Natural Gas_Industrial Air Curtains_A_Technical Potential | F9 | Industrial | Industrial - ID | New | Space Heating | Natural Gas | Industrial Air Curtains | A | Incremental Winter Peak Savings (MW) | Technical Potential | 0 | 0 | 0 | 0 | 0 | 0 | 0 | 0 | 0 | 0 | 0 | 0 | 0 | 0 | 0 | 0 | 0 | 0 | 0 | 0 | 0 | 0 | 0 | 0 | 0 | 0 | 0
F10_Industrial_Industrial - ID_New_Space Heating_Natural Gas_Industrial Air Curtains_A_Technical Potential | F10 | Industrial | Industrial - ID | New | Space Heating | Natural Gas | Industrial Air Curtains | A | Cumulative Energy Savings (MWh or mTherms) | Technical Potential | 0 | 0 | -1.7212e-05 | -0.00023547 | -0.00093424 | -0.0025745 | -0.0058076 | -0.011484 | -0.020605 | -0.03421 | -0.053201 | -0.078105 | -0.10881 | -0.14437 | -0.18292 | -0.22191 | -0.25846 | -0.29053 | -0.31624 | -0.33444 | -0.34546 | -0.35086 | -0.35085 | -0.35084 | -0.35083 | -0.35082 | -0.35081
F11_Industrial_Industrial - ID_New_Space Heating_Natural Gas_Industrial Air Curtains_A_Technical Potential | F11 | Industrial | Industrial - ID | New | Space Heating | Natural Gas | Industrial Air Curtains | A | Cumulative Summer Peak Savings (MW) | Technical Potential | 0 | 0 | 0 | 0 | 0 | 0 | 0 | 0 | 0 | 0 | 0 | 0 | 0 | 0 | 0 | 0 | 0 | 0 | 0 | 0 | 0 | 0 | 0 | 0 | 0 | 0 | 0
F12_Industrial_Industrial - ID_New_Space Heating_Natural Gas_Industrial Air Curtains_A_Technical Potential | F12 | Industrial | Industrial - ID | New | Space Heating | Natural Gas | Industrial Air Curtains | A | Cumulative Winter Peak Savings (MW) | Technical Potential | 0 | 0 | 0 | 0 | 0 | 0 | 0 | 0 | 0 | 0 | 0 | 0 | 0 | 0 | 0 | 0 | 0 | 0 | 0 | 0 | 0 | 0 | 0 | 0 | 0 | 0 | 0
F13_Industrial_Industrial - ID_New_Space Heating_Natural Gas_Industrial Air Curtains_A_Technical Potential | F13 | Industrial | Industrial - ID | New | Space Heating | Natural Gas | Industrial Air Curtains | A | Purchases (Incremental) | Technical Potential | 0 | 0 | 1.0163 | 13.2731 | 42.5317 | 99.8952 | 196.9681 | 345.9095 | 555.8205 | 829.1858 | 1157.5936 | 1518.0681 | 1871.8321 | 2167.5751 | 2350.5772 | 2376.9405 | 2229.0606 | 1955.5029 | 1567.8784 | 1109.9257 | 672.6902 | 330.1489 | 0 | 0 | 0 | 0 | 0
F14_Industrial_Industrial - ID_New_Space Heating_Natural Gas_Industrial Air Curtains_A_Technical Potential | F14 | Industrial | Industrial - ID | New | Space Heating | Natural Gas | Industrial Air Curtains | A | Purchases (Cumulative) | Technical Potential | 0 | 0 | 1.0163 | 14.2894 | 56.821 | 156.7162 | 353.6843 | 699.5938 | 1255.4143 | 2084.6001 | 3242.1936 | 4760.2617 | 6632.0938 | 8799.6689 | 11150.2461 | 13527.1866 | 15756.2472 | 17711.75 | 19279.6285 | 20389.5542 | 21062.2443 | 21392.3932 | 21392.3932 | 21392.3932 | 21392.3932 | 21392.3932 | 21392.3932
F1_Industrial_Industrial - ID_New_Space Heating_Natural Gas_HVAC - Energy Recovery Ventilator_A_Technical Potential | F1 | Industrial | Industrial - ID | New | Space Heating | Natural Gas | HVAC - Energy Recovery Ventilator | A | Original Unit Energy Savings (kWh or therms) | Technical Potential | 0 | 0 | 0.17621 | 0.17145 | 0.17107 | 0.17092 | 0.17084 | 0.1708 | 0.17077 | 0.17074 | 0.17072 | 0.17071 | 0.1707 | 0.17069 | 0.17068 | 0.17068 | 0.17067 | 0.17067 | 0.17066 | 0.17066 | 0.17065 | 0.17064 | 0.17064 | 0.17063 | 0.17063 | 0.17062 | 0.17062
F2_Industrial_Industrial - ID_New_Space Heating_Natural Gas_HVAC - Energy Recovery Ventilator_A_Technical Potential | F2 | Industrial | Industrial - ID | New | Space Heating | Natural Gas | HVAC - Energy Recovery Ventilator | A | Original Unit Summer Peak Savings (kW) | Technical Potential | 0 | 0 | 0 | 0 | 0 | 0 | 0 | 0 | 0 | 0 | 0 | 0 | 0 | 0 | 0 | 0 | 0 | 0 | 0 | 0 | 0 | 0 | 0 | 0 | 0 | 0 | 0
F3_Industrial_Industrial - ID_New_Space Heating_Natural Gas_HVAC - Energy Recovery Ventilator_A_Technical Potential | F3 | Industrial | Industrial - ID | New | Space Heating | Natural Gas | HVAC - Energy Recovery Ventilator | A | Original Unit Winter Peak Savings (kW) | Technical Potential | 0 | 0 | 0 | 0 | 0 | 0 | 0 | 0 | 0 | 0 | 0 | 0 | 0 | 0 | 0 | 0 | 0 | 0 | 0 | 0 | 0 | 0 | 0 | 0 | 0 | 0 | 0
F4_Industrial_Industrial - ID_New_Space Heating_Natural Gas_HVAC - Energy Recovery Ventilator_A_Technical Potential | F4 | Industrial | Industrial - ID | New | Space Heating | Natural Gas | HVAC - Energy Recovery Ventilator | A | Standalone Impact on Baseline Energy (%) | Technical Potential | 0 | 0 | 0 | 0 | 0 | 0 | 0 | 0 | 0 | 0 | 0 | 0 | 0 | 0 | 0 | 0 | 0 | 0 | 0 | 0 | 0 | 0 | 0 | 0 | 0 | 0 | 0
F5_Industrial_Industrial - ID_New_Space Heating_Natural Gas_HVAC - Energy Recovery Ventilator_A_Technical Potential | F5 | Industrial | Industrial - ID | New | Space Heating | Natural Gas | HVAC - Energy Recovery Ventilator | A | Standalone Impact on Baseline Summer Peak (%) | Technical Potential | 0 | 0 | 0 | 0 | 0 | 0 | 0 | 0 | 0 | 0 | 0 | 0 | 0 | 0 | 0 | 0 | 0 | 0 | 0 | 0 | 0 | 0 | 0 | 0 | 0 | 0 | 0
F6_Industrial_Industrial - ID_New_Space Heating_Natural Gas_HVAC - Energy Recovery Ventilator_A_Technical Potential | F6 | Industrial | Industrial - ID | New | Space Heating | Natural Gas | HVAC - Energy Recovery Ventilator | A | Standalone Impact on Baseline Winter Peak (%) | Technical Potential | 0 | 0 | 0 | 0 | 0 | 0 | 0 | 0 | 0 | 0 | 0 | 0 | 0 | 0 | 0 | 0 | 0 | 0 | 0 | 0 | 0 | 0 | 0 | 0 | 0 | 0 | 0
F7_Industrial_Industrial - ID_New_Space Heating_Natural Gas_HVAC - Energy Recovery Ventilator_A_Technical Potential | F7 | Industrial | Industrial - ID | New | Space Heating | Natural Gas | HVAC - Energy Recovery Ventilator | A | Incremental Energy Savings (MWh or mTherms) | Technical Potential | 0 | 0 | 0 | 0 | 0 | 0 | 0 | 0 | 0 | 0 | 0 | 0 | 0 | 0 | 0 | 0 | 0 | 0 | 0 | 0 | 0 | 0 | 0 | 0 | 0 | 0 | 0
F8_Industrial_Industrial - ID_New_Space Heating_Natural Gas_HVAC - Energy Recovery Ventilator_A_Technical Potential | F8 | Industrial | Industrial - ID | New | Space Heating | Natural Gas | HVAC - Energy Recovery Ventilator | A | Incremental Summer Peak Savings (MW) | Technical Potential | 0 | 0 | 0 | 0 | 0 | 0 | 0 | 0 | 0 | 0 | 0 | 0 | 0 | 0 | 0 | 0 | 0 | 0 | 0 | 0 | 0 | 0 | 0 | 0 | 0 | 0 | 0
F9_Industrial_Industrial - ID_New_Space Heating_Natural Gas_HVAC - Energy Recovery Ventilator_A_Technical Potential | F9 | Industrial | Industrial - ID | New | Space Heating | Natural Gas | HVAC - Energy Recovery Ventilator | A | Incremental Winter Peak Savings (MW) | Technical Potential | 0 | 0 | 0 | 0 | 0 | 0 | 0 | 0 | 0 | 0 | 0 | 0 | 0 | 0 | 0 | 0 | 0 | 0 | 0 | 0 | 0 | 0 | 0 | 0 | 0 | 0 | 0
F10_Industrial_Industrial - ID_New_Space Heating_Natural Gas_HVAC - Energy Recovery Ventilator_A_Technical Potential | F10 | Industrial | Industrial - ID | New | Space Heating | Natural Gas | HVAC - Energy Recovery Ventilator | A | Cumulative Energy Savings (MWh or mTherms) | Technical Potential | 0 | 0 | 0 | 0 | 0 | 0 | 0 | 0 | 0 | 0 | 0 | 0 | 0 | 0 | 0 | 0 | 0 | 0 | 0 | 0 | 0 | 0 | 0 | 0 | 0 | 0 | 0
F11_Industrial_Industrial - ID_New_Space Heating_Natural Gas_HVAC - Energy Recovery Ventilator_A_Technical Potential | F11 | Industrial | Industrial - ID | New | Space Heating | Natural Gas | HVAC - Energy Recovery Ventilator | A | Cumulative Summer Peak Savings (MW) | Technical Potential | 0 | 0 | 0 | 0 | 0 | 0 | 0 | 0 | 0 | 0 | 0 | 0 | 0 | 0 | 0 | 0 | 0 | 0 | 0 | 0 | 0 | 0 | 0 | 0 | 0 | 0 | 0
F12_Industrial_Industrial - ID_New_Space Heating_Natural Gas_HVAC - Energy Recovery Ventilator_A_Technical Potential | F12 | Industrial | Industrial - ID | New | Space Heating | Natural Gas | HVAC - Energy Recovery Ventilator | A | Cumulative Winter Peak Savings (MW) | Technical Potential | 0 | 0 | 0 | 0 | 0 | 0 | 0 | 0 | 0 | 0 | 0 | 0 | 0 | 0 | 0 | 0 | 0 | 0 | 0 | 0 | 0 | 0 | 0 | 0 | 0 | 0 | 0
F13_Industrial_Industrial - ID_New_Space Heating_Natural Gas_HVAC - Energy Recovery Ventilator_A_Technical Potential | F13 | Industrial | Industrial - ID | New | Space Heating | Natural Gas | HVAC - Energy Recovery Ventilator | A | Purchases (Incremental) | Technical Potential | 0 | 0 | 0 | 0 | 0 | 0 | 0 | 0 | 0 | 0 | 0 | 0 | 0 | 0 | 0 | 0 | 0 | 0 | 0 | 0 | 0 | 0 | 0 | 0 | 0 | 0 | 0
F14_Industrial_Industrial - ID_New_Space Heating_Natural Gas_HVAC - Energy Recovery Ventilator_A_Technical Potential | F14 | Industrial | Industrial - ID | New | Space Heating | Natural Gas | HVAC - Energy Recovery Ventilator | A | Purchases (Cumulative) | Technical Potential | 0 | 0 | 0 | 0 | 0 | 0 | 0 | 0 | 0 | 0 | 0 | 0 | 0 | 0 | 0 | 0 | 0 | 0 | 0 | 0 | 0 | 0 | 0 | 0 | 0 | 0 | 0
F1_Industrial_Industrial - ID_New_Space Heating_Natural Gas_Thermostat - Connected_A_Technical Potential | F1 | Industrial | Industrial - ID | New | Space Heating | Natural Gas | Thermostat - Connected | A | Original Unit Energy Savings (kWh or therms) | Technical Potential | 0 | 0 | 8493.9799 | 8264.5941 | 8246.1105 | 8239.049 | 8235.3872 | 8233.1282 | 8231.5958 | 8230.4881 | 8229.6502 | 8228.9942 | 8228.4669 | 8228.0337 | 8227.6717 | 8227.3646 | 8227.1009 | 8226.872 | 8226.6715 | 8226.4254 | 8226.0304 | 8225.6905 | 8225.3967 | 8225.1416 | 8224.9192 | 8224.7247 | 8224.5541
F2_Industrial_Industrial - ID_New_Space Heating_Natural Gas_Thermostat - Connected_A_Technical Potential | F2 | Industrial | Industrial - ID | New | Space Heating | Natural Gas | Thermostat - Connected | A | Original Unit Summer Peak Savings (kW) | Technical Potential | 0 | 0 | 0 | 0 | 0 | 0 | 0 | 0 | 0 | 0 | 0 | 0 | 0 | 0 | 0 | 0 | 0 | 0 | 0 | 0 | 0 | 0 | 0 | 0 | 0 | 0 | 0
F3_Industrial_Industrial - ID_New_Space Heating_Natural Gas_Thermostat - Connected_A_Technical Potential | F3 | Industrial | Industrial - ID | New | Space Heating | Natural Gas | Thermostat - Connected | A | Original Unit Winter Peak Savings (kW) | Technical Potential | 0 | 0 | 0 | 0 | 0 | 0 | 0 | 0 | 0 | 0 | 0 | 0 | 0 | 0 | 0 | 0 | 0 | 0 | 0 | 0 | 0 | 0 | 0 | 0 | 0 | 0 | 0
F4_Industrial_Industrial - ID_New_Space Heating_Natural Gas_Thermostat - Connected_A_Technical Potential | F4 | Industrial | Industrial - ID | New | Space Heating | Natural Gas | Thermostat - Connected | A | Standalone Impact on Baseline Energy (%) | Technical Potential | 0 | 0 | 0.0021876 | 0.0025224 | 0.0035853 | 0.0046706 | 0.0057831 | 0.0066045 | 0.0067199 | 0.0063998 | 0.0057829 | 0.0052001 | 0.0047315 | 0.0043467 | 0.004025 | 0.0037522 | 0.0035179 | 0.0033145 | 0.0031363 | 0.002979 | 0.002839 | 0.0027138 | 0.002601 | 0.002499 | 0.0024063 | 0.0023216 | 0.002244
F5_Industrial_Industrial - ID_New_Space Heating_Natural Gas_Thermostat - Connected_A_Technical Potential | F5 | Industrial | Industrial - ID | New | Space Heating | Natural Gas | Thermostat - Connected | A | Standalone Impact on Baseline Summer Peak (%) | Technical Potential | 0 | 0 | 0 | 0 | 0 | 0 | 0 | 0 | 0 | 0 | 0 | 0 | 0 | 0 | 0 | 0 | 0 | 0 | 0 | 0 | 0 | 0 | 0 | 0 | 0 | 0 | 0
F6_Industrial_Industrial - ID_New_Space Heating_Natural Gas_Thermostat - Connected_A_Technical Potential | F6 | Industrial | Industrial - ID | New | Space Heating | Natural Gas | Thermostat - Connected | A | Standalone Impact on Baseline Winter Peak (%) | Technical Potential | 0 | 0 | 0 | 0 | 0 | 0 | 0 | 0 | 0 | 0 | 0 | 0 | 0 | 0 | 0 | 0 | 0 | 0 | 0 | 0 | 0 | 0 | 0 | 0 | 0 | 0 | 0
F7_Industrial_Industrial - ID_New_Space Heating_Natural Gas_Thermostat - Connected_A_Technical Potential | F7 | Industrial | Industrial - ID | New | Space Heating | Natural Gas | Thermostat - Connected | A | Incremental Energy Savings (MWh or mTherms) | Technical Potential | 0 | 0 | 0.00084869 | 0.0053954 | 0.0097153 | 0.014016 | 0.018199 | 0.019256 | 0.013597 | 0.0077658 | 0.0017671 | 0 | 0 | 0 | 0 | 0 | 0 | 0 | 0 | 0 | 0 | 0 | 0 | 0 | 0 | 0 | 0
F8_Industrial_Industrial - ID_New_Space Heating_Natural Gas_Thermostat - Connected_A_Technical Potential | F8 | Industrial | Industrial - ID | New | Space Heating | Natural Gas | Thermostat - Connected | A | Incremental Summer Peak Savings (MW) | Technical Potential | 0 | 0 | 0 | 0 | 0 | 0 | 0 | 0 | 0 | 0 | 0 | 0 | 0 | 0 | 0 | 0 | 0 | 0 | 0 | 0 | 0 | 0 | 0 | 0 | 0 | 0 | 0
F9_Industrial_Industrial - ID_New_Space Heating_Natural Gas_Thermostat - Connected_A_Technical Potential | F9 | Industrial | Industrial - ID | New | Space Heating | Natural Gas | Thermostat - Connected | A | Incremental Winter Peak Savings (MW) | Technical Potential | 0 | 0 | 0 | 0 | 0 | 0 | 0 | 0 | 0 | 0 | 0 | 0 | 0 | 0 | 0 | 0 | 0 | 0 | 0 | 0 | 0 | 0 | 0 | 0 | 0 | 0 | 0
F10_Industrial_Industrial - ID_New_Space Heating_Natural Gas_Thermostat - Connected_A_Technical Potential | F10 | Industrial | Industrial - ID | New | Space Heating | Natural Gas | Thermostat - Connected | A | Cumulative Energy Savings (MWh or mTherms) | Technical Potential | 0 | 0 | 0.00084869 | 0.0062211 | 0.015923 | 0.029925 | 0.048111 | 0.067354 | 0.080938 | 0.088693 | 0.090451 | 0.090444 | 0.090438 | 0.090434 | 0.09043 | 0.090426 | 0.090423 | 0.090421 | 0.090419 | 0.090416 | 0.090412 | 0.090408 | 0.090405 | 0.090402 | 0.090399 | 0.090397 | 0.090395
F11_Industrial_Industrial - ID_New_Space Heating_Natural Gas_Thermostat - Connected_A_Technical Potential | F11 | Industrial | Industrial - ID | New | Space Heating | Natural Gas | Thermostat - Connected | A | Cumulative Summer Peak Savings (MW) | Technical Potential | 0 | 0 | 0 | 0 | 0 | 0 | 0 | 0 | 0 | 0 | 0 | 0 | 0 | 0 | 0 | 0 | 0 | 0 | 0 | 0 | 0 | 0 | 0 | 0 | 0 | 0 | 0
F12_Industrial_Industrial - ID_New_Space Heating_Natural Gas_Thermostat - Connected_A_Technical Potential | F12 | Industrial | Industrial - ID | New | Space Heating | Natural Gas | Thermostat - Connected | A | Cumulative Winter Peak Savings (MW) | Technical Potential | 0 | 0 | 0 | 0 | 0 | 0 | 0 | 0 | 0 | 0 | 0 | 0 | 0 | 0 | 0 | 0 | 0 | 0 | 0 | 0 | 0 | 0 | 0 | 0 | 0 | 0 | 0
F13_Industrial_Industrial - ID_New_Space Heating_Natural Gas_Thermostat - Connected_A_Technical Potential | F13 | Industrial | Industrial - ID | New | Space Heating | Natural Gas | Thermostat - Connected | A | Purchases (Incremental) | Technical Potential | 0 | 0 | 9.9917e-05 | 0.00065283 | 0.0011782 | 0.0017012 | 0.0022099 | 0.0023389 | 0.0016518 | 0.00094355 | 0.00021472 | 0 | 0 | 0 | 0 | 0 | 0 | 0 | 0 | 0 | 0 | 0 | 0 | 0 | 0 | 0 | 0
F14_Industrial_Industrial - ID_New_Space Heating_Natural Gas_Thermostat - Connected_A_Technical Potential | F14 | Industrial | Industrial - ID | New | Space Heating | Natural Gas | Thermostat - Connected | A | Purchases (Cumulative) | Technical Potential | 0 | 0 | 9.9917e-05 | 0.00075275 | 0.0019309 | 0.0036321 | 0.005842 | 0.0081808 | 0.0098327 | 0.010776 | 0.010991 | 0.010991 | 0.010991 | 0.010991 | 0.010991 | 0.010991 | 0.010991 | 0.010991 | 0.010991 | 0.010991 | 0.010991 | 0.010991 | 0.010991 | 0.010991 | 0.010991 | 0.010991 | 0.010991
F1_Industrial_Industrial - ID_New_Space Heating_Natural Gas_Gas Boiler - Maintenance_A_Technical Potential | F1 | Industrial | Industrial - ID | New | Space Heating | Natural Gas | Gas Boiler - Maintenance | A | Original Unit Energy Savings (kWh or therms) | Technical Potential | 0 | 0 | 0.559 | 0.559 | 0.559 | 0.559 | 0.559 | 0.559 | 0.559 | 0.559 | 0.559 | 0.559 | 0.559 | 0.559 | 0.559 | 0.559 | 0.559 | 0.559 | 0.559 | 0.559 | 0.559 | 0.559 | 0.559 | 0.559 | 0.559 | 0.559 | 0.559
F2_Industrial_Industrial - ID_New_Space Heating_Natural Gas_Gas Boiler - Maintenance_A_Technical Potential | F2 | Industrial | Industrial - ID | New | Space Heating | Natural Gas | Gas Boiler - Maintenance | A | Original Unit Summer Peak Savings (kW) | Technical Potential | 0 | 0 | 0 | 0 | 0 | 0 | 0 | 0 | 0 | 0 | 0 | 0 | 0 | 0 | 0 | 0 | 0 | 0 | 0 | 0 | 0 | 0 | 0 | 0 | 0 | 0 | 0
F3_Industrial_Industrial - ID_New_Space Heating_Natural Gas_Gas Boiler - Maintenance_A_Technical Potential | F3 | Industrial | Industrial - ID | New | Space Heating | Natural Gas | Gas Boiler - Maintenance | A | Original Unit Winter Peak Savings (kW) | Technical Potential | 0 | 0 | 0 | 0 | 0 | 0 | 0 | 0 | 0 | 0 | 0 | 0 | 0 | 0 | 0 | 0 | 0 | 0 | 0 | 0 | 0 | 0 | 0 | 0 | 0 | 0 | 0
F4_Industrial_Industrial - ID_New_Space Heating_Natural Gas_Gas Boiler - Maintenance_A_Technical Potential | F4 | Industrial | Industrial - ID | New | Space Heating | Natural Gas | Gas Boiler - Maintenance | A | Standalone Impact on Baseline Energy (%) | Technical Potential | 0 | 0 | 9.6461e-05 | 8.4662e-05 | 9.5229e-05 | 9.7747e-05 | 8.762e-05 | 7.8993e-05 | 7.1324e-05 | 6.2973e-05 | 5.5796e-05 | 5.0177e-05 | 4.5658e-05 | 4.1947e-05 | 3.8845e-05 | 3.6213e-05 | 3.3952e-05 | 3.199e-05 | 3.0272e-05 | 2.8754e-05 | 2.7404e-05 | 2.6196e-05 | 2.5109e-05 | 2.4125e-05 | 2.323e-05 | 2.2413e-05 | 2.1665e-05
F5_Industrial_Industrial - ID_New_Space Heating_Natural Gas_Gas Boiler - Maintenance_A_Technical Potential | F5 | Industrial | Industrial - ID | New | Space Heating | Natural Gas | Gas Boiler - Maintenance | A | Standalone Impact on Baseline Summer Peak (%) | Technical Potential | 0 | 0 | 0 | 0 | 0 | 0 | 0 | 0 | 0 | 0 | 0 | 0 | 0 | 0 | 0 | 0 | 0 | 0 | 0 | 0 | 0 | 0 | 0 | 0 | 0 | 0 | 0
F6_Industrial_Industrial - ID_New_Space Heating_Natural Gas_Gas Boiler - Maintenance_A_Technical Potential | F6 | Industrial | Industrial - ID | New | Space Heating | Natural Gas | Gas Boiler - Maintenance | A | Standalone Impact on Baseline Winter Peak (%) | Technical Potential | 0 | 0 | 0 | 0 | 0 | 0 | 0 | 0 | 0 | 0 | 0 | 0 | 0 | 0 | 0 | 0 | 0 | 0 | 0 | 0 | 0 | 0 | 0 | 0 | 0 | 0 | 0
F7_Industrial_Industrial - ID_New_Space Heating_Natural Gas_Gas Boiler - Maintenance_A_Technical Potential | F7 | Industrial | Industrial - ID | New | Space Heating | Natural Gas | Gas Boiler - Maintenance | A | Incremental Energy Savings (MWh or mTherms) | Technical Potential | 0 | 0 | 3.7423e-05 | 0.00017138 | 0.00021411 | 0.00020335 | 0.00010266 | 7.6659e-05 | 5.3476e-05 | 1.3652e-05 | 0 | 0 | 0 | 0 | 0 | 0 | 0 | 0 | 0 | 0 | 0 | 0 | 0 | 0 | 0 | 0 | 0
F8_Industrial_Industrial - ID_New_Space Heating_Natural Gas_Gas Boiler - Maintenance_A_Technical Potential | F8 | Industrial | Industrial - ID | New | Space Heating | Natural Gas | Gas Boiler - Maintenance | A | Incremental Summer Peak Savings (MW) | Technical Potential | 0 | 0 | 0 | 0 | 0 | 0 | 0 | 0 | 0 | 0 | 0 | 0 | 0 | 0 | 0 | 0 | 0 | 0 | 0 | 0 | 0 | 0 | 0 | 0 | 0 | 0 | 0
F9_Industrial_Industrial - ID_New_Space Heating_Natural Gas_Gas Boiler - Maintenance_A_Technical Potential | F9 | Industrial | Industrial - ID | New | Space Heating | Natural Gas | Gas Boiler - Maintenance | A | Incremental Winter Peak Savings (MW) | Technical Potential | 0 | 0 | 0 | 0 | 0 | 0 | 0 | 0 | 0 | 0 | 0 | 0 | 0 | 0 | 0 | 0 | 0 | 0 | 0 | 0 | 0 | 0 | 0 | 0 | 0 | 0 | 0
F10_Industrial_Industrial - ID_New_Space Heating_Natural Gas_Gas Boiler - Maintenance_A_Technical Potential | F10 | Industrial | Industrial - ID | New | Space Heating | Natural Gas | Gas Boiler - Maintenance | A | Cumulative Energy Savings (MWh or mTherms) | Technical Potential | 0 | 0 | 3.7423e-05 | 0.0002088 | 0.00042292 | 0.00062627 | 0.00072893 | 0.00080559 | 0.00085907 | 0.00087272 | 0.00087272 | 0.00087272 | 0.00087272 | 0.00087272 | 0.00087272 | 0.00087272 | 0.00087272 | 0.00087272 | 0.00087272 | 0.00087272 | 0.00087272 | 0.00087272 | 0.00087272 | 0.00087272 | 0.00087272 | 0.00087272 | 0.00087272
F11_Industrial_Industrial - ID_New_Space Heating_Natural Gas_Gas Boiler - Maintenance_A_Technical Potential | F11 | Industrial | Industrial - ID | New | Space Heating | Natural Gas | Gas Boiler - Maintenance | A | Cumulative Summer Peak Savings (MW) | Technical Potential | 0 | 0 | 0 | 0 | 0 | 0 | 0 | 0 | 0 | 0 | 0 | 0 | 0 | 0 | 0 | 0 | 0 | 0 | 0 | 0 | 0 | 0 | 0 | 0 | 0 | 0 | 0
F12_Industrial_Industrial - ID_New_Space Heating_Natural Gas_Gas Boiler - Maintenance_A_Technical Potential | F12 | Industrial | Industrial - ID | New | Space Heating | Natural Gas | Gas Boiler - Maintenance | A | Cumulative Winter Peak Savings (MW) | Technical Potential | 0 | 0 | 0 | 0 | 0 | 0 | 0 | 0 | 0 | 0 | 0 | 0 | 0 | 0 | 0 | 0 | 0 | 0 | 0 | 0 | 0 | 0 | 0 | 0 | 0 | 0 | 0
F13_Industrial_Industrial - ID_New_Space Heating_Natural Gas_Gas Boiler - Maintenance_A_Technical Potential | F13 | Industrial | Industrial - ID | New | Space Heating | Natural Gas | Gas Boiler - Maintenance | A | Purchases (Incremental) | Technical Potential | 0 | 0 | 0.066946 | 0.30659 | 0.38303 | 0.36378 | 0.18365 | 0.13714 | 0.095663 | 0.024422 | 0 | 0 | 0 | 0 | 0 | 0 | 0 | 0 | 0 | 0 | 0 | 0 | 0 | 0 | 0 | 0 | 0
F14_Industrial_Industrial - ID_New_Space Heating_Natural Gas_Gas Boiler - Maintenance_A_Technical Potential | F14 | Industrial | Industrial - ID | New | Space Heating | Natural Gas | Gas Boiler - Maintenance | A | Purchases (Cumulative) | Technical Potential | 0 | 0 | 0.066946 | 0.37353 | 0.75657 | 1.1203 | 1.304 | 1.4411 | 1.5368 | 1.5612 | 1.5612 | 1.5612 | 1.5612 | 1.5612 | 1.5612 | 1.5612 | 1.5612 | 1.5612 | 1.5612 | 1.5612 | 1.5612 | 1.5612 | 1.5612 | 1.5612 | 1.5612 | 1.5612 | 1.5612
F1_Industrial_Industrial - ID_New_Space Heating_Natural Gas_Gas Furnace - Maintenance_A_Technical Potential | F1 | Industrial | Industrial - ID | New | Space Heating | Natural Gas | Gas Furnace - Maintenance | A | Original Unit Energy Savings (kWh or therms) | Technical Potential | 0 | 0 | 0.49094 | 0.44472 | 0.44099 | 0.43957 | 0.43883 | 0.43838 | 0.43807 | 0.43785 | 0.43768 | 0.43754 | 0.43744 | 0.43735 | 0.43728 | 0.43722 | 0.43716 | 0.43712 | 0.43708 | 0.43703 | 0.43695 | 0.43688 | 0.43682 | 0.43677 | 0.43672 | 0.43668 | 0.43665
F2_Industrial_Industrial - ID_New_Space Heating_Natural Gas_Gas Furnace - Maintenance_A_Technical Potential | F2 | Industrial | Industrial - ID | New | Space Heating | Natural Gas | Gas Furnace - Maintenance | A | Original Unit Summer Peak Savings (kW) | Technical Potential | 0 | 0 | 0 | 0 | 0 | 0 | 0 | 0 | 0 | 0 | 0 | 0 | 0 | 0 | 0 | 0 | 0 | 0 | 0 | 0 | 0 | 0 | 0 | 0 | 0 | 0 | 0
F3_Industrial_Industrial - ID_New_Space Heating_Natural Gas_Gas Furnace - Maintenance_A_Technical Potential | F3 | Industrial | Industrial - ID | New | Space Heating | Natural Gas | Gas Furnace - Maintenance | A | Original Unit Winter Peak Savings (kW) | Technical Potential | 0 | 0 | 0 | 0 | 0 | 0 | 0 | 0 | 0 | 0 | 0 | 0 | 0 | 0 | 0 | 0 | 0 | 0 | 0 | 0 | 0 | 0 | 0 | 0 | 0 | 0 | 0
F4_Industrial_Industrial - ID_New_Space Heating_Natural Gas_Gas Furnace - Maintenance_A_Technical Potential | F4 | Industrial | Industrial - ID | New | Space Heating | Natural Gas | Gas Furnace - Maintenance | A | Standalone Impact on Baseline Energy (%) | Technical Potential | 0 | 0 | 5.3084e-05 | 4.2205e-05 | 4.7075e-05 | 4.8164e-05 | 4.3101e-05 | 3.8817e-05 | 3.5024e-05 | 3.0907e-05 | 2.7374e-05 | 2.461e-05 | 2.2389e-05 | 2.0565e-05 | 1.904e-05 | 1.7748e-05 | 1.6638e-05 | 1.5675e-05 | 1.4831e-05 | 1.4086e-05 | 1.3423e-05 | 1.2829e-05 | 1.2295e-05 | 1.1811e-05 | 1.1372e-05 | 1.0971e-05 | 1.0604e-05
F5_Industrial_Industrial - ID_New_Space Heating_Natural Gas_Gas Furnace - Maintenance_A_Technical Potential | F5 | Industrial | Industrial - ID | New | Space Heating | Natural Gas | Gas Furnace - Maintenance | A | Standalone Impact on Baseline Summer Peak (%) | Technical Potential | 0 | 0 | 0 | 0 | 0 | 0 | 0 | 0 | 0 | 0 | 0 | 0 | 0 | 0 | 0 | 0 | 0 | 0 | 0 | 0 | 0 | 0 | 0 | 0 | 0 | 0 | 0
F6_Industrial_Industrial - ID_New_Space Heating_Natural Gas_Gas Furnace - Maintenance_A_Technical Potential | F6 | Industrial | Industrial - ID | New | Space Heating | Natural Gas | Gas Furnace - Maintenance | A | Standalone Impact on Baseline Winter Peak (%) | Technical Potential | 0 | 0 | 0 | 0 | 0 | 0 | 0 | 0 | 0 | 0 | 0 | 0 | 0 | 0 | 0 | 0 | 0 | 0 | 0 | 0 | 0 | 0 | 0 | 0 | 0 | 0 | 0
F7_Industrial_Industrial - ID_New_Space Heating_Natural Gas_Gas Furnace - Maintenance_A_Technical Potential | F7 | Industrial | Industrial - ID | New | Space Heating | Natural Gas | Gas Furnace - Maintenance | A | Incremental Energy Savings (MWh or mTherms) | Technical Potential | 0 | 0 | 2.0594e-05 | 8.5435e-05 | 0.00010584 | 0.0001002 | 5.0499e-05 | 3.767e-05 | 2.626e-05 | 6.7003e-06 | 0 | 0 | 0 | 0 | 0 | 0 | 0 | 0 | 0 | 0 | 0 | 0 | 0 | 0 | 0 | 0 | 0
F8_Industrial_Industrial - ID_New_Space Heating_Natural Gas_Gas Furnace - Maintenance_A_Technical Potential | F8 | Industrial | Industrial - ID | New | Space Heating | Natural Gas | Gas Furnace - Maintenance | A | Incremental Summer Peak Savings (MW) | Technical Potential | 0 | 0 | 0 | 0 | 0 | 0 | 0 | 0 | 0 | 0 | 0 | 0 | 0 | 0 | 0 | 0 | 0 | 0 | 0 | 0 | 0 | 0 | 0 | 0 | 0 | 0 | 0
F9_Industrial_Industrial - ID_New_Space Heating_Natural Gas_Gas Furnace - Maintenance_A_Technical Potential | F9 | Industrial | Industrial - ID | New | Space Heating | Natural Gas | Gas Furnace - Maintenance | A | Incremental Winter Peak Savings (MW) | Technical Potential | 0 | 0 | 0 | 0 | 0 | 0 | 0 | 0 | 0 | 0 | 0 | 0 | 0 | 0 | 0 | 0 | 0 | 0 | 0 | 0 | 0 | 0 | 0 | 0 | 0 | 0 | 0
F10_Industrial_Industrial - ID_New_Space Heating_Natural Gas_Gas Furnace - Maintenance_A_Technical Potential | F10 | Industrial | Industrial - ID | New | Space Heating | Natural Gas | Gas Furnace - Maintenance | A | Cumulative Energy Savings (MWh or mTherms) | Technical Potential | 0 | 0 | 2.0594e-05 | 0.00010409 | 0.00020906 | 0.00030859 | 0.00035857 | 0.00039587 | 0.00042185 | 0.00042833 | 0.00042817 | 0.00042804 | 0.00042794 | 0.00042785 | 0.00042778 | 0.00042772 | 0.00042767 | 0.00042762 | 0.00042758 | 0.00042753 | 0.00042746 | 0.00042739 | 0.00042733 | 0.00042728 | 0.00042724 | 0.0004272 | 0.00042716
F11_Industrial_Industrial - ID_New_Space Heating_Natural Gas_Gas Furnace - Maintenance_A_Technical Potential | F11 | Industrial | Industrial - ID | New | Space Heating | Natural Gas | Gas Furnace - Maintenance | A | Cumulative Summer Peak Savings (MW) | Technical Potential | 0 | 0 | 0 | 0 | 0 | 0 | 0 | 0 | 0 | 0 | 0 | 0 | 0 | 0 | 0 | 0 | 0 | 0 | 0 | 0 | 0 | 0 | 0 | 0 | 0 | 0 | 0
F12_Industrial_Industrial - ID_New_Space Heating_Natural Gas_Gas Furnace - Maintenance_A_Technical Potential | F12 | Industrial | Industrial - ID | New | Space Heating | Natural Gas | Gas Furnace - Maintenance | A | Cumulative Winter Peak Savings (MW) | Technical Potential | 0 | 0 | 0 | 0 | 0 | 0 | 0 | 0 | 0 | 0 | 0 | 0 | 0 | 0 | 0 | 0 | 0 | 0 | 0 | 0 | 0 | 0 | 0 | 0 | 0 | 0 | 0
F13_Industrial_Industrial - ID_New_Space Heating_Natural Gas_Gas Furnace - Maintenance_A_Technical Potential | F13 | Industrial | Industrial - ID | New | Space Heating | Natural Gas | Gas Furnace - Maintenance | A | Purchases (Incremental) | Technical Potential | 0 | 0 | 0.041949 | 0.19211 | 0.24001 | 0.22795 | 0.11507 | 0.085932 | 0.059944 | 0.015303 | 0 | 0 | 0 | 0 | 0 | 0 | 0 | 0 | 0 | 0 | 0 | 0 | 0 | 0 | 0 | 0 | 0
F14_Industrial_Industrial - ID_New_Space Heating_Natural Gas_Gas Furnace - Maintenance_A_Technical Potential | F14 | Industrial | Industrial - ID | New | Space Heating | Natural Gas | Gas Furnace - Maintenance | A | Purchases (Cumulative) | Technical Potential | 0 | 0 | 0.041949 | 0.23406 | 0.47407 | 0.70202 | 0.8171 | 0.90303 | 0.96297 | 0.97828 | 0.97828 | 0.97828 | 0.97828 | 0.97828 | 0.97828 | 0.97828 | 0.97828 | 0.97828 | 0.97828 | 0.97828 | 0.97828 | 0.97828 | 0.97828 | 0.97828 | 0.97828 | 0.97828 | 0.97828
F1_Industrial_Industrial - ID_New_Space Heating_Natural Gas_Gas Furnace - Tube Inserts_A_Technical Potential | F1 | Industrial | Industrial - ID | New | Space Heating | Natural Gas | Gas Furnace - Tube Inserts | A | Original Unit Energy Savings (kWh or therms) | Technical Potential | 0 | 0 | 0 | 0 | 0 | 0 | 0 | 0 | 0 | 0 | 0 | 0 | 0 | 0 | 0 | 0 | 0 | 0 | 0 | 0 | 0 | 0 | 0 | 0 | 0 | 0 | 0
F2_Industrial_Industrial - ID_New_Space Heating_Natural Gas_Gas Furnace - Tube Inserts_A_Technical Potential | F2 | Industrial | Industrial - ID | New | Space Heating | Natural Gas | Gas Furnace - Tube Inserts | A | Original Unit Summer Peak Savings (kW) | Technical Potential | 0 | 0 | 0 | 0 | 0 | 0 | 0 | 0 | 0 | 0 | 0 | 0 | 0 | 0 | 0 | 0 | 0 | 0 | 0 | 0 | 0 | 0 | 0 | 0 | 0 | 0 | 0
F3_Industrial_Industrial - ID_New_Space Heating_Natural Gas_Gas Furnace - Tube Inserts_A_Technical Potential | F3 | Industrial | Industrial - ID | New | Space Heating | Natural Gas | Gas Furnace - Tube Inserts | A | Original Unit Winter Peak Savings (kW) | Technical Potential | 0 | 0 | 0 | 0 | 0 | 0 | 0 | 0 | 0 | 0 | 0 | 0 | 0 | 0 | 0 | 0 | 0 | 0 | 0 | 0 | 0 | 0 | 0 | 0 | 0 | 0 | 0
F4_Industrial_Industrial - ID_New_Space Heating_Natural Gas_Gas Furnace - Tube Inserts_A_Technical Potential | F4 | Industrial | Industrial - ID | New | Space Heating | Natural Gas | Gas Furnace - Tube Inserts | A | Standalone Impact on Baseline Energy (%) | Technical Potential | 0 | 0 | 0 | 0 | 0 | 0 | 0 | 0 | 0 | 0 | 0 | 0 | 0 | 0 | 0 | 0 | 0 | 0 | 0 | 0 | 0 | 0 | 0 | 0 | 0 | 0 | 0
F5_Industrial_Industrial - ID_New_Space Heating_Natural Gas_Gas Furnace - Tube Inserts_A_Technical Potential | F5 | Industrial | Industrial - ID | New | Space Heating | Natural Gas | Gas Furnace - Tube Inserts | A | Standalone Impact on Baseline Summer Peak (%) | Technical Potential | 0 | 0 | 0 | 0 | 0 | 0 | 0 | 0 | 0 | 0 | 0 | 0 | 0 | 0 | 0 | 0 | 0 | 0 | 0 | 0 | 0 | 0 | 0 | 0 | 0 | 0 | 0
F6_Industrial_Industrial - ID_New_Space Heating_Natural Gas_Gas Furnace - Tube Inserts_A_Technical Potential | F6 | Industrial | Industrial - ID | New | Space Heating | Natural Gas | Gas Furnace - Tube Inserts | A | Standalone Impact on Baseline Winter Peak (%) | Technical Potential | 0 | 0 | 0 | 0 | 0 | 0 | 0 | 0 | 0 | 0 | 0 | 0 | 0 | 0 | 0 | 0 | 0 | 0 | 0 | 0 | 0 | 0 | 0 | 0 | 0 | 0 | 0
F7_Industrial_Industrial - ID_New_Space Heating_Natural Gas_Gas Furnace - Tube Inserts_A_Technical Potential | F7 | Industrial | Industrial - ID | New | Space Heating | Natural Gas | Gas Furnace - Tube Inserts | A | Incremental Energy Savings (MWh or mTherms) | Technical Potential | 0 | 0 | 0 | 0 | 0 | 0 | 0 | 0 | 0 | 0 | 0 | 0 | 0 | 0 | 0 | 0 | 0 | 0 | 0 | 0 | 0 | 0 | 0 | 0 | 0 | 0 | 0
F8_Industrial_Industrial - ID_New_Space Heating_Natural Gas_Gas Furnace - Tube Inserts_A_Technical Potential | F8 | Industrial | Industrial - ID | New | Space Heating | Natural Gas | Gas Furnace - Tube Inserts | A | Incremental Summer Peak Savings (MW) | Technical Potential | 0 | 0 | 0 | 0 | 0 | 0 | 0 | 0 | 0 | 0 | 0 | 0 | 0 | 0 | 0 | 0 | 0 | 0 | 0 | 0 | 0 | 0 | 0 | 0 | 0 | 0 | 0
F9_Industrial_Industrial - ID_New_Space Heating_Natural Gas_Gas Furnace - Tube Inserts_A_Technical Potential | F9 | Industrial | Industrial - ID | New | Space Heating | Natural Gas | Gas Furnace - Tube Inserts | A | Incremental Winter Peak Savings (MW) | Technical Potential | 0 | 0 | 0 | 0 | 0 | 0 | 0 | 0 | 0 | 0 | 0 | 0 | 0 | 0 | 0 | 0 | 0 | 0 | 0 | 0 | 0 | 0 | 0 | 0 | 0 | 0 | 0
F10_Industrial_Industrial - ID_New_Space Heating_Natural Gas_Gas Furnace - Tube Inserts_A_Technical Potential | F10 | Industrial | Industrial - ID | New | Space Heating | Natural Gas | Gas Furnace - Tube Inserts | A | Cumulative Energy Savings (MWh or mTherms) | Technical Potential | 0 | 0 | 0 | 0 | 0 | 0 | 0 | 0 | 0 | 0 | 0 | 0 | 0 | 0 | 0 | 0 | 0 | 0 | 0 | 0 | 0 | 0 | 0 | 0 | 0 | 0 | 0
F11_Industrial_Industrial - ID_New_Space Heating_Natural Gas_Gas Furnace - Tube Inserts_A_Technical Potential | F11 | Industrial | Industrial - ID | New | Space Heating | Natural Gas | Gas Furnace - Tube Inserts | A | Cumulative Summer Peak Savings (MW) | Technical Potential | 0 | 0 | 0 | 0 | 0 | 0 | 0 | 0 | 0 | 0 | 0 | 0 | 0 | 0 | 0 | 0 | 0 | 0 | 0 | 0 | 0 | 0 | 0 | 0 | 0 | 0 | 0
F12_Industrial_Industrial - ID_New_Space Heating_Natural Gas_Gas Furnace - Tube Inserts_A_Technical Potential | F12 | Industrial | Industrial - ID | New | Space Heating | Natural Gas | Gas Furnace - Tube Inserts | A | Cumulative Winter Peak Savings (MW) | Technical Potential | 0 | 0 | 0 | 0 | 0 | 0 | 0 | 0 | 0 | 0 | 0 | 0 | 0 | 0 | 0 | 0 | 0 | 0 | 0 | 0 | 0 | 0 | 0 | 0 | 0 | 0 | 0
F13_Industrial_Industrial - ID_New_Space Heating_Natural Gas_Gas Furnace - Tube Inserts_A_Technical Potential | F13 | Industrial | Industrial - ID | New | Space Heating | Natural Gas | Gas Furnace - Tube Inserts | A | Purchases (Incremental) | Technical Potential | 0 | 0 | 0 | 0 | 0 | 0 | 0 | 0 | 0 | 0 | 0 | 0 | 0 | 0 | 0 | 0 | 0 | 0 | 0 | 0 | 0 | 0 | 0 | 0 | 0 | 0 | 0
F14_Industrial_Industrial - ID_New_Space Heating_Natural Gas_Gas Furnace - Tube Inserts_A_Technical Potential | F14 | Industrial | Industrial - ID | New | Space Heating | Natural Gas | Gas Furnace - Tube Inserts | A | Purchases (Cumulative) | Technical Potential | 0 | 0 | 0 | 0 | 0 | 0 | 0 | 0 | 0 | 0 | 0 | 0 | 0 | 0 | 0 | 0 | 0 | 0 | 0 | 0 | 0 | 0 | 0 | 0 | 0 | 0 | 0
F1_Industrial_Industrial - ID_New_Space Heating_Natural Gas_Gas Boiler - Burner Control Optimization_A_Technical Potential | F1 | Industrial | Industrial - ID | New | Space Heating | Natural Gas | Gas Boiler - Burner Control Optimization | A | Original Unit Energy Savings (kWh or therms) | Technical Potential | 0 | 0 | 0.27018 | 0.27018 | 0.27018 | 0.27018 | 0.27018 | 0.27018 | 0.27018 | 0.27018 | 0.27018 | 0.27018 | 0.27018 | 0.27018 | 0.27018 | 0.27018 | 0.27018 | 0.27018 | 0.27018 | 0.27018 | 0.27018 | 0.27018 | 0.27018 | 0.27018 | 0.27018 | 0.27018 | 0.27018
F2_Industrial_Industrial - ID_New_Space Heating_Natural Gas_Gas Boiler - Burner Control Optimization_A_Technical Potential | F2 | Industrial | Industrial - ID | New | Space Heating | Natural Gas | Gas Boiler - Burner Control Optimization | A | Original Unit Summer Peak Savings (kW) | Technical Potential | 0 | 0 | 0 | 0 | 0 | 0 | 0 | 0 | 0 | 0 | 0 | 0 | 0 | 0 | 0 | 0 | 0 | 0 | 0 | 0 | 0 | 0 | 0 | 0 | 0 | 0 | 0
F3_Industrial_Industrial - ID_New_Space Heating_Natural Gas_Gas Boiler - Burner Control Optimization_A_Technical Potential | F3 | Industrial | Industrial - ID | New | Space Heating | Natural Gas | Gas Boiler - Burner Control Optimization | A | Original Unit Winter Peak Savings (kW) | Technical Potential | 0 | 0 | 0 | 0 | 0 | 0 | 0 | 0 | 0 | 0 | 0 | 0 | 0 | 0 | 0 | 0 | 0 | 0 | 0 | 0 | 0 | 0 | 0 | 0 | 0 | 0 | 0
F4_Industrial_Industrial - ID_New_Space Heating_Natural Gas_Gas Boiler - Burner Control Optimization_A_Technical Potential | F4 | Industrial | Industrial - ID | New | Space Heating | Natural Gas | Gas Boiler - Burner Control Optimization | A | Standalone Impact on Baseline Energy (%) | Technical Potential | 0 | 0 | 1.8656e-05 | 3.3074e-05 | 7.8782e-05 | 0.00016042 | 0.00028823 | 0.00046573 | 0.0006879 | 0.00094038 | 0.0012021 | 0.00145 | 0.0016638 | 0.0018299 | 0.0019427 | 0.0020041 | 0.0020213 | 0.0020041 | 0.0019628 | 0.0019066 | 0.0018426 | 0.0017766 | 0.0017028 | 0.0016361 | 0.0015754 | 0.00152 | 0.0014692
F5_Industrial_Industrial - ID_New_Space Heating_Natural Gas_Gas Boiler - Burner Control Optimization_A_Technical Potential | F5 | Industrial | Industrial - ID | New | Space Heating | Natural Gas | Gas Boiler - Burner Control Optimization | A | Standalone Impact on Baseline Summer Peak (%) | Technical Potential | 0 | 0 | 0 | 0 | 0 | 0 | 0 | 0 | 0 | 0 | 0 | 0 | 0 | 0 | 0 | 0 | 0 | 0 | 0 | 0 | 0 | 0 | 0 | 0 | 0 | 0 | 0
F6_Industrial_Industrial - ID_New_Space Heating_Natural Gas_Gas Boiler - Burner Control Optimization_A_Technical Potential | F6 | Industrial | Industrial - ID | New | Space Heating | Natural Gas | Gas Boiler - Burner Control Optimization | A | Standalone Impact on Baseline Winter Peak (%) | Technical Potential | 0 | 0 | 0 | 0 | 0 | 0 | 0 | 0 | 0 | 0 | 0 | 0 | 0 | 0 | 0 | 0 | 0 | 0 | 0 | 0 | 0 | 0 | 0 | 0 | 0 | 0 | 0
F7_Industrial_Industrial - ID_New_Space Heating_Natural Gas_Gas Boiler - Burner Control Optimization_A_Technical Potential | F7 | Industrial | Industrial - ID | New | Space Heating | Natural Gas | Gas Boiler - Burner Control Optimization | A | Incremental Energy Savings (MWh or mTherms) | Technical Potential | 0 | 0 | 7.2378e-06 | 7.4335e-05 | 0.00026831 | 0.00067797 | 0.00137 | 0.0023518 | 0.0035358 | 0.004747 | 0.0057703 | 0.006417 | 0.0065823 | 0.0062694 | 0.0055757 | 0.004652 | 0.0036561 | 0.0027163 | 0.0019137 | 0.0012822 | 0.00081167 | 0.00050573 | 0 | 0 | 0 | 0 | 0
F8_Industrial_Industrial - ID_New_Space Heating_Natural Gas_Gas Boiler - Burner Control Optimization_A_Technical Potential | F8 | Industrial | Industrial - ID | New | Space Heating | Natural Gas | Gas Boiler - Burner Control Optimization | A | Incremental Summer Peak Savings (MW) | Technical Potential | 0 | 0 | 0 | 0 | 0 | 0 | 0 | 0 | 0 | 0 | 0 | 0 | 0 | 0 | 0 | 0 | 0 | 0 | 0 | 0 | 0 | 0 | 0 | 0 | 0 | 0 | 0
F9_Industrial_Industrial - ID_New_Space Heating_Natural Gas_Gas Boiler - Burner Control Optimization_A_Technical Potential | F9 | Industrial | Industrial - ID | New | Space Heating | Natural Gas | Gas Boiler - Burner Control Optimization | A | Incremental Winter Peak Savings (MW) | Technical Potential | 0 | 0 | 0 | 0 | 0 | 0 | 0 | 0 | 0 | 0 | 0 | 0 | 0 | 0 | 0 | 0 | 0 | 0 | 0 | 0 | 0 | 0 | 0 | 0 | 0 | 0 | 0
F10_Industrial_Industrial - ID_New_Space Heating_Natural Gas_Gas Boiler - Burner Control Optimization_A_Technical Potential | F10 | Industrial | Industrial - ID | New | Space Heating | Natural Gas | Gas Boiler - Burner Control Optimization | A | Cumulative Energy Savings (MWh or mTherms) | Technical Potential | 0 | 0 | 7.2378e-06 | 8.1572e-05 | 0.00034988 | 0.0010278 | 0.0023978 | 0.0047496 | 0.0082854 | 0.013032 | 0.018803 | 0.02522 | 0.031802 | 0.038071 | 0.043647 | 0.048299 | 0.051955 | 0.054672 | 0.056585 | 0.057867 | 0.058679 | 0.059185 | 0.059185 | 0.059185 | 0.059185 | 0.059185 | 0.059185
F11_Industrial_Industrial - ID_New_Space Heating_Natural Gas_Gas Boiler - Burner Control Optimization_A_Technical Potential | F11 | Industrial | Industrial - ID | New | Space Heating | Natural Gas | Gas Boiler - Burner Control Optimization | A | Cumulative Summer Peak Savings (MW) | Technical Potential | 0 | 0 | 0 | 0 | 0 | 0 | 0 | 0 | 0 | 0 | 0 | 0 | 0 | 0 | 0 | 0 | 0 | 0 | 0 | 0 | 0 | 0 | 0 | 0 | 0 | 0 | 0
F12_Industrial_Industrial - ID_New_Space Heating_Natural Gas_Gas Boiler - Burner Control Optimization_A_Technical Potential | F12 | Industrial | Industrial - ID | New | Space Heating | Natural Gas | Gas Boiler - Burner Control Optimization | A | Cumulative Winter Peak Savings (MW) | Technical Potential | 0 | 0 | 0 | 0 | 0 | 0 | 0 | 0 | 0 | 0 | 0 | 0 | 0 | 0 | 0 | 0 | 0 | 0 | 0 | 0 | 0 | 0 | 0 | 0 | 0 | 0 | 0
F13_Industrial_Industrial - ID_New_Space Heating_Natural Gas_Gas Boiler - Burner Control Optimization_A_Technical Potential | F13 | Industrial | Industrial - ID | New | Space Heating | Natural Gas | Gas Boiler - Burner Control Optimization | A | Purchases (Incremental) | Technical Potential | 0 | 0 | 0.026788 | 0.27513 | 0.99305 | 2.5093 | 5.0706 | 8.7045 | 13.0865 | 17.5696 | 21.3571 | 23.7507 | 24.3625 | 23.2045 | 20.6368 | 17.218 | 13.532 | 10.0536 | 7.0831 | 4.7455 | 3.0042 | 1.8718 | 0 | 0 | 0 | 0 | 0
F14_Industrial_Industrial - ID_New_Space Heating_Natural Gas_Gas Boiler - Burner Control Optimization_A_Technical Potential | F14 | Industrial | Industrial - ID | New | Space Heating | Natural Gas | Gas Boiler - Burner Control Optimization | A | Purchases (Cumulative) | Technical Potential | 0 | 0 | 0.026788 | 0.30192 | 1.295 | 3.8043 | 8.8748 | 17.5793 | 30.6659 | 48.2355 | 69.5926 | 93.3433 | 117.7058 | 140.9103 | 161.547 | 178.765 | 192.297 | 202.3506 | 209.4337 | 214.1792 | 217.1834 | 219.0552 | 219.0552 | 219.0552 | 219.0552 | 219.0552 | 219.0552
F1_Industrial_Industrial - ID_New_Space Heating_Natural Gas_Gas Boiler - High Turndown Burner_A_Technical Potential | F1 | Industrial | Industrial - ID | New | Space Heating | Natural Gas | Gas Boiler - High Turndown Burner | A | Original Unit Energy Savings (kWh or therms) | Technical Potential | 0 | 0 | 0.93166 | 0.93166 | 0.93166 | 0.93166 | 0.93166 | 0.93166 | 0.93166 | 0.93166 | 0.93166 | 0.93166 | 0.93166 | 0.93166 | 0.93166 | 0.93166 | 0.93166 | 0.93166 | 0.93166 | 0.93166 | 0.93166 | 0.93166 | 0.93166 | 0.93166 | 0.93166 | 0.93166 | 0.93166
F2_Industrial_Industrial - ID_New_Space Heating_Natural Gas_Gas Boiler - High Turndown Burner_A_Technical Potential | F2 | Industrial | Industrial - ID | New | Space Heating | Natural Gas | Gas Boiler - High Turndown Burner | A | Original Unit Summer Peak Savings (kW) | Technical Potential | 0 | 0 | 0 | 0 | 0 | 0 | 0 | 0 | 0 | 0 | 0 | 0 | 0 | 0 | 0 | 0 | 0 | 0 | 0 | 0 | 0 | 0 | 0 | 0 | 0 | 0 | 0
F3_Industrial_Industrial - ID_New_Space Heating_Natural Gas_Gas Boiler - High Turndown Burner_A_Technical Potential | F3 | Industrial | Industrial - ID | New | Space Heating | Natural Gas | Gas Boiler - High Turndown Burner | A | Original Unit Winter Peak Savings (kW) | Technical Potential | 0 | 0 | 0 | 0 | 0 | 0 | 0 | 0 | 0 | 0 | 0 | 0 | 0 | 0 | 0 | 0 | 0 | 0 | 0 | 0 | 0 | 0 | 0 | 0 | 0 | 0 | 0
F4_Industrial_Industrial - ID_New_Space Heating_Natural Gas_Gas Boiler - High Turndown Burner_A_Technical Potential | F4 | Industrial | Industrial - ID | New | Space Heating | Natural Gas | Gas Boiler - High Turndown Burner | A | Standalone Impact on Baseline Energy (%) | Technical Potential | 0 | 0 | 0 | 0 | 0 | 0 | 0 | 0 | 0 | 0 | 0 | 0 | 0 | 0 | 0 | 0 | 0 | 0 | 0 | 0 | 0 | 0 | 0 | 0 | 0 | 0 | 0
F5_Industrial_Industrial - ID_New_Space Heating_Natural Gas_Gas Boiler - High Turndown Burner_A_Technical Potential | F5 | Industrial | Industrial - ID | New | Space Heating | Natural Gas | Gas Boiler - High Turndown Burner | A | Standalone Impact on Baseline Summer Peak (%) | Technical Potential | 0 | 0 | 0 | 0 | 0 | 0 | 0 | 0 | 0 | 0 | 0 | 0 | 0 | 0 | 0 | 0 | 0 | 0 | 0 | 0 | 0 | 0 | 0 | 0 | 0 | 0 | 0
F6_Industrial_Industrial - ID_New_Space Heating_Natural Gas_Gas Boiler - High Turndown Burner_A_Technical Potential | F6 | Industrial | Industrial - ID | New | Space Heating | Natural Gas | Gas Boiler - High Turndown Burner | A | Standalone Impact on Baseline Winter Peak (%) | Technical Potential | 0 | 0 | 0 | 0 | 0 | 0 | 0 | 0 | 0 | 0 | 0 | 0 | 0 | 0 | 0 | 0 | 0 | 0 | 0 | 0 | 0 | 0 | 0 | 0 | 0 | 0 | 0
F7_Industrial_Industrial - ID_New_Space Heating_Natural Gas_Gas Boiler - High Turndown Burner_A_Technical Potential | F7 | Industrial | Industrial - ID | New | Space Heating | Natural Gas | Gas Boiler - High Turndown Burner | A | Incremental Energy Savings (MWh or mTherms) | Technical Potential | 0 | 0 | 0 | 0 | 0 | 0 | 0 | 0 | 0 | 0 | 0 | 0 | 0 | 0 | 0 | 0 | 0 | 0 | 0 | 0 | 0 | 0 | 0 | 0 | 0 | 0 | 0
F8_Industrial_Industrial - ID_New_Space Heating_Natural Gas_Gas Boiler - High Turndown Burner_A_Technical Potential | F8 | Industrial | Industrial - ID | New | Space Heating | Natural Gas | Gas Boiler - High Turndown Burner | A | Incremental Summer Peak Savings (MW) | Technical Potential | 0 | 0 | 0 | 0 | 0 | 0 | 0 | 0 | 0 | 0 | 0 | 0 | 0 | 0 | 0 | 0 | 0 | 0 | 0 | 0 | 0 | 0 | 0 | 0 | 0 | 0 | 0
F9_Industrial_Industrial - ID_New_Space Heating_Natural Gas_Gas Boiler - High Turndown Burner_A_Technical Potential | F9 | Industrial | Industrial - ID | New | Space Heating | Natural Gas | Gas Boiler - High Turndown Burner | A | Incremental Winter Peak Savings (MW) | Technical Potential | 0 | 0 | 0 | 0 | 0 | 0 | 0 | 0 | 0 | 0 | 0 | 0 | 0 | 0 | 0 | 0 | 0 | 0 | 0 | 0 | 0 | 0 | 0 | 0 | 0 | 0 | 0
F10_Industrial_Industrial - ID_New_Space Heating_Natural Gas_Gas Boiler - High Turndown Burner_A_Technical Potential | F10 | Industrial | Industrial - ID | New | Space Heating | Natural Gas | Gas Boiler - High Turndown Burner | A | Cumulative Energy Savings (MWh or mTherms) | Technical Potential | 0 | 0 | 0 | 0 | 0 | 0 | 0 | 0 | 0 | 0 | 0 | 0 | 0 | 0 | 0 | 0 | 0 | 0 | 0 | 0 | 0 | 0 | 0 | 0 | 0 | 0 | 0
F11_Industrial_Industrial - ID_New_Space Heating_Natural Gas_Gas Boiler - High Turndown Burner_A_Technical Potential | F11 | Industrial | Industrial - ID | New | Space Heating | Natural Gas | Gas Boiler - High Turndown Burner | A | Cumulative Summer Peak Savings (MW) | Technical Potential | 0 | 0 | 0 | 0 | 0 | 0 | 0 | 0 | 0 | 0 | 0 | 0 | 0 | 0 | 0 | 0 | 0 | 0 | 0 | 0 | 0 | 0 | 0 | 0 | 0 | 0 | 0
F12_Industrial_Industrial - ID_New_Space Heating_Natural Gas_Gas Boiler - High Turndown Burner_A_Technical Potential | F12 | Industrial | Industrial - ID | New | Space Heating | Natural Gas | Gas Boiler - High Turndown Burner | A | Cumulative Winter Peak Savings (MW) | Technical Potential | 0 | 0 | 0 | 0 | 0 | 0 | 0 | 0 | 0 | 0 | 0 | 0 | 0 | 0 | 0 | 0 | 0 | 0 | 0 | 0 | 0 | 0 | 0 | 0 | 0 | 0 | 0
F13_Industrial_Industrial - ID_New_Space Heating_Natural Gas_Gas Boiler - High Turndown Burner_A_Technical Potential | F13 | Industrial | Industrial - ID | New | Space Heating | Natural Gas | Gas Boiler - High Turndown Burner | A | Purchases (Incremental) | Technical Potential | 0 | 0 | 0 | 0 | 0 | 0 | 0 | 0 | 0 | 0 | 0 | 0 | 0 | 0 | 0 | 0 | 0 | 0 | 0 | 0 | 0 | 0 | 0 | 0 | 0 | 0 | 0
F14_Industrial_Industrial - ID_New_Space Heating_Natural Gas_Gas Boiler - High Turndown Burner_A_Technical Potential | F14 | Industrial | Industrial - ID | New | Space Heating | Natural Gas | Gas Boiler - High Turndown Burner | A | Purchases (Cumulative) | Technical Potential | 0 | 0 | 0 | 0 | 0 | 0 | 0 | 0 | 0 | 0 | 0 | 0 | 0 | 0 | 0 | 0 | 0 | 0 | 0 | 0 | 0 | 0 | 0 | 0 | 0 | 0 | 0
F1_Industrial_Industrial - ID_New_Space Heating_Natural Gas_Gas Boiler - Hot Water Reset_A_Technical Potential | F1 | Industrial | Industrial - ID | New | Space Heating | Natural Gas | Gas Boiler - Hot Water Reset | A | Original Unit Energy Savings (kWh or therms) | Technical Potential | 0 | 0 | 993.7749 | 993.7749 | 993.7749 | 993.7749 | 993.7749 | 993.7749 | 993.7749 | 993.7749 | 993.7749 | 993.7749 | 993.7749 | 993.7749 | 993.7749 | 993.7749 | 993.7749 | 993.7749 | 993.7749 | 993.7749 | 993.7749 | 993.7749 | 993.7749 | 993.7749 | 993.7749 | 993.7749 | 993.7749
F2_Industrial_Industrial - ID_New_Space Heating_Natural Gas_Gas Boiler - Hot Water Reset_A_Technical Potential | F2 | Industrial | Industrial - ID | New | Space Heating | Natural Gas | Gas Boiler - Hot Water Reset | A | Original Unit Summer Peak Savings (kW) | Technical Potential | 0 | 0 | 0 | 0 | 0 | 0 | 0 | 0 | 0 | 0 | 0 | 0 | 0 | 0 | 0 | 0 | 0 | 0 | 0 | 0 | 0 | 0 | 0 | 0 | 0 | 0 | 0
F3_Industrial_Industrial - ID_New_Space Heating_Natural Gas_Gas Boiler - Hot Water Reset_A_Technical Potential | F3 | Industrial | Industrial - ID | New | Space Heating | Natural Gas | Gas Boiler - Hot Water Reset | A | Original Unit Winter Peak Savings (kW) | Technical Potential | 0 | 0 | 0 | 0 | 0 | 0 | 0 | 0 | 0 | 0 | 0 | 0 | 0 | 0 | 0 | 0 | 0 | 0 | 0 | 0 | 0 | 0 | 0 | 0 | 0 | 0 | 0
F4_Industrial_Industrial - ID_New_Space Heating_Natural Gas_Gas Boiler - Hot Water Reset_A_Technical Potential | F4 | Industrial | Industrial - ID | New | Space Heating | Natural Gas | Gas Boiler - Hot Water Reset | A | Standalone Impact on Baseline Energy (%) | Technical Potential | 0 | 0 | 0 | 0 | 0 | 0 | 0 | 0 | 0 | 0 | 0 | 0 | 0 | 0 | 0 | 0 | 0 | 0 | 0 | 0 | 0 | 0 | 0 | 0 | 0 | 0 | 0
F5_Industrial_Industrial - ID_New_Space Heating_Natural Gas_Gas Boiler - Hot Water Reset_A_Technical Potential | F5 | Industrial | Industrial - ID | New | Space Heating | Natural Gas | Gas Boiler - Hot Water Reset | A | Standalone Impact on Baseline Summer Peak (%) | Technical Potential | 0 | 0 | 0 | 0 | 0 | 0 | 0 | 0 | 0 | 0 | 0 | 0 | 0 | 0 | 0 | 0 | 0 | 0 | 0 | 0 | 0 | 0 | 0 | 0 | 0 | 0 | 0
F6_Industrial_Industrial - ID_New_Space Heating_Natural Gas_Gas Boiler - Hot Water Reset_A_Technical Potential | F6 | Industrial | Industrial - ID | New | Space Heating | Natural Gas | Gas Boiler - Hot Water Reset | A | Standalone Impact on Baseline Winter Peak (%) | Technical Potential | 0 | 0 | 0 | 0 | 0 | 0 | 0 | 0 | 0 | 0 | 0 | 0 | 0 | 0 | 0 | 0 | 0 | 0 | 0 | 0 | 0 | 0 | 0 | 0 | 0 | 0 | 0
F7_Industrial_Industrial - ID_New_Space Heating_Natural Gas_Gas Boiler - Hot Water Reset_A_Technical Potential | F7 | Industrial | Industrial - ID | New | Space Heating | Natural Gas | Gas Boiler - Hot Water Reset | A | Incremental Energy Savings (MWh or mTherms) | Technical Potential | 0 | 0 | 0 | 0 | 0 | 0 | 0 | 0 | 0 | 0 | 0 | 0 | 0 | 0 | 0 | 0 | 0 | 0 | 0 | 0 | 0 | 0 | 0 | 0 | 0 | 0 | 0
F8_Industrial_Industrial - ID_New_Space Heating_Natural Gas_Gas Boiler - Hot Water Reset_A_Technical Potential | F8 | Industrial | Industrial - ID | New | Space Heating | Natural Gas | Gas Boiler - Hot Water Reset | A | Incremental Summer Peak Savings (MW) | Technical Potential | 0 | 0 | 0 | 0 | 0 | 0 | 0 | 0 | 0 | 0 | 0 | 0 | 0 | 0 | 0 | 0 | 0 | 0 | 0 | 0 | 0 | 0 | 0 | 0 | 0 | 0 | 0
F9_Industrial_Industrial - ID_New_Space Heating_Natural Gas_Gas Boiler - Hot Water Reset_A_Technical Potential | F9 | Industrial | Industrial - ID | New | Space Heating | Natural Gas | Gas Boiler - Hot Water Reset | A | Incremental Winter Peak Savings (MW) | Technical Potential | 0 | 0 | 0 | 0 | 0 | 0 | 0 | 0 | 0 | 0 | 0 | 0 | 0 | 0 | 0 | 0 | 0 | 0 | 0 | 0 | 0 | 0 | 0 | 0 | 0 | 0 | 0
F10_Industrial_Industrial - ID_New_Space Heating_Natural Gas_Gas Boiler - Hot Water Reset_A_Technical Potential | F10 | Industrial | Industrial - ID | New | Space Heating | Natural Gas | Gas Boiler - Hot Water Reset | A | Cumulative Energy Savings (MWh or mTherms) | Technical Potential | 0 | 0 | 0 | 0 | 0 | 0 | 0 | 0 | 0 | 0 | 0 | 0 | 0 | 0 | 0 | 0 | 0 | 0 | 0 | 0 | 0 | 0 | 0 | 0 | 0 | 0 | 0
F11_Industrial_Industrial - ID_New_Space Heating_Natural Gas_Gas Boiler - Hot Water Reset_A_Technical Potential | F11 | Industrial | Industrial - ID | New | Space Heating | Natural Gas | Gas Boiler - Hot Water Reset | A | Cumulative Summer Peak Savings (MW) | Technical Potential | 0 | 0 | 0 | 0 | 0 | 0 | 0 | 0 | 0 | 0 | 0 | 0 | 0 | 0 | 0 | 0 | 0 | 0 | 0 | 0 | 0 | 0 | 0 | 0 | 0 | 0 | 0
F12_Industrial_Industrial - ID_New_Space Heating_Natural Gas_Gas Boiler - Hot Water Reset_A_Technical Potential | F12 | Industrial | Industrial - ID | New | Space Heating | Natural Gas | Gas Boiler - Hot Water Reset | A | Cumulative Winter Peak Savings (MW) | Technical Potential | 0 | 0 | 0 | 0 | 0 | 0 | 0 | 0 | 0 | 0 | 0 | 0 | 0 | 0 | 0 | 0 | 0 | 0 | 0 | 0 | 0 | 0 | 0 | 0 | 0 | 0 | 0
F13_Industrial_Industrial - ID_New_Space Heating_Natural Gas_Gas Boiler - Hot Water Reset_A_Technical Potential | F13 | Industrial | Industrial - ID | New | Space Heating | Natural Gas | Gas Boiler - Hot Water Reset | A | Purchases (Incremental) | Technical Potential | 0 | 0 | 0 | 0 | 0 | 0 | 0 | 0 | 0 | 0 | 0 | 0 | 0 | 0 | 0 | 0 | 0 | 0 | 0 | 0 | 0 | 0 | 0 | 0 | 0 | 0 | 0
F14_Industrial_Industrial - ID_New_Space Heating_Natural Gas_Gas Boiler - Hot Water Reset_A_Technical Potential | F14 | Industrial | Industrial - ID | New | Space Heating | Natural Gas | Gas Boiler - Hot Water Reset | A | Purchases (Cumulative) | Technical Potential | 0 | 0 | 0 | 0 | 0 | 0 | 0 | 0 | 0 | 0 | 0 | 0 | 0 | 0 | 0 | 0 | 0 | 0 | 0 | 0 | 0 | 0 | 0 | 0 | 0 | 0 | 0
F1_Industrial_Industrial - ID_New_Space Heating_Natural Gas_Gas Boiler - Insulate Hot Water Lines_A_Technical Potential | F1 | Industrial | Industrial - ID | New | Space Heating | Natural Gas | Gas Boiler - Insulate Hot Water Lines | A | Original Unit Energy Savings (kWh or therms) | Technical Potential | 0 | 0 | 4.4284 | 4.4284 | 4.4284 | 4.4284 | 4.4284 | 4.4284 | 4.4284 | 4.4284 | 4.4284 | 4.4284 | 4.4284 | 4.4284 | 4.4284 | 4.4284 | 4.4284 | 4.4284 | 4.4284 | 4.4284 | 4.4284 | 4.4284 | 4.4284 | 4.4284 | 4.4284 | 4.4284 | 4.4284
F2_Industrial_Industrial - ID_New_Space Heating_Natural Gas_Gas Boiler - Insulate Hot Water Lines_A_Technical Potential | F2 | Industrial | Industrial - ID | New | Space Heating | Natural Gas | Gas Boiler - Insulate Hot Water Lines | A | Original Unit Summer Peak Savings (kW) | Technical Potential | 0 | 0 | 0 | 0 | 0 | 0 | 0 | 0 | 0 | 0 | 0 | 0 | 0 | 0 | 0 | 0 | 0 | 0 | 0 | 0 | 0 | 0 | 0 | 0 | 0 | 0 | 0
F3_Industrial_Industrial - ID_New_Space Heating_Natural Gas_Gas Boiler - Insulate Hot Water Lines_A_Technical Potential | F3 | Industrial | Industrial - ID | New | Space Heating | Natural Gas | Gas Boiler - Insulate Hot Water Lines | A | Original Unit Winter Peak Savings (kW) | Technical Potential | 0 | 0 | 0 | 0 | 0 | 0 | 0 | 0 | 0 | 0 | 0 | 0 | 0 | 0 | 0 | 0 | 0 | 0 | 0 | 0 | 0 | 0 | 0 | 0 | 0 | 0 | 0
F4_Industrial_Industrial - ID_New_Space Heating_Natural Gas_Gas Boiler - Insulate Hot Water Lines_A_Technical Potential | F4 | Industrial | Industrial - ID | New | Space Heating | Natural Gas | Gas Boiler - Insulate Hot Water Lines | A | Standalone Impact on Baseline Energy (%) | Technical Potential | 0 | 0 | 0 | 0 | 0 | 0 | 0 | 0 | 0 | 0 | 0 | 0 | 0 | 0 | 0 | 0 | 0 | 0 | 0 | 0 | 0 | 0 | 0 | 0 | 0 | 0 | 0
F5_Industrial_Industrial - ID_New_Space Heating_Natural Gas_Gas Boiler - Insulate Hot Water Lines_A_Technical Potential | F5 | Industrial | Industrial - ID | New | Space Heating | Natural Gas | Gas Boiler - Insulate Hot Water Lines | A | Standalone Impact on Baseline Summer Peak (%) | Technical Potential | 0 | 0 | 0 | 0 | 0 | 0 | 0 | 0 | 0 | 0 | 0 | 0 | 0 | 0 | 0 | 0 | 0 | 0 | 0 | 0 | 0 | 0 | 0 | 0 | 0 | 0 | 0
F6_Industrial_Industrial - ID_New_Space Heating_Natural Gas_Gas Boiler - Insulate Hot Water Lines_A_Technical Potential | F6 | Industrial | Industrial - ID | New | Space Heating | Natural Gas | Gas Boiler - Insulate Hot Water Lines | A | Standalone Impact on Baseline Winter Peak (%) | Technical Potential | 0 | 0 | 0 | 0 | 0 | 0 | 0 | 0 | 0 | 0 | 0 | 0 | 0 | 0 | 0 | 0 | 0 | 0 | 0 | 0 | 0 | 0 | 0 | 0 | 0 | 0 | 0
F7_Industrial_Industrial - ID_New_Space Heating_Natural Gas_Gas Boiler - Insulate Hot Water Lines_A_Technical Potential | F7 | Industrial | Industrial - ID | New | Space Heating | Natural Gas | Gas Boiler - Insulate Hot Water Lines | A | Incremental Energy Savings (MWh or mTherms) | Technical Potential | 0 | 0 | 0 | 0 | 0 | 0 | 0 | 0 | 0 | 0 | 0 | 0 | 0 | 0 | 0 | 0 | 0 | 0 | 0 | 0 | 0 | 0 | 0 | 0 | 0 | 0 | 0
F8_Industrial_Industrial - ID_New_Space Heating_Natural Gas_Gas Boiler - Insulate Hot Water Lines_A_Technical Potential | F8 | Industrial | Industrial - ID | New | Space Heating | Natural Gas | Gas Boiler - Insulate Hot Water Lines | A | Incremental Summer Peak Savings (MW) | Technical Potential | 0 | 0 | 0 | 0 | 0 | 0 | 0 | 0 | 0 | 0 | 0 | 0 | 0 | 0 | 0 | 0 | 0 | 0 | 0 | 0 | 0 | 0 | 0 | 0 | 0 | 0 | 0
F9_Industrial_Industrial - ID_New_Space Heating_Natural Gas_Gas Boiler - Insulate Hot Water Lines_A_Technical Potential | F9 | Industrial | Industrial - ID | New | Space Heating | Natural Gas | Gas Boiler - Insulate Hot Water Lines | A | Incremental Winter Peak Savings (MW) | Technical Potential | 0 | 0 | 0 | 0 | 0 | 0 | 0 | 0 | 0 | 0 | 0 | 0 | 0 | 0 | 0 | 0 | 0 | 0 | 0 | 0 | 0 | 0 | 0 | 0 | 0 | 0 | 0
F10_Industrial_Industrial - ID_New_Space Heating_Natural Gas_Gas Boiler - Insulate Hot Water Lines_A_Technical Potential | F10 | Industrial | Industrial - ID | New | Space Heating | Natural Gas | Gas Boiler - Insulate Hot Water Lines | A | Cumulative Energy Savings (MWh or mTherms) | Technical Potential | 0 | 0 | 0 | 0 | 0 | 0 | 0 | 0 | 0 | 0 | 0 | 0 | 0 | 0 | 0 | 0 | 0 | 0 | 0 | 0 | 0 | 0 | 0 | 0 | 0 | 0 | 0
F11_Industrial_Industrial - ID_New_Space Heating_Natural Gas_Gas Boiler - Insulate Hot Water Lines_A_Technical Potential | F11 | Industrial | Industrial - ID | New | Space Heating | Natural Gas | Gas Boiler - Insulate Hot Water Lines | A | Cumulative Summer Peak Savings (MW) | Technical Potential | 0 | 0 | 0 | 0 | 0 | 0 | 0 | 0 | 0 | 0 | 0 | 0 | 0 | 0 | 0 | 0 | 0 | 0 | 0 | 0 | 0 | 0 | 0 | 0 | 0 | 0 | 0
F12_Industrial_Industrial - ID_New_Space Heating_Natural Gas_Gas Boiler - Insulate Hot Water Lines_A_Technical Potential | F12 | Industrial | Industrial - ID | New | Space Heating | Natural Gas | Gas Boiler - Insulate Hot Water Lines | A | Cumulative Winter Peak Savings (MW) | Technical Potential | 0 | 0 | 0 | 0 | 0 | 0 | 0 | 0 | 0 | 0 | 0 | 0 | 0 | 0 | 0 | 0 | 0 | 0 | 0 | 0 | 0 | 0 | 0 | 0 | 0 | 0 | 0
F13_Industrial_Industrial - ID_New_Space Heating_Natural Gas_Gas Boiler - Insulate Hot Water Lines_A_Technical Potential | F13 | Industrial | Industrial - ID | New | Space Heating | Natural Gas | Gas Boiler - Insulate Hot Water Lines | A | Purchases (Incremental) | Technical Potential | 0 | 0 | 0 | 0 | 0 | 0 | 0 | 0 | 0 | 0 | 0 | 0 | 0 | 0 | 0 | 0 | 0 | 0 | 0 | 0 | 0 | 0 | 0 | 0 | 0 | 0 | 0
F14_Industrial_Industrial - ID_New_Space Heating_Natural Gas_Gas Boiler - Insulate Hot Water Lines_A_Technical Potential | F14 | Industrial | Industrial - ID | New | Space Heating | Natural Gas | Gas Boiler - Insulate Hot Water Lines | A | Purchases (Cumulative) | Technical Potential | 0 | 0 | 0 | 0 | 0 | 0 | 0 | 0 | 0 | 0 | 0 | 0 | 0 | 0 | 0 | 0 | 0 | 0 | 0 | 0 | 0 | 0 | 0 | 0 | 0 | 0 | 0
F1_Industrial_Industrial - ID_New_Space Heating_Natural Gas_Gas Boiler - Insulate Steam Lines/Condensate Tank_A_Technical Potential | F1 | Industrial | Industrial - ID | New | Space Heating | Natural Gas | Gas Boiler - Insulate Steam Lines/Condensate Tank | A | Original Unit Energy Savings (kWh or therms) | Technical Potential | 0 | 0 | 6.6149 | 6.6149 | 6.6149 | 6.6149 | 6.6149 | 6.6149 | 6.6149 | 6.6149 | 6.6149 | 6.6149 | 6.6149 | 6.6149 | 6.6149 | 6.6149 | 6.6149 | 6.6149 | 6.6149 | 6.6149 | 6.6149 | 6.6149 | 6.6149 | 6.6149 | 6.6149 | 6.6149 | 6.6149
F2_Industrial_Industrial - ID_New_Space Heating_Natural Gas_Gas Boiler - Insulate Steam Lines/Condensate Tank_A_Technical Potential | F2 | Industrial | Industrial - ID | New | Space Heating | Natural Gas | Gas Boiler - Insulate Steam Lines/Condensate Tank | A | Original Unit Summer Peak Savings (kW) | Technical Potential | 0 | 0 | 0 | 0 | 0 | 0 | 0 | 0 | 0 | 0 | 0 | 0 | 0 | 0 | 0 | 0 | 0 | 0 | 0 | 0 | 0 | 0 | 0 | 0 | 0 | 0 | 0
F3_Industrial_Industrial - ID_New_Space Heating_Natural Gas_Gas Boiler - Insulate Steam Lines/Condensate Tank_A_Technical Potential | F3 | Industrial | Industrial - ID | New | Space Heating | Natural Gas | Gas Boiler - Insulate Steam Lines/Condensate Tank | A | Original Unit Winter Peak Savings (kW) | Technical Potential | 0 | 0 | 0 | 0 | 0 | 0 | 0 | 0 | 0 | 0 | 0 | 0 | 0 | 0 | 0 | 0 | 0 | 0 | 0 | 0 | 0 | 0 | 0 | 0 | 0 | 0 | 0
F4_Industrial_Industrial - ID_New_Space Heating_Natural Gas_Gas Boiler - Insulate Steam Lines/Condensate Tank_A_Technical Potential | F4 | Industrial | Industrial - ID | New | Space Heating | Natural Gas | Gas Boiler - Insulate Steam Lines/Condensate Tank | A | Standalone Impact on Baseline Energy (%) | Technical Potential | 0 | 0 | 0 | 0 | 0 | 0 | 0 | 0 | 0 | 0 | 0 | 0 | 0 | 0 | 0 | 0 | 0 | 0 | 0 | 0 | 0 | 0 | 0 | 0 | 0 | 0 | 0
F5_Industrial_Industrial - ID_New_Space Heating_Natural Gas_Gas Boiler - Insulate Steam Lines/Condensate Tank_A_Technical Potential | F5 | Industrial | Industrial - ID | New | Space Heating | Natural Gas | Gas Boiler - Insulate Steam Lines/Condensate Tank | A | Standalone Impact on Baseline Summer Peak (%) | Technical Potential | 0 | 0 | 0 | 0 | 0 | 0 | 0 | 0 | 0 | 0 | 0 | 0 | 0 | 0 | 0 | 0 | 0 | 0 | 0 | 0 | 0 | 0 | 0 | 0 | 0 | 0 | 0
F6_Industrial_Industrial - ID_New_Space Heating_Natural Gas_Gas Boiler - Insulate Steam Lines/Condensate Tank_A_Technical Potential | F6 | Industrial | Industrial - ID | New | Space Heating | Natural Gas | Gas Boiler - Insulate Steam Lines/Condensate Tank | A | Standalone Impact on Baseline Winter Peak (%) | Technical Potential | 0 | 0 | 0 | 0 | 0 | 0 | 0 | 0 | 0 | 0 | 0 | 0 | 0 | 0 | 0 | 0 | 0 | 0 | 0 | 0 | 0 | 0 | 0 | 0 | 0 | 0 | 0
F7_Industrial_Industrial - ID_New_Space Heating_Natural Gas_Gas Boiler - Insulate Steam Lines/Condensate Tank_A_Technical Potential | F7 | Industrial | Industrial - ID | New | Space Heating | Natural Gas | Gas Boiler - Insulate Steam Lines/Condensate Tank | A | Incremental Energy Savings (MWh or mTherms) | Technical Potential | 0 | 0 | 0 | 0 | 0 | 0 | 0 | 0 | 0 | 0 | 0 | 0 | 0 | 0 | 0 | 0 | 0 | 0 | 0 | 0 | 0 | 0 | 0 | 0 | 0 | 0 | 0
F8_Industrial_Industrial - ID_New_Space Heating_Natural Gas_Gas Boiler - Insulate Steam Lines/Condensate Tank_A_Technical Potential | F8 | Industrial | Industrial - ID | New | Space Heating | Natural Gas | Gas Boiler - Insulate Steam Lines/Condensate Tank | A | Incremental Summer Peak Savings (MW) | Technical Potential | 0 | 0 | 0 | 0 | 0 | 0 | 0 | 0 | 0 | 0 | 0 | 0 | 0 | 0 | 0 | 0 | 0 | 0 | 0 | 0 | 0 | 0 | 0 | 0 | 0 | 0 | 0
F9_Industrial_Industrial - ID_New_Space Heating_Natural Gas_Gas Boiler - Insulate Steam Lines/Condensate Tank_A_Technical Potential | F9 | Industrial | Industrial - ID | New | Space Heating | Natural Gas | Gas Boiler - Insulate Steam Lines/Condensate Tank | A | Incremental Winter Peak Savings (MW) | Technical Potential | 0 | 0 | 0 | 0 | 0 | 0 | 0 | 0 | 0 | 0 | 0 | 0 | 0 | 0 | 0 | 0 | 0 | 0 | 0 | 0 | 0 | 0 | 0 | 0 | 0 | 0 | 0
F10_Industrial_Industrial - ID_New_Space Heating_Natural Gas_Gas Boiler - Insulate Steam Lines/Condensate Tank_A_Technical Potential | F10 | Industrial | Industrial - ID | New | Space Heating | Natural Gas | Gas Boiler - Insulate Steam Lines/Condensate Tank | A | Cumulative Energy Savings (MWh or mTherms) | Technical Potential | 0 | 0 | 0 | 0 | 0 | 0 | 0 | 0 | 0 | 0 | 0 | 0 | 0 | 0 | 0 | 0 | 0 | 0 | 0 | 0 | 0 | 0 | 0 | 0 | 0 | 0 | 0
F11_Industrial_Industrial - ID_New_Space Heating_Natural Gas_Gas Boiler - Insulate Steam Lines/Condensate Tank_A_Technical Potential | F11 | Industrial | Industrial - ID | New | Space Heating | Natural Gas | Gas Boiler - Insulate Steam Lines/Condensate Tank | A | Cumulative Summer Peak Savings (MW) | Technical Potential | 0 | 0 | 0 | 0 | 0 | 0 | 0 | 0 | 0 | 0 | 0 | 0 | 0 | 0 | 0 | 0 | 0 | 0 | 0 | 0 | 0 | 0 | 0 | 0 | 0 | 0 | 0
F12_Industrial_Industrial - ID_New_Space Heating_Natural Gas_Gas Boiler - Insulate Steam Lines/Condensate Tank_A_Technical Potential | F12 | Industrial | Industrial - ID | New | Space Heating | Natural Gas | Gas Boiler - Insulate Steam Lines/Condensate Tank | A | Cumulative Winter Peak Savings (MW) | Technical Potential | 0 | 0 | 0 | 0 | 0 | 0 | 0 | 0 | 0 | 0 | 0 | 0 | 0 | 0 | 0 | 0 | 0 | 0 | 0 | 0 | 0 | 0 | 0 | 0 | 0 | 0 | 0
F13_Industrial_Industrial - ID_New_Space Heating_Natural Gas_Gas Boiler - Insulate Steam Lines/Condensate Tank_A_Technical Potential | F13 | Industrial | Industrial - ID | New | Space Heating | Natural Gas | Gas Boiler - Insulate Steam Lines/Condensate Tank | A | Purchases (Incremental) | Technical Potential | 0 | 0 | 0 | 0 | 0 | 0 | 0 | 0 | 0 | 0 | 0 | 0 | 0 | 0 | 0 | 0 | 0 | 0 | 0 | 0 | 0 | 0 | 0 | 0 | 0 | 0 | 0
F14_Industrial_Industrial - ID_New_Space Heating_Natural Gas_Gas Boiler - Insulate Steam Lines/Condensate Tank_A_Technical Potential | F14 | Industrial | Industrial - ID | New | Space Heating | Natural Gas | Gas Boiler - Insulate Steam Lines/Condensate Tank | A | Purchases (Cumulative) | Technical Potential | 0 | 0 | 0 | 0 | 0 | 0 | 0 | 0 | 0 | 0 | 0 | 0 | 0 | 0 | 0 | 0 | 0 | 0 | 0 | 0 | 0 | 0 | 0 | 0 | 0 | 0 | 0
F1_Industrial_Industrial - ID_New_Space Heating_Natural Gas_Gas Boiler - Stack Economizer_A_Technical Potential | F1 | Industrial | Industrial - ID | New | Space Heating | Natural Gas | Gas Boiler - Stack Economizer | A | Original Unit Energy Savings (kWh or therms) | Technical Potential | 0 | 0 | 0.8944 | 0.8944 | 0.8944 | 0.8944 | 0.8944 | 0.8944 | 0.8944 | 0.8944 | 0.8944 | 0.8944 | 0.8944 | 0.8944 | 0.8944 | 0.8944 | 0.8944 | 0.8944 | 0.8944 | 0.8944 | 0.8944 | 0.8944 | 0.8944 | 0.8944 | 0.8944 | 0.8944 | 0.8944
F2_Industrial_Industrial - ID_New_Space Heating_Natural Gas_Gas Boiler - Stack Economizer_A_Technical Potential | F2 | Industrial | Industrial - ID | New | Space Heating | Natural Gas | Gas Boiler - Stack Economizer | A | Original Unit Summer Peak Savings (kW) | Technical Potential | 0 | 0 | 0 | 0 | 0 | 0 | 0 | 0 | 0 | 0 | 0 | 0 | 0 | 0 | 0 | 0 | 0 | 0 | 0 | 0 | 0 | 0 | 0 | 0 | 0 | 0 | 0
F3_Industrial_Industrial - ID_New_Space Heating_Natural Gas_Gas Boiler - Stack Economizer_A_Technical Potential | F3 | Industrial | Industrial - ID | New | Space Heating | Natural Gas | Gas Boiler - Stack Economizer | A | Original Unit Winter Peak Savings (kW) | Technical Potential | 0 | 0 | 0 | 0 | 0 | 0 | 0 | 0 | 0 | 0 | 0 | 0 | 0 | 0 | 0 | 0 | 0 | 0 | 0 | 0 | 0 | 0 | 0 | 0 | 0 | 0 | 0
F4_Industrial_Industrial - ID_New_Space Heating_Natural Gas_Gas Boiler - Stack Economizer_A_Technical Potential | F4 | Industrial | Industrial - ID | New | Space Heating | Natural Gas | Gas Boiler - Stack Economizer | A | Standalone Impact on Baseline Energy (%) | Technical Potential | 0 | 0 | 0.00061051 | 0.00072349 | 0.0010307 | 0.0013438 | 0.0016646 | 0.0019248 | 0.0020833 | 0.0021735 | 0.0022162 | 0.0022253 | 0.0022108 | 0.0021798 | 0.0021375 | 0.0020878 | 0.0020337 | 0.0019684 | 0.0018626 | 0.0017692 | 0.0016862 | 0.0016119 | 0.001545 | 0.0014844 | 0.0014294 | 0.0013791 | 0.0013331
F5_Industrial_Industrial - ID_New_Space Heating_Natural Gas_Gas Boiler - Stack Economizer_A_Technical Potential | F5 | Industrial | Industrial - ID | New | Space Heating | Natural Gas | Gas Boiler - Stack Economizer | A | Standalone Impact on Baseline Summer Peak (%) | Technical Potential | 0 | 0 | 0 | 0 | 0 | 0 | 0 | 0 | 0 | 0 | 0 | 0 | 0 | 0 | 0 | 0 | 0 | 0 | 0 | 0 | 0 | 0 | 0 | 0 | 0 | 0 | 0
F6_Industrial_Industrial - ID_New_Space Heating_Natural Gas_Gas Boiler - Stack Economizer_A_Technical Potential | F6 | Industrial | Industrial - ID | New | Space Heating | Natural Gas | Gas Boiler - Stack Economizer | A | Standalone Impact on Baseline Winter Peak (%) | Technical Potential | 0 | 0 | 0 | 0 | 0 | 0 | 0 | 0 | 0 | 0 | 0 | 0 | 0 | 0 | 0 | 0 | 0 | 0 | 0 | 0 | 0 | 0 | 0 | 0 | 0 | 0 | 0
F7_Industrial_Industrial - ID_New_Space Heating_Natural Gas_Gas Boiler - Stack Economizer_A_Technical Potential | F7 | Industrial | Industrial - ID | New | Space Heating | Natural Gas | Gas Boiler - Stack Economizer | A | Incremental Energy Savings (MWh or mTherms) | Technical Potential | 0 | 0 | 0.00023685 | 0.0015475 | 0.0027928 | 0.0040326 | 0.0052385 | 0.0057811 | 0.0054632 | 0.0050295 | 0.0045416 | 0.0040405 | 0.0035525 | 0.0030936 | 0.0026727 | 0.0022936 | 0.0019571 | 0.0014249 | 0 | 0 | 0 | 0 | 0 | 0 | 0 | 0 | 0
F8_Industrial_Industrial - ID_New_Space Heating_Natural Gas_Gas Boiler - Stack Economizer_A_Technical Potential | F8 | Industrial | Industrial - ID | New | Space Heating | Natural Gas | Gas Boiler - Stack Economizer | A | Incremental Summer Peak Savings (MW) | Technical Potential | 0 | 0 | 0 | 0 | 0 | 0 | 0 | 0 | 0 | 0 | 0 | 0 | 0 | 0 | 0 | 0 | 0 | 0 | 0 | 0 | 0 | 0 | 0 | 0 | 0 | 0 | 0
F9_Industrial_Industrial - ID_New_Space Heating_Natural Gas_Gas Boiler - Stack Economizer_A_Technical Potential | F9 | Industrial | Industrial - ID | New | Space Heating | Natural Gas | Gas Boiler - Stack Economizer | A | Incremental Winter Peak Savings (MW) | Technical Potential | 0 | 0 | 0 | 0 | 0 | 0 | 0 | 0 | 0 | 0 | 0 | 0 | 0 | 0 | 0 | 0 | 0 | 0 | 0 | 0 | 0 | 0 | 0 | 0 | 0 | 0 | 0
F10_Industrial_Industrial - ID_New_Space Heating_Natural Gas_Gas Boiler - Stack Economizer_A_Technical Potential | F10 | Industrial | Industrial - ID | New | Space Heating | Natural Gas | Gas Boiler - Stack Economizer | A | Cumulative Energy Savings (MWh or mTherms) | Technical Potential | 0 | 0 | 0.00023685 | 0.0017844 | 0.0045772 | 0.0086098 | 0.013848 | 0.019629 | 0.025093 | 0.030122 | 0.034664 | 0.038704 | 0.042257 | 0.04535 | 0.048023 | 0.050317 | 0.052274 | 0.053699 | 0.053699 | 0.053699 | 0.053699 | 0.053699 | 0.053699 | 0.053699 | 0.053699 | 0.053699 | 0.053699
F11_Industrial_Industrial - ID_New_Space Heating_Natural Gas_Gas Boiler - Stack Economizer_A_Technical Potential | F11 | Industrial | Industrial - ID | New | Space Heating | Natural Gas | Gas Boiler - Stack Economizer | A | Cumulative Summer Peak Savings (MW) | Technical Potential | 0 | 0 | 0 | 0 | 0 | 0 | 0 | 0 | 0 | 0 | 0 | 0 | 0 | 0 | 0 | 0 | 0 | 0 | 0 | 0 | 0 | 0 | 0 | 0 | 0 | 0 | 0
F12_Industrial_Industrial - ID_New_Space Heating_Natural Gas_Gas Boiler - Stack Economizer_A_Technical Potential | F12 | Industrial | Industrial - ID | New | Space Heating | Natural Gas | Gas Boiler - Stack Economizer | A | Cumulative Winter Peak Savings (MW) | Technical Potential | 0 | 0 | 0 | 0 | 0 | 0 | 0 | 0 | 0 | 0 | 0 | 0 | 0 | 0 | 0 | 0 | 0 | 0 | 0 | 0 | 0 | 0 | 0 | 0 | 0 | 0 | 0
F13_Industrial_Industrial - ID_New_Space Heating_Natural Gas_Gas Boiler - Stack Economizer_A_Technical Potential | F13 | Industrial | Industrial - ID | New | Space Heating | Natural Gas | Gas Boiler - Stack Economizer | A | Purchases (Incremental) | Technical Potential | 0 | 0 | 0.26482 | 1.7302 | 3.1226 | 4.5088 | 5.857 | 6.4637 | 6.1082 | 5.6233 | 5.0779 | 4.5176 | 3.9719 | 3.4589 | 2.9882 | 2.5644 | 2.1882 | 1.5931 | 0 | 0 | 0 | 0 | 0 | 0 | 0 | 0 | 0
F14_Industrial_Industrial - ID_New_Space Heating_Natural Gas_Gas Boiler - Stack Economizer_A_Technical Potential | F14 | Industrial | Industrial - ID | New | Space Heating | Natural Gas | Gas Boiler - Stack Economizer | A | Purchases (Cumulative) | Technical Potential | 0 | 0 | 0.26482 | 1.9951 | 5.1177 | 9.6264 | 15.4834 | 21.9471 | 28.0553 | 33.6787 | 38.7565 | 43.2741 | 47.246 | 50.7049 | 53.6931 | 56.2575 | 58.4457 | 60.0389 | 60.0389 | 60.0389 | 60.0389 | 60.0389 | 60.0389 | 60.0389 | 60.0389 | 60.0389 | 60.0389
F1_Industrial_Industrial - ID_New_Space Heating_Natural Gas_Gas Boiler - Steam Trap Replacement_A_Technical Potential | F1 | Industrial | Industrial - ID | New | Space Heating | Natural Gas | Gas Boiler - Steam Trap Replacement | A | Original Unit Energy Savings (kWh or therms) | Technical Potential | 0 | 0 | 40051.8778 | 40051.8778 | 40051.8778 | 40051.8778 | 40051.8778 | 40051.8778 | 40051.8778 | 40051.8778 | 40051.8778 | 40051.8778 | 40051.8778 | 40051.8778 | 40051.8778 | 40051.8778 | 40051.8778 | 40051.8778 | 40051.8778 | 40051.8778 | 40051.8778 | 40051.8778 | 40051.8778 | 40051.8778 | 40051.8778 | 40051.8778 | 40051.8778
F2_Industrial_Industrial - ID_New_Space Heating_Natural Gas_Gas Boiler - Steam Trap Replacement_A_Technical Potential | F2 | Industrial | Industrial - ID | New | Space Heating | Natural Gas | Gas Boiler - Steam Trap Replacement | A | Original Unit Summer Peak Savings (kW) | Technical Potential | 0 | 0 | 0 | 0 | 0 | 0 | 0 | 0 | 0 | 0 | 0 | 0 | 0 | 0 | 0 | 0 | 0 | 0 | 0 | 0 | 0 | 0 | 0 | 0 | 0 | 0 | 0
F3_Industrial_Industrial - ID_New_Space Heating_Natural Gas_Gas Boiler - Steam Trap Replacement_A_Technical Potential | F3 | Industrial | Industrial - ID | New | Space Heating | Natural Gas | Gas Boiler - Steam Trap Replacement | A | Original Unit Winter Peak Savings (kW) | Technical Potential | 0 | 0 | 0 | 0 | 0 | 0 | 0 | 0 | 0 | 0 | 0 | 0 | 0 | 0 | 0 | 0 | 0 | 0 | 0 | 0 | 0 | 0 | 0 | 0 | 0 | 0 | 0
F4_Industrial_Industrial - ID_New_Space Heating_Natural Gas_Gas Boiler - Steam Trap Replacement_A_Technical Potential | F4 | Industrial | Industrial - ID | New | Space Heating | Natural Gas | Gas Boiler - Steam Trap Replacement | A | Standalone Impact on Baseline Energy (%) | Technical Potential | 0 | 0 | 8.1027e-06 | 9.6021e-06 | 1.3679e-05 | 1.7835e-05 | 2.2093e-05 | 2.6382e-05 | 3.0438e-05 | 3.3333e-05 | 3.5527e-05 | 3.7236e-05 | 3.861e-05 | 3.9738e-05 | 4.0682e-05 | 4.1482e-05 | 4.217e-05 | 4.2766e-05 | 4.3289e-05 | 4.3751e-05 | 4.4064e-05 | 4.3821e-05 | 4.2002e-05 | 4.0355e-05 | 3.8859e-05 | 3.7493e-05 | 3.6241e-05
F5_Industrial_Industrial - ID_New_Space Heating_Natural Gas_Gas Boiler - Steam Trap Replacement_A_Technical Potential | F5 | Industrial | Industrial - ID | New | Space Heating | Natural Gas | Gas Boiler - Steam Trap Replacement | A | Standalone Impact on Baseline Summer Peak (%) | Technical Potential | 0 | 0 | 0 | 0 | 0 | 0 | 0 | 0 | 0 | 0 | 0 | 0 | 0 | 0 | 0 | 0 | 0 | 0 | 0 | 0 | 0 | 0 | 0 | 0 | 0 | 0 | 0
F6_Industrial_Industrial - ID_New_Space Heating_Natural Gas_Gas Boiler - Steam Trap Replacement_A_Technical Potential | F6 | Industrial | Industrial - ID | New | Space Heating | Natural Gas | Gas Boiler - Steam Trap Replacement | A | Standalone Impact on Baseline Winter Peak (%) | Technical Potential | 0 | 0 | 0 | 0 | 0 | 0 | 0 | 0 | 0 | 0 | 0 | 0 | 0 | 0 | 0 | 0 | 0 | 0 | 0 | 0 | 0 | 0 | 0 | 0 | 0 | 0 | 0
F7_Industrial_Industrial - ID_New_Space Heating_Natural Gas_Gas Boiler - Steam Trap Replacement_A_Technical Potential | F7 | Industrial | Industrial - ID | New | Space Heating | Natural Gas | Gas Boiler - Steam Trap Replacement | A | Incremental Energy Savings (MWh or mTherms) | Technical Potential | 0 | 0 | 3.1435e-06 | 2.0539e-05 | 3.7066e-05 | 5.3521e-05 | 6.9525e-05 | 8.5251e-05 | 9.756e-05 | 9.5349e-05 | 9.3741e-05 | 9.1947e-05 | 9.0347e-05 | 8.8776e-05 | 8.7231e-05 | 8.5713e-05 | 8.4221e-05 | 8.2755e-05 | 8.1314e-05 | 7.9898e-05 | 7.5363e-05 | 5.6601e-05 | 0 | 0 | 0 | 0 | 0
F8_Industrial_Industrial - ID_New_Space Heating_Natural Gas_Gas Boiler - Steam Trap Replacement_A_Technical Potential | F8 | Industrial | Industrial - ID | New | Space Heating | Natural Gas | Gas Boiler - Steam Trap Replacement | A | Incremental Summer Peak Savings (MW) | Technical Potential | 0 | 0 | 0 | 0 | 0 | 0 | 0 | 0 | 0 | 0 | 0 | 0 | 0 | 0 | 0 | 0 | 0 | 0 | 0 | 0 | 0 | 0 | 0 | 0 | 0 | 0 | 0
F9_Industrial_Industrial - ID_New_Space Heating_Natural Gas_Gas Boiler - Steam Trap Replacement_A_Technical Potential | F9 | Industrial | Industrial - ID | New | Space Heating | Natural Gas | Gas Boiler - Steam Trap Replacement | A | Incremental Winter Peak Savings (MW) | Technical Potential | 0 | 0 | 0 | 0 | 0 | 0 | 0 | 0 | 0 | 0 | 0 | 0 | 0 | 0 | 0 | 0 | 0 | 0 | 0 | 0 | 0 | 0 | 0 | 0 | 0 | 0 | 0
F10_Industrial_Industrial - ID_New_Space Heating_Natural Gas_Gas Boiler - Steam Trap Replacement_A_Technical Potential | F10 | Industrial | Industrial - ID | New | Space Heating | Natural Gas | Gas Boiler - Steam Trap Replacement | A | Cumulative Energy Savings (MWh or mTherms) | Technical Potential | 0 | 0 | 3.1435e-06 | 2.3682e-05 | 6.0748e-05 | 0.00011427 | 0.00018379 | 0.00026905 | 0.00036661 | 0.00046195 | 0.00055569 | 0.00064764 | 0.00073799 | 0.00082676 | 0.000914 | 0.00099971 | 0.0010839 | 0.0011667 | 0.001248 | 0.0013279 | 0.0014033 | 0.0014599 | 0.0014599 | 0.0014599 | 0.0014599 | 0.0014599 | 0.0014599
F11_Industrial_Industrial - ID_New_Space Heating_Natural Gas_Gas Boiler - Steam Trap Replacement_A_Technical Potential | F11 | Industrial | Industrial - ID | New | Space Heating | Natural Gas | Gas Boiler - Steam Trap Replacement | A | Cumulative Summer Peak Savings (MW) | Technical Potential | 0 | 0 | 0 | 0 | 0 | 0 | 0 | 0 | 0 | 0 | 0 | 0 | 0 | 0 | 0 | 0 | 0 | 0 | 0 | 0 | 0 | 0 | 0 | 0 | 0 | 0 | 0
F12_Industrial_Industrial - ID_New_Space Heating_Natural Gas_Gas Boiler - Steam Trap Replacement_A_Technical Potential | F12 | Industrial | Industrial - ID | New | Space Heating | Natural Gas | Gas Boiler - Steam Trap Replacement | A | Cumulative Winter Peak Savings (MW) | Technical Potential | 0 | 0 | 0 | 0 | 0 | 0 | 0 | 0 | 0 | 0 | 0 | 0 | 0 | 0 | 0 | 0 | 0 | 0 | 0 | 0 | 0 | 0 | 0 | 0 | 0 | 0 | 0
F13_Industrial_Industrial - ID_New_Space Heating_Natural Gas_Gas Boiler - Steam Trap Replacement_A_Technical Potential | F13 | Industrial | Industrial - ID | New | Space Heating | Natural Gas | Gas Boiler - Steam Trap Replacement | A | Purchases (Incremental) | Technical Potential | 0 | 0 | 7.8485e-08 | 5.128e-07 | 9.2546e-07 | 1.3363e-06 | 1.7359e-06 | 2.1285e-06 | 2.4358e-06 | 2.3806e-06 | 2.3405e-06 | 2.2957e-06 | 2.2558e-06 | 2.2165e-06 | 2.178e-06 | 2.14e-06 | 2.1028e-06 | 2.0662e-06 | 2.0302e-06 | 1.9949e-06 | 1.8816e-06 | 1.4132e-06 | 0 | 0 | 0 | 0 | 0
F14_Industrial_Industrial - ID_New_Space Heating_Natural Gas_Gas Boiler - Steam Trap Replacement_A_Technical Potential | F14 | Industrial | Industrial - ID | New | Space Heating | Natural Gas | Gas Boiler - Steam Trap Replacement | A | Purchases (Cumulative) | Technical Potential | 0 | 0 | 7.8485e-08 | 5.9129e-07 | 1.5167e-06 | 2.853e-06 | 4.5889e-06 | 6.7174e-06 | 9.1533e-06 | 1.1534e-05 | 1.3874e-05 | 1.617e-05 | 1.8426e-05 | 2.0642e-05 | 2.282e-05 | 2.496e-05 | 2.7063e-05 | 2.9129e-05 | 3.116e-05 | 3.3154e-05 | 3.5036e-05 | 3.6449e-05 | 3.6449e-05 | 3.6449e-05 | 3.6449e-05 | 3.6449e-05 | 3.6449e-05
F1_Industrial_Industrial - ID_New_Process_Natural Gas_Process Boiler - Hot Water Reset_A_Technical Potential | F1 | Industrial | Industrial - ID | New | Process | Natural Gas | Process Boiler - Hot Water Reset | A | Original Unit Energy Savings (kWh or therms) | Technical Potential | 0 | 0 | 8529.0556 | 8529.0556 | 8529.0556 | 8529.0556 | 8529.0556 | 8529.0556 | 8529.0556 | 8529.0556 | 8529.0556 | 8529.0556 | 8529.0556 | 8529.0556 | 8529.0556 | 8529.0556 | 8529.0556 | 8529.0556 | 8529.0556 | 8529.0556 | 8529.0556 | 8529.0556 | 8529.0556 | 8529.0556 | 8529.0556 | 8529.0556 | 8529.0556
F2_Industrial_Industrial - ID_New_Process_Natural Gas_Process Boiler - Hot Water Reset_A_Technical Potential | F2 | Industrial | Industrial - ID | New | Process | Natural Gas | Process Boiler - Hot Water Reset | A | Original Unit Summer Peak Savings (kW) | Technical Potential | 0 | 0 | 0 | 0 | 0 | 0 | 0 | 0 | 0 | 0 | 0 | 0 | 0 | 0 | 0 | 0 | 0 | 0 | 0 | 0 | 0 | 0 | 0 | 0 | 0 | 0 | 0
F3_Industrial_Industrial - ID_New_Process_Natural Gas_Process Boiler - Hot Water Reset_A_Technical Potential | F3 | Industrial | Industrial - ID | New | Process | Natural Gas | Process Boiler - Hot Water Reset | A | Original Unit Winter Peak Savings (kW) | Technical Potential | 0 | 0 | 0 | 0 | 0 | 0 | 0 | 0 | 0 | 0 | 0 | 0 | 0 | 0 | 0 | 0 | 0 | 0 | 0 | 0 | 0 | 0 | 0 | 0 | 0 | 0 | 0
F4_Industrial_Industrial - ID_New_Process_Natural Gas_Process Boiler - Hot Water Reset_A_Technical Potential | F4 | Industrial | Industrial - ID | New | Process | Natural Gas | Process Boiler - Hot Water Reset | A | Standalone Impact on Baseline Energy (%) | Technical Potential | 0 | 0 | 0 | 0 | 0 | 0 | 0 | 0 | 0 | 0 | 0 | 0 | 0 | 0 | 0 | 0 | 0 | 0 | 0 | 0 | 0 | 0 | 0 | 0 | 0 | 0 | 0
F5_Industrial_Industrial - ID_New_Process_Natural Gas_Process Boiler - Hot Water Reset_A_Technical Potential | F5 | Industrial | Industrial - ID | New | Process | Natural Gas | Process Boiler - Hot Water Reset | A | Standalone Impact on Baseline Summer Peak (%) | Technical Potential | 0 | 0 | 0 | 0 | 0 | 0 | 0 | 0 | 0 | 0 | 0 | 0 | 0 | 0 | 0 | 0 | 0 | 0 | 0 | 0 | 0 | 0 | 0 | 0 | 0 | 0 | 0
F6_Industrial_Industrial - ID_New_Process_Natural Gas_Process Boiler - Hot Water Reset_A_Technical Potential | F6 | Industrial | Industrial - ID | New | Process | Natural Gas | Process Boiler - Hot Water Reset | A | Standalone Impact on Baseline Winter Peak (%) | Technical Potential | 0 | 0 | 0 | 0 | 0 | 0 | 0 | 0 | 0 | 0 | 0 | 0 | 0 | 0 | 0 | 0 | 0 | 0 | 0 | 0 | 0 | 0 | 0 | 0 | 0 | 0 | 0
F7_Industrial_Industrial - ID_New_Process_Natural Gas_Process Boiler - Hot Water Reset_A_Technical Potential | F7 | Industrial | Industrial - ID | New | Process | Natural Gas | Process Boiler - Hot Water Reset | A | Incremental Energy Savings (MWh or mTherms) | Technical Potential | 0 | 0 | 0 | 0 | 0 | 0 | 0 | 0 | 0 | 0 | 0 | 0 | 0 | 0 | 0 | 0 | 0 | 0 | 0 | 0 | 0 | 0 | 0 | 0 | 0 | 0 | 0
F8_Industrial_Industrial - ID_New_Process_Natural Gas_Process Boiler - Hot Water Reset_A_Technical Potential | F8 | Industrial | Industrial - ID | New | Process | Natural Gas | Process Boiler - Hot Water Reset | A | Incremental Summer Peak Savings (MW) | Technical Potential | 0 | 0 | 0 | 0 | 0 | 0 | 0 | 0 | 0 | 0 | 0 | 0 | 0 | 0 | 0 | 0 | 0 | 0 | 0 | 0 | 0 | 0 | 0 | 0 | 0 | 0 | 0
F9_Industrial_Industrial - ID_New_Process_Natural Gas_Process Boiler - Hot Water Reset_A_Technical Potential | F9 | Industrial | Industrial - ID | New | Process | Natural Gas | Process Boiler - Hot Water Reset | A | Incremental Winter Peak Savings (MW) | Technical Potential | 0 | 0 | 0 | 0 | 0 | 0 | 0 | 0 | 0 | 0 | 0 | 0 | 0 | 0 | 0 | 0 | 0 | 0 | 0 | 0 | 0 | 0 | 0 | 0 | 0 | 0 | 0
F10_Industrial_Industrial - ID_New_Process_Natural Gas_Process Boiler - Hot Water Reset_A_Technical Potential | F10 | Industrial | Industrial - ID | New | Process | Natural Gas | Process Boiler - Hot Water Reset | A | Cumulative Energy Savings (MWh or mTherms) | Technical Potential | 0 | 0 | 0 | 0 | 0 | 0 | 0 | 0 | 0 | 0 | 0 | 0 | 0 | 0 | 0 | 0 | 0 | 0 | 0 | 0 | 0 | 0 | 0 | 0 | 0 | 0 | 0
F11_Industrial_Industrial - ID_New_Process_Natural Gas_Process Boiler - Hot Water Reset_A_Technical Potential | F11 | Industrial | Industrial - ID | New | Process | Natural Gas | Process Boiler - Hot Water Reset | A | Cumulative Summer Peak Savings (MW) | Technical Potential | 0 | 0 | 0 | 0 | 0 | 0 | 0 | 0 | 0 | 0 | 0 | 0 | 0 | 0 | 0 | 0 | 0 | 0 | 0 | 0 | 0 | 0 | 0 | 0 | 0 | 0 | 0
F12_Industrial_Industrial - ID_New_Process_Natural Gas_Process Boiler - Hot Water Reset_A_Technical Potential | F12 | Industrial | Industrial - ID | New | Process | Natural Gas | Process Boiler - Hot Water Reset | A | Cumulative Winter Peak Savings (MW) | Technical Potential | 0 | 0 | 0 | 0 | 0 | 0 | 0 | 0 | 0 | 0 | 0 | 0 | 0 | 0 | 0 | 0 | 0 | 0 | 0 | 0 | 0 | 0 | 0 | 0 | 0 | 0 | 0
F13_Industrial_Industrial - ID_New_Process_Natural Gas_Process Boiler - Hot Water Reset_A_Technical Potential | F13 | Industrial | Industrial - ID | New | Process | Natural Gas | Process Boiler - Hot Water Reset | A | Purchases (Incremental) | Technical Potential | 0 | 0 | 0 | 0 | 0 | 0 | 0 | 0 | 0 | 0 | 0 | 0 | 0 | 0 | 0 | 0 | 0 | 0 | 0 | 0 | 0 | 0 | 0 | 0 | 0 | 0 | 0
F14_Industrial_Industrial - ID_New_Process_Natural Gas_Process Boiler - Hot Water Reset_A_Technical Potential | F14 | Industrial | Industrial - ID | New | Process | Natural Gas | Process Boiler - Hot Water Reset | A | Purchases (Cumulative) | Technical Potential | 0 | 0 | 0 | 0 | 0 | 0 | 0 | 0 | 0 | 0 | 0 | 0 | 0 | 0 | 0 | 0 | 0 | 0 | 0 | 0 | 0 | 0 | 0 | 0 | 0 | 0 | 0
F1_Industrial_Industrial - ID_New_Process_Natural Gas_Process Boiler - Burner Control Optimization_A_Technical Potential | F1 | Industrial | Industrial - ID | New | Process | Natural Gas | Process Boiler - Burner Control Optimization | A | Original Unit Energy Savings (kWh or therms) | Technical Potential | 0 | 0 | 2.3188 | 2.3188 | 2.3188 | 2.3188 | 2.3188 | 2.3188 | 2.3188 | 2.3188 | 2.3188 | 2.3188 | 2.3188 | 2.3188 | 2.3188 | 2.3188 | 2.3188 | 2.3188 | 2.3188 | 2.3188 | 2.3188 | 2.3188 | 2.3188 | 2.3188 | 2.3188 | 2.3188 | 2.3188
F2_Industrial_Industrial - ID_New_Process_Natural Gas_Process Boiler - Burner Control Optimization_A_Technical Potential | F2 | Industrial | Industrial - ID | New | Process | Natural Gas | Process Boiler - Burner Control Optimization | A | Original Unit Summer Peak Savings (kW) | Technical Potential | 0 | 0 | 0 | 0 | 0 | 0 | 0 | 0 | 0 | 0 | 0 | 0 | 0 | 0 | 0 | 0 | 0 | 0 | 0 | 0 | 0 | 0 | 0 | 0 | 0 | 0 | 0
F3_Industrial_Industrial - ID_New_Process_Natural Gas_Process Boiler - Burner Control Optimization_A_Technical Potential | F3 | Industrial | Industrial - ID | New | Process | Natural Gas | Process Boiler - Burner Control Optimization | A | Original Unit Winter Peak Savings (kW) | Technical Potential | 0 | 0 | 0 | 0 | 0 | 0 | 0 | 0 | 0 | 0 | 0 | 0 | 0 | 0 | 0 | 0 | 0 | 0 | 0 | 0 | 0 | 0 | 0 | 0 | 0 | 0 | 0
F4_Industrial_Industrial - ID_New_Process_Natural Gas_Process Boiler - Burner Control Optimization_A_Technical Potential | F4 | Industrial | Industrial - ID | New | Process | Natural Gas | Process Boiler - Burner Control Optimization | A | Standalone Impact on Baseline Energy (%) | Technical Potential | 0 | 0 | 1.9093e-05 | 3.2934e-05 | 7.8273e-05 | 0.00015925 | 0.00028599 | 0.000462 | 0.00068225 | 0.00093254 | 0.001192 | 0.0014376 | 0.0016495 | 0.0018141 | 0.0019259 | 0.0019867 | 0.0020036 | 0.0019865 | 0.0019455 | 0.0018898 | 0.0018262 | 0.0017607 | 0.0016876 | 0.0016214 | 0.0015612 | 0.0015063 | 0.0014559
F5_Industrial_Industrial - ID_New_Process_Natural Gas_Process Boiler - Burner Control Optimization_A_Technical Potential | F5 | Industrial | Industrial - ID | New | Process | Natural Gas | Process Boiler - Burner Control Optimization | A | Standalone Impact on Baseline Summer Peak (%) | Technical Potential | 0 | 0 | 0 | 0 | 0 | 0 | 0 | 0 | 0 | 0 | 0 | 0 | 0 | 0 | 0 | 0 | 0 | 0 | 0 | 0 | 0 | 0 | 0 | 0 | 0 | 0 | 0
F6_Industrial_Industrial - ID_New_Process_Natural Gas_Process Boiler - Burner Control Optimization_A_Technical Potential | F6 | Industrial | Industrial - ID | New | Process | Natural Gas | Process Boiler - Burner Control Optimization | A | Standalone Impact on Baseline Winter Peak (%) | Technical Potential | 0 | 0 | 0 | 0 | 0 | 0 | 0 | 0 | 0 | 0 | 0 | 0 | 0 | 0 | 0 | 0 | 0 | 0 | 0 | 0 | 0 | 0 | 0 | 0 | 0 | 0 | 0
F7_Industrial_Industrial - ID_New_Process_Natural Gas_Process Boiler - Burner Control Optimization_A_Technical Potential | F7 | Industrial | Industrial - ID | New | Process | Natural Gas | Process Boiler - Burner Control Optimization | A | Incremental Energy Savings (MWh or mTherms) | Technical Potential | 0 | 0 | 0.0001205 | 0.0012376 | 0.0044671 | 0.011288 | 0.022809 | 0.039156 | 0.058868 | 0.079034 | 0.096072 | 0.10684 | 0.10959 | 0.10438 | 0.092832 | 0.077453 | 0.060872 | 0.045225 | 0.031862 | 0.021347 | 0.013514 | 0.00842 | 0 | 0 | 0 | 0 | 0
F8_Industrial_Industrial - ID_New_Process_Natural Gas_Process Boiler - Burner Control Optimization_A_Technical Potential | F8 | Industrial | Industrial - ID | New | Process | Natural Gas | Process Boiler - Burner Control Optimization | A | Incremental Summer Peak Savings (MW) | Technical Potential | 0 | 0 | 0 | 0 | 0 | 0 | 0 | 0 | 0 | 0 | 0 | 0 | 0 | 0 | 0 | 0 | 0 | 0 | 0 | 0 | 0 | 0 | 0 | 0 | 0 | 0 | 0
F9_Industrial_Industrial - ID_New_Process_Natural Gas_Process Boiler - Burner Control Optimization_A_Technical Potential | F9 | Industrial | Industrial - ID | New | Process | Natural Gas | Process Boiler - Burner Control Optimization | A | Incremental Winter Peak Savings (MW) | Technical Potential | 0 | 0 | 0 | 0 | 0 | 0 | 0 | 0 | 0 | 0 | 0 | 0 | 0 | 0 | 0 | 0 | 0 | 0 | 0 | 0 | 0 | 0 | 0 | 0 | 0 | 0 | 0
F10_Industrial_Industrial - ID_New_Process_Natural Gas_Process Boiler - Burner Control Optimization_A_Technical Potential | F10 | Industrial | Industrial - ID | New | Process | Natural Gas | Process Boiler - Burner Control Optimization | A | Cumulative Energy Savings (MWh or mTherms) | Technical Potential | 0 | 0 | 0.0001205 | 0.0013581 | 0.0058252 | 0.017113 | 0.039922 | 0.079078 | 0.13795 | 0.21698 | 0.31305 | 0.41989 | 0.52948 | 0.63386 | 0.7267 | 0.80415 | 0.86502 | 0.91024 | 0.94211 | 0.96345 | 0.97697 | 0.98539 | 0.98539 | 0.98539 | 0.98539 | 0.98539 | 0.98539
F11_Industrial_Industrial - ID_New_Process_Natural Gas_Process Boiler - Burner Control Optimization_A_Technical Potential | F11 | Industrial | Industrial - ID | New | Process | Natural Gas | Process Boiler - Burner Control Optimization | A | Cumulative Summer Peak Savings (MW) | Technical Potential | 0 | 0 | 0 | 0 | 0 | 0 | 0 | 0 | 0 | 0 | 0 | 0 | 0 | 0 | 0 | 0 | 0 | 0 | 0 | 0 | 0 | 0 | 0 | 0 | 0 | 0 | 0
F12_Industrial_Industrial - ID_New_Process_Natural Gas_Process Boiler - Burner Control Optimization_A_Technical Potential | F12 | Industrial | Industrial - ID | New | Process | Natural Gas | Process Boiler - Burner Control Optimization | A | Cumulative Winter Peak Savings (MW) | Technical Potential | 0 | 0 | 0 | 0 | 0 | 0 | 0 | 0 | 0 | 0 | 0 | 0 | 0 | 0 | 0 | 0 | 0 | 0 | 0 | 0 | 0 | 0 | 0 | 0 | 0 | 0 | 0
F13_Industrial_Industrial - ID_New_Process_Natural Gas_Process Boiler - Burner Control Optimization_A_Technical Potential | F13 | Industrial | Industrial - ID | New | Process | Natural Gas | Process Boiler - Burner Control Optimization | A | Purchases (Incremental) | Technical Potential | 0 | 0 | 0.051967 | 0.53372 | 1.9264 | 4.8678 | 9.8365 | 16.886 | 25.3868 | 34.0837 | 41.4311 | 46.0744 | 47.2612 | 45.0148 | 40.0337 | 33.4015 | 26.2509 | 19.5031 | 13.7407 | 9.2059 | 5.8278 | 3.6312 | 0 | 0 | 0 | 0 | 0
F14_Industrial_Industrial - ID_New_Process_Natural Gas_Process Boiler - Burner Control Optimization_A_Technical Potential | F14 | Industrial | Industrial - ID | New | Process | Natural Gas | Process Boiler - Burner Control Optimization | A | Purchases (Cumulative) | Technical Potential | 0 | 0 | 0.051967 | 0.58569 | 2.5121 | 7.38 | 17.2165 | 34.1025 | 59.4893 | 93.573 | 135.004 | 181.0785 | 228.3396 | 273.3544 | 313.3881 | 346.7896 | 373.0405 | 392.5436 | 406.2843 | 415.4902 | 421.318 | 424.9492 | 424.9492 | 424.9492 | 424.9492 | 424.9492 | 424.9492
F1_Industrial_Industrial - ID_New_Process_Natural Gas_Process Boiler - Insulate Hot Water Lines_A_Technical Potential | F1 | Industrial | Industrial - ID | New | Process | Natural Gas | Process Boiler - Insulate Hot Water Lines | A | Original Unit Energy Savings (kWh or therms) | Technical Potential | 0 | 0 | 38.0063 | 38.0063 | 38.0063 | 38.0063 | 38.0063 | 38.0063 | 38.0063 | 38.0063 | 38.0063 | 38.0063 | 38.0063 | 38.0063 | 38.0063 | 38.0063 | 38.0063 | 38.0063 | 38.0063 | 38.0063 | 38.0063 | 38.0063 | 38.0063 | 38.0063 | 38.0063 | 38.0063 | 38.0063
F2_Industrial_Industrial - ID_New_Process_Natural Gas_Process Boiler - Insulate Hot Water Lines_A_Technical Potential | F2 | Industrial | Industrial - ID | New | Process | Natural Gas | Process Boiler - Insulate Hot Water Lines | A | Original Unit Summer Peak Savings (kW) | Technical Potential | 0 | 0 | 0 | 0 | 0 | 0 | 0 | 0 | 0 | 0 | 0 | 0 | 0 | 0 | 0 | 0 | 0 | 0 | 0 | 0 | 0 | 0 | 0 | 0 | 0 | 0 | 0
F3_Industrial_Industrial - ID_New_Process_Natural Gas_Process Boiler - Insulate Hot Water Lines_A_Technical Potential | F3 | Industrial | Industrial - ID | New | Process | Natural Gas | Process Boiler - Insulate Hot Water Lines | A | Original Unit Winter Peak Savings (kW) | Technical Potential | 0 | 0 | 0 | 0 | 0 | 0 | 0 | 0 | 0 | 0 | 0 | 0 | 0 | 0 | 0 | 0 | 0 | 0 | 0 | 0 | 0 | 0 | 0 | 0 | 0 | 0 | 0
F4_Industrial_Industrial - ID_New_Process_Natural Gas_Process Boiler - Insulate Hot Water Lines_A_Technical Potential | F4 | Industrial | Industrial - ID | New | Process | Natural Gas | Process Boiler - Insulate Hot Water Lines | A | Standalone Impact on Baseline Energy (%) | Technical Potential | 0 | 0 | 0 | 0 | 0 | 0 | 0 | 0 | 0 | 0 | 0 | 0 | 0 | 0 | 0 | 0 | 0 | 0 | 0 | 0 | 0 | 0 | 0 | 0 | 0 | 0 | 0
F5_Industrial_Industrial - ID_New_Process_Natural Gas_Process Boiler - Insulate Hot Water Lines_A_Technical Potential | F5 | Industrial | Industrial - ID | New | Process | Natural Gas | Process Boiler - Insulate Hot Water Lines | A | Standalone Impact on Baseline Summer Peak (%) | Technical Potential | 0 | 0 | 0 | 0 | 0 | 0 | 0 | 0 | 0 | 0 | 0 | 0 | 0 | 0 | 0 | 0 | 0 | 0 | 0 | 0 | 0 | 0 | 0 | 0 | 0 | 0 | 0
F6_Industrial_Industrial - ID_New_Process_Natural Gas_Process Boiler - Insulate Hot Water Lines_A_Technical Potential | F6 | Industrial | Industrial - ID | New | Process | Natural Gas | Process Boiler - Insulate Hot Water Lines | A | Standalone Impact on Baseline Winter Peak (%) | Technical Potential | 0 | 0 | 0 | 0 | 0 | 0 | 0 | 0 | 0 | 0 | 0 | 0 | 0 | 0 | 0 | 0 | 0 | 0 | 0 | 0 | 0 | 0 | 0 | 0 | 0 | 0 | 0
F7_Industrial_Industrial - ID_New_Process_Natural Gas_Process Boiler - Insulate Hot Water Lines_A_Technical Potential | F7 | Industrial | Industrial - ID | New | Process | Natural Gas | Process Boiler - Insulate Hot Water Lines | A | Incremental Energy Savings (MWh or mTherms) | Technical Potential | 0 | 0 | 0 | 0 | 0 | 0 | 0 | 0 | 0 | 0 | 0 | 0 | 0 | 0 | 0 | 0 | 0 | 0 | 0 | 0 | 0 | 0 | 0 | 0 | 0 | 0 | 0
F8_Industrial_Industrial - ID_New_Process_Natural Gas_Process Boiler - Insulate Hot Water Lines_A_Technical Potential | F8 | Industrial | Industrial - ID | New | Process | Natural Gas | Process Boiler - Insulate Hot Water Lines | A | Incremental Summer Peak Savings (MW) | Technical Potential | 0 | 0 | 0 | 0 | 0 | 0 | 0 | 0 | 0 | 0 | 0 | 0 | 0 | 0 | 0 | 0 | 0 | 0 | 0 | 0 | 0 | 0 | 0 | 0 | 0 | 0 | 0
F9_Industrial_Industrial - ID_New_Process_Natural Gas_Process Boiler - Insulate Hot Water Lines_A_Technical Potential | F9 | Industrial | Industrial - ID | New | Process | Natural Gas | Process Boiler - Insulate Hot Water Lines | A | Incremental Winter Peak Savings (MW) | Technical Potential | 0 | 0 | 0 | 0 | 0 | 0 | 0 | 0 | 0 | 0 | 0 | 0 | 0 | 0 | 0 | 0 | 0 | 0 | 0 | 0 | 0 | 0 | 0 | 0 | 0 | 0 | 0
F10_Industrial_Industrial - ID_New_Process_Natural Gas_Process Boiler - Insulate Hot Water Lines_A_Technical Potential | F10 | Industrial | Industrial - ID | New | Process | Natural Gas | Process Boiler - Insulate Hot Water Lines | A | Cumulative Energy Savings (MWh or mTherms) | Technical Potential | 0 | 0 | 0 | 0 | 0 | 0 | 0 | 0 | 0 | 0 | 0 | 0 | 0 | 0 | 0 | 0 | 0 | 0 | 0 | 0 | 0 | 0 | 0 | 0 | 0 | 0 | 0
F11_Industrial_Industrial - ID_New_Process_Natural Gas_Process Boiler - Insulate Hot Water Lines_A_Technical Potential | F11 | Industrial | Industrial - ID | New | Process | Natural Gas | Process Boiler - Insulate Hot Water Lines | A | Cumulative Summer Peak Savings (MW) | Technical Potential | 0 | 0 | 0 | 0 | 0 | 0 | 0 | 0 | 0 | 0 | 0 | 0 | 0 | 0 | 0 | 0 | 0 | 0 | 0 | 0 | 0 | 0 | 0 | 0 | 0 | 0 | 0
F12_Industrial_Industrial - ID_New_Process_Natural Gas_Process Boiler - Insulate Hot Water Lines_A_Technical Potential | F12 | Industrial | Industrial - ID | New | Process | Natural Gas | Process Boiler - Insulate Hot Water Lines | A | Cumulative Winter Peak Savings (MW) | Technical Potential | 0 | 0 | 0 | 0 | 0 | 0 | 0 | 0 | 0 | 0 | 0 | 0 | 0 | 0 | 0 | 0 | 0 | 0 | 0 | 0 | 0 | 0 | 0 | 0 | 0 | 0 | 0
F13_Industrial_Industrial - ID_New_Process_Natural Gas_Process Boiler - Insulate Hot Water Lines_A_Technical Potential | F13 | Industrial | Industrial - ID | New | Process | Natural Gas | Process Boiler - Insulate Hot Water Lines | A | Purchases (Incremental) | Technical Potential | 0 | 0 | 0 | 0 | 0 | 0 | 0 | 0 | 0 | 0 | 0 | 0 | 0 | 0 | 0 | 0 | 0 | 0 | 0 | 0 | 0 | 0 | 0 | 0 | 0 | 0 | 0
F14_Industrial_Industrial - ID_New_Process_Natural Gas_Process Boiler - Insulate Hot Water Lines_A_Technical Potential | F14 | Industrial | Industrial - ID | New | Process | Natural Gas | Process Boiler - Insulate Hot Water Lines | A | Purchases (Cumulative) | Technical Potential | 0 | 0 | 0 | 0 | 0 | 0 | 0 | 0 | 0 | 0 | 0 | 0 | 0 | 0 | 0 | 0 | 0 | 0 | 0 | 0 | 0 | 0 | 0 | 0 | 0 | 0 | 0
F1_Industrial_Industrial - ID_New_Process_Natural Gas_Process Boiler - Insulate Steam Lines/Condensate Tank_A_Technical Potential | F1 | Industrial | Industrial - ID | New | Process | Natural Gas | Process Boiler - Insulate Steam Lines/Condensate Tank | A | Original Unit Energy Savings (kWh or therms) | Technical Potential | 0 | 0 | 56.7725 | 56.7725 | 56.7725 | 56.7725 | 56.7725 | 56.7725 | 56.7725 | 56.7725 | 56.7725 | 56.7725 | 56.7725 | 56.7725 | 56.7725 | 56.7725 | 56.7725 | 56.7725 | 56.7725 | 56.7725 | 56.7725 | 56.7725 | 56.7725 | 56.7725 | 56.7725 | 56.7725 | 56.7725
F2_Industrial_Industrial - ID_New_Process_Natural Gas_Process Boiler - Insulate Steam Lines/Condensate Tank_A_Technical Potential | F2 | Industrial | Industrial - ID | New | Process | Natural Gas | Process Boiler - Insulate Steam Lines/Condensate Tank | A | Original Unit Summer Peak Savings (kW) | Technical Potential | 0 | 0 | 0 | 0 | 0 | 0 | 0 | 0 | 0 | 0 | 0 | 0 | 0 | 0 | 0 | 0 | 0 | 0 | 0 | 0 | 0 | 0 | 0 | 0 | 0 | 0 | 0
F3_Industrial_Industrial - ID_New_Process_Natural Gas_Process Boiler - Insulate Steam Lines/Condensate Tank_A_Technical Potential | F3 | Industrial | Industrial - ID | New | Process | Natural Gas | Process Boiler - Insulate Steam Lines/Condensate Tank | A | Original Unit Winter Peak Savings (kW) | Technical Potential | 0 | 0 | 0 | 0 | 0 | 0 | 0 | 0 | 0 | 0 | 0 | 0 | 0 | 0 | 0 | 0 | 0 | 0 | 0 | 0 | 0 | 0 | 0 | 0 | 0 | 0 | 0
F4_Industrial_Industrial - ID_New_Process_Natural Gas_Process Boiler - Insulate Steam Lines/Condensate Tank_A_Technical Potential | F4 | Industrial | Industrial - ID | New | Process | Natural Gas | Process Boiler - Insulate Steam Lines/Condensate Tank | A | Standalone Impact on Baseline Energy (%) | Technical Potential | 0 | 0 | 0 | 0 | 0 | 0 | 0 | 0 | 0 | 0 | 0 | 0 | 0 | 0 | 0 | 0 | 0 | 0 | 0 | 0 | 0 | 0 | 0 | 0 | 0 | 0 | 0
F5_Industrial_Industrial - ID_New_Process_Natural Gas_Process Boiler - Insulate Steam Lines/Condensate Tank_A_Technical Potential | F5 | Industrial | Industrial - ID | New | Process | Natural Gas | Process Boiler - Insulate Steam Lines/Condensate Tank | A | Standalone Impact on Baseline Summer Peak (%) | Technical Potential | 0 | 0 | 0 | 0 | 0 | 0 | 0 | 0 | 0 | 0 | 0 | 0 | 0 | 0 | 0 | 0 | 0 | 0 | 0 | 0 | 0 | 0 | 0 | 0 | 0 | 0 | 0
F6_Industrial_Industrial - ID_New_Process_Natural Gas_Process Boiler - Insulate Steam Lines/Condensate Tank_A_Technical Potential | F6 | Industrial | Industrial - ID | New | Process | Natural Gas | Process Boiler - Insulate Steam Lines/Condensate Tank | A | Standalone Impact on Baseline Winter Peak (%) | Technical Potential | 0 | 0 | 0 | 0 | 0 | 0 | 0 | 0 | 0 | 0 | 0 | 0 | 0 | 0 | 0 | 0 | 0 | 0 | 0 | 0 | 0 | 0 | 0 | 0 | 0 | 0 | 0
F7_Industrial_Industrial - ID_New_Process_Natural Gas_Process Boiler - Insulate Steam Lines/Condensate Tank_A_Technical Potential | F7 | Industrial | Industrial - ID | New | Process | Natural Gas | Process Boiler - Insulate Steam Lines/Condensate Tank | A | Incremental Energy Savings (MWh or mTherms) | Technical Potential | 0 | 0 | 0 | 0 | 0 | 0 | 0 | 0 | 0 | 0 | 0 | 0 | 0 | 0 | 0 | 0 | 0 | 0 | 0 | 0 | 0 | 0 | 0 | 0 | 0 | 0 | 0
F8_Industrial_Industrial - ID_New_Process_Natural Gas_Process Boiler - Insulate Steam Lines/Condensate Tank_A_Technical Potential | F8 | Industrial | Industrial - ID | New | Process | Natural Gas | Process Boiler - Insulate Steam Lines/Condensate Tank | A | Incremental Summer Peak Savings (MW) | Technical Potential | 0 | 0 | 0 | 0 | 0 | 0 | 0 | 0 | 0 | 0 | 0 | 0 | 0 | 0 | 0 | 0 | 0 | 0 | 0 | 0 | 0 | 0 | 0 | 0 | 0 | 0 | 0
F9_Industrial_Industrial - ID_New_Process_Natural Gas_Process Boiler - Insulate Steam Lines/Condensate Tank_A_Technical Potential | F9 | Industrial | Industrial - ID | New | Process | Natural Gas | Process Boiler - Insulate Steam Lines/Condensate Tank | A | Incremental Winter Peak Savings (MW) | Technical Potential | 0 | 0 | 0 | 0 | 0 | 0 | 0 | 0 | 0 | 0 | 0 | 0 | 0 | 0 | 0 | 0 | 0 | 0 | 0 | 0 | 0 | 0 | 0 | 0 | 0 | 0 | 0
F10_Industrial_Industrial - ID_New_Process_Natural Gas_Process Boiler - Insulate Steam Lines/Condensate Tank_A_Technical Potential | F10 | Industrial | Industrial - ID | New | Process | Natural Gas | Process Boiler - Insulate Steam Lines/Condensate Tank | A | Cumulative Energy Savings (MWh or mTherms) | Technical Potential | 0 | 0 | 0 | 0 | 0 | 0 | 0 | 0 | 0 | 0 | 0 | 0 | 0 | 0 | 0 | 0 | 0 | 0 | 0 | 0 | 0 | 0 | 0 | 0 | 0 | 0 | 0
F11_Industrial_Industrial - ID_New_Process_Natural Gas_Process Boiler - Insulate Steam Lines/Condensate Tank_A_Technical Potential | F11 | Industrial | Industrial - ID | New | Process | Natural Gas | Process Boiler - Insulate Steam Lines/Condensate Tank | A | Cumulative Summer Peak Savings (MW) | Technical Potential | 0 | 0 | 0 | 0 | 0 | 0 | 0 | 0 | 0 | 0 | 0 | 0 | 0 | 0 | 0 | 0 | 0 | 0 | 0 | 0 | 0 | 0 | 0 | 0 | 0 | 0 | 0
F12_Industrial_Industrial - ID_New_Process_Natural Gas_Process Boiler - Insulate Steam Lines/Condensate Tank_A_Technical Potential | F12 | Industrial | Industrial - ID | New | Process | Natural Gas | Process Boiler - Insulate Steam Lines/Condensate Tank | A | Cumulative Winter Peak Savings (MW) | Technical Potential | 0 | 0 | 0 | 0 | 0 | 0 | 0 | 0 | 0 | 0 | 0 | 0 | 0 | 0 | 0 | 0 | 0 | 0 | 0 | 0 | 0 | 0 | 0 | 0 | 0 | 0 | 0
F13_Industrial_Industrial - ID_New_Process_Natural Gas_Process Boiler - Insulate Steam Lines/Condensate Tank_A_Technical Potential | F13 | Industrial | Industrial - ID | New | Process | Natural Gas | Process Boiler - Insulate Steam Lines/Condensate Tank | A | Purchases (Incremental) | Technical Potential | 0 | 0 | 0 | 0 | 0 | 0 | 0 | 0 | 0 | 0 | 0 | 0 | 0 | 0 | 0 | 0 | 0 | 0 | 0 | 0 | 0 | 0 | 0 | 0 | 0 | 0 | 0
F14_Industrial_Industrial - ID_New_Process_Natural Gas_Process Boiler - Insulate Steam Lines/Condensate Tank_A_Technical Potential | F14 | Industrial | Industrial - ID | New | Process | Natural Gas | Process Boiler - Insulate Steam Lines/Condensate Tank | A | Purchases (Cumulative) | Technical Potential | 0 | 0 | 0 | 0 | 0 | 0 | 0 | 0 | 0 | 0 | 0 | 0 | 0 | 0 | 0 | 0 | 0 | 0 | 0 | 0 | 0 | 0 | 0 | 0 | 0 | 0 | 0
F1_Industrial_Industrial - ID_New_Process_Natural Gas_Process Boiler - Stack Economizer_A_Technical Potential | F1 | Industrial | Industrial - ID | New | Process | Natural Gas | Process Boiler - Stack Economizer | A | Original Unit Energy Savings (kWh or therms) | Technical Potential | 0 | 0 | 7.6762 | 7.6762 | 7.6762 | 7.6762 | 7.6762 | 7.6762 | 7.6762 | 7.6762 | 7.6762 | 7.6762 | 7.6762 | 7.6762 | 7.6762 | 7.6762 | 7.6762 | 7.6762 | 7.6762 | 7.6762 | 7.6762 | 7.6762 | 7.6762 | 7.6762 | 7.6762 | 7.6762 | 7.6762
F2_Industrial_Industrial - ID_New_Process_Natural Gas_Process Boiler - Stack Economizer_A_Technical Potential | F2 | Industrial | Industrial - ID | New | Process | Natural Gas | Process Boiler - Stack Economizer | A | Original Unit Summer Peak Savings (kW) | Technical Potential | 0 | 0 | 0 | 0 | 0 | 0 | 0 | 0 | 0 | 0 | 0 | 0 | 0 | 0 | 0 | 0 | 0 | 0 | 0 | 0 | 0 | 0 | 0 | 0 | 0 | 0 | 0
F3_Industrial_Industrial - ID_New_Process_Natural Gas_Process Boiler - Stack Economizer_A_Technical Potential | F3 | Industrial | Industrial - ID | New | Process | Natural Gas | Process Boiler - Stack Economizer | A | Original Unit Winter Peak Savings (kW) | Technical Potential | 0 | 0 | 0 | 0 | 0 | 0 | 0 | 0 | 0 | 0 | 0 | 0 | 0 | 0 | 0 | 0 | 0 | 0 | 0 | 0 | 0 | 0 | 0 | 0 | 0 | 0 | 0
F4_Industrial_Industrial - ID_New_Process_Natural Gas_Process Boiler - Stack Economizer_A_Technical Potential | F4 | Industrial | Industrial - ID | New | Process | Natural Gas | Process Boiler - Stack Economizer | A | Standalone Impact on Baseline Energy (%) | Technical Potential | 0 | 0 | 0.0006248 | 0.00072043 | 0.001024 | 0.001334 | 0.0016517 | 0.0019093 | 0.0020662 | 0.0021554 | 0.0021975 | 0.0022063 | 0.0021918 | 0.0021609 | 0.0021189 | 0.0020697 | 0.0020159 | 0.0019511 | 0.0018462 | 0.0017536 | 0.0016712 | 0.0015975 | 0.0015311 | 0.0014711 | 0.0014165 | 0.0013666 | 0.001321
F5_Industrial_Industrial - ID_New_Process_Natural Gas_Process Boiler - Stack Economizer_A_Technical Potential | F5 | Industrial | Industrial - ID | New | Process | Natural Gas | Process Boiler - Stack Economizer | A | Standalone Impact on Baseline Summer Peak (%) | Technical Potential | 0 | 0 | 0 | 0 | 0 | 0 | 0 | 0 | 0 | 0 | 0 | 0 | 0 | 0 | 0 | 0 | 0 | 0 | 0 | 0 | 0 | 0 | 0 | 0 | 0 | 0 | 0
F6_Industrial_Industrial - ID_New_Process_Natural Gas_Process Boiler - Stack Economizer_A_Technical Potential | F6 | Industrial | Industrial - ID | New | Process | Natural Gas | Process Boiler - Stack Economizer | A | Standalone Impact on Baseline Winter Peak (%) | Technical Potential | 0 | 0 | 0 | 0 | 0 | 0 | 0 | 0 | 0 | 0 | 0 | 0 | 0 | 0 | 0 | 0 | 0 | 0 | 0 | 0 | 0 | 0 | 0 | 0 | 0 | 0 | 0
F7_Industrial_Industrial - ID_New_Process_Natural Gas_Process Boiler - Stack Economizer_A_Technical Potential | F7 | Industrial | Industrial - ID | New | Process | Natural Gas | Process Boiler - Stack Economizer | A | Incremental Energy Savings (MWh or mTherms) | Technical Potential | 0 | 0 | 0.0039434 | 0.025765 | 0.046499 | 0.06714 | 0.087218 | 0.096251 | 0.090958 | 0.083738 | 0.075615 | 0.067271 | 0.059146 | 0.051506 | 0.044498 | 0.038187 | 0.032585 | 0.023724 | 0 | 0 | 0 | 0 | 0 | 0 | 0 | 0 | 0
F8_Industrial_Industrial - ID_New_Process_Natural Gas_Process Boiler - Stack Economizer_A_Technical Potential | F8 | Industrial | Industrial - ID | New | Process | Natural Gas | Process Boiler - Stack Economizer | A | Incremental Summer Peak Savings (MW) | Technical Potential | 0 | 0 | 0 | 0 | 0 | 0 | 0 | 0 | 0 | 0 | 0 | 0 | 0 | 0 | 0 | 0 | 0 | 0 | 0 | 0 | 0 | 0 | 0 | 0 | 0 | 0 | 0
F9_Industrial_Industrial - ID_New_Process_Natural Gas_Process Boiler - Stack Economizer_A_Technical Potential | F9 | Industrial | Industrial - ID | New | Process | Natural Gas | Process Boiler - Stack Economizer | A | Incremental Winter Peak Savings (MW) | Technical Potential | 0 | 0 | 0 | 0 | 0 | 0 | 0 | 0 | 0 | 0 | 0 | 0 | 0 | 0 | 0 | 0 | 0 | 0 | 0 | 0 | 0 | 0 | 0 | 0 | 0 | 0 | 0
F10_Industrial_Industrial - ID_New_Process_Natural Gas_Process Boiler - Stack Economizer_A_Technical Potential | F10 | Industrial | Industrial - ID | New | Process | Natural Gas | Process Boiler - Stack Economizer | A | Cumulative Energy Savings (MWh or mTherms) | Technical Potential | 0 | 0 | 0.0039434 | 0.029709 | 0.076208 | 0.14335 | 0.23057 | 0.32682 | 0.41777 | 0.50151 | 0.57713 | 0.6444 | 0.70355 | 0.75505 | 0.79955 | 0.83774 | 0.87032 | 0.89405 | 0.89405 | 0.89405 | 0.89405 | 0.89405 | 0.89405 | 0.89405 | 0.89405 | 0.89405 | 0.89405
F11_Industrial_Industrial - ID_New_Process_Natural Gas_Process Boiler - Stack Economizer_A_Technical Potential | F11 | Industrial | Industrial - ID | New | Process | Natural Gas | Process Boiler - Stack Economizer | A | Cumulative Summer Peak Savings (MW) | Technical Potential | 0 | 0 | 0 | 0 | 0 | 0 | 0 | 0 | 0 | 0 | 0 | 0 | 0 | 0 | 0 | 0 | 0 | 0 | 0 | 0 | 0 | 0 | 0 | 0 | 0 | 0 | 0
F12_Industrial_Industrial - ID_New_Process_Natural Gas_Process Boiler - Stack Economizer_A_Technical Potential | F12 | Industrial | Industrial - ID | New | Process | Natural Gas | Process Boiler - Stack Economizer | A | Cumulative Winter Peak Savings (MW) | Technical Potential | 0 | 0 | 0 | 0 | 0 | 0 | 0 | 0 | 0 | 0 | 0 | 0 | 0 | 0 | 0 | 0 | 0 | 0 | 0 | 0 | 0 | 0 | 0 | 0 | 0 | 0 | 0
F13_Industrial_Industrial - ID_New_Process_Natural Gas_Process Boiler - Stack Economizer_A_Technical Potential | F13 | Industrial | Industrial - ID | New | Process | Natural Gas | Process Boiler - Stack Economizer | A | Purchases (Incremental) | Technical Potential | 0 | 0 | 0.51373 | 3.3565 | 6.0576 | 8.7466 | 11.3621 | 12.539 | 11.8494 | 10.9088 | 9.8506 | 8.7637 | 7.7052 | 6.7099 | 5.7969 | 4.9748 | 4.2449 | 3.0906 | 0 | 0 | 0 | 0 | 0 | 0 | 0 | 0 | 0
F14_Industrial_Industrial - ID_New_Process_Natural Gas_Process Boiler - Stack Economizer_A_Technical Potential | F14 | Industrial | Industrial - ID | New | Process | Natural Gas | Process Boiler - Stack Economizer | A | Purchases (Cumulative) | Technical Potential | 0 | 0 | 0.51373 | 3.8703 | 9.9278 | 18.6745 | 30.0366 | 42.5756 | 54.425 | 65.3339 | 75.1845 | 83.9482 | 91.6534 | 98.3633 | 104.1603 | 109.135 | 113.3799 | 116.4705 | 116.4705 | 116.4705 | 116.4705 | 116.4705 | 116.4705 | 116.4705 | 116.4705 | 116.4705 | 116.4705
F1_Industrial_Industrial - ID_New_Process_Natural Gas_Process Boiler - Steam Trap Replacement_A_Technical Potential | F1 | Industrial | Industrial - ID | New | Process | Natural Gas | Process Boiler - Steam Trap Replacement | A | Original Unit Energy Savings (kWh or therms) | Technical Potential | 0 | 0 | 343744.5378 | 343744.5378 | 343744.5378 | 343744.5378 | 343744.5378 | 343744.5378 | 343744.5378 | 343744.5378 | 343744.5378 | 343744.5378 | 343744.5378 | 343744.5378 | 343744.5378 | 343744.5378 | 343744.5378 | 343744.5378 | 343744.5378 | 343744.5378 | 343744.5378 | 343744.5378 | 343744.5378 | 343744.5378 | 343744.5378 | 343744.5378 | 343744.5378
F2_Industrial_Industrial - ID_New_Process_Natural Gas_Process Boiler - Steam Trap Replacement_A_Technical Potential | F2 | Industrial | Industrial - ID | New | Process | Natural Gas | Process Boiler - Steam Trap Replacement | A | Original Unit Summer Peak Savings (kW) | Technical Potential | 0 | 0 | 0 | 0 | 0 | 0 | 0 | 0 | 0 | 0 | 0 | 0 | 0 | 0 | 0 | 0 | 0 | 0 | 0 | 0 | 0 | 0 | 0 | 0 | 0 | 0 | 0
F3_Industrial_Industrial - ID_New_Process_Natural Gas_Process Boiler - Steam Trap Replacement_A_Technical Potential | F3 | Industrial | Industrial - ID | New | Process | Natural Gas | Process Boiler - Steam Trap Replacement | A | Original Unit Winter Peak Savings (kW) | Technical Potential | 0 | 0 | 0 | 0 | 0 | 0 | 0 | 0 | 0 | 0 | 0 | 0 | 0 | 0 | 0 | 0 | 0 | 0 | 0 | 0 | 0 | 0 | 0 | 0 | 0 | 0 | 0
F4_Industrial_Industrial - ID_New_Process_Natural Gas_Process Boiler - Steam Trap Replacement_A_Technical Potential | F4 | Industrial | Industrial - ID | New | Process | Natural Gas | Process Boiler - Steam Trap Replacement | A | Standalone Impact on Baseline Energy (%) | Technical Potential | 0 | 0 | 8.2923e-06 | 9.5615e-06 | 1.359e-05 | 1.7705e-05 | 2.1921e-05 | 2.617e-05 | 3.0188e-05 | 3.3055e-05 | 3.5228e-05 | 3.6919e-05 | 3.8278e-05 | 3.9395e-05 | 4.0329e-05 | 4.1121e-05 | 4.1801e-05 | 4.2391e-05 | 4.2908e-05 | 4.3365e-05 | 4.3673e-05 | 4.343e-05 | 4.1625e-05 | 3.9993e-05 | 3.8509e-05 | 3.7154e-05 | 3.5912e-05
F5_Industrial_Industrial - ID_New_Process_Natural Gas_Process Boiler - Steam Trap Replacement_A_Technical Potential | F5 | Industrial | Industrial - ID | New | Process | Natural Gas | Process Boiler - Steam Trap Replacement | A | Standalone Impact on Baseline Summer Peak (%) | Technical Potential | 0 | 0 | 0 | 0 | 0 | 0 | 0 | 0 | 0 | 0 | 0 | 0 | 0 | 0 | 0 | 0 | 0 | 0 | 0 | 0 | 0 | 0 | 0 | 0 | 0 | 0 | 0
F6_Industrial_Industrial - ID_New_Process_Natural Gas_Process Boiler - Steam Trap Replacement_A_Technical Potential | F6 | Industrial | Industrial - ID | New | Process | Natural Gas | Process Boiler - Steam Trap Replacement | A | Standalone Impact on Baseline Winter Peak (%) | Technical Potential | 0 | 0 | 0 | 0 | 0 | 0 | 0 | 0 | 0 | 0 | 0 | 0 | 0 | 0 | 0 | 0 | 0 | 0 | 0 | 0 | 0 | 0 | 0 | 0 | 0 | 0 | 0
F7_Industrial_Industrial - ID_New_Process_Natural Gas_Process Boiler - Steam Trap Replacement_A_Technical Potential | F7 | Industrial | Industrial - ID | New | Process | Natural Gas | Process Boiler - Steam Trap Replacement | A | Incremental Energy Savings (MWh or mTherms) | Technical Potential | 0 | 0 | 5.2337e-05 | 0.00034195 | 0.00061713 | 0.00089108 | 0.0011575 | 0.0014194 | 0.0016243 | 0.0015875 | 0.0015607 | 0.0015308 | 0.0015042 | 0.0014781 | 0.0014523 | 0.0014271 | 0.0014022 | 0.0013778 | 0.0013538 | 0.0013303 | 0.0012547 | 0.00094236 | 0 | 0 | 0 | 0 | 0
F8_Industrial_Industrial - ID_New_Process_Natural Gas_Process Boiler - Steam Trap Replacement_A_Technical Potential | F8 | Industrial | Industrial - ID | New | Process | Natural Gas | Process Boiler - Steam Trap Replacement | A | Incremental Summer Peak Savings (MW) | Technical Potential | 0 | 0 | 0 | 0 | 0 | 0 | 0 | 0 | 0 | 0 | 0 | 0 | 0 | 0 | 0 | 0 | 0 | 0 | 0 | 0 | 0 | 0 | 0 | 0 | 0 | 0 | 0
F9_Industrial_Industrial - ID_New_Process_Natural Gas_Process Boiler - Steam Trap Replacement_A_Technical Potential | F9 | Industrial | Industrial - ID | New | Process | Natural Gas | Process Boiler - Steam Trap Replacement | A | Incremental Winter Peak Savings (MW) | Technical Potential | 0 | 0 | 0 | 0 | 0 | 0 | 0 | 0 | 0 | 0 | 0 | 0 | 0 | 0 | 0 | 0 | 0 | 0 | 0 | 0 | 0 | 0 | 0 | 0 | 0 | 0 | 0
F10_Industrial_Industrial - ID_New_Process_Natural Gas_Process Boiler - Steam Trap Replacement_A_Technical Potential | F10 | Industrial | Industrial - ID | New | Process | Natural Gas | Process Boiler - Steam Trap Replacement | A | Cumulative Energy Savings (MWh or mTherms) | Technical Potential | 0 | 0 | 5.2337e-05 | 0.00039429 | 0.0010114 | 0.0019025 | 0.00306 | 0.0044794 | 0.0061037 | 0.0076912 | 0.0092519 | 0.010783 | 0.012287 | 0.013765 | 0.015217 | 0.016644 | 0.018047 | 0.019425 | 0.020778 | 0.022109 | 0.023363 | 0.024306 | 0.024306 | 0.024306 | 0.024306 | 0.024306 | 0.024306
F11_Industrial_Industrial - ID_New_Process_Natural Gas_Process Boiler - Steam Trap Replacement_A_Technical Potential | F11 | Industrial | Industrial - ID | New | Process | Natural Gas | Process Boiler - Steam Trap Replacement | A | Cumulative Summer Peak Savings (MW) | Technical Potential | 0 | 0 | 0 | 0 | 0 | 0 | 0 | 0 | 0 | 0 | 0 | 0 | 0 | 0 | 0 | 0 | 0 | 0 | 0 | 0 | 0 | 0 | 0 | 0 | 0 | 0 | 0
F12_Industrial_Industrial - ID_New_Process_Natural Gas_Process Boiler - Steam Trap Replacement_A_Technical Potential | F12 | Industrial | Industrial - ID | New | Process | Natural Gas | Process Boiler - Steam Trap Replacement | A | Cumulative Winter Peak Savings (MW) | Technical Potential | 0 | 0 | 0 | 0 | 0 | 0 | 0 | 0 | 0 | 0 | 0 | 0 | 0 | 0 | 0 | 0 | 0 | 0 | 0 | 0 | 0 | 0 | 0 | 0 | 0 | 0 | 0
F13_Industrial_Industrial - ID_New_Process_Natural Gas_Process Boiler - Steam Trap Replacement_A_Technical Potential | F13 | Industrial | Industrial - ID | New | Process | Natural Gas | Process Boiler - Steam Trap Replacement | A | Purchases (Incremental) | Technical Potential | 0 | 0 | 1.5226e-07 | 9.9479e-07 | 1.7953e-06 | 2.5923e-06 | 3.3675e-06 | 4.1291e-06 | 4.7253e-06 | 4.6182e-06 | 4.5403e-06 | 4.4534e-06 | 4.376e-06 | 4.2999e-06 | 4.225e-06 | 4.1515e-06 | 4.0793e-06 | 4.0083e-06 | 3.9385e-06 | 3.8699e-06 | 3.6502e-06 | 2.7415e-06 | 0 | 0 | 0 | 0 | 0
F14_Industrial_Industrial - ID_New_Process_Natural Gas_Process Boiler - Steam Trap Replacement_A_Technical Potential | F14 | Industrial | Industrial - ID | New | Process | Natural Gas | Process Boiler - Steam Trap Replacement | A | Purchases (Cumulative) | Technical Potential | 0 | 0 | 1.5226e-07 | 1.147e-06 | 2.9424e-06 | 5.5346e-06 | 8.9021e-06 | 1.3031e-05 | 1.7757e-05 | 2.2375e-05 | 2.6915e-05 | 3.1369e-05 | 3.5745e-05 | 4.0044e-05 | 4.4269e-05 | 4.8421e-05 | 5.25e-05 | 5.6509e-05 | 6.0447e-05 | 6.4317e-05 | 6.7967e-05 | 7.0709e-05 | 7.0709e-05 | 7.0709e-05 | 7.0709e-05 | 7.0709e-05 | 7.0709e-05
F1_Industrial_Industrial - ID_New_Process_Natural Gas_Process Boiler - Maintenance_A_Technical Potential | F1 | Industrial | Industrial - ID | New | Process | Natural Gas | Process Boiler - Maintenance | A | Original Unit Energy Savings (kWh or therms) | Technical Potential | 0 | 0 | 4.7976 | 4.7976 | 4.7976 | 4.7976 | 4.7976 | 4.7976 | 4.7976 | 4.7976 | 4.7976 | 4.7976 | 4.7976 | 4.7976 | 4.7976 | 4.7976 | 4.7976 | 4.7976 | 4.7976 | 4.7976 | 4.7976 | 4.7976 | 4.7976 | 4.7976 | 4.7976 | 4.7976 | 4.7976
F2_Industrial_Industrial - ID_New_Process_Natural Gas_Process Boiler - Maintenance_A_Technical Potential | F2 | Industrial | Industrial - ID | New | Process | Natural Gas | Process Boiler - Maintenance | A | Original Unit Summer Peak Savings (kW) | Technical Potential | 0 | 0 | 0 | 0 | 0 | 0 | 0 | 0 | 0 | 0 | 0 | 0 | 0 | 0 | 0 | 0 | 0 | 0 | 0 | 0 | 0 | 0 | 0 | 0 | 0 | 0 | 0
F3_Industrial_Industrial - ID_New_Process_Natural Gas_Process Boiler - Maintenance_A_Technical Potential | F3 | Industrial | Industrial - ID | New | Process | Natural Gas | Process Boiler - Maintenance | A | Original Unit Winter Peak Savings (kW) | Technical Potential | 0 | 0 | 0 | 0 | 0 | 0 | 0 | 0 | 0 | 0 | 0 | 0 | 0 | 0 | 0 | 0 | 0 | 0 | 0 | 0 | 0 | 0 | 0 | 0 | 0 | 0 | 0
F4_Industrial_Industrial - ID_New_Process_Natural Gas_Process Boiler - Maintenance_A_Technical Potential | F4 | Industrial | Industrial - ID | New | Process | Natural Gas | Process Boiler - Maintenance | A | Standalone Impact on Baseline Energy (%) | Technical Potential | 0 | 0 | 9.8719e-05 | 8.4303e-05 | 9.4614e-05 | 9.7033e-05 | 8.6941e-05 | 7.836e-05 | 7.0739e-05 | 6.2447e-05 | 5.5325e-05 | 4.9749e-05 | 4.5267e-05 | 4.1585e-05 | 3.8507e-05 | 3.5897e-05 | 3.3655e-05 | 3.171e-05 | 3.0005e-05 | 2.85e-05 | 2.7161e-05 | 2.5963e-05 | 2.4884e-05 | 2.3908e-05 | 2.3021e-05 | 2.2211e-05 | 2.1469e-05
F5_Industrial_Industrial - ID_New_Process_Natural Gas_Process Boiler - Maintenance_A_Technical Potential | F5 | Industrial | Industrial - ID | New | Process | Natural Gas | Process Boiler - Maintenance | A | Standalone Impact on Baseline Summer Peak (%) | Technical Potential | 0 | 0 | 0 | 0 | 0 | 0 | 0 | 0 | 0 | 0 | 0 | 0 | 0 | 0 | 0 | 0 | 0 | 0 | 0 | 0 | 0 | 0 | 0 | 0 | 0 | 0 | 0
F6_Industrial_Industrial - ID_New_Process_Natural Gas_Process Boiler - Maintenance_A_Technical Potential | F6 | Industrial | Industrial - ID | New | Process | Natural Gas | Process Boiler - Maintenance | A | Standalone Impact on Baseline Winter Peak (%) | Technical Potential | 0 | 0 | 0 | 0 | 0 | 0 | 0 | 0 | 0 | 0 | 0 | 0 | 0 | 0 | 0 | 0 | 0 | 0 | 0 | 0 | 0 | 0 | 0 | 0 | 0 | 0 | 0
F7_Industrial_Industrial - ID_New_Process_Natural Gas_Process Boiler - Maintenance_A_Technical Potential | F7 | Industrial | Industrial - ID | New | Process | Natural Gas | Process Boiler - Maintenance | A | Incremental Energy Savings (MWh or mTherms) | Technical Potential | 0 | 0 | 0.00062306 | 0.0028534 | 0.0035649 | 0.0033857 | 0.0017092 | 0.0012763 | 0.00089033 | 0.00022729 | 0 | 0 | 0 | 0 | 0 | 0 | 0 | 0 | 0 | 0 | 0 | 0 | 0 | 0 | 0 | 0 | 0
F8_Industrial_Industrial - ID_New_Process_Natural Gas_Process Boiler - Maintenance_A_Technical Potential | F8 | Industrial | Industrial - ID | New | Process | Natural Gas | Process Boiler - Maintenance | A | Incremental Summer Peak Savings (MW) | Technical Potential | 0 | 0 | 0 | 0 | 0 | 0 | 0 | 0 | 0 | 0 | 0 | 0 | 0 | 0 | 0 | 0 | 0 | 0 | 0 | 0 | 0 | 0 | 0 | 0 | 0 | 0 | 0
F9_Industrial_Industrial - ID_New_Process_Natural Gas_Process Boiler - Maintenance_A_Technical Potential | F9 | Industrial | Industrial - ID | New | Process | Natural Gas | Process Boiler - Maintenance | A | Incremental Winter Peak Savings (MW) | Technical Potential | 0 | 0 | 0 | 0 | 0 | 0 | 0 | 0 | 0 | 0 | 0 | 0 | 0 | 0 | 0 | 0 | 0 | 0 | 0 | 0 | 0 | 0 | 0 | 0 | 0 | 0 | 0
F10_Industrial_Industrial - ID_New_Process_Natural Gas_Process Boiler - Maintenance_A_Technical Potential | F10 | Industrial | Industrial - ID | New | Process | Natural Gas | Process Boiler - Maintenance | A | Cumulative Energy Savings (MWh or mTherms) | Technical Potential | 0 | 0 | 0.00062306 | 0.0034764 | 0.0070413 | 0.010427 | 0.012136 | 0.013413 | 0.014303 | 0.01453 | 0.01453 | 0.01453 | 0.01453 | 0.01453 | 0.01453 | 0.01453 | 0.01453 | 0.01453 | 0.01453 | 0.01453 | 0.01453 | 0.01453 | 0.01453 | 0.01453 | 0.01453 | 0.01453 | 0.01453
F11_Industrial_Industrial - ID_New_Process_Natural Gas_Process Boiler - Maintenance_A_Technical Potential | F11 | Industrial | Industrial - ID | New | Process | Natural Gas | Process Boiler - Maintenance | A | Cumulative Summer Peak Savings (MW) | Technical Potential | 0 | 0 | 0 | 0 | 0 | 0 | 0 | 0 | 0 | 0 | 0 | 0 | 0 | 0 | 0 | 0 | 0 | 0 | 0 | 0 | 0 | 0 | 0 | 0 | 0 | 0 | 0
F12_Industrial_Industrial - ID_New_Process_Natural Gas_Process Boiler - Maintenance_A_Technical Potential | F12 | Industrial | Industrial - ID | New | Process | Natural Gas | Process Boiler - Maintenance | A | Cumulative Winter Peak Savings (MW) | Technical Potential | 0 | 0 | 0 | 0 | 0 | 0 | 0 | 0 | 0 | 0 | 0 | 0 | 0 | 0 | 0 | 0 | 0 | 0 | 0 | 0 | 0 | 0 | 0 | 0 | 0 | 0 | 0
F13_Industrial_Industrial - ID_New_Process_Natural Gas_Process Boiler - Maintenance_A_Technical Potential | F13 | Industrial | Industrial - ID | New | Process | Natural Gas | Process Boiler - Maintenance | A | Purchases (Incremental) | Technical Potential | 0 | 0 | 0.12987 | 0.59475 | 0.74305 | 0.70571 | 0.35626 | 0.26603 | 0.18558 | 0.047376 | 0 | 0 | 0 | 0 | 0 | 0 | 0 | 0 | 0 | 0 | 0 | 0 | 0 | 0 | 0 | 0 | 0
F14_Industrial_Industrial - ID_New_Process_Natural Gas_Process Boiler - Maintenance_A_Technical Potential | F14 | Industrial | Industrial - ID | New | Process | Natural Gas | Process Boiler - Maintenance | A | Purchases (Cumulative) | Technical Potential | 0 | 0 | 0.12987 | 0.72462 | 1.4677 | 2.1734 | 2.5296 | 2.7957 | 2.9813 | 3.0286 | 3.0286 | 3.0286 | 3.0286 | 3.0286 | 3.0286 | 3.0286 | 3.0286 | 3.0286 | 3.0286 | 3.0286 | 3.0286 | 3.0286 | 3.0286 | 3.0286 | 3.0286 | 3.0286 | 3.0286
F1_Industrial_Industrial - ID_New_Process_Natural Gas_Process - Heat Recovery_A_Technical Potential | F1 | Industrial | Industrial - ID | New | Process | Natural Gas | Process - Heat Recovery | A | Original Unit Energy Savings (kWh or therms) | Technical Potential | 0 | 0 | 0.71666 | 0.71666 | 0.71666 | 0.71666 | 0.71666 | 0.71666 | 0.71666 | 0.71666 | 0.71666 | 0.71666 | 0.71666 | 0.71666 | 0.71666 | 0.71666 | 0.71666 | 0.71666 | 0.71666 | 0.71666 | 0.71666 | 0.71666 | 0.71666 | 0.71666 | 0.71666 | 0.71666 | 0.71666
F2_Industrial_Industrial - ID_New_Process_Natural Gas_Process - Heat Recovery_A_Technical Potential | F2 | Industrial | Industrial - ID | New | Process | Natural Gas | Process - Heat Recovery | A | Original Unit Summer Peak Savings (kW) | Technical Potential | 0 | 0 | 0 | 0 | 0 | 0 | 0 | 0 | 0 | 0 | 0 | 0 | 0 | 0 | 0 | 0 | 0 | 0 | 0 | 0 | 0 | 0 | 0 | 0 | 0 | 0 | 0
F3_Industrial_Industrial - ID_New_Process_Natural Gas_Process - Heat Recovery_A_Technical Potential | F3 | Industrial | Industrial - ID | New | Process | Natural Gas | Process - Heat Recovery | A | Original Unit Winter Peak Savings (kW) | Technical Potential | 0 | 0 | 0 | 0 | 0 | 0 | 0 | 0 | 0 | 0 | 0 | 0 | 0 | 0 | 0 | 0 | 0 | 0 | 0 | 0 | 0 | 0 | 0 | 0 | 0 | 0 | 0
F4_Industrial_Industrial - ID_New_Process_Natural Gas_Process - Heat Recovery_A_Technical Potential | F4 | Industrial | Industrial - ID | New | Process | Natural Gas | Process - Heat Recovery | A | Standalone Impact on Baseline Energy (%) | Technical Potential | 0 | 0 | 0.00675 | 0.0077831 | 0.011063 | 0.014412 | 0.017844 | 0.021302 | 0.024784 | 0.028286 | 0.03181 | 0.035354 | 0.038919 | 0.042503 | 0.046108 | 0.049732 | 0.053377 | 0.057041 | 0.060725 | 0.064429 | 0.068152 | 0.071895 | 0.068908 | 0.066205 | 0.063748 | 0.061505 | 0.05945
F5_Industrial_Industrial - ID_New_Process_Natural Gas_Process - Heat Recovery_A_Technical Potential | F5 | Industrial | Industrial - ID | New | Process | Natural Gas | Process - Heat Recovery | A | Standalone Impact on Baseline Summer Peak (%) | Technical Potential | 0 | 0 | 0 | 0 | 0 | 0 | 0 | 0 | 0 | 0 | 0 | 0 | 0 | 0 | 0 | 0 | 0 | 0 | 0 | 0 | 0 | 0 | 0 | 0 | 0 | 0 | 0
F6_Industrial_Industrial - ID_New_Process_Natural Gas_Process - Heat Recovery_A_Technical Potential | F6 | Industrial | Industrial - ID | New | Process | Natural Gas | Process - Heat Recovery | A | Standalone Impact on Baseline Winter Peak (%) | Technical Potential | 0 | 0 | 0 | 0 | 0 | 0 | 0 | 0 | 0 | 0 | 0 | 0 | 0 | 0 | 0 | 0 | 0 | 0 | 0 | 0 | 0 | 0 | 0 | 0 | 0 | 0 | 0
F7_Industrial_Industrial - ID_New_Process_Natural Gas_Process - Heat Recovery_A_Technical Potential | F7 | Industrial | Industrial - ID | New | Process | Natural Gas | Process - Heat Recovery | A | Incremental Energy Savings (MWh or mTherms) | Technical Potential | 0 | 0 | 0.042602 | 0.27835 | 0.50235 | 0.72534 | 0.94224 | 1.1554 | 1.3648 | 1.5706 | 1.7728 | 1.9715 | 2.1667 | 2.3585 | 2.547 | 2.7322 | 2.9142 | 3.093 | 3.2687 | 3.4413 | 3.611 | 3.7776 | 0 | 0 | 0 | 0 | 0
F8_Industrial_Industrial - ID_New_Process_Natural Gas_Process - Heat Recovery_A_Technical Potential | F8 | Industrial | Industrial - ID | New | Process | Natural Gas | Process - Heat Recovery | A | Incremental Summer Peak Savings (MW) | Technical Potential | 0 | 0 | 0 | 0 | 0 | 0 | 0 | 0 | 0 | 0 | 0 | 0 | 0 | 0 | 0 | 0 | 0 | 0 | 0 | 0 | 0 | 0 | 0 | 0 | 0 | 0 | 0
F9_Industrial_Industrial - ID_New_Process_Natural Gas_Process - Heat Recovery_A_Technical Potential | F9 | Industrial | Industrial - ID | New | Process | Natural Gas | Process - Heat Recovery | A | Incremental Winter Peak Savings (MW) | Technical Potential | 0 | 0 | 0 | 0 | 0 | 0 | 0 | 0 | 0 | 0 | 0 | 0 | 0 | 0 | 0 | 0 | 0 | 0 | 0 | 0 | 0 | 0 | 0 | 0 | 0 | 0 | 0
F10_Industrial_Industrial - ID_New_Process_Natural Gas_Process - Heat Recovery_A_Technical Potential | F10 | Industrial | Industrial - ID | New | Process | Natural Gas | Process - Heat Recovery | A | Cumulative Energy Savings (MWh or mTherms) | Technical Potential | 0 | 0 | 0.042602 | 0.32095 | 0.8233 | 1.5486 | 2.4909 | 3.6463 | 5.0111 | 6.5816 | 8.3544 | 10.3259 | 12.4926 | 14.8511 | 17.3981 | 20.1303 | 23.0445 | 26.1375 | 29.4062 | 32.8475 | 36.4585 | 40.2362 | 40.2362 | 40.2362 | 40.2362 | 40.2362 | 40.2362
F11_Industrial_Industrial - ID_New_Process_Natural Gas_Process - Heat Recovery_A_Technical Potential | F11 | Industrial | Industrial - ID | New | Process | Natural Gas | Process - Heat Recovery | A | Cumulative Summer Peak Savings (MW) | Technical Potential | 0 | 0 | 0 | 0 | 0 | 0 | 0 | 0 | 0 | 0 | 0 | 0 | 0 | 0 | 0 | 0 | 0 | 0 | 0 | 0 | 0 | 0 | 0 | 0 | 0 | 0 | 0
F12_Industrial_Industrial - ID_New_Process_Natural Gas_Process - Heat Recovery_A_Technical Potential | F12 | Industrial | Industrial - ID | New | Process | Natural Gas | Process - Heat Recovery | A | Cumulative Winter Peak Savings (MW) | Technical Potential | 0 | 0 | 0 | 0 | 0 | 0 | 0 | 0 | 0 | 0 | 0 | 0 | 0 | 0 | 0 | 0 | 0 | 0 | 0 | 0 | 0 | 0 | 0 | 0 | 0 | 0 | 0
F13_Industrial_Industrial - ID_New_Process_Natural Gas_Process - Heat Recovery_A_Technical Potential | F13 | Industrial | Industrial - ID | New | Process | Natural Gas | Process - Heat Recovery | A | Purchases (Incremental) | Technical Potential | 0 | 0 | 59.4456 | 388.3998 | 700.9516 | 1012.1144 | 1314.7679 | 1612.1592 | 1904.3788 | 2191.5159 | 2473.6583 | 2750.892 | 3023.3017 | 3290.9705 | 3553.9802 | 3812.4111 | 4066.3422 | 4315.851 | 4561.0139 | 4801.9057 | 5038.6001 | 5271.1695 | 0 | 0 | 0 | 0 | 0
F14_Industrial_Industrial - ID_New_Process_Natural Gas_Process - Heat Recovery_A_Technical Potential | F14 | Industrial | Industrial - ID | New | Process | Natural Gas | Process - Heat Recovery | A | Purchases (Cumulative) | Technical Potential | 0 | 0 | 59.4456 | 447.8454 | 1148.797 | 2160.9113 | 3475.6793 | 5087.8384 | 6992.2172 | 9183.7331 | 11657.3915 | 14408.2835 | 17431.5852 | 20722.5557 | 24276.5359 | 28088.947 | 32155.2892 | 36471.1402 | 41032.1541 | 45834.0598 | 50872.6599 | 56143.8294 | 56143.8294 | 56143.8294 | 56143.8294 | 56143.8294 | 56143.8294
F1_Industrial_Industrial - ID_New_Space Heating_Natural Gas_Strategic Energy Management_A_Technical Potential | F1 | Industrial | Industrial - ID | New | Space Heating | Natural Gas | Strategic Energy Management | A | Original Unit Energy Savings (kWh or therms) | Technical Potential | 0 | 0 | 0.028701 | 0.027926 | 0.027863 | 0.027839 | 0.027827 | 0.027819 | 0.027814 | 0.02781 | 0.027807 | 0.027805 | 0.027803 | 0.027802 | 0.027801 | 0.0278 | 0.027799 | 0.027798 | 0.027797 | 0.027797 | 0.027795 | 0.027794 | 0.027793 | 0.027792 | 0.027791 | 0.027791 | 0.02779
F2_Industrial_Industrial - ID_New_Space Heating_Natural Gas_Strategic Energy Management_A_Technical Potential | F2 | Industrial | Industrial - ID | New | Space Heating | Natural Gas | Strategic Energy Management | A | Original Unit Summer Peak Savings (kW) | Technical Potential | 0 | 0 | 0 | 0 | 0 | 0 | 0 | 0 | 0 | 0 | 0 | 0 | 0 | 0 | 0 | 0 | 0 | 0 | 0 | 0 | 0 | 0 | 0 | 0 | 0 | 0 | 0
F3_Industrial_Industrial - ID_New_Space Heating_Natural Gas_Strategic Energy Management_A_Technical Potential | F3 | Industrial | Industrial - ID | New | Space Heating | Natural Gas | Strategic Energy Management | A | Original Unit Winter Peak Savings (kW) | Technical Potential | 0 | 0 | 0 | 0 | 0 | 0 | 0 | 0 | 0 | 0 | 0 | 0 | 0 | 0 | 0 | 0 | 0 | 0 | 0 | 0 | 0 | 0 | 0 | 0 | 0 | 0 | 0
F4_Industrial_Industrial - ID_New_Space Heating_Natural Gas_Strategic Energy Management_A_Technical Potential | F4 | Industrial | Industrial - ID | New | Space Heating | Natural Gas | Strategic Energy Management | A | Standalone Impact on Baseline Energy (%) | Technical Potential | 0 | 0 | 0 | 0 | 0 | 0 | 0 | 0 | 0 | 0 | 0 | 0 | 0 | 0 | 0 | 0 | 0 | 0 | 0 | 0 | 0 | 0 | 0 | 0 | 0 | 0 | 0
F5_Industrial_Industrial - ID_New_Space Heating_Natural Gas_Strategic Energy Management_A_Technical Potential | F5 | Industrial | Industrial - ID | New | Space Heating | Natural Gas | Strategic Energy Management | A | Standalone Impact on Baseline Summer Peak (%) | Technical Potential | 0 | 0 | 0 | 0 | 0 | 0 | 0 | 0 | 0 | 0 | 0 | 0 | 0 | 0 | 0 | 0 | 0 | 0 | 0 | 0 | 0 | 0 | 0 | 0 | 0 | 0 | 0
F6_Industrial_Industrial - ID_New_Space Heating_Natural Gas_Strategic Energy Management_A_Technical Potential | F6 | Industrial | Industrial - ID | New | Space Heating | Natural Gas | Strategic Energy Management | A | Standalone Impact on Baseline Winter Peak (%) | Technical Potential | 0 | 0 | 0 | 0 | 0 | 0 | 0 | 0 | 0 | 0 | 0 | 0 | 0 | 0 | 0 | 0 | 0 | 0 | 0 | 0 | 0 | 0 | 0 | 0 | 0 | 0 | 0
F7_Industrial_Industrial - ID_New_Space Heating_Natural Gas_Strategic Energy Management_A_Technical Potential | F7 | Industrial | Industrial - ID | New | Space Heating | Natural Gas | Strategic Energy Management | A | Incremental Energy Savings (MWh or mTherms) | Technical Potential | 0 | 0 | 0 | 0 | 0 | 0 | 0 | 0 | 0 | 0 | 0 | 0 | 0 | 0 | 0 | 0 | 0 | 0 | 0 | 0 | 0 | 0 | 0 | 0 | 0 | 0 | 0
F8_Industrial_Industrial - ID_New_Space Heating_Natural Gas_Strategic Energy Management_A_Technical Potential | F8 | Industrial | Industrial - ID | New | Space Heating | Natural Gas | Strategic Energy Management | A | Incremental Summer Peak Savings (MW) | Technical Potential | 0 | 0 | 0 | 0 | 0 | 0 | 0 | 0 | 0 | 0 | 0 | 0 | 0 | 0 | 0 | 0 | 0 | 0 | 0 | 0 | 0 | 0 | 0 | 0 | 0 | 0 | 0
F9_Industrial_Industrial - ID_New_Space Heating_Natural Gas_Strategic Energy Management_A_Technical Potential | F9 | Industrial | Industrial - ID | New | Space Heating | Natural Gas | Strategic Energy Management | A | Incremental Winter Peak Savings (MW) | Technical Potential | 0 | 0 | 0 | 0 | 0 | 0 | 0 | 0 | 0 | 0 | 0 | 0 | 0 | 0 | 0 | 0 | 0 | 0 | 0 | 0 | 0 | 0 | 0 | 0 | 0 | 0 | 0
F10_Industrial_Industrial - ID_New_Space Heating_Natural Gas_Strategic Energy Management_A_Technical Potential | F10 | Industrial | Industrial - ID | New | Space Heating | Natural Gas | Strategic Energy Management | A | Cumulative Energy Savings (MWh or mTherms) | Technical Potential | 0 | 0 | 0 | 0 | 0 | 0 | 0 | 0 | 0 | 0 | 0 | 0 | 0 | 0 | 0 | 0 | 0 | 0 | 0 | 0 | 0 | 0 | 0 | 0 | 0 | 0 | 0
F11_Industrial_Industrial - ID_New_Space Heating_Natural Gas_Strategic Energy Management_A_Technical Potential | F11 | Industrial | Industrial - ID | New | Space Heating | Natural Gas | Strategic Energy Management | A | Cumulative Summer Peak Savings (MW) | Technical Potential | 0 | 0 | 0 | 0 | 0 | 0 | 0 | 0 | 0 | 0 | 0 | 0 | 0 | 0 | 0 | 0 | 0 | 0 | 0 | 0 | 0 | 0 | 0 | 0 | 0 | 0 | 0
F12_Industrial_Industrial - ID_New_Space Heating_Natural Gas_Strategic Energy Management_A_Technical Potential | F12 | Industrial | Industrial - ID | New | Space Heating | Natural Gas | Strategic Energy Management | A | Cumulative Winter Peak Savings (MW) | Technical Potential | 0 | 0 | 0 | 0 | 0 | 0 | 0 | 0 | 0 | 0 | 0 | 0 | 0 | 0 | 0 | 0 | 0 | 0 | 0 | 0 | 0 | 0 | 0 | 0 | 0 | 0 | 0
F13_Industrial_Industrial - ID_New_Space Heating_Natural Gas_Strategic Energy Management_A_Technical Potential | F13 | Industrial | Industrial - ID | New | Space Heating | Natural Gas | Strategic Energy Management | A | Purchases (Incremental) | Technical Potential | 0 | 0 | 0 | 0 | 0 | 0 | 0 | 0 | 0 | 0 | 0 | 0 | 0 | 0 | 0 | 0 | 0 | 0 | 0 | 0 | 0 | 0 | 0 | 0 | 0 | 0 | 0
F14_Industrial_Industrial - ID_New_Space Heating_Natural Gas_Strategic Energy Management_A_Technical Potential | F14 | Industrial | Industrial - ID | New | Space Heating | Natural Gas | Strategic Energy Management | A | Purchases (Cumulative) | Technical Potential | 0 | 0 | 0 | 0 | 0 | 0 | 0 | 0 | 0 | 0 | 0 | 0 | 0 | 0 | 0 | 0 | 0 | 0 | 0 | 0 | 0 | 0 | 0 | 0 | 0 | 0 | 0
F1_Industrial_Industrial - ID_New_Process_Natural Gas_Strategic Energy Management_A_Technical Potential | F1 | Industrial | Industrial - ID | New | Process | Natural Gas | Strategic Energy Management | A | Original Unit Energy Savings (kWh or therms) | Technical Potential | 0 | 0 | 0.11673 | 0.11673 | 0.11673 | 0.11673 | 0.11673 | 0.11673 | 0.11673 | 0.11673 | 0.11673 | 0.11673 | 0.11673 | 0.11673 | 0.11673 | 0.11673 | 0.11673 | 0.11673 | 0.11673 | 0.11673 | 0.11673 | 0.11673 | 0.11673 | 0.11673 | 0.11673 | 0.11673 | 0.11673
F2_Industrial_Industrial - ID_New_Process_Natural Gas_Strategic Energy Management_A_Technical Potential | F2 | Industrial | Industrial - ID | New | Process | Natural Gas | Strategic Energy Management | A | Original Unit Summer Peak Savings (kW) | Technical Potential | 0 | 0 | 0 | 0 | 0 | 0 | 0 | 0 | 0 | 0 | 0 | 0 | 0 | 0 | 0 | 0 | 0 | 0 | 0 | 0 | 0 | 0 | 0 | 0 | 0 | 0 | 0
F3_Industrial_Industrial - ID_New_Process_Natural Gas_Strategic Energy Management_A_Technical Potential | F3 | Industrial | Industrial - ID | New | Process | Natural Gas | Strategic Energy Management | A | Original Unit Winter Peak Savings (kW) | Technical Potential | 0 | 0 | 0 | 0 | 0 | 0 | 0 | 0 | 0 | 0 | 0 | 0 | 0 | 0 | 0 | 0 | 0 | 0 | 0 | 0 | 0 | 0 | 0 | 0 | 0 | 0 | 0
F4_Industrial_Industrial - ID_New_Process_Natural Gas_Strategic Energy Management_A_Technical Potential | F4 | Industrial | Industrial - ID | New | Process | Natural Gas | Strategic Energy Management | A | Standalone Impact on Baseline Energy (%) | Technical Potential | 0 | 0 | 0 | 0 | 0 | 0 | 0 | 0 | 0 | 0 | 0 | 0 | 0 | 0 | 0 | 0 | 0 | 0 | 0 | 0 | 0 | 0 | 0 | 0 | 0 | 0 | 0
F5_Industrial_Industrial - ID_New_Process_Natural Gas_Strategic Energy Management_A_Technical Potential | F5 | Industrial | Industrial - ID | New | Process | Natural Gas | Strategic Energy Management | A | Standalone Impact on Baseline Summer Peak (%) | Technical Potential | 0 | 0 | 0 | 0 | 0 | 0 | 0 | 0 | 0 | 0 | 0 | 0 | 0 | 0 | 0 | 0 | 0 | 0 | 0 | 0 | 0 | 0 | 0 | 0 | 0 | 0 | 0
F6_Industrial_Industrial - ID_New_Process_Natural Gas_Strategic Energy Management_A_Technical Potential | F6 | Industrial | Industrial - ID | New | Process | Natural Gas | Strategic Energy Management | A | Standalone Impact on Baseline Winter Peak (%) | Technical Potential | 0 | 0 | 0 | 0 | 0 | 0 | 0 | 0 | 0 | 0 | 0 | 0 | 0 | 0 | 0 | 0 | 0 | 0 | 0 | 0 | 0 | 0 | 0 | 0 | 0 | 0 | 0
F7_Industrial_Industrial - ID_New_Process_Natural Gas_Strategic Energy Management_A_Technical Potential | F7 | Industrial | Industrial - ID | New | Process | Natural Gas | Strategic Energy Management | A | Incremental Energy Savings (MWh or mTherms) | Technical Potential | 0 | 0 | 0 | 0 | 0 | 0 | 0 | 0 | 0 | 0 | 0 | 0 | 0 | 0 | 0 | 0 | 0 | 0 | 0 | 0 | 0 | 0 | 0 | 0 | 0 | 0 | 0
F8_Industrial_Industrial - ID_New_Process_Natural Gas_Strategic Energy Management_A_Technical Potential | F8 | Industrial | Industrial - ID | New | Process | Natural Gas | Strategic Energy Management | A | Incremental Summer Peak Savings (MW) | Technical Potential | 0 | 0 | 0 | 0 | 0 | 0 | 0 | 0 | 0 | 0 | 0 | 0 | 0 | 0 | 0 | 0 | 0 | 0 | 0 | 0 | 0 | 0 | 0 | 0 | 0 | 0 | 0
F9_Industrial_Industrial - ID_New_Process_Natural Gas_Strategic Energy Management_A_Technical Potential | F9 | Industrial | Industrial - ID | New | Process | Natural Gas | Strategic Energy Management | A | Incremental Winter Peak Savings (MW) | Technical Potential | 0 | 0 | 0 | 0 | 0 | 0 | 0 | 0 | 0 | 0 | 0 | 0 | 0 | 0 | 0 | 0 | 0 | 0 | 0 | 0 | 0 | 0 | 0 | 0 | 0 | 0 | 0
F10_Industrial_Industrial - ID_New_Process_Natural Gas_Strategic Energy Management_A_Technical Potential | F10 | Industrial | Industrial - ID | New | Process | Natural Gas | Strategic Energy Management | A | Cumulative Energy Savings (MWh or mTherms) | Technical Potential | 0 | 0 | 0 | 0 | 0 | 0 | 0 | 0 | 0 | 0 | 0 | 0 | 0 | 0 | 0 | 0 | 0 | 0 | 0 | 0 | 0 | 0 | 0 | 0 | 0 | 0 | 0
F11_Industrial_Industrial - ID_New_Process_Natural Gas_Strategic Energy Management_A_Technical Potential | F11 | Industrial | Industrial - ID | New | Process | Natural Gas | Strategic Energy Management | A | Cumulative Summer Peak Savings (MW) | Technical Potential | 0 | 0 | 0 | 0 | 0 | 0 | 0 | 0 | 0 | 0 | 0 | 0 | 0 | 0 | 0 | 0 | 0 | 0 | 0 | 0 | 0 | 0 | 0 | 0 | 0 | 0 | 0
F12_Industrial_Industrial - ID_New_Process_Natural Gas_Strategic Energy Management_A_Technical Potential | F12 | Industrial | Industrial - ID | New | Process | Natural Gas | Strategic Energy Management | A | Cumulative Winter Peak Savings (MW) | Technical Potential | 0 | 0 | 0 | 0 | 0 | 0 | 0 | 0 | 0 | 0 | 0 | 0 | 0 | 0 | 0 | 0 | 0 | 0 | 0 | 0 | 0 | 0 | 0 | 0 | 0 | 0 | 0
F13_Industrial_Industrial - ID_New_Process_Natural Gas_Strategic Energy Management_A_Technical Potential | F13 | Industrial | Industrial - ID | New | Process | Natural Gas | Strategic Energy Management | A | Purchases (Incremental) | Technical Potential | 0 | 0 | 0 | 0 | 0 | 0 | 0 | 0 | 0 | 0 | 0 | 0 | 0 | 0 | 0 | 0 | 0 | 0 | 0 | 0 | 0 | 0 | 0 | 0 | 0 | 0 | 0
F14_Industrial_Industrial - ID_New_Process_Natural Gas_Strategic Energy Management_A_Technical Potential | F14 | Industrial | Industrial - ID | New | Process | Natural Gas | Strategic Energy Management | A | Purchases (Cumulative) | Technical Potential | 0 | 0 | 0 | 0 | 0 | 0 | 0 | 0 | 0 | 0 | 0 | 0 | 0 | 0 | 0 | 0 | 0 | 0 | 0 | 0 | 0 | 0 | 0 | 0 | 0 | 0 | 0
F1_Industrial_Industrial - ID_New_Miscellaneous_Natural Gas_Strategic Energy Management_A_Technical Potential | F1 | Industrial | Industrial - ID | New | Miscellaneous | Natural Gas | Strategic Energy Management | A | Original Unit Energy Savings (kWh or therms) | Technical Potential | 0 | 0 | 0.025488 | 0.025488 | 0.025488 | 0.025488 | 0.025488 | 0.025488 | 0.025488 | 0.025488 | 0.025488 | 0.025488 | 0.025488 | 0.025488 | 0.025488 | 0.025488 | 0.025488 | 0.025488 | 0.025488 | 0.025488 | 0.025488 | 0.025488 | 0.025488 | 0.025488 | 0.025488 | 0.025488 | 0.025488
F2_Industrial_Industrial - ID_New_Miscellaneous_Natural Gas_Strategic Energy Management_A_Technical Potential | F2 | Industrial | Industrial - ID | New | Miscellaneous | Natural Gas | Strategic Energy Management | A | Original Unit Summer Peak Savings (kW) | Technical Potential | 0 | 0 | 0 | 0 | 0 | 0 | 0 | 0 | 0 | 0 | 0 | 0 | 0 | 0 | 0 | 0 | 0 | 0 | 0 | 0 | 0 | 0 | 0 | 0 | 0 | 0 | 0
F3_Industrial_Industrial - ID_New_Miscellaneous_Natural Gas_Strategic Energy Management_A_Technical Potential | F3 | Industrial | Industrial - ID | New | Miscellaneous | Natural Gas | Strategic Energy Management | A | Original Unit Winter Peak Savings (kW) | Technical Potential | 0 | 0 | 0 | 0 | 0 | 0 | 0 | 0 | 0 | 0 | 0 | 0 | 0 | 0 | 0 | 0 | 0 | 0 | 0 | 0 | 0 | 0 | 0 | 0 | 0 | 0 | 0
F4_Industrial_Industrial - ID_New_Miscellaneous_Natural Gas_Strategic Energy Management_A_Technical Potential | F4 | Industrial | Industrial - ID | New | Miscellaneous | Natural Gas | Strategic Energy Management | A | Standalone Impact on Baseline Energy (%) | Technical Potential | 0 | 0 | 0 | 0 | 0 | 0 | 0 | 0 | 0 | 0 | 0 | 0 | 0 | 0 | 0 | 0 | 0 | 0 | 0 | 0 | 0 | 0 | 0 | 0 | 0 | 0 | 0
F5_Industrial_Industrial - ID_New_Miscellaneous_Natural Gas_Strategic Energy Management_A_Technical Potential | F5 | Industrial | Industrial - ID | New | Miscellaneous | Natural Gas | Strategic Energy Management | A | Standalone Impact on Baseline Summer Peak (%) | Technical Potential | 0 | 0 | 0 | 0 | 0 | 0 | 0 | 0 | 0 | 0 | 0 | 0 | 0 | 0 | 0 | 0 | 0 | 0 | 0 | 0 | 0 | 0 | 0 | 0 | 0 | 0 | 0
F6_Industrial_Industrial - ID_New_Miscellaneous_Natural Gas_Strategic Energy Management_A_Technical Potential | F6 | Industrial | Industrial - ID | New | Miscellaneous | Natural Gas | Strategic Energy Management | A | Standalone Impact on Baseline Winter Peak (%) | Technical Potential | 0 | 0 | 0 | 0 | 0 | 0 | 0 | 0 | 0 | 0 | 0 | 0 | 0 | 0 | 0 | 0 | 0 | 0 | 0 | 0 | 0 | 0 | 0 | 0 | 0 | 0 | 0
F7_Industrial_Industrial - ID_New_Miscellaneous_Natural Gas_Strategic Energy Management_A_Technical Potential | F7 | Industrial | Industrial - ID | New | Miscellaneous | Natural Gas | Strategic Energy Management | A | Incremental Energy Savings (MWh or mTherms) | Technical Potential | 0 | 0 | 0 | 0 | 0 | 0 | 0 | 0 | 0 | 0 | 0 | 0 | 0 | 0 | 0 | 0 | 0 | 0 | 0 | 0 | 0 | 0 | 0 | 0 | 0 | 0 | 0
F8_Industrial_Industrial - ID_New_Miscellaneous_Natural Gas_Strategic Energy Management_A_Technical Potential | F8 | Industrial | Industrial - ID | New | Miscellaneous | Natural Gas | Strategic Energy Management | A | Incremental Summer Peak Savings (MW) | Technical Potential | 0 | 0 | 0 | 0 | 0 | 0 | 0 | 0 | 0 | 0 | 0 | 0 | 0 | 0 | 0 | 0 | 0 | 0 | 0 | 0 | 0 | 0 | 0 | 0 | 0 | 0 | 0
F9_Industrial_Industrial - ID_New_Miscellaneous_Natural Gas_Strategic Energy Management_A_Technical Potential | F9 | Industrial | Industrial - ID | New | Miscellaneous | Natural Gas | Strategic Energy Management | A | Incremental Winter Peak Savings (MW) | Technical Potential | 0 | 0 | 0 | 0 | 0 | 0 | 0 | 0 | 0 | 0 | 0 | 0 | 0 | 0 | 0 | 0 | 0 | 0 | 0 | 0 | 0 | 0 | 0 | 0 | 0 | 0 | 0
F10_Industrial_Industrial - ID_New_Miscellaneous_Natural Gas_Strategic Energy Management_A_Technical Potential | F10 | Industrial | Industrial - ID | New | Miscellaneous | Natural Gas | Strategic Energy Management | A | Cumulative Energy Savings (MWh or mTherms) | Technical Potential | 0 | 0 | 0 | 0 | 0 | 0 | 0 | 0 | 0 | 0 | 0 | 0 | 0 | 0 | 0 | 0 | 0 | 0 | 0 | 0 | 0 | 0 | 0 | 0 | 0 | 0 | 0
F11_Industrial_Industrial - ID_New_Miscellaneous_Natural Gas_Strategic Energy Management_A_Technical Potential | F11 | Industrial | Industrial - ID | New | Miscellaneous | Natural Gas | Strategic Energy Management | A | Cumulative Summer Peak Savings (MW) | Technical Potential | 0 | 0 | 0 | 0 | 0 | 0 | 0 | 0 | 0 | 0 | 0 | 0 | 0 | 0 | 0 | 0 | 0 | 0 | 0 | 0 | 0 | 0 | 0 | 0 | 0 | 0 | 0
F12_Industrial_Industrial - ID_New_Miscellaneous_Natural Gas_Strategic Energy Management_A_Technical Potential | F12 | Industrial | Industrial - ID | New | Miscellaneous | Natural Gas | Strategic Energy Management | A | Cumulative Winter Peak Savings (MW) | Technical Potential | 0 | 0 | 0 | 0 | 0 | 0 | 0 | 0 | 0 | 0 | 0 | 0 | 0 | 0 | 0 | 0 | 0 | 0 | 0 | 0 | 0 | 0 | 0 | 0 | 0 | 0 | 0
F13_Industrial_Industrial - ID_New_Miscellaneous_Natural Gas_Strategic Energy Management_A_Technical Potential | F13 | Industrial | Industrial - ID | New | Miscellaneous | Natural Gas | Strategic Energy Management | A | Purchases (Incremental) | Technical Potential | 0 | 0 | 0 | 0 | 0 | 0 | 0 | 0 | 0 | 0 | 0 | 0 | 0 | 0 | 0 | 0 | 0 | 0 | 0 | 0 | 0 | 0 | 0 | 0 | 0 | 0 | 0
F14_Industrial_Industrial - ID_New_Miscellaneous_Natural Gas_Strategic Energy Management_A_Technical Potential | F14 | Industrial | Industrial - ID | New | Miscellaneous | Natural Gas | Strategic Energy Management | A | Purchases (Cumulative) | Technical Potential | 0 | 0 | 0 | 0 | 0 | 0 | 0 | 0 | 0 | 0 | 0 | 0 | 0 | 0 | 0 | 0 | 0 | 0 | 0 | 0 | 0 | 0 | 0 | 0 | 0 | 0 | 0
F1_Industrial_Industrial - ID_New_Space Heating_Natural Gas_Retrocommissioning_A_Technical Potential | F1 | Industrial | Industrial - ID | New | Space Heating | Natural Gas | Retrocommissioning | A | Original Unit Energy Savings (kWh or therms) | Technical Potential | 0 | 0 | 0.035242 | 0.03429 | 0.034213 | 0.034184 | 0.034169 | 0.034159 | 0.034153 | 0.034148 | 0.034145 | 0.034142 | 0.03414 | 0.034138 | 0.034137 | 0.034136 | 0.034134 | 0.034133 | 0.034133 | 0.034132 | 0.03413 | 0.034129 | 0.034127 | 0.034126 | 0.034125 | 0.034125 | 0.034124
F2_Industrial_Industrial - ID_New_Space Heating_Natural Gas_Retrocommissioning_A_Technical Potential | F2 | Industrial | Industrial - ID | New | Space Heating | Natural Gas | Retrocommissioning | A | Original Unit Summer Peak Savings (kW) | Technical Potential | 0 | 0 | 0 | 0 | 0 | 0 | 0 | 0 | 0 | 0 | 0 | 0 | 0 | 0 | 0 | 0 | 0 | 0 | 0 | 0 | 0 | 0 | 0 | 0 | 0 | 0 | 0
F3_Industrial_Industrial - ID_New_Space Heating_Natural Gas_Retrocommissioning_A_Technical Potential | F3 | Industrial | Industrial - ID | New | Space Heating | Natural Gas | Retrocommissioning | A | Original Unit Winter Peak Savings (kW) | Technical Potential | 0 | 0 | 0 | 0 | 0 | 0 | 0 | 0 | 0 | 0 | 0 | 0 | 0 | 0 | 0 | 0 | 0 | 0 | 0 | 0 | 0 | 0 | 0 | 0 | 0 | 0 | 0
F4_Industrial_Industrial - ID_New_Space Heating_Natural Gas_Retrocommissioning_A_Technical Potential | F4 | Industrial | Industrial - ID | New | Space Heating | Natural Gas | Retrocommissioning | A | Standalone Impact on Baseline Energy (%) | Technical Potential | 0 | 0 | 0 | 0 | 0 | 0 | 0 | 0 | 0 | 0 | 0 | 0 | 0 | 0 | 0 | 0 | 0 | 0 | 0 | 0 | 0 | 0 | 0 | 0 | 0 | 0 | 0
F5_Industrial_Industrial - ID_New_Space Heating_Natural Gas_Retrocommissioning_A_Technical Potential | F5 | Industrial | Industrial - ID | New | Space Heating | Natural Gas | Retrocommissioning | A | Standalone Impact on Baseline Summer Peak (%) | Technical Potential | 0 | 0 | 0 | 0 | 0 | 0 | 0 | 0 | 0 | 0 | 0 | 0 | 0 | 0 | 0 | 0 | 0 | 0 | 0 | 0 | 0 | 0 | 0 | 0 | 0 | 0 | 0
F6_Industrial_Industrial - ID_New_Space Heating_Natural Gas_Retrocommissioning_A_Technical Potential | F6 | Industrial | Industrial - ID | New | Space Heating | Natural Gas | Retrocommissioning | A | Standalone Impact on Baseline Winter Peak (%) | Technical Potential | 0 | 0 | 0 | 0 | 0 | 0 | 0 | 0 | 0 | 0 | 0 | 0 | 0 | 0 | 0 | 0 | 0 | 0 | 0 | 0 | 0 | 0 | 0 | 0 | 0 | 0 | 0
F7_Industrial_Industrial - ID_New_Space Heating_Natural Gas_Retrocommissioning_A_Technical Potential | F7 | Industrial | Industrial - ID | New | Space Heating | Natural Gas | Retrocommissioning | A | Incremental Energy Savings (MWh or mTherms) | Technical Potential | 0 | 0 | 0 | 0 | 0 | 0 | 0 | 0 | 0 | 0 | 0 | 0 | 0 | 0 | 0 | 0 | 0 | 0 | 0 | 0 | 0 | 0 | 0 | 0 | 0 | 0 | 0
F8_Industrial_Industrial - ID_New_Space Heating_Natural Gas_Retrocommissioning_A_Technical Potential | F8 | Industrial | Industrial - ID | New | Space Heating | Natural Gas | Retrocommissioning | A | Incremental Summer Peak Savings (MW) | Technical Potential | 0 | 0 | 0 | 0 | 0 | 0 | 0 | 0 | 0 | 0 | 0 | 0 | 0 | 0 | 0 | 0 | 0 | 0 | 0 | 0 | 0 | 0 | 0 | 0 | 0 | 0 | 0
F9_Industrial_Industrial - ID_New_Space Heating_Natural Gas_Retrocommissioning_A_Technical Potential | F9 | Industrial | Industrial - ID | New | Space Heating | Natural Gas | Retrocommissioning | A | Incremental Winter Peak Savings (MW) | Technical Potential | 0 | 0 | 0 | 0 | 0 | 0 | 0 | 0 | 0 | 0 | 0 | 0 | 0 | 0 | 0 | 0 | 0 | 0 | 0 | 0 | 0 | 0 | 0 | 0 | 0 | 0 | 0
F10_Industrial_Industrial - ID_New_Space Heating_Natural Gas_Retrocommissioning_A_Technical Potential | F10 | Industrial | Industrial - ID | New | Space Heating | Natural Gas | Retrocommissioning | A | Cumulative Energy Savings (MWh or mTherms) | Technical Potential | 0 | 0 | 0 | 0 | 0 | 0 | 0 | 0 | 0 | 0 | 0 | 0 | 0 | 0 | 0 | 0 | 0 | 0 | 0 | 0 | 0 | 0 | 0 | 0 | 0 | 0 | 0
F11_Industrial_Industrial - ID_New_Space Heating_Natural Gas_Retrocommissioning_A_Technical Potential | F11 | Industrial | Industrial - ID | New | Space Heating | Natural Gas | Retrocommissioning | A | Cumulative Summer Peak Savings (MW) | Technical Potential | 0 | 0 | 0 | 0 | 0 | 0 | 0 | 0 | 0 | 0 | 0 | 0 | 0 | 0 | 0 | 0 | 0 | 0 | 0 | 0 | 0 | 0 | 0 | 0 | 0 | 0 | 0
F12_Industrial_Industrial - ID_New_Space Heating_Natural Gas_Retrocommissioning_A_Technical Potential | F12 | Industrial | Industrial - ID | New | Space Heating | Natural Gas | Retrocommissioning | A | Cumulative Winter Peak Savings (MW) | Technical Potential | 0 | 0 | 0 | 0 | 0 | 0 | 0 | 0 | 0 | 0 | 0 | 0 | 0 | 0 | 0 | 0 | 0 | 0 | 0 | 0 | 0 | 0 | 0 | 0 | 0 | 0 | 0
F13_Industrial_Industrial - ID_New_Space Heating_Natural Gas_Retrocommissioning_A_Technical Potential | F13 | Industrial | Industrial - ID | New | Space Heating | Natural Gas | Retrocommissioning | A | Purchases (Incremental) | Technical Potential | 0 | 0 | 0 | 0 | 0 | 0 | 0 | 0 | 0 | 0 | 0 | 0 | 0 | 0 | 0 | 0 | 0 | 0 | 0 | 0 | 0 | 0 | 0 | 0 | 0 | 0 | 0
F14_Industrial_Industrial - ID_New_Space Heating_Natural Gas_Retrocommissioning_A_Technical Potential | F14 | Industrial | Industrial - ID | New | Space Heating | Natural Gas | Retrocommissioning | A | Purchases (Cumulative) | Technical Potential | 0 | 0 | 0 | 0 | 0 | 0 | 0 | 0 | 0 | 0 | 0 | 0 | 0 | 0 | 0 | 0 | 0 | 0 | 0 | 0 | 0 | 0 | 0 | 0 | 0 | 0 | 0
F1_Industrial_Industrial - ID_New_Process_Natural Gas_Retrocommissioning_A_Technical Potential | F1 | Industrial | Industrial - ID | New | Process | Natural Gas | Retrocommissioning | A | Original Unit Energy Savings (kWh or therms) | Technical Potential | 0 | 0 | 0 | 0 | 0 | 0 | 0 | 0 | 0 | 0 | 0 | 0 | 0 | 0 | 0 | 0 | 0 | 0 | 0 | 0 | 0 | 0 | 0 | 0 | 0 | 0 | 0
F2_Industrial_Industrial - ID_New_Process_Natural Gas_Retrocommissioning_A_Technical Potential | F2 | Industrial | Industrial - ID | New | Process | Natural Gas | Retrocommissioning | A | Original Unit Summer Peak Savings (kW) | Technical Potential | 0 | 0 | 0 | 0 | 0 | 0 | 0 | 0 | 0 | 0 | 0 | 0 | 0 | 0 | 0 | 0 | 0 | 0 | 0 | 0 | 0 | 0 | 0 | 0 | 0 | 0 | 0
F3_Industrial_Industrial - ID_New_Process_Natural Gas_Retrocommissioning_A_Technical Potential | F3 | Industrial | Industrial - ID | New | Process | Natural Gas | Retrocommissioning | A | Original Unit Winter Peak Savings (kW) | Technical Potential | 0 | 0 | 0 | 0 | 0 | 0 | 0 | 0 | 0 | 0 | 0 | 0 | 0 | 0 | 0 | 0 | 0 | 0 | 0 | 0 | 0 | 0 | 0 | 0 | 0 | 0 | 0
F4_Industrial_Industrial - ID_New_Process_Natural Gas_Retrocommissioning_A_Technical Potential | F4 | Industrial | Industrial - ID | New | Process | Natural Gas | Retrocommissioning | A | Standalone Impact on Baseline Energy (%) | Technical Potential | 0 | 0 | 0 | 0 | 0 | 0 | 0 | 0 | 0 | 0 | 0 | 0 | 0 | 0 | 0 | 0 | 0 | 0 | 0 | 0 | 0 | 0 | 0 | 0 | 0 | 0 | 0
F5_Industrial_Industrial - ID_New_Process_Natural Gas_Retrocommissioning_A_Technical Potential | F5 | Industrial | Industrial - ID | New | Process | Natural Gas | Retrocommissioning | A | Standalone Impact on Baseline Summer Peak (%) | Technical Potential | 0 | 0 | 0 | 0 | 0 | 0 | 0 | 0 | 0 | 0 | 0 | 0 | 0 | 0 | 0 | 0 | 0 | 0 | 0 | 0 | 0 | 0 | 0 | 0 | 0 | 0 | 0
F6_Industrial_Industrial - ID_New_Process_Natural Gas_Retrocommissioning_A_Technical Potential | F6 | Industrial | Industrial - ID | New | Process | Natural Gas | Retrocommissioning | A | Standalone Impact on Baseline Winter Peak (%) | Technical Potential | 0 | 0 | 0 | 0 | 0 | 0 | 0 | 0 | 0 | 0 | 0 | 0 | 0 | 0 | 0 | 0 | 0 | 0 | 0 | 0 | 0 | 0 | 0 | 0 | 0 | 0 | 0
F7_Industrial_Industrial - ID_New_Process_Natural Gas_Retrocommissioning_A_Technical Potential | F7 | Industrial | Industrial - ID | New | Process | Natural Gas | Retrocommissioning | A | Incremental Energy Savings (MWh or mTherms) | Technical Potential | 0 | 0 | 0 | 0 | 0 | 0 | 0 | 0 | 0 | 0 | 0 | 0 | 0 | 0 | 0 | 0 | 0 | 0 | 0 | 0 | 0 | 0 | 0 | 0 | 0 | 0 | 0
F8_Industrial_Industrial - ID_New_Process_Natural Gas_Retrocommissioning_A_Technical Potential | F8 | Industrial | Industrial - ID | New | Process | Natural Gas | Retrocommissioning | A | Incremental Summer Peak Savings (MW) | Technical Potential | 0 | 0 | 0 | 0 | 0 | 0 | 0 | 0 | 0 | 0 | 0 | 0 | 0 | 0 | 0 | 0 | 0 | 0 | 0 | 0 | 0 | 0 | 0 | 0 | 0 | 0 | 0
F9_Industrial_Industrial - ID_New_Process_Natural Gas_Retrocommissioning_A_Technical Potential | F9 | Industrial | Industrial - ID | New | Process | Natural Gas | Retrocommissioning | A | Incremental Winter Peak Savings (MW) | Technical Potential | 0 | 0 | 0 | 0 | 0 | 0 | 0 | 0 | 0 | 0 | 0 | 0 | 0 | 0 | 0 | 0 | 0 | 0 | 0 | 0 | 0 | 0 | 0 | 0 | 0 | 0 | 0
F10_Industrial_Industrial - ID_New_Process_Natural Gas_Retrocommissioning_A_Technical Potential | F10 | Industrial | Industrial - ID | New | Process | Natural Gas | Retrocommissioning | A | Cumulative Energy Savings (MWh or mTherms) | Technical Potential | 0 | 0 | 0 | 0 | 0 | 0 | 0 | 0 | 0 | 0 | 0 | 0 | 0 | 0 | 0 | 0 | 0 | 0 | 0 | 0 | 0 | 0 | 0 | 0 | 0 | 0 | 0
F11_Industrial_Industrial - ID_New_Process_Natural Gas_Retrocommissioning_A_Technical Potential | F11 | Industrial | Industrial - ID | New | Process | Natural Gas | Retrocommissioning | A | Cumulative Summer Peak Savings (MW) | Technical Potential | 0 | 0 | 0 | 0 | 0 | 0 | 0 | 0 | 0 | 0 | 0 | 0 | 0 | 0 | 0 | 0 | 0 | 0 | 0 | 0 | 0 | 0 | 0 | 0 | 0 | 0 | 0
F12_Industrial_Industrial - ID_New_Process_Natural Gas_Retrocommissioning_A_Technical Potential | F12 | Industrial | Industrial - ID | New | Process | Natural Gas | Retrocommissioning | A | Cumulative Winter Peak Savings (MW) | Technical Potential | 0 | 0 | 0 | 0 | 0 | 0 | 0 | 0 | 0 | 0 | 0 | 0 | 0 | 0 | 0 | 0 | 0 | 0 | 0 | 0 | 0 | 0 | 0 | 0 | 0 | 0 | 0
F13_Industrial_Industrial - ID_New_Process_Natural Gas_Retrocommissioning_A_Technical Potential | F13 | Industrial | Industrial - ID | New | Process | Natural Gas | Retrocommissioning | A | Purchases (Incremental) | Technical Potential | 0 | 0 | 0 | 0 | 0 | 0 | 0 | 0 | 0 | 0 | 0 | 0 | 0 | 0 | 0 | 0 | 0 | 0 | 0 | 0 | 0 | 0 | 0 | 0 | 0 | 0 | 0
F14_Industrial_Industrial - ID_New_Process_Natural Gas_Retrocommissioning_A_Technical Potential | F14 | Industrial | Industrial - ID | New | Process | Natural Gas | Retrocommissioning | A | Purchases (Cumulative) | Technical Potential | 0 | 0 | 0 | 0 | 0 | 0 | 0 | 0 | 0 | 0 | 0 | 0 | 0 | 0 | 0 | 0 | 0 | 0 | 0 | 0 | 0 | 0 | 0 | 0 | 0 | 0 | 0
F1_Industrial_Industrial - WA_Existing_Space Heating_Natural Gas_Furnace_A_Achievable Technical Potential | F1 | Industrial | Industrial - WA | Existing | Space Heating | Natural Gas | Furnace | A | Original Unit Energy Savings (kWh or therms) | Achievable Technical Potential | 0 | 47.696 | 47.5111 | 23.7555 | 23.7555 | 23.7555 | 23.7555 | 23.7555 | 23.7555 | 23.7555 | 23.7555 | 23.7555 | 23.7555 | 23.7555 | 23.7555 | 23.7555 | 23.7555 | 23.7555 | 23.7555 | 23.7555 | 23.7555 | 23.7555 | 23.7555 | 23.7555 | 23.7555 | 23.7555 | 23.7555
F2_Industrial_Industrial - WA_Existing_Space Heating_Natural Gas_Furnace_A_Achievable Technical Potential | F2 | Industrial | Industrial - WA | Existing | Space Heating | Natural Gas | Furnace | A | Original Unit Summer Peak Savings (kW) | Achievable Technical Potential | 0 | 0 | 0 | 0 | 0 | 0 | 0 | 0 | 0 | 0 | 0 | 0 | 0 | 0 | 0 | 0 | 0 | 0 | 0 | 0 | 0 | 0 | 0 | 0 | 0 | 0 | 0
F3_Industrial_Industrial - WA_Existing_Space Heating_Natural Gas_Furnace_A_Achievable Technical Potential | F3 | Industrial | Industrial - WA | Existing | Space Heating | Natural Gas | Furnace | A | Original Unit Winter Peak Savings (kW) | Achievable Technical Potential | 0 | 0 | 0 | 0 | 0 | 0 | 0 | 0 | 0 | 0 | 0 | 0 | 0 | 0 | 0 | 0 | 0 | 0 | 0 | 0 | 0 | 0 | 0 | 0 | 0 | 0 | 0
F4_Industrial_Industrial - WA_Existing_Space Heating_Natural Gas_Furnace_A_Achievable Technical Potential | F4 | Industrial | Industrial - WA | Existing | Space Heating | Natural Gas | Furnace | A | Standalone Impact on Baseline Energy (%) | Achievable Technical Potential | 0 | 0 | 2.6812e-05 | 3.8765e-05 | 0.0001143 | 0.00023684 | 0.00041579 | 0.00065589 | 0.00095643 | 0.0013157 | 0.0017313 | 0.0022008 | 0.0027216 | 0.003291 | 0.0039069 | 0.0045669 | 0.0052692 | 0.0060119 | 0.006788 | 0.0075346 | 0.008259 | 0.0089672 | 0.009665 | 0.010357 | 0.011049 | 0.011744 | 0.012385
F5_Industrial_Industrial - WA_Existing_Space Heating_Natural Gas_Furnace_A_Achievable Technical Potential | F5 | Industrial | Industrial - WA | Existing | Space Heating | Natural Gas | Furnace | A | Standalone Impact on Baseline Summer Peak (%) | Achievable Technical Potential | 0 | 0 | 0 | 0 | 0 | 0 | 0 | 0 | 0 | 0 | 0 | 0 | 0 | 0 | 0 | 0 | 0 | 0 | 0 | 0 | 0 | 0 | 0 | 0 | 0 | 0 | 0
F6_Industrial_Industrial - WA_Existing_Space Heating_Natural Gas_Furnace_A_Achievable Technical Potential | F6 | Industrial | Industrial - WA | Existing | Space Heating | Natural Gas | Furnace | A | Standalone Impact on Baseline Winter Peak (%) | Achievable Technical Potential | 0 | 0 | 0 | 0 | 0 | 0 | 0 | 0 | 0 | 0 | 0 | 0 | 0 | 0 | 0 | 0 | 0 | 0 | 0 | 0 | 0 | 0 | 0 | 0 | 0 | 0 | 0
F7_Industrial_Industrial - WA_Existing_Space Heating_Natural Gas_Furnace_A_Achievable Technical Potential | F7 | Industrial | Industrial - WA | Existing | Space Heating | Natural Gas | Furnace | A | Incremental Energy Savings (MWh or mTherms) | Achievable Technical Potential | 0 | 0 | 0.0044805 | 0.0063543 | 0.012022 | 0.018964 | 0.026937 | 0.035136 | 0.042711 | 0.049539 | 0.055579 | 0.060841 | 0.065366 | 0.069211 | 0.072439 | 0.075115 | 0.077301 | 0.079055 | 0.079759 | 0.072964 | 0.067339 | 0.062716 | 0.058948 | 0.055906 | 0.053478 | 0.049326 | 0.043732
F8_Industrial_Industrial - WA_Existing_Space Heating_Natural Gas_Furnace_A_Achievable Technical Potential | F8 | Industrial | Industrial - WA | Existing | Space Heating | Natural Gas | Furnace | A | Incremental Summer Peak Savings (MW) | Achievable Technical Potential | 0 | 0 | 0 | 0 | 0 | 0 | 0 | 0 | 0 | 0 | 0 | 0 | 0 | 0 | 0 | 0 | 0 | 0 | 0 | 0 | 0 | 0 | 0 | 0 | 0 | 0 | 0
F9_Industrial_Industrial - WA_Existing_Space Heating_Natural Gas_Furnace_A_Achievable Technical Potential | F9 | Industrial | Industrial - WA | Existing | Space Heating | Natural Gas | Furnace | A | Incremental Winter Peak Savings (MW) | Achievable Technical Potential | 0 | 0 | 0 | 0 | 0 | 0 | 0 | 0 | 0 | 0 | 0 | 0 | 0 | 0 | 0 | 0 | 0 | 0 | 0 | 0 | 0 | 0 | 0 | 0 | 0 | 0 | 0
F10_Industrial_Industrial - WA_Existing_Space Heating_Natural Gas_Furnace_A_Achievable Technical Potential | F10 | Industrial | Industrial - WA | Existing | Space Heating | Natural Gas | Furnace | A | Cumulative Energy Savings (MWh or mTherms) | Achievable Technical Potential | 0 | 0 | 0.0044805 | 0.0063543 | 0.018376 | 0.03734 | 0.064277 | 0.099413 | 0.14212 | 0.19166 | 0.24724 | 0.30808 | 0.37345 | 0.44266 | 0.5151 | 0.59022 | 0.66752 | 0.74657 | 0.82633 | 0.89929 | 0.96663 | 1.0293 | 1.0883 | 1.1442 | 1.1977 | 1.2492 | 1.293
F11_Industrial_Industrial - WA_Existing_Space Heating_Natural Gas_Furnace_A_Achievable Technical Potential | F11 | Industrial | Industrial - WA | Existing | Space Heating | Natural Gas | Furnace | A | Cumulative Summer Peak Savings (MW) | Achievable Technical Potential | 0 | 0 | 0 | 0 | 0 | 0 | 0 | 0 | 0 | 0 | 0 | 0 | 0 | 0 | 0 | 0 | 0 | 0 | 0 | 0 | 0 | 0 | 0 | 0 | 0 | 0 | 0
F12_Industrial_Industrial - WA_Existing_Space Heating_Natural Gas_Furnace_A_Achievable Technical Potential | F12 | Industrial | Industrial - WA | Existing | Space Heating | Natural Gas | Furnace | A | Cumulative Winter Peak Savings (MW) | Achievable Technical Potential | 0 | 0 | 0 | 0 | 0 | 0 | 0 | 0 | 0 | 0 | 0 | 0 | 0 | 0 | 0 | 0 | 0 | 0 | 0 | 0 | 0 | 0 | 0 | 0 | 0 | 0 | 0
F13_Industrial_Industrial - WA_Existing_Space Heating_Natural Gas_Furnace_A_Achievable Technical Potential | F13 | Industrial | Industrial - WA | Existing | Space Heating | Natural Gas | Furnace | A | Purchases (Incremental) | Achievable Technical Potential | 0 | 0 | 0.094305 | 0.26749 | 0.50606 | 0.79829 | 1.1339 | 1.4791 | 1.7979 | 2.0854 | 2.3396 | 2.5611 | 2.7516 | 2.9135 | 3.0494 | 3.162 | 3.254 | 3.3278 | 3.3575 | 3.0714 | 2.8347 | 2.6401 | 2.4814 | 2.3534 | 2.2512 | 2.0764 | 1.8409
F14_Industrial_Industrial - WA_Existing_Space Heating_Natural Gas_Furnace_A_Achievable Technical Potential | F14 | Industrial | Industrial - WA | Existing | Space Heating | Natural Gas | Furnace | A | Purchases (Cumulative) | Achievable Technical Potential | 0 | 0 | 0.094305 | 0.36179 | 0.86785 | 1.6661 | 2.8001 | 4.2791 | 6.0771 | 8.1625 | 10.5021 | 13.0632 | 15.8148 | 18.7283 | 21.7777 | 24.9397 | 28.1937 | 31.5215 | 34.879 | 37.9504 | 40.7851 | 43.4252 | 45.9066 | 48.26 | 50.5112 | 52.5876 | 54.4285
F1_Industrial_Industrial - WA_Existing_Space Heating_Natural Gas_Boiler_A_Achievable Technical Potential | F1 | Industrial | Industrial - WA | Existing | Space Heating | Natural Gas | Boiler | A | Original Unit Energy Savings (kWh or therms) | Achievable Technical Potential | 0 | 49.1964 | 49.0056 | 49.0056 | 49.0056 | 49.0056 | 49.0056 | 49.0056 | 49.0056 | 49.0056 | 49.0056 | 49.0056 | 49.0056 | 49.0056 | 49.0056 | 49.0056 | 49.0056 | 49.0056 | 49.0056 | 49.0056 | 49.0056 | 49.0056 | 49.0056 | 49.0056 | 49.0056 | 49.0056 | 49.0056
F2_Industrial_Industrial - WA_Existing_Space Heating_Natural Gas_Boiler_A_Achievable Technical Potential | F2 | Industrial | Industrial - WA | Existing | Space Heating | Natural Gas | Boiler | A | Original Unit Summer Peak Savings (kW) | Achievable Technical Potential | 0 | 0 | 0 | 0 | 0 | 0 | 0 | 0 | 0 | 0 | 0 | 0 | 0 | 0 | 0 | 0 | 0 | 0 | 0 | 0 | 0 | 0 | 0 | 0 | 0 | 0 | 0
F3_Industrial_Industrial - WA_Existing_Space Heating_Natural Gas_Boiler_A_Achievable Technical Potential | F3 | Industrial | Industrial - WA | Existing | Space Heating | Natural Gas | Boiler | A | Original Unit Winter Peak Savings (kW) | Achievable Technical Potential | 0 | 0 | 0 | 0 | 0 | 0 | 0 | 0 | 0 | 0 | 0 | 0 | 0 | 0 | 0 | 0 | 0 | 0 | 0 | 0 | 0 | 0 | 0 | 0 | 0 | 0 | 0
F4_Industrial_Industrial - WA_Existing_Space Heating_Natural Gas_Boiler_A_Achievable Technical Potential | F4 | Industrial | Industrial - WA | Existing | Space Heating | Natural Gas | Boiler | A | Standalone Impact on Baseline Energy (%) | Achievable Technical Potential | 0 | 0 | 8.2109e-05 | 0.00024958 | 0.00050563 | 0.00085343 | 0.0012961 | 0.0018283 | 0.0024372 | 0.0031125 | 0.0038459 | 0.0046309 | 0.0054622 | 0.0063354 | 0.0072473 | 0.0081951 | 0.0091767 | 0.01019 | 0.011228 | 0.012288 | 0.01337 | 0.014474 | 0.015592 | 0.016727 | 0.017879 | 0.019049 | 0.020238
F5_Industrial_Industrial - WA_Existing_Space Heating_Natural Gas_Boiler_A_Achievable Technical Potential | F5 | Industrial | Industrial - WA | Existing | Space Heating | Natural Gas | Boiler | A | Standalone Impact on Baseline Summer Peak (%) | Achievable Technical Potential | 0 | 0 | 0 | 0 | 0 | 0 | 0 | 0 | 0 | 0 | 0 | 0 | 0 | 0 | 0 | 0 | 0 | 0 | 0 | 0 | 0 | 0 | 0 | 0 | 0 | 0 | 0
F6_Industrial_Industrial - WA_Existing_Space Heating_Natural Gas_Boiler_A_Achievable Technical Potential | F6 | Industrial | Industrial - WA | Existing | Space Heating | Natural Gas | Boiler | A | Standalone Impact on Baseline Winter Peak (%) | Achievable Technical Potential | 0 | 0 | 0 | 0 | 0 | 0 | 0 | 0 | 0 | 0 | 0 | 0 | 0 | 0 | 0 | 0 | 0 | 0 | 0 | 0 | 0 | 0 | 0 | 0 | 0 | 0 | 0
F7_Industrial_Industrial - WA_Existing_Space Heating_Natural Gas_Boiler_A_Achievable Technical Potential | F7 | Industrial | Industrial - WA | Existing | Space Heating | Natural Gas | Boiler | A | Incremental Energy Savings (MWh or mTherms) | Achievable Technical Potential | 0 | 0 | 0.013721 | 0.02719 | 0.040377 | 0.053261 | 0.065822 | 0.076746 | 0.085043 | 0.091253 | 0.095807 | 0.099048 | 0.10125 | 0.10263 | 0.10337 | 0.10359 | 0.10342 | 0.10293 | 0.10135 | 0.099773 | 0.098201 | 0.096641 | 0.094297 | 0.092137 | 0.090135 | 0.088268 | 0.086518
F8_Industrial_Industrial - WA_Existing_Space Heating_Natural Gas_Boiler_A_Achievable Technical Potential | F8 | Industrial | Industrial - WA | Existing | Space Heating | Natural Gas | Boiler | A | Incremental Summer Peak Savings (MW) | Achievable Technical Potential | 0 | 0 | 0 | 0 | 0 | 0 | 0 | 0 | 0 | 0 | 0 | 0 | 0 | 0 | 0 | 0 | 0 | 0 | 0 | 0 | 0 | 0 | 0 | 0 | 0 | 0 | 0
F9_Industrial_Industrial - WA_Existing_Space Heating_Natural Gas_Boiler_A_Achievable Technical Potential | F9 | Industrial | Industrial - WA | Existing | Space Heating | Natural Gas | Boiler | A | Incremental Winter Peak Savings (MW) | Achievable Technical Potential | 0 | 0 | 0 | 0 | 0 | 0 | 0 | 0 | 0 | 0 | 0 | 0 | 0 | 0 | 0 | 0 | 0 | 0 | 0 | 0 | 0 | 0 | 0 | 0 | 0 | 0 | 0
F10_Industrial_Industrial - WA_Existing_Space Heating_Natural Gas_Boiler_A_Achievable Technical Potential | F10 | Industrial | Industrial - WA | Existing | Space Heating | Natural Gas | Boiler | A | Cumulative Energy Savings (MWh or mTherms) | Achievable Technical Potential | 0 | 0 | 0.013721 | 0.040911 | 0.081288 | 0.13455 | 0.20037 | 0.27712 | 0.36216 | 0.45341 | 0.54922 | 0.64827 | 0.74952 | 0.85215 | 0.95552 | 1.0591 | 1.1625 | 1.2655 | 1.3668 | 1.4666 | 1.5648 | 1.6614 | 1.7557 | 1.8479 | 1.938 | 2.0263 | 2.1128
F11_Industrial_Industrial - WA_Existing_Space Heating_Natural Gas_Boiler_A_Achievable Technical Potential | F11 | Industrial | Industrial - WA | Existing | Space Heating | Natural Gas | Boiler | A | Cumulative Summer Peak Savings (MW) | Achievable Technical Potential | 0 | 0 | 0 | 0 | 0 | 0 | 0 | 0 | 0 | 0 | 0 | 0 | 0 | 0 | 0 | 0 | 0 | 0 | 0 | 0 | 0 | 0 | 0 | 0 | 0 | 0 | 0
F12_Industrial_Industrial - WA_Existing_Space Heating_Natural Gas_Boiler_A_Achievable Technical Potential | F12 | Industrial | Industrial - WA | Existing | Space Heating | Natural Gas | Boiler | A | Cumulative Winter Peak Savings (MW) | Achievable Technical Potential | 0 | 0 | 0 | 0 | 0 | 0 | 0 | 0 | 0 | 0 | 0 | 0 | 0 | 0 | 0 | 0 | 0 | 0 | 0 | 0 | 0 | 0 | 0 | 0 | 0 | 0 | 0
F13_Industrial_Industrial - WA_Existing_Space Heating_Natural Gas_Boiler_A_Achievable Technical Potential | F13 | Industrial | Industrial - WA | Existing | Space Heating | Natural Gas | Boiler | A | Purchases (Incremental) | Achievable Technical Potential | 0 | 0 | 0.27999 | 0.55483 | 0.82393 | 1.0868 | 1.3432 | 1.5661 | 1.7354 | 1.8621 | 1.955 | 2.0211 | 2.0661 | 2.0943 | 2.1093 | 2.1139 | 2.1104 | 2.1004 | 2.0682 | 2.0359 | 2.0039 | 1.972 | 1.9242 | 1.8801 | 1.8393 | 1.8012 | 1.7655
F14_Industrial_Industrial - WA_Existing_Space Heating_Natural Gas_Boiler_A_Achievable Technical Potential | F14 | Industrial | Industrial - WA | Existing | Space Heating | Natural Gas | Boiler | A | Purchases (Cumulative) | Achievable Technical Potential | 0 | 0 | 0.27999 | 0.83482 | 1.6588 | 2.7456 | 4.0887 | 5.6548 | 7.3902 | 9.2523 | 11.2073 | 13.2284 | 15.2945 | 17.3888 | 19.4981 | 21.612 | 23.7224 | 25.8228 | 27.891 | 29.9269 | 31.9308 | 33.9028 | 35.827 | 37.7072 | 39.5464 | 41.3476 | 43.1131
F1_Industrial_Industrial - WA_Existing_Space Heating_Natural Gas_Unit Heater_A_Achievable Technical Potential | F1 | Industrial | Industrial - WA | Existing | Space Heating | Natural Gas | Unit Heater | A | Original Unit Energy Savings (kWh or therms) | Achievable Technical Potential | 0 | 191840.798 | 191096.8947 | 191096.8947 | 191096.8947 | 191096.8947 | 191096.8947 | 191096.8947 | 191096.8947 | 191096.8947 | 191096.8947 | 191096.8947 | 191096.8947 | 191096.8947 | 191096.8947 | 191096.8947 | 191096.8947 | 191096.8947 | 191096.8947 | 191096.8947 | 191096.8947 | 191096.8947 | 191096.8947 | 191096.8947 | 191096.8947 | 191096.8947 | 191096.8947
F2_Industrial_Industrial - WA_Existing_Space Heating_Natural Gas_Unit Heater_A_Achievable Technical Potential | F2 | Industrial | Industrial - WA | Existing | Space Heating | Natural Gas | Unit Heater | A | Original Unit Summer Peak Savings (kW) | Achievable Technical Potential | 0 | 0 | 0 | 0 | 0 | 0 | 0 | 0 | 0 | 0 | 0 | 0 | 0 | 0 | 0 | 0 | 0 | 0 | 0 | 0 | 0 | 0 | 0 | 0 | 0 | 0 | 0
F3_Industrial_Industrial - WA_Existing_Space Heating_Natural Gas_Unit Heater_A_Achievable Technical Potential | F3 | Industrial | Industrial - WA | Existing | Space Heating | Natural Gas | Unit Heater | A | Original Unit Winter Peak Savings (kW) | Achievable Technical Potential | 0 | 0 | 0 | 0 | 0 | 0 | 0 | 0 | 0 | 0 | 0 | 0 | 0 | 0 | 0 | 0 | 0 | 0 | 0 | 0 | 0 | 0 | 0 | 0 | 0 | 0 | 0
F4_Industrial_Industrial - WA_Existing_Space Heating_Natural Gas_Unit Heater_A_Achievable Technical Potential | F4 | Industrial | Industrial - WA | Existing | Space Heating | Natural Gas | Unit Heater | A | Standalone Impact on Baseline Energy (%) | Achievable Technical Potential | 0 | 0 | 4.3793e-05 | 0.00014024 | 0.0002974 | 0.00052262 | 0.00082261 | 0.0011975 | 0.001641 | 0.0021472 | 0.002711 | 0.0033276 | 0.003993 | 0.0047036 | 0.0054566 | 0.0062492 | 0.0070794 | 0.0078457 | 0.0085346 | 0.0091392 | 0.0096542 | 0.010074 | 0.010403 | 0.010652 | 0.010856 | 0.011062 | 0.011271
F5_Industrial_Industrial - WA_Existing_Space Heating_Natural Gas_Unit Heater_A_Achievable Technical Potential | F5 | Industrial | Industrial - WA | Existing | Space Heating | Natural Gas | Unit Heater | A | Standalone Impact on Baseline Summer Peak (%) | Achievable Technical Potential | 0 | 0 | 0 | 0 | 0 | 0 | 0 | 0 | 0 | 0 | 0 | 0 | 0 | 0 | 0 | 0 | 0 | 0 | 0 | 0 | 0 | 0 | 0 | 0 | 0 | 0 | 0
F6_Industrial_Industrial - WA_Existing_Space Heating_Natural Gas_Unit Heater_A_Achievable Technical Potential | F6 | Industrial | Industrial - WA | Existing | Space Heating | Natural Gas | Unit Heater | A | Standalone Impact on Baseline Winter Peak (%) | Achievable Technical Potential | 0 | 0 | 0 | 0 | 0 | 0 | 0 | 0 | 0 | 0 | 0 | 0 | 0 | 0 | 0 | 0 | 0 | 0 | 0 | 0 | 0 | 0 | 0 | 0 | 0 | 0 | 0
F7_Industrial_Industrial - WA_Existing_Space Heating_Natural Gas_Unit Heater_A_Achievable Technical Potential | F7 | Industrial | Industrial - WA | Existing | Space Heating | Natural Gas | Unit Heater | A | Incremental Energy Savings (MWh or mTherms) | Achievable Technical Potential | 0 | 0 | 0.0073182 | 0.01567 | 0.024824 | 0.034581 | 0.044774 | 0.05434 | 0.062344 | 0.068953 | 0.074341 | 0.078671 | 0.082097 | 0.084752 | 0.086756 | 0.088212 | 0.089208 | 0.077447 | 0.064657 | 0.051858 | 0.03912 | 0.026495 | 0.01495 | 0.0053395 | 0 | 0 | 0
F8_Industrial_Industrial - WA_Existing_Space Heating_Natural Gas_Unit Heater_A_Achievable Technical Potential | F8 | Industrial | Industrial - WA | Existing | Space Heating | Natural Gas | Unit Heater | A | Incremental Summer Peak Savings (MW) | Achievable Technical Potential | 0 | 0 | 0 | 0 | 0 | 0 | 0 | 0 | 0 | 0 | 0 | 0 | 0 | 0 | 0 | 0 | 0 | 0 | 0 | 0 | 0 | 0 | 0 | 0 | 0 | 0 | 0
F9_Industrial_Industrial - WA_Existing_Space Heating_Natural Gas_Unit Heater_A_Achievable Technical Potential | F9 | Industrial | Industrial - WA | Existing | Space Heating | Natural Gas | Unit Heater | A | Incremental Winter Peak Savings (MW) | Achievable Technical Potential | 0 | 0 | 0 | 0 | 0 | 0 | 0 | 0 | 0 | 0 | 0 | 0 | 0 | 0 | 0 | 0 | 0 | 0 | 0 | 0 | 0 | 0 | 0 | 0 | 0 | 0 | 0
F10_Industrial_Industrial - WA_Existing_Space Heating_Natural Gas_Unit Heater_A_Achievable Technical Potential | F10 | Industrial | Industrial - WA | Existing | Space Heating | Natural Gas | Unit Heater | A | Cumulative Energy Savings (MWh or mTherms) | Achievable Technical Potential | 0 | 0 | 0.0073182 | 0.022989 | 0.047813 | 0.082394 | 0.12717 | 0.18151 | 0.24385 | 0.3128 | 0.38715 | 0.46582 | 0.54791 | 0.63267 | 0.71942 | 0.80763 | 0.89684 | 0.97429 | 1.0389 | 1.0908 | 1.1299 | 1.1564 | 1.1714 | 1.1767 | 1.1767 | 1.1767 | 1.1767
F11_Industrial_Industrial - WA_Existing_Space Heating_Natural Gas_Unit Heater_A_Achievable Technical Potential | F11 | Industrial | Industrial - WA | Existing | Space Heating | Natural Gas | Unit Heater | A | Cumulative Summer Peak Savings (MW) | Achievable Technical Potential | 0 | 0 | 0 | 0 | 0 | 0 | 0 | 0 | 0 | 0 | 0 | 0 | 0 | 0 | 0 | 0 | 0 | 0 | 0 | 0 | 0 | 0 | 0 | 0 | 0 | 0 | 0
F12_Industrial_Industrial - WA_Existing_Space Heating_Natural Gas_Unit Heater_A_Achievable Technical Potential | F12 | Industrial | Industrial - WA | Existing | Space Heating | Natural Gas | Unit Heater | A | Cumulative Winter Peak Savings (MW) | Achievable Technical Potential | 0 | 0 | 0 | 0 | 0 | 0 | 0 | 0 | 0 | 0 | 0 | 0 | 0 | 0 | 0 | 0 | 0 | 0 | 0 | 0 | 0 | 0 | 0 | 0 | 0 | 0 | 0
F13_Industrial_Industrial - WA_Existing_Space Heating_Natural Gas_Unit Heater_A_Achievable Technical Potential | F13 | Industrial | Industrial - WA | Existing | Space Heating | Natural Gas | Unit Heater | A | Purchases (Incremental) | Achievable Technical Potential | 0 | 0 | 3.8296e-05 | 8.2002e-05 | 0.0001299 | 0.00018096 | 0.0002343 | 0.00028436 | 0.00032624 | 0.00036083 | 0.00038902 | 0.00041168 | 0.00042961 | 0.0004435 | 0.00045399 | 0.00046161 | 0.00046682 | 0.00040528 | 0.00033834 | 0.00027137 | 0.00020471 | 0.00013865 | 7.8235e-05 | 2.7941e-05 | 0 | 0 | 0
F14_Industrial_Industrial - WA_Existing_Space Heating_Natural Gas_Unit Heater_A_Achievable Technical Potential | F14 | Industrial | Industrial - WA | Existing | Space Heating | Natural Gas | Unit Heater | A | Purchases (Cumulative) | Achievable Technical Potential | 0 | 0 | 3.8296e-05 | 0.0001203 | 0.0002502 | 0.00043116 | 0.00066546 | 0.00094982 | 0.0012761 | 0.0016369 | 0.0020259 | 0.0024376 | 0.0028672 | 0.0033107 | 0.0037647 | 0.0042263 | 0.0046931 | 0.0050984 | 0.0054367 | 0.0057081 | 0.0059128 | 0.0060515 | 0.0061297 | 0.0061576 | 0.0061576 | 0.0061576 | 0.0061576
F1_Industrial_Industrial - WA_New_Space Heating_Natural Gas_Furnace_A_Achievable Technical Potential | F1 | Industrial | Industrial - WA | New | Space Heating | Natural Gas | Furnace | A | Original Unit Energy Savings (kWh or therms) | Achievable Technical Potential | 0 | 36.5821 | 36.4403 | 18.2201 | 18.2201 | 18.2201 | 18.2201 | 18.2201 | 18.2201 | 18.2201 | 18.2201 | 18.2201 | 18.2201 | 18.2201 | 18.2201 | 18.2201 | 18.2201 | 18.2201 | 18.2201 | 18.2201 | 18.2201 | 18.2201 | 18.2201 | 18.2201 | 18.2201 | 18.2201 | 18.2201
F2_Industrial_Industrial - WA_New_Space Heating_Natural Gas_Furnace_A_Achievable Technical Potential | F2 | Industrial | Industrial - WA | New | Space Heating | Natural Gas | Furnace | A | Original Unit Summer Peak Savings (kW) | Achievable Technical Potential | 0 | 0 | 0 | 0 | 0 | 0 | 0 | 0 | 0 | 0 | 0 | 0 | 0 | 0 | 0 | 0 | 0 | 0 | 0 | 0 | 0 | 0 | 0 | 0 | 0 | 0 | 0
F3_Industrial_Industrial - WA_New_Space Heating_Natural Gas_Furnace_A_Achievable Technical Potential | F3 | Industrial | Industrial - WA | New | Space Heating | Natural Gas | Furnace | A | Original Unit Winter Peak Savings (kW) | Achievable Technical Potential | 0 | 0 | 0 | 0 | 0 | 0 | 0 | 0 | 0 | 0 | 0 | 0 | 0 | 0 | 0 | 0 | 0 | 0 | 0 | 0 | 0 | 0 | 0 | 0 | 0 | 0 | 0
F4_Industrial_Industrial - WA_New_Space Heating_Natural Gas_Furnace_A_Achievable Technical Potential | F4 | Industrial | Industrial - WA | New | Space Heating | Natural Gas | Furnace | A | Standalone Impact on Baseline Energy (%) | Achievable Technical Potential | 0 | 0 | 0.0013585 | 0.00074438 | 0.0013617 | 0.0019102 | 0.0023327 | 0.0027845 | 0.0032415 | 0.0036893 | 0.0041198 | 0.0045285 | 0.0049134 | 0.0052742 | 0.0056111 | 0.0059252 | 0.0062177 | 0.0064901 | 0.0067398 | 0.0071308 | 0.0076149 | 0.0081389 | 0.0086759 | 0.0092093 | 0.0097214 | 0.010213 | 0.010456
F5_Industrial_Industrial - WA_New_Space Heating_Natural Gas_Furnace_A_Achievable Technical Potential | F5 | Industrial | Industrial - WA | New | Space Heating | Natural Gas | Furnace | A | Standalone Impact on Baseline Summer Peak (%) | Achievable Technical Potential | 0 | 0 | 0 | 0 | 0 | 0 | 0 | 0 | 0 | 0 | 0 | 0 | 0 | 0 | 0 | 0 | 0 | 0 | 0 | 0 | 0 | 0 | 0 | 0 | 0 | 0 | 0
F6_Industrial_Industrial - WA_New_Space Heating_Natural Gas_Furnace_A_Achievable Technical Potential | F6 | Industrial | Industrial - WA | New | Space Heating | Natural Gas | Furnace | A | Standalone Impact on Baseline Winter Peak (%) | Achievable Technical Potential | 0 | 0 | 0 | 0 | 0 | 0 | 0 | 0 | 0 | 0 | 0 | 0 | 0 | 0 | 0 | 0 | 0 | 0 | 0 | 0 | 0 | 0 | 0 | 0 | 0 | 0 | 0
F7_Industrial_Industrial - WA_New_Space Heating_Natural Gas_Furnace_A_Achievable Technical Potential | F7 | Industrial | Industrial - WA | New | Space Heating | Natural Gas | Furnace | A | Incremental Energy Savings (MWh or mTherms) | Achievable Technical Potential | 0 | 0 | 0.021877 | 0.015838 | 0.01867 | 0.020199 | 0.017405 | 0.02019 | 0.02227 | 0.023798 | 0.024893 | 0.02565 | 0.026143 | 0.02643 | 0.026556 | 0.026558 | 0.026464 | 0.026296 | 0.025854 | 0.034484 | 0.041028 | 0.044925 | 0.047308 | 0.04866 | 0.048785 | 0.037896 | 0.032978
F8_Industrial_Industrial - WA_New_Space Heating_Natural Gas_Furnace_A_Achievable Technical Potential | F8 | Industrial | Industrial - WA | New | Space Heating | Natural Gas | Furnace | A | Incremental Summer Peak Savings (MW) | Achievable Technical Potential | 0 | 0 | 0 | 0 | 0 | 0 | 0 | 0 | 0 | 0 | 0 | 0 | 0 | 0 | 0 | 0 | 0 | 0 | 0 | 0 | 0 | 0 | 0 | 0 | 0 | 0 | 0
F9_Industrial_Industrial - WA_New_Space Heating_Natural Gas_Furnace_A_Achievable Technical Potential | F9 | Industrial | Industrial - WA | New | Space Heating | Natural Gas | Furnace | A | Incremental Winter Peak Savings (MW) | Achievable Technical Potential | 0 | 0 | 0 | 0 | 0 | 0 | 0 | 0 | 0 | 0 | 0 | 0 | 0 | 0 | 0 | 0 | 0 | 0 | 0 | 0 | 0 | 0 | 0 | 0 | 0 | 0 | 0
F10_Industrial_Industrial - WA_New_Space Heating_Natural Gas_Furnace_A_Achievable Technical Potential | F10 | Industrial | Industrial - WA | New | Space Heating | Natural Gas | Furnace | A | Cumulative Energy Savings (MWh or mTherms) | Achievable Technical Potential | 0 | 0 | 0.021877 | 0.015838 | 0.034507 | 0.054706 | 0.072111 | 0.092301 | 0.11457 | 0.13837 | 0.16326 | 0.18891 | 0.21506 | 0.24149 | 0.26804 | 0.2946 | 0.32107 | 0.34736 | 0.37322 | 0.4077 | 0.44873 | 0.49365 | 0.54096 | 0.58962 | 0.63841 | 0.68724 | 0.72022
F11_Industrial_Industrial - WA_New_Space Heating_Natural Gas_Furnace_A_Achievable Technical Potential | F11 | Industrial | Industrial - WA | New | Space Heating | Natural Gas | Furnace | A | Cumulative Summer Peak Savings (MW) | Achievable Technical Potential | 0 | 0 | 0 | 0 | 0 | 0 | 0 | 0 | 0 | 0 | 0 | 0 | 0 | 0 | 0 | 0 | 0 | 0 | 0 | 0 | 0 | 0 | 0 | 0 | 0 | 0 | 0
F12_Industrial_Industrial - WA_New_Space Heating_Natural Gas_Furnace_A_Achievable Technical Potential | F12 | Industrial | Industrial - WA | New | Space Heating | Natural Gas | Furnace | A | Cumulative Winter Peak Savings (MW) | Achievable Technical Potential | 0 | 0 | 0 | 0 | 0 | 0 | 0 | 0 | 0 | 0 | 0 | 0 | 0 | 0 | 0 | 0 | 0 | 0 | 0 | 0 | 0 | 0 | 0 | 0 | 0 | 0 | 0
F13_Industrial_Industrial - WA_New_Space Heating_Natural Gas_Furnace_A_Achievable Technical Potential | F13 | Industrial | Industrial - WA | New | Space Heating | Natural Gas | Furnace | A | Purchases (Incremental) | Achievable Technical Potential | 0 | 0 | 0.60035 | 0.86924 | 1.0247 | 1.1086 | 0.95527 | 1.1081 | 1.2223 | 1.3061 | 1.3663 | 1.4078 | 1.4349 | 1.4506 | 1.4575 | 1.4576 | 1.4525 | 1.4432 | 1.419 | 1.8926 | 2.2518 | 2.4657 | 2.5965 | 2.6707 | 2.6775 | 2.0799 | 1.81
F14_Industrial_Industrial - WA_New_Space Heating_Natural Gas_Furnace_A_Achievable Technical Potential | F14 | Industrial | Industrial - WA | New | Space Heating | Natural Gas | Furnace | A | Purchases (Cumulative) | Achievable Technical Potential | 0 | 0 | 0.60035 | 1.4696 | 2.4943 | 3.6029 | 4.5581 | 5.6662 | 6.8885 | 8.1947 | 9.5609 | 10.9687 | 12.4036 | 13.8542 | 15.3117 | 16.7693 | 18.2218 | 19.6651 | 21.084 | 22.9767 | 25.2285 | 27.6941 | 30.2906 | 32.9613 | 35.6388 | 37.7187 | 39.5287
F1_Industrial_Industrial - WA_New_Space Heating_Natural Gas_Boiler_A_Achievable Technical Potential | F1 | Industrial | Industrial - WA | New | Space Heating | Natural Gas | Boiler | A | Original Unit Energy Savings (kWh or therms) | Achievable Technical Potential | 0 | 44.0904 | 43.9194 | 43.9194 | 43.9194 | 43.9194 | 43.9194 | 43.9194 | 43.9194 | 43.9194 | 43.9194 | 43.9194 | 43.9194 | 43.9194 | 43.9194 | 43.9194 | 43.9194 | 43.9194 | 43.9194 | 43.9194 | 43.9194 | 43.9194 | 43.9194 | 43.9194 | 43.9194 | 43.9194 | 43.9194
F2_Industrial_Industrial - WA_New_Space Heating_Natural Gas_Boiler_A_Achievable Technical Potential | F2 | Industrial | Industrial - WA | New | Space Heating | Natural Gas | Boiler | A | Original Unit Summer Peak Savings (kW) | Achievable Technical Potential | 0 | 0 | 0 | 0 | 0 | 0 | 0 | 0 | 0 | 0 | 0 | 0 | 0 | 0 | 0 | 0 | 0 | 0 | 0 | 0 | 0 | 0 | 0 | 0 | 0 | 0 | 0
F3_Industrial_Industrial - WA_New_Space Heating_Natural Gas_Boiler_A_Achievable Technical Potential | F3 | Industrial | Industrial - WA | New | Space Heating | Natural Gas | Boiler | A | Original Unit Winter Peak Savings (kW) | Achievable Technical Potential | 0 | 0 | 0 | 0 | 0 | 0 | 0 | 0 | 0 | 0 | 0 | 0 | 0 | 0 | 0 | 0 | 0 | 0 | 0 | 0 | 0 | 0 | 0 | 0 | 0 | 0 | 0
F4_Industrial_Industrial - WA_New_Space Heating_Natural Gas_Boiler_A_Achievable Technical Potential | F4 | Industrial | Industrial - WA | New | Space Heating | Natural Gas | Boiler | A | Standalone Impact on Baseline Energy (%) | Achievable Technical Potential | 0 | 0 | 0.0013065 | 0.0024206 | 0.0034494 | 0.0044087 | 0.0051674 | 0.0059905 | 0.00683 | 0.0076571 | 0.008455 | 0.0092146 | 0.0099314 | 0.010604 | 0.011233 | 0.01182 | 0.012367 | 0.012876 | 0.013344 | 0.013779 | 0.014184 | 0.01456 | 0.015239 | 0.016119 | 0.017092 | 0.018099 | 0.019104
F5_Industrial_Industrial - WA_New_Space Heating_Natural Gas_Boiler_A_Achievable Technical Potential | F5 | Industrial | Industrial - WA | New | Space Heating | Natural Gas | Boiler | A | Standalone Impact on Baseline Summer Peak (%) | Achievable Technical Potential | 0 | 0 | 0 | 0 | 0 | 0 | 0 | 0 | 0 | 0 | 0 | 0 | 0 | 0 | 0 | 0 | 0 | 0 | 0 | 0 | 0 | 0 | 0 | 0 | 0 | 0 | 0
F6_Industrial_Industrial - WA_New_Space Heating_Natural Gas_Boiler_A_Achievable Technical Potential | F6 | Industrial | Industrial - WA | New | Space Heating | Natural Gas | Boiler | A | Standalone Impact on Baseline Winter Peak (%) | Achievable Technical Potential | 0 | 0 | 0 | 0 | 0 | 0 | 0 | 0 | 0 | 0 | 0 | 0 | 0 | 0 | 0 | 0 | 0 | 0 | 0 | 0 | 0 | 0 | 0 | 0 | 0 | 0 | 0
F7_Industrial_Industrial - WA_New_Space Heating_Natural Gas_Boiler_A_Achievable Technical Potential | F7 | Industrial | Industrial - WA | New | Space Heating | Natural Gas | Boiler | A | Incremental Energy Savings (MWh or mTherms) | Achievable Technical Potential | 0 | 0 | 0.021039 | 0.030463 | 0.03591 | 0.038851 | 0.033478 | 0.038834 | 0.042835 | 0.045774 | 0.047881 | 0.049337 | 0.050285 | 0.050836 | 0.051079 | 0.051083 | 0.050902 | 0.050579 | 0.049729 | 0.048891 | 0.048067 | 0.047256 | 0.067068 | 0.081845 | 0.090408 | 0.095434 | 0.098077
F8_Industrial_Industrial - WA_New_Space Heating_Natural Gas_Boiler_A_Achievable Technical Potential | F8 | Industrial | Industrial - WA | New | Space Heating | Natural Gas | Boiler | A | Incremental Summer Peak Savings (MW) | Achievable Technical Potential | 0 | 0 | 0 | 0 | 0 | 0 | 0 | 0 | 0 | 0 | 0 | 0 | 0 | 0 | 0 | 0 | 0 | 0 | 0 | 0 | 0 | 0 | 0 | 0 | 0 | 0 | 0
F9_Industrial_Industrial - WA_New_Space Heating_Natural Gas_Boiler_A_Achievable Technical Potential | F9 | Industrial | Industrial - WA | New | Space Heating | Natural Gas | Boiler | A | Incremental Winter Peak Savings (MW) | Achievable Technical Potential | 0 | 0 | 0 | 0 | 0 | 0 | 0 | 0 | 0 | 0 | 0 | 0 | 0 | 0 | 0 | 0 | 0 | 0 | 0 | 0 | 0 | 0 | 0 | 0 | 0 | 0 | 0
F10_Industrial_Industrial - WA_New_Space Heating_Natural Gas_Boiler_A_Achievable Technical Potential | F10 | Industrial | Industrial - WA | New | Space Heating | Natural Gas | Boiler | A | Cumulative Energy Savings (MWh or mTherms) | Achievable Technical Potential | 0 | 0 | 0.021039 | 0.051502 | 0.087412 | 0.12626 | 0.15974 | 0.19857 | 0.24141 | 0.28718 | 0.33506 | 0.3844 | 0.43469 | 0.48552 | 0.5366 | 0.58768 | 0.63859 | 0.68916 | 0.73889 | 0.78778 | 0.83585 | 0.88311 | 0.95017 | 1.032 | 1.1224 | 1.2179 | 1.3159
F11_Industrial_Industrial - WA_New_Space Heating_Natural Gas_Boiler_A_Achievable Technical Potential | F11 | Industrial | Industrial - WA | New | Space Heating | Natural Gas | Boiler | A | Cumulative Summer Peak Savings (MW) | Achievable Technical Potential | 0 | 0 | 0 | 0 | 0 | 0 | 0 | 0 | 0 | 0 | 0 | 0 | 0 | 0 | 0 | 0 | 0 | 0 | 0 | 0 | 0 | 0 | 0 | 0 | 0 | 0 | 0
F12_Industrial_Industrial - WA_New_Space Heating_Natural Gas_Boiler_A_Achievable Technical Potential | F12 | Industrial | Industrial - WA | New | Space Heating | Natural Gas | Boiler | A | Cumulative Winter Peak Savings (MW) | Achievable Technical Potential | 0 | 0 | 0 | 0 | 0 | 0 | 0 | 0 | 0 | 0 | 0 | 0 | 0 | 0 | 0 | 0 | 0 | 0 | 0 | 0 | 0 | 0 | 0 | 0 | 0 | 0 | 0
F13_Industrial_Industrial - WA_New_Space Heating_Natural Gas_Boiler_A_Achievable Technical Potential | F13 | Industrial | Industrial - WA | New | Space Heating | Natural Gas | Boiler | A | Purchases (Incremental) | Achievable Technical Potential | 0 | 0 | 0.47905 | 0.6936 | 0.81762 | 0.88459 | 0.76225 | 0.88421 | 0.97532 | 1.0422 | 1.0902 | 1.1233 | 1.1449 | 1.1575 | 1.163 | 1.1631 | 1.159 | 1.1516 | 1.1323 | 1.1132 | 1.0944 | 1.076 | 1.5271 | 1.8635 | 2.0585 | 2.1729 | 2.2331
F14_Industrial_Industrial - WA_New_Space Heating_Natural Gas_Boiler_A_Achievable Technical Potential | F14 | Industrial | Industrial - WA | New | Space Heating | Natural Gas | Boiler | A | Purchases (Cumulative) | Achievable Technical Potential | 0 | 0 | 0.47905 | 1.1726 | 1.9903 | 2.8749 | 3.6371 | 4.5213 | 5.4966 | 6.5389 | 7.6291 | 8.7524 | 9.8973 | 11.0548 | 12.2178 | 13.3809 | 14.5399 | 15.6916 | 16.8238 | 17.937 | 19.0315 | 20.1074 | 21.6345 | 23.498 | 25.5565 | 27.7294 | 29.9626
F1_Industrial_Industrial - WA_New_Space Heating_Natural Gas_Unit Heater_A_Achievable Technical Potential | F1 | Industrial | Industrial - WA | New | Space Heating | Natural Gas | Unit Heater | A | Original Unit Energy Savings (kWh or therms) | Achievable Technical Potential | 0 | 191840.798 | 191096.8947 | 191096.8947 | 191096.8947 | 191096.8947 | 191096.8947 | 191096.8947 | 191096.8947 | 191096.8947 | 191096.8947 | 191096.8947 | 191096.8947 | 191096.8947 | 191096.8947 | 191096.8947 | 191096.8947 | 191096.8947 | 191096.8947 | 191096.8947 | 191096.8947 | 191096.8947 | 191096.8947 | 191096.8947 | 191096.8947 | 191096.8947 | 191096.8947
F2_Industrial_Industrial - WA_New_Space Heating_Natural Gas_Unit Heater_A_Achievable Technical Potential | F2 | Industrial | Industrial - WA | New | Space Heating | Natural Gas | Unit Heater | A | Original Unit Summer Peak Savings (kW) | Achievable Technical Potential | 0 | 0 | 0 | 0 | 0 | 0 | 0 | 0 | 0 | 0 | 0 | 0 | 0 | 0 | 0 | 0 | 0 | 0 | 0 | 0 | 0 | 0 | 0 | 0 | 0 | 0 | 0
F3_Industrial_Industrial - WA_New_Space Heating_Natural Gas_Unit Heater_A_Achievable Technical Potential | F3 | Industrial | Industrial - WA | New | Space Heating | Natural Gas | Unit Heater | A | Original Unit Winter Peak Savings (kW) | Achievable Technical Potential | 0 | 0 | 0 | 0 | 0 | 0 | 0 | 0 | 0 | 0 | 0 | 0 | 0 | 0 | 0 | 0 | 0 | 0 | 0 | 0 | 0 | 0 | 0 | 0 | 0 | 0 | 0
F4_Industrial_Industrial - WA_New_Space Heating_Natural Gas_Unit Heater_A_Achievable Technical Potential | F4 | Industrial | Industrial - WA | New | Space Heating | Natural Gas | Unit Heater | A | Standalone Impact on Baseline Energy (%) | Achievable Technical Potential | 0 | 0 | 0.00094322 | 0.0017476 | 0.0024903 | 0.0031829 | 0.0037307 | 0.0043249 | 0.004931 | 0.0055281 | 0.0061042 | 0.0066525 | 0.00717 | 0.0076557 | 0.0081098 | 0.0085334 | 0.0089283 | 0.0092903 | 0.0097022 | 0.010135 | 0.010575 | 0.011089 | 0.011515 | 0.011874 | 0.012182 | 0.012451 | 0.012691
F5_Industrial_Industrial - WA_New_Space Heating_Natural Gas_Unit Heater_A_Achievable Technical Potential | F5 | Industrial | Industrial - WA | New | Space Heating | Natural Gas | Unit Heater | A | Standalone Impact on Baseline Summer Peak (%) | Achievable Technical Potential | 0 | 0 | 0 | 0 | 0 | 0 | 0 | 0 | 0 | 0 | 0 | 0 | 0 | 0 | 0 | 0 | 0 | 0 | 0 | 0 | 0 | 0 | 0 | 0 | 0 | 0 | 0
F6_Industrial_Industrial - WA_New_Space Heating_Natural Gas_Unit Heater_A_Achievable Technical Potential | F6 | Industrial | Industrial - WA | New | Space Heating | Natural Gas | Unit Heater | A | Standalone Impact on Baseline Winter Peak (%) | Achievable Technical Potential | 0 | 0 | 0 | 0 | 0 | 0 | 0 | 0 | 0 | 0 | 0 | 0 | 0 | 0 | 0 | 0 | 0 | 0 | 0 | 0 | 0 | 0 | 0 | 0 | 0 | 0 | 0
F7_Industrial_Industrial - WA_New_Space Heating_Natural Gas_Unit Heater_A_Achievable Technical Potential | F7 | Industrial | Industrial - WA | New | Space Heating | Natural Gas | Unit Heater | A | Incremental Energy Savings (MWh or mTherms) | Achievable Technical Potential | 0 | 0 | 0.01519 | 0.021993 | 0.025925 | 0.028049 | 0.024169 | 0.028037 | 0.030925 | 0.033047 | 0.034568 | 0.035619 | 0.036303 | 0.036701 | 0.036877 | 0.03688 | 0.036749 | 0.036203 | 0.04002 | 0.042221 | 0.043677 | 0.049415 | 0.04539 | 0.042248 | 0.039788 | 0.037852 | 0.03632
F8_Industrial_Industrial - WA_New_Space Heating_Natural Gas_Unit Heater_A_Achievable Technical Potential | F8 | Industrial | Industrial - WA | New | Space Heating | Natural Gas | Unit Heater | A | Incremental Summer Peak Savings (MW) | Achievable Technical Potential | 0 | 0 | 0 | 0 | 0 | 0 | 0 | 0 | 0 | 0 | 0 | 0 | 0 | 0 | 0 | 0 | 0 | 0 | 0 | 0 | 0 | 0 | 0 | 0 | 0 | 0 | 0
F9_Industrial_Industrial - WA_New_Space Heating_Natural Gas_Unit Heater_A_Achievable Technical Potential | F9 | Industrial | Industrial - WA | New | Space Heating | Natural Gas | Unit Heater | A | Incremental Winter Peak Savings (MW) | Achievable Technical Potential | 0 | 0 | 0 | 0 | 0 | 0 | 0 | 0 | 0 | 0 | 0 | 0 | 0 | 0 | 0 | 0 | 0 | 0 | 0 | 0 | 0 | 0 | 0 | 0 | 0 | 0 | 0
F10_Industrial_Industrial - WA_New_Space Heating_Natural Gas_Unit Heater_A_Achievable Technical Potential | F10 | Industrial | Industrial - WA | New | Space Heating | Natural Gas | Unit Heater | A | Cumulative Energy Savings (MWh or mTherms) | Achievable Technical Potential | 0 | 0 | 0.01519 | 0.037182 | 0.063108 | 0.091156 | 0.11533 | 0.14336 | 0.17429 | 0.20733 | 0.2419 | 0.27752 | 0.31382 | 0.35053 | 0.3874 | 0.42428 | 0.46103 | 0.49723 | 0.53725 | 0.57948 | 0.62315 | 0.67257 | 0.71796 | 0.76021 | 0.79999 | 0.83785 | 0.87417
F11_Industrial_Industrial - WA_New_Space Heating_Natural Gas_Unit Heater_A_Achievable Technical Potential | F11 | Industrial | Industrial - WA | New | Space Heating | Natural Gas | Unit Heater | A | Cumulative Summer Peak Savings (MW) | Achievable Technical Potential | 0 | 0 | 0 | 0 | 0 | 0 | 0 | 0 | 0 | 0 | 0 | 0 | 0 | 0 | 0 | 0 | 0 | 0 | 0 | 0 | 0 | 0 | 0 | 0 | 0 | 0 | 0
F12_Industrial_Industrial - WA_New_Space Heating_Natural Gas_Unit Heater_A_Achievable Technical Potential | F12 | Industrial | Industrial - WA | New | Space Heating | Natural Gas | Unit Heater | A | Cumulative Winter Peak Savings (MW) | Achievable Technical Potential | 0 | 0 | 0 | 0 | 0 | 0 | 0 | 0 | 0 | 0 | 0 | 0 | 0 | 0 | 0 | 0 | 0 | 0 | 0 | 0 | 0 | 0 | 0 | 0 | 0 | 0 | 0
F13_Industrial_Industrial - WA_New_Space Heating_Natural Gas_Unit Heater_A_Achievable Technical Potential | F13 | Industrial | Industrial - WA | New | Space Heating | Natural Gas | Unit Heater | A | Purchases (Incremental) | Achievable Technical Potential | 0 | 0 | 7.9487e-05 | 0.00011509 | 0.00013567 | 0.00014678 | 0.00012648 | 0.00014671 | 0.00016183 | 0.00017293 | 0.00018089 | 0.00018639 | 0.00018997 | 0.00019206 | 0.00019298 | 0.00019299 | 0.00019231 | 0.00018945 | 0.00020942 | 0.00022094 | 0.00022856 | 0.00025859 | 0.00023753 | 0.00022108 | 0.00020821 | 0.00019808 | 0.00019006
F14_Industrial_Industrial - WA_New_Space Heating_Natural Gas_Unit Heater_A_Achievable Technical Potential | F14 | Industrial | Industrial - WA | New | Space Heating | Natural Gas | Unit Heater | A | Purchases (Cumulative) | Achievable Technical Potential | 0 | 0 | 7.9487e-05 | 0.00019457 | 0.00033024 | 0.00047702 | 0.00060349 | 0.00075021 | 0.00091204 | 0.001085 | 0.0012659 | 0.0014523 | 0.0016422 | 0.0018343 | 0.0020273 | 0.0022203 | 0.0024126 | 0.002602 | 0.0028114 | 0.0030324 | 0.0032609 | 0.0035195 | 0.003757 | 0.0039781 | 0.0041863 | 0.0043844 | 0.0045745
F1_Industrial_Industrial - ID_Existing_Space Heating_Natural Gas_Furnace_A_Achievable Technical Potential | F1 | Industrial | Industrial - ID | Existing | Space Heating | Natural Gas | Furnace | A | Original Unit Energy Savings (kWh or therms) | Achievable Technical Potential | 0 | 55.8014 | 55.585 | 27.7925 | 27.7925 | 27.7925 | 27.7925 | 27.7925 | 27.7925 | 27.7925 | 27.7925 | 27.7925 | 27.7925 | 27.7925 | 27.7925 | 27.7925 | 27.7925 | 27.7925 | 27.7925 | 27.7925 | 27.7925 | 27.7925 | 27.7925 | 27.7925 | 27.7925 | 27.7925 | 27.7925
F2_Industrial_Industrial - ID_Existing_Space Heating_Natural Gas_Furnace_A_Achievable Technical Potential | F2 | Industrial | Industrial - ID | Existing | Space Heating | Natural Gas | Furnace | A | Original Unit Summer Peak Savings (kW) | Achievable Technical Potential | 0 | 0 | 0 | 0 | 0 | 0 | 0 | 0 | 0 | 0 | 0 | 0 | 0 | 0 | 0 | 0 | 0 | 0 | 0 | 0 | 0 | 0 | 0 | 0 | 0 | 0 | 0
F3_Industrial_Industrial - ID_Existing_Space Heating_Natural Gas_Furnace_A_Achievable Technical Potential | F3 | Industrial | Industrial - ID | Existing | Space Heating | Natural Gas | Furnace | A | Original Unit Winter Peak Savings (kW) | Achievable Technical Potential | 0 | 0 | 0 | 0 | 0 | 0 | 0 | 0 | 0 | 0 | 0 | 0 | 0 | 0 | 0 | 0 | 0 | 0 | 0 | 0 | 0 | 0 | 0 | 0 | 0 | 0 | 0
F4_Industrial_Industrial - ID_Existing_Space Heating_Natural Gas_Furnace_A_Achievable Technical Potential | F4 | Industrial | Industrial - ID | Existing | Space Heating | Natural Gas | Furnace | A | Standalone Impact on Baseline Energy (%) | Achievable Technical Potential | 0 | 0 | 2.6716e-05 | 3.8765e-05 | 0.0001143 | 0.00023685 | 0.0004158 | 0.00065589 | 0.00095644 | 0.0013157 | 0.0017313 | 0.0022009 | 0.0027216 | 0.0032911 | 0.003907 | 0.004567 | 0.0052693 | 0.006012 | 0.0067881 | 0.0075348 | 0.0082591 | 0.0089673 | 0.0096651 | 0.010358 | 0.011049 | 0.011744 | 0.012385
F5_Industrial_Industrial - ID_Existing_Space Heating_Natural Gas_Furnace_A_Achievable Technical Potential | F5 | Industrial | Industrial - ID | Existing | Space Heating | Natural Gas | Furnace | A | Standalone Impact on Baseline Summer Peak (%) | Achievable Technical Potential | 0 | 0 | 0 | 0 | 0 | 0 | 0 | 0 | 0 | 0 | 0 | 0 | 0 | 0 | 0 | 0 | 0 | 0 | 0 | 0 | 0 | 0 | 0 | 0 | 0 | 0 | 0
F6_Industrial_Industrial - ID_Existing_Space Heating_Natural Gas_Furnace_A_Achievable Technical Potential | F6 | Industrial | Industrial - ID | Existing | Space Heating | Natural Gas | Furnace | A | Standalone Impact on Baseline Winter Peak (%) | Achievable Technical Potential | 0 | 0 | 0 | 0 | 0 | 0 | 0 | 0 | 0 | 0 | 0 | 0 | 0 | 0 | 0 | 0 | 0 | 0 | 0 | 0 | 0 | 0 | 0 | 0 | 0 | 0 | 0
F7_Industrial_Industrial - ID_Existing_Space Heating_Natural Gas_Furnace_A_Achievable Technical Potential | F7 | Industrial | Industrial - ID | Existing | Space Heating | Natural Gas | Furnace | A | Incremental Energy Savings (MWh or mTherms) | Achievable Technical Potential | 0 | 0 | 0.0038526 | 0.0054834 | 0.010374 | 0.016365 | 0.023246 | 0.030321 | 0.036858 | 0.04275 | 0.047962 | 0.052503 | 0.056408 | 0.059726 | 0.062512 | 0.064821 | 0.066707 | 0.06822 | 0.068828 | 0.062964 | 0.05811 | 0.054121 | 0.05087 | 0.048244 | 0.046149 | 0.042566 | 0.037739
F8_Industrial_Industrial - ID_Existing_Space Heating_Natural Gas_Furnace_A_Achievable Technical Potential | F8 | Industrial | Industrial - ID | Existing | Space Heating | Natural Gas | Furnace | A | Incremental Summer Peak Savings (MW) | Achievable Technical Potential | 0 | 0 | 0 | 0 | 0 | 0 | 0 | 0 | 0 | 0 | 0 | 0 | 0 | 0 | 0 | 0 | 0 | 0 | 0 | 0 | 0 | 0 | 0 | 0 | 0 | 0 | 0
F9_Industrial_Industrial - ID_Existing_Space Heating_Natural Gas_Furnace_A_Achievable Technical Potential | F9 | Industrial | Industrial - ID | Existing | Space Heating | Natural Gas | Furnace | A | Incremental Winter Peak Savings (MW) | Achievable Technical Potential | 0 | 0 | 0 | 0 | 0 | 0 | 0 | 0 | 0 | 0 | 0 | 0 | 0 | 0 | 0 | 0 | 0 | 0 | 0 | 0 | 0 | 0 | 0 | 0 | 0 | 0 | 0
F10_Industrial_Industrial - ID_Existing_Space Heating_Natural Gas_Furnace_A_Achievable Technical Potential | F10 | Industrial | Industrial - ID | Existing | Space Heating | Natural Gas | Furnace | A | Cumulative Energy Savings (MWh or mTherms) | Achievable Technical Potential | 0 | 0 | 0.0038526 | 0.0054834 | 0.015858 | 0.032223 | 0.055468 | 0.085789 | 0.12265 | 0.1654 | 0.21336 | 0.26586 | 0.32227 | 0.382 | 0.44451 | 0.50933 | 0.57604 | 0.64426 | 0.71308 | 0.77605 | 0.83416 | 0.88828 | 0.93915 | 0.98739 | 1.0335 | 1.078 | 1.1158
F11_Industrial_Industrial - ID_Existing_Space Heating_Natural Gas_Furnace_A_Achievable Technical Potential | F11 | Industrial | Industrial - ID | Existing | Space Heating | Natural Gas | Furnace | A | Cumulative Summer Peak Savings (MW) | Achievable Technical Potential | 0 | 0 | 0 | 0 | 0 | 0 | 0 | 0 | 0 | 0 | 0 | 0 | 0 | 0 | 0 | 0 | 0 | 0 | 0 | 0 | 0 | 0 | 0 | 0 | 0 | 0 | 0
F12_Industrial_Industrial - ID_Existing_Space Heating_Natural Gas_Furnace_A_Achievable Technical Potential | F12 | Industrial | Industrial - ID | Existing | Space Heating | Natural Gas | Furnace | A | Cumulative Winter Peak Savings (MW) | Achievable Technical Potential | 0 | 0 | 0 | 0 | 0 | 0 | 0 | 0 | 0 | 0 | 0 | 0 | 0 | 0 | 0 | 0 | 0 | 0 | 0 | 0 | 0 | 0 | 0 | 0 | 0 | 0 | 0
F13_Industrial_Industrial - ID_Existing_Space Heating_Natural Gas_Furnace_A_Achievable Technical Potential | F13 | Industrial | Industrial - ID | Existing | Space Heating | Natural Gas | Furnace | A | Purchases (Incremental) | Achievable Technical Potential | 0 | 0 | 0.069309 | 0.1973 | 0.37328 | 0.58882 | 0.8364 | 1.091 | 1.3262 | 1.5382 | 1.7257 | 1.8891 | 2.0296 | 2.149 | 2.2492 | 2.3323 | 2.4002 | 2.4546 | 2.4765 | 2.2655 | 2.0909 | 1.9473 | 1.8303 | 1.7359 | 1.6605 | 1.5316 | 1.3579
F14_Industrial_Industrial - ID_Existing_Space Heating_Natural Gas_Furnace_A_Achievable Technical Potential | F14 | Industrial | Industrial - ID | Existing | Space Heating | Natural Gas | Furnace | A | Purchases (Cumulative) | Achievable Technical Potential | 0 | 0 | 0.069309 | 0.26661 | 0.63988 | 1.2287 | 2.0651 | 3.1561 | 4.4822 | 6.0204 | 7.7462 | 9.6353 | 11.6649 | 13.8139 | 16.0631 | 18.3954 | 20.7956 | 23.2502 | 25.7267 | 27.9922 | 30.0831 | 32.0304 | 33.8607 | 35.5966 | 37.2571 | 38.7886 | 40.1465
F1_Industrial_Industrial - ID_Existing_Space Heating_Natural Gas_Boiler_A_Achievable Technical Potential | F1 | Industrial | Industrial - ID | Existing | Space Heating | Natural Gas | Boiler | A | Original Unit Energy Savings (kWh or therms) | Achievable Technical Potential | 0 | 57.5568 | 57.3336 | 57.3336 | 57.3336 | 57.3336 | 57.3336 | 57.3336 | 57.3336 | 57.3336 | 57.3336 | 57.3336 | 57.3336 | 57.3336 | 57.3336 | 57.3336 | 57.3336 | 57.3336 | 57.3336 | 57.3336 | 57.3336 | 57.3336 | 57.3336 | 57.3336 | 57.3336 | 57.3336 | 57.3336
F2_Industrial_Industrial - ID_Existing_Space Heating_Natural Gas_Boiler_A_Achievable Technical Potential | F2 | Industrial | Industrial - ID | Existing | Space Heating | Natural Gas | Boiler | A | Original Unit Summer Peak Savings (kW) | Achievable Technical Potential | 0 | 0 | 0 | 0 | 0 | 0 | 0 | 0 | 0 | 0 | 0 | 0 | 0 | 0 | 0 | 0 | 0 | 0 | 0 | 0 | 0 | 0 | 0 | 0 | 0 | 0 | 0
F3_Industrial_Industrial - ID_Existing_Space Heating_Natural Gas_Boiler_A_Achievable Technical Potential | F3 | Industrial | Industrial - ID | Existing | Space Heating | Natural Gas | Boiler | A | Original Unit Winter Peak Savings (kW) | Achievable Technical Potential | 0 | 0 | 0 | 0 | 0 | 0 | 0 | 0 | 0 | 0 | 0 | 0 | 0 | 0 | 0 | 0 | 0 | 0 | 0 | 0 | 0 | 0 | 0 | 0 | 0 | 0 | 0
F4_Industrial_Industrial - ID_Existing_Space Heating_Natural Gas_Boiler_A_Achievable Technical Potential | F4 | Industrial | Industrial - ID | Existing | Space Heating | Natural Gas | Boiler | A | Standalone Impact on Baseline Energy (%) | Achievable Technical Potential | 0 | 0 | 8.2109e-05 | 0.00024958 | 0.00050563 | 0.00085344 | 0.0012962 | 0.0018283 | 0.0024372 | 0.0031125 | 0.003846 | 0.004631 | 0.0054623 | 0.0063356 | 0.0072474 | 0.0081953 | 0.0091769 | 0.010191 | 0.011228 | 0.012288 | 0.01337 | 0.014474 | 0.015593 | 0.016727 | 0.017879 | 0.019049 | 0.020238
F5_Industrial_Industrial - ID_Existing_Space Heating_Natural Gas_Boiler_A_Achievable Technical Potential | F5 | Industrial | Industrial - ID | Existing | Space Heating | Natural Gas | Boiler | A | Standalone Impact on Baseline Summer Peak (%) | Achievable Technical Potential | 0 | 0 | 0 | 0 | 0 | 0 | 0 | 0 | 0 | 0 | 0 | 0 | 0 | 0 | 0 | 0 | 0 | 0 | 0 | 0 | 0 | 0 | 0 | 0 | 0 | 0 | 0
F6_Industrial_Industrial - ID_Existing_Space Heating_Natural Gas_Boiler_A_Achievable Technical Potential | F6 | Industrial | Industrial - ID | Existing | Space Heating | Natural Gas | Boiler | A | Standalone Impact on Baseline Winter Peak (%) | Achievable Technical Potential | 0 | 0 | 0 | 0 | 0 | 0 | 0 | 0 | 0 | 0 | 0 | 0 | 0 | 0 | 0 | 0 | 0 | 0 | 0 | 0 | 0 | 0 | 0 | 0 | 0 | 0 | 0
F7_Industrial_Industrial - ID_Existing_Space Heating_Natural Gas_Boiler_A_Achievable Technical Potential | F7 | Industrial | Industrial - ID | Existing | Space Heating | Natural Gas | Boiler | A | Incremental Energy Savings (MWh or mTherms) | Achievable Technical Potential | 0 | 0 | 0.011841 | 0.023463 | 0.034844 | 0.045962 | 0.056801 | 0.066228 | 0.073388 | 0.078747 | 0.082677 | 0.085473 | 0.087374 | 0.088567 | 0.089201 | 0.089396 | 0.089246 | 0.088827 | 0.087462 | 0.086099 | 0.084743 | 0.083397 | 0.081374 | 0.07951 | 0.077782 | 0.076171 | 0.074661
F8_Industrial_Industrial - ID_Existing_Space Heating_Natural Gas_Boiler_A_Achievable Technical Potential | F8 | Industrial | Industrial - ID | Existing | Space Heating | Natural Gas | Boiler | A | Incremental Summer Peak Savings (MW) | Achievable Technical Potential | 0 | 0 | 0 | 0 | 0 | 0 | 0 | 0 | 0 | 0 | 0 | 0 | 0 | 0 | 0 | 0 | 0 | 0 | 0 | 0 | 0 | 0 | 0 | 0 | 0 | 0 | 0
F9_Industrial_Industrial - ID_Existing_Space Heating_Natural Gas_Boiler_A_Achievable Technical Potential | F9 | Industrial | Industrial - ID | Existing | Space Heating | Natural Gas | Boiler | A | Incremental Winter Peak Savings (MW) | Achievable Technical Potential | 0 | 0 | 0 | 0 | 0 | 0 | 0 | 0 | 0 | 0 | 0 | 0 | 0 | 0 | 0 | 0 | 0 | 0 | 0 | 0 | 0 | 0 | 0 | 0 | 0 | 0 | 0
F10_Industrial_Industrial - ID_Existing_Space Heating_Natural Gas_Boiler_A_Achievable Technical Potential | F10 | Industrial | Industrial - ID | Existing | Space Heating | Natural Gas | Boiler | A | Cumulative Energy Savings (MWh or mTherms) | Achievable Technical Potential | 0 | 0 | 0.011841 | 0.035304 | 0.070148 | 0.11611 | 0.17291 | 0.23914 | 0.31253 | 0.39127 | 0.47395 | 0.55942 | 0.6468 | 0.73537 | 0.82457 | 0.91396 | 1.0032 | 1.092 | 1.1795 | 1.2656 | 1.3503 | 1.4337 | 1.5151 | 1.5946 | 1.6724 | 1.7486 | 1.8232
F11_Industrial_Industrial - ID_Existing_Space Heating_Natural Gas_Boiler_A_Achievable Technical Potential | F11 | Industrial | Industrial - ID | Existing | Space Heating | Natural Gas | Boiler | A | Cumulative Summer Peak Savings (MW) | Achievable Technical Potential | 0 | 0 | 0 | 0 | 0 | 0 | 0 | 0 | 0 | 0 | 0 | 0 | 0 | 0 | 0 | 0 | 0 | 0 | 0 | 0 | 0 | 0 | 0 | 0 | 0 | 0 | 0
F12_Industrial_Industrial - ID_Existing_Space Heating_Natural Gas_Boiler_A_Achievable Technical Potential | F12 | Industrial | Industrial - ID | Existing | Space Heating | Natural Gas | Boiler | A | Cumulative Winter Peak Savings (MW) | Achievable Technical Potential | 0 | 0 | 0 | 0 | 0 | 0 | 0 | 0 | 0 | 0 | 0 | 0 | 0 | 0 | 0 | 0 | 0 | 0 | 0 | 0 | 0 | 0 | 0 | 0 | 0 | 0 | 0
F13_Industrial_Industrial - ID_Existing_Space Heating_Natural Gas_Boiler_A_Achievable Technical Potential | F13 | Industrial | Industrial - ID | Existing | Space Heating | Natural Gas | Boiler | A | Purchases (Incremental) | Achievable Technical Potential | 0 | 0 | 0.20652 | 0.40925 | 0.60774 | 0.80166 | 0.99072 | 1.1551 | 1.28 | 1.3735 | 1.442 | 1.4908 | 1.524 | 1.5448 | 1.5558 | 1.5592 | 1.5566 | 1.5493 | 1.5255 | 1.5017 | 1.4781 | 1.4546 | 1.4193 | 1.3868 | 1.3567 | 1.3286 | 1.3022
F14_Industrial_Industrial - ID_Existing_Space Heating_Natural Gas_Boiler_A_Achievable Technical Potential | F14 | Industrial | Industrial - ID | Existing | Space Heating | Natural Gas | Boiler | A | Purchases (Cumulative) | Achievable Technical Potential | 0 | 0 | 0.20652 | 0.61577 | 1.2235 | 2.0252 | 3.0159 | 4.171 | 5.451 | 6.8245 | 8.2666 | 9.7574 | 11.2813 | 12.8261 | 14.3819 | 15.9411 | 17.4978 | 19.0471 | 20.5725 | 22.0743 | 23.5523 | 25.0069 | 26.4262 | 27.813 | 29.1697 | 30.4983 | 31.8005
F1_Industrial_Industrial - ID_Existing_Space Heating_Natural Gas_Unit Heater_A_Achievable Technical Potential | F1 | Industrial | Industrial - ID | Existing | Space Heating | Natural Gas | Unit Heater | A | Original Unit Energy Savings (kWh or therms) | Achievable Technical Potential | 0 | 191840.798 | 191096.8947 | 191096.8947 | 191096.8947 | 191096.8947 | 191096.8947 | 191096.8947 | 191096.8947 | 191096.8947 | 191096.8947 | 191096.8947 | 191096.8947 | 191096.8947 | 191096.8947 | 191096.8947 | 191096.8947 | 191096.8947 | 191096.8947 | 191096.8947 | 191096.8947 | 191096.8947 | 191096.8947 | 191096.8947 | 191096.8947 | 191096.8947 | 191096.8947
F2_Industrial_Industrial - ID_Existing_Space Heating_Natural Gas_Unit Heater_A_Achievable Technical Potential | F2 | Industrial | Industrial - ID | Existing | Space Heating | Natural Gas | Unit Heater | A | Original Unit Summer Peak Savings (kW) | Achievable Technical Potential | 0 | 0 | 0 | 0 | 0 | 0 | 0 | 0 | 0 | 0 | 0 | 0 | 0 | 0 | 0 | 0 | 0 | 0 | 0 | 0 | 0 | 0 | 0 | 0 | 0 | 0 | 0
F3_Industrial_Industrial - ID_Existing_Space Heating_Natural Gas_Unit Heater_A_Achievable Technical Potential | F3 | Industrial | Industrial - ID | Existing | Space Heating | Natural Gas | Unit Heater | A | Original Unit Winter Peak Savings (kW) | Achievable Technical Potential | 0 | 0 | 0 | 0 | 0 | 0 | 0 | 0 | 0 | 0 | 0 | 0 | 0 | 0 | 0 | 0 | 0 | 0 | 0 | 0 | 0 | 0 | 0 | 0 | 0 | 0 | 0
F4_Industrial_Industrial - ID_Existing_Space Heating_Natural Gas_Unit Heater_A_Achievable Technical Potential | F4 | Industrial | Industrial - ID | Existing | Space Heating | Natural Gas | Unit Heater | A | Standalone Impact on Baseline Energy (%) | Achievable Technical Potential | 0 | 0 | 4.3794e-05 | 0.00014024 | 0.00029741 | 0.00052262 | 0.00082262 | 0.0011975 | 0.001641 | 0.0021473 | 0.002711 | 0.0033276 | 0.003993 | 0.0047037 | 0.0054567 | 0.0062494 | 0.0070796 | 0.0078458 | 0.0085347 | 0.0091394 | 0.0096543 | 0.010074 | 0.010403 | 0.010652 | 0.010856 | 0.011062 | 0.011271
F5_Industrial_Industrial - ID_Existing_Space Heating_Natural Gas_Unit Heater_A_Achievable Technical Potential | F5 | Industrial | Industrial - ID | Existing | Space Heating | Natural Gas | Unit Heater | A | Standalone Impact on Baseline Summer Peak (%) | Achievable Technical Potential | 0 | 0 | 0 | 0 | 0 | 0 | 0 | 0 | 0 | 0 | 0 | 0 | 0 | 0 | 0 | 0 | 0 | 0 | 0 | 0 | 0 | 0 | 0 | 0 | 0 | 0 | 0
F6_Industrial_Industrial - ID_Existing_Space Heating_Natural Gas_Unit Heater_A_Achievable Technical Potential | F6 | Industrial | Industrial - ID | Existing | Space Heating | Natural Gas | Unit Heater | A | Standalone Impact on Baseline Winter Peak (%) | Achievable Technical Potential | 0 | 0 | 0 | 0 | 0 | 0 | 0 | 0 | 0 | 0 | 0 | 0 | 0 | 0 | 0 | 0 | 0 | 0 | 0 | 0 | 0 | 0 | 0 | 0 | 0 | 0 | 0
F7_Industrial_Industrial - ID_Existing_Space Heating_Natural Gas_Unit Heater_A_Achievable Technical Potential | F7 | Industrial | Industrial - ID | Existing | Space Heating | Natural Gas | Unit Heater | A | Incremental Energy Savings (MWh or mTherms) | Achievable Technical Potential | 0 | 0 | 0.0063153 | 0.013523 | 0.021422 | 0.029842 | 0.038638 | 0.046893 | 0.0538 | 0.059503 | 0.064153 | 0.06789 | 0.070846 | 0.073137 | 0.074866 | 0.076123 | 0.076982 | 0.066833 | 0.055796 | 0.044751 | 0.033758 | 0.022864 | 0.012901 | 0.0046077 | 0 | 0 | 0
F8_Industrial_Industrial - ID_Existing_Space Heating_Natural Gas_Unit Heater_A_Achievable Technical Potential | F8 | Industrial | Industrial - ID | Existing | Space Heating | Natural Gas | Unit Heater | A | Incremental Summer Peak Savings (MW) | Achievable Technical Potential | 0 | 0 | 0 | 0 | 0 | 0 | 0 | 0 | 0 | 0 | 0 | 0 | 0 | 0 | 0 | 0 | 0 | 0 | 0 | 0 | 0 | 0 | 0 | 0 | 0 | 0 | 0
F9_Industrial_Industrial - ID_Existing_Space Heating_Natural Gas_Unit Heater_A_Achievable Technical Potential | F9 | Industrial | Industrial - ID | Existing | Space Heating | Natural Gas | Unit Heater | A | Incremental Winter Peak Savings (MW) | Achievable Technical Potential | 0 | 0 | 0 | 0 | 0 | 0 | 0 | 0 | 0 | 0 | 0 | 0 | 0 | 0 | 0 | 0 | 0 | 0 | 0 | 0 | 0 | 0 | 0 | 0 | 0 | 0 | 0
F10_Industrial_Industrial - ID_Existing_Space Heating_Natural Gas_Unit Heater_A_Achievable Technical Potential | F10 | Industrial | Industrial - ID | Existing | Space Heating | Natural Gas | Unit Heater | A | Cumulative Energy Savings (MWh or mTherms) | Achievable Technical Potential | 0 | 0 | 0.0063153 | 0.019838 | 0.04126 | 0.071102 | 0.10974 | 0.15663 | 0.21043 | 0.26994 | 0.33409 | 0.40198 | 0.47282 | 0.54596 | 0.62083 | 0.69695 | 0.77393 | 0.84076 | 0.89656 | 0.94131 | 0.97507 | 0.99793 | 1.0108 | 1.0154 | 1.0154 | 1.0154 | 1.0154
F11_Industrial_Industrial - ID_Existing_Space Heating_Natural Gas_Unit Heater_A_Achievable Technical Potential | F11 | Industrial | Industrial - ID | Existing | Space Heating | Natural Gas | Unit Heater | A | Cumulative Summer Peak Savings (MW) | Achievable Technical Potential | 0 | 0 | 0 | 0 | 0 | 0 | 0 | 0 | 0 | 0 | 0 | 0 | 0 | 0 | 0 | 0 | 0 | 0 | 0 | 0 | 0 | 0 | 0 | 0 | 0 | 0 | 0
F12_Industrial_Industrial - ID_Existing_Space Heating_Natural Gas_Unit Heater_A_Achievable Technical Potential | F12 | Industrial | Industrial - ID | Existing | Space Heating | Natural Gas | Unit Heater | A | Cumulative Winter Peak Savings (MW) | Achievable Technical Potential | 0 | 0 | 0 | 0 | 0 | 0 | 0 | 0 | 0 | 0 | 0 | 0 | 0 | 0 | 0 | 0 | 0 | 0 | 0 | 0 | 0 | 0 | 0 | 0 | 0 | 0 | 0
F13_Industrial_Industrial - ID_Existing_Space Heating_Natural Gas_Unit Heater_A_Achievable Technical Potential | F13 | Industrial | Industrial - ID | Existing | Space Heating | Natural Gas | Unit Heater | A | Purchases (Incremental) | Achievable Technical Potential | 0 | 0 | 3.3048e-05 | 7.0764e-05 | 0.0001121 | 0.00015616 | 0.00020219 | 0.00024539 | 0.00028153 | 0.00031138 | 0.00033571 | 0.00035526 | 0.00037073 | 0.00038272 | 0.00039177 | 0.00039835 | 0.00040284 | 0.00034973 | 0.00029198 | 0.00023418 | 0.00017666 | 0.00011964 | 6.7513e-05 | 2.4112e-05 | 0 | 0 | 0
F14_Industrial_Industrial - ID_Existing_Space Heating_Natural Gas_Unit Heater_A_Achievable Technical Potential | F14 | Industrial | Industrial - ID | Existing | Space Heating | Natural Gas | Unit Heater | A | Purchases (Cumulative) | Achievable Technical Potential | 0 | 0 | 3.3048e-05 | 0.00010381 | 0.00021591 | 0.00037207 | 0.00057426 | 0.00081965 | 0.0011012 | 0.0014126 | 0.0017483 | 0.0021035 | 0.0024743 | 0.002857 | 0.0032488 | 0.0036471 | 0.0040499 | 0.0043997 | 0.0046917 | 0.0049258 | 0.0051025 | 0.0052221 | 0.0052897 | 0.0053138 | 0.0053138 | 0.0053138 | 0.0053138
F1_Industrial_Industrial - ID_New_Space Heating_Natural Gas_Furnace_A_Achievable Technical Potential | F1 | Industrial | Industrial - ID | New | Space Heating | Natural Gas | Furnace | A | Original Unit Energy Savings (kWh or therms) | Achievable Technical Potential | 0 | 42.7988 | 42.6329 | 21.3164 | 21.3164 | 21.3164 | 21.3164 | 21.3164 | 21.3164 | 21.3164 | 21.3164 | 21.3164 | 21.3164 | 21.3164 | 21.3164 | 21.3164 | 21.3164 | 21.3164 | 21.3164 | 21.3164 | 21.3164 | 21.3164 | 21.3164 | 21.3164 | 21.3164 | 21.3164 | 21.3164
F2_Industrial_Industrial - ID_New_Space Heating_Natural Gas_Furnace_A_Achievable Technical Potential | F2 | Industrial | Industrial - ID | New | Space Heating | Natural Gas | Furnace | A | Original Unit Summer Peak Savings (kW) | Achievable Technical Potential | 0 | 0 | 0 | 0 | 0 | 0 | 0 | 0 | 0 | 0 | 0 | 0 | 0 | 0 | 0 | 0 | 0 | 0 | 0 | 0 | 0 | 0 | 0 | 0 | 0 | 0 | 0
F3_Industrial_Industrial - ID_New_Space Heating_Natural Gas_Furnace_A_Achievable Technical Potential | F3 | Industrial | Industrial - ID | New | Space Heating | Natural Gas | Furnace | A | Original Unit Winter Peak Savings (kW) | Achievable Technical Potential | 0 | 0 | 0 | 0 | 0 | 0 | 0 | 0 | 0 | 0 | 0 | 0 | 0 | 0 | 0 | 0 | 0 | 0 | 0 | 0 | 0 | 0 | 0 | 0 | 0 | 0 | 0
F4_Industrial_Industrial - ID_New_Space Heating_Natural Gas_Furnace_A_Achievable Technical Potential | F4 | Industrial | Industrial - ID | New | Space Heating | Natural Gas | Furnace | A | Standalone Impact on Baseline Energy (%) | Achievable Technical Potential | 0 | 0 | 0.0021714 | 0.0025804 | 0.0034753 | 0.0042881 | 0.005062 | 0.0057936 | 0.0064591 | 0.0070558 | 0.0075877 | 0.0080609 | 0.0084821 | 0.0088575 | 0.0091926 | 0.0094926 | 0.0097617 | 0.010004 | 0.010216 | 0.010407 | 0.010586 | 0.010813 | 0.011074 | 0.011361 | 0.011666 | 0.011984 | 0.012154
F5_Industrial_Industrial - ID_New_Space Heating_Natural Gas_Furnace_A_Achievable Technical Potential | F5 | Industrial | Industrial - ID | New | Space Heating | Natural Gas | Furnace | A | Standalone Impact on Baseline Summer Peak (%) | Achievable Technical Potential | 0 | 0 | 0 | 0 | 0 | 0 | 0 | 0 | 0 | 0 | 0 | 0 | 0 | 0 | 0 | 0 | 0 | 0 | 0 | 0 | 0 | 0 | 0 | 0 | 0 | 0 | 0
F6_Industrial_Industrial - ID_New_Space Heating_Natural Gas_Furnace_A_Achievable Technical Potential | F6 | Industrial | Industrial - ID | New | Space Heating | Natural Gas | Furnace | A | Standalone Impact on Baseline Winter Peak (%) | Achievable Technical Potential | 0 | 0 | 0 | 0 | 0 | 0 | 0 | 0 | 0 | 0 | 0 | 0 | 0 | 0 | 0 | 0 | 0 | 0 | 0 | 0 | 0 | 0 | 0 | 0 | 0 | 0 | 0
F7_Industrial_Industrial - ID_New_Space Heating_Natural Gas_Furnace_A_Achievable Technical Potential | F7 | Industrial | Industrial - ID | New | Space Heating | Natural Gas | Furnace | A | Incremental Energy Savings (MWh or mTherms) | Achievable Technical Potential | 0 | 0 | 0.0008424 | 0.006364 | 0.0090701 | 0.01204 | 0.014638 | 0.016973 | 0.018713 | 0.019987 | 0.020897 | 0.021522 | 0.021925 | 0.022154 | 0.022248 | 0.022239 | 0.022148 | 0.021996 | 0.021614 | 0.021346 | 0.021263 | 0.0231 | 0.024663 | 0.026074 | 0.027299 | 0.027952 | 0.022945
F8_Industrial_Industrial - ID_New_Space Heating_Natural Gas_Furnace_A_Achievable Technical Potential | F8 | Industrial | Industrial - ID | New | Space Heating | Natural Gas | Furnace | A | Incremental Summer Peak Savings (MW) | Achievable Technical Potential | 0 | 0 | 0 | 0 | 0 | 0 | 0 | 0 | 0 | 0 | 0 | 0 | 0 | 0 | 0 | 0 | 0 | 0 | 0 | 0 | 0 | 0 | 0 | 0 | 0 | 0 | 0
F9_Industrial_Industrial - ID_New_Space Heating_Natural Gas_Furnace_A_Achievable Technical Potential | F9 | Industrial | Industrial - ID | New | Space Heating | Natural Gas | Furnace | A | Incremental Winter Peak Savings (MW) | Achievable Technical Potential | 0 | 0 | 0 | 0 | 0 | 0 | 0 | 0 | 0 | 0 | 0 | 0 | 0 | 0 | 0 | 0 | 0 | 0 | 0 | 0 | 0 | 0 | 0 | 0 | 0 | 0 | 0
F10_Industrial_Industrial - ID_New_Space Heating_Natural Gas_Furnace_A_Achievable Technical Potential | F10 | Industrial | Industrial - ID | New | Space Heating | Natural Gas | Furnace | A | Cumulative Energy Savings (MWh or mTherms) | Achievable Technical Potential | 0 | 0 | 0.0008424 | 0.006364 | 0.015434 | 0.027474 | 0.042112 | 0.059084 | 0.077797 | 0.097784 | 0.11868 | 0.1402 | 0.16213 | 0.18428 | 0.20653 | 0.22877 | 0.25092 | 0.27291 | 0.29453 | 0.31587 | 0.33714 | 0.36024 | 0.3849 | 0.41097 | 0.43827 | 0.46664 | 0.48959
F11_Industrial_Industrial - ID_New_Space Heating_Natural Gas_Furnace_A_Achievable Technical Potential | F11 | Industrial | Industrial - ID | New | Space Heating | Natural Gas | Furnace | A | Cumulative Summer Peak Savings (MW) | Achievable Technical Potential | 0 | 0 | 0 | 0 | 0 | 0 | 0 | 0 | 0 | 0 | 0 | 0 | 0 | 0 | 0 | 0 | 0 | 0 | 0 | 0 | 0 | 0 | 0 | 0 | 0 | 0 | 0
F12_Industrial_Industrial - ID_New_Space Heating_Natural Gas_Furnace_A_Achievable Technical Potential | F12 | Industrial | Industrial - ID | New | Space Heating | Natural Gas | Furnace | A | Cumulative Winter Peak Savings (MW) | Achievable Technical Potential | 0 | 0 | 0 | 0 | 0 | 0 | 0 | 0 | 0 | 0 | 0 | 0 | 0 | 0 | 0 | 0 | 0 | 0 | 0 | 0 | 0 | 0 | 0 | 0 | 0 | 0 | 0
F13_Industrial_Industrial - ID_New_Space Heating_Natural Gas_Furnace_A_Achievable Technical Potential | F13 | Industrial | Industrial - ID | New | Space Heating | Natural Gas | Furnace | A | Purchases (Incremental) | Achievable Technical Potential | 0 | 0 | 0.019759 | 0.29855 | 0.4255 | 0.56481 | 0.6867 | 0.79622 | 0.87785 | 0.93763 | 0.98032 | 1.0096 | 1.0285 | 1.0393 | 1.0437 | 1.0433 | 1.039 | 1.0319 | 1.014 | 1.0014 | 0.9975 | 1.0837 | 1.157 | 1.2232 | 1.2806 | 1.3113 | 1.0764
F14_Industrial_Industrial - ID_New_Space Heating_Natural Gas_Furnace_A_Achievable Technical Potential | F14 | Industrial | Industrial - ID | New | Space Heating | Natural Gas | Furnace | A | Purchases (Cumulative) | Achievable Technical Potential | 0 | 0 | 0.019759 | 0.31831 | 0.74381 | 1.3086 | 1.9953 | 2.7915 | 3.6694 | 4.607 | 5.5873 | 6.597 | 7.6255 | 8.6648 | 9.7085 | 10.7518 | 11.7908 | 12.8227 | 13.8366 | 14.838 | 15.8355 | 16.9192 | 18.0762 | 19.2994 | 20.58 | 21.8913 | 22.9677
F1_Industrial_Industrial - ID_New_Space Heating_Natural Gas_Boiler_A_Achievable Technical Potential | F1 | Industrial | Industrial - ID | New | Space Heating | Natural Gas | Boiler | A | Original Unit Energy Savings (kWh or therms) | Achievable Technical Potential | 0 | 51.583 | 51.383 | 51.383 | 51.383 | 51.383 | 51.383 | 51.383 | 51.383 | 51.383 | 51.383 | 51.383 | 51.383 | 51.383 | 51.383 | 51.383 | 51.383 | 51.383 | 51.383 | 51.383 | 51.383 | 51.383 | 51.383 | 51.383 | 51.383 | 51.383 | 51.383
F2_Industrial_Industrial - ID_New_Space Heating_Natural Gas_Boiler_A_Achievable Technical Potential | F2 | Industrial | Industrial - ID | New | Space Heating | Natural Gas | Boiler | A | Original Unit Summer Peak Savings (kW) | Achievable Technical Potential | 0 | 0 | 0 | 0 | 0 | 0 | 0 | 0 | 0 | 0 | 0 | 0 | 0 | 0 | 0 | 0 | 0 | 0 | 0 | 0 | 0 | 0 | 0 | 0 | 0 | 0 | 0
F3_Industrial_Industrial - ID_New_Space Heating_Natural Gas_Boiler_A_Achievable Technical Potential | F3 | Industrial | Industrial - ID | New | Space Heating | Natural Gas | Boiler | A | Original Unit Winter Peak Savings (kW) | Achievable Technical Potential | 0 | 0 | 0 | 0 | 0 | 0 | 0 | 0 | 0 | 0 | 0 | 0 | 0 | 0 | 0 | 0 | 0 | 0 | 0 | 0 | 0 | 0 | 0 | 0 | 0 | 0 | 0
F4_Industrial_Industrial - ID_New_Space Heating_Natural Gas_Boiler_A_Achievable Technical Potential | F4 | Industrial | Industrial - ID | New | Space Heating | Natural Gas | Boiler | A | Standalone Impact on Baseline Energy (%) | Achievable Technical Potential | 0 | 0 | 0.0020883 | 0.0052916 | 0.0068669 | 0.0083742 | 0.0098337 | 0.011223 | 0.012491 | 0.01363 | 0.014646 | 0.015551 | 0.016357 | 0.017076 | 0.017717 | 0.018292 | 0.018808 | 0.019272 | 0.019678 | 0.020037 | 0.020357 | 0.020644 | 0.020909 | 0.021167 | 0.021534 | 0.021982 | 0.022493
F5_Industrial_Industrial - ID_New_Space Heating_Natural Gas_Boiler_A_Achievable Technical Potential | F5 | Industrial | Industrial - ID | New | Space Heating | Natural Gas | Boiler | A | Standalone Impact on Baseline Summer Peak (%) | Achievable Technical Potential | 0 | 0 | 0 | 0 | 0 | 0 | 0 | 0 | 0 | 0 | 0 | 0 | 0 | 0 | 0 | 0 | 0 | 0 | 0 | 0 | 0 | 0 | 0 | 0 | 0 | 0 | 0
F6_Industrial_Industrial - ID_New_Space Heating_Natural Gas_Boiler_A_Achievable Technical Potential | F6 | Industrial | Industrial - ID | New | Space Heating | Natural Gas | Boiler | A | Standalone Impact on Baseline Winter Peak (%) | Achievable Technical Potential | 0 | 0 | 0 | 0 | 0 | 0 | 0 | 0 | 0 | 0 | 0 | 0 | 0 | 0 | 0 | 0 | 0 | 0 | 0 | 0 | 0 | 0 | 0 | 0 | 0 | 0 | 0
F7_Industrial_Industrial - ID_New_Space Heating_Natural Gas_Boiler_A_Achievable Technical Potential | F7 | Industrial | Industrial - ID | New | Space Heating | Natural Gas | Boiler | A | Incremental Energy Savings (MWh or mTherms) | Achievable Technical Potential | 0 | 0 | 0.00081015 | 0.012241 | 0.017446 | 0.023157 | 0.028155 | 0.032646 | 0.035992 | 0.038444 | 0.040194 | 0.041396 | 0.04217 | 0.042611 | 0.042793 | 0.042774 | 0.0426 | 0.042307 | 0.041573 | 0.04085 | 0.040138 | 0.039439 | 0.038997 | 0.03897 | 0.043296 | 0.046927 | 0.050159
F8_Industrial_Industrial - ID_New_Space Heating_Natural Gas_Boiler_A_Achievable Technical Potential | F8 | Industrial | Industrial - ID | New | Space Heating | Natural Gas | Boiler | A | Incremental Summer Peak Savings (MW) | Achievable Technical Potential | 0 | 0 | 0 | 0 | 0 | 0 | 0 | 0 | 0 | 0 | 0 | 0 | 0 | 0 | 0 | 0 | 0 | 0 | 0 | 0 | 0 | 0 | 0 | 0 | 0 | 0 | 0
F9_Industrial_Industrial - ID_New_Space Heating_Natural Gas_Boiler_A_Achievable Technical Potential | F9 | Industrial | Industrial - ID | New | Space Heating | Natural Gas | Boiler | A | Incremental Winter Peak Savings (MW) | Achievable Technical Potential | 0 | 0 | 0 | 0 | 0 | 0 | 0 | 0 | 0 | 0 | 0 | 0 | 0 | 0 | 0 | 0 | 0 | 0 | 0 | 0 | 0 | 0 | 0 | 0 | 0 | 0 | 0
F10_Industrial_Industrial - ID_New_Space Heating_Natural Gas_Boiler_A_Achievable Technical Potential | F10 | Industrial | Industrial - ID | New | Space Heating | Natural Gas | Boiler | A | Cumulative Energy Savings (MWh or mTherms) | Achievable Technical Potential | 0 | 0 | 0.00081015 | 0.013051 | 0.030497 | 0.053654 | 0.081809 | 0.11445 | 0.15045 | 0.18889 | 0.22908 | 0.27048 | 0.31265 | 0.35526 | 0.39806 | 0.44083 | 0.48343 | 0.52574 | 0.56731 | 0.60816 | 0.6483 | 0.68774 | 0.72674 | 0.76571 | 0.809 | 0.85593 | 0.90609
F11_Industrial_Industrial - ID_New_Space Heating_Natural Gas_Boiler_A_Achievable Technical Potential | F11 | Industrial | Industrial - ID | New | Space Heating | Natural Gas | Boiler | A | Cumulative Summer Peak Savings (MW) | Achievable Technical Potential | 0 | 0 | 0 | 0 | 0 | 0 | 0 | 0 | 0 | 0 | 0 | 0 | 0 | 0 | 0 | 0 | 0 | 0 | 0 | 0 | 0 | 0 | 0 | 0 | 0 | 0 | 0
F12_Industrial_Industrial - ID_New_Space Heating_Natural Gas_Boiler_A_Achievable Technical Potential | F12 | Industrial | Industrial - ID | New | Space Heating | Natural Gas | Boiler | A | Cumulative Winter Peak Savings (MW) | Achievable Technical Potential | 0 | 0 | 0 | 0 | 0 | 0 | 0 | 0 | 0 | 0 | 0 | 0 | 0 | 0 | 0 | 0 | 0 | 0 | 0 | 0 | 0 | 0 | 0 | 0 | 0 | 0 | 0
F13_Industrial_Industrial - ID_New_Space Heating_Natural Gas_Boiler_A_Achievable Technical Potential | F13 | Industrial | Industrial - ID | New | Space Heating | Natural Gas | Boiler | A | Purchases (Incremental) | Achievable Technical Potential | 0 | 0 | 0.015767 | 0.23823 | 0.33952 | 0.45068 | 0.54795 | 0.63534 | 0.70047 | 0.74818 | 0.78224 | 0.80564 | 0.82071 | 0.82929 | 0.83283 | 0.83246 | 0.82907 | 0.82337 | 0.80908 | 0.79501 | 0.78116 | 0.76755 | 0.75894 | 0.75843 | 0.84262 | 0.91328 | 0.97617
F14_Industrial_Industrial - ID_New_Space Heating_Natural Gas_Boiler_A_Achievable Technical Potential | F14 | Industrial | Industrial - ID | New | Space Heating | Natural Gas | Boiler | A | Purchases (Cumulative) | Achievable Technical Potential | 0 | 0 | 0.015767 | 0.25399 | 0.59351 | 1.0442 | 1.5921 | 2.2275 | 2.928 | 3.6761 | 4.4584 | 5.264 | 6.0847 | 6.914 | 7.7468 | 8.5793 | 9.4084 | 10.2317 | 11.0408 | 11.8358 | 12.617 | 13.3846 | 14.1435 | 14.9019 | 15.7445 | 16.6578 | 17.634
F1_Industrial_Industrial - ID_New_Space Heating_Natural Gas_Unit Heater_A_Achievable Technical Potential | F1 | Industrial | Industrial - ID | New | Space Heating | Natural Gas | Unit Heater | A | Original Unit Energy Savings (kWh or therms) | Achievable Technical Potential | 0 | 191840.798 | 191096.8947 | 191096.8947 | 191096.8947 | 191096.8947 | 191096.8947 | 191096.8947 | 191096.8947 | 191096.8947 | 191096.8947 | 191096.8947 | 191096.8947 | 191096.8947 | 191096.8947 | 191096.8947 | 191096.8947 | 191096.8947 | 191096.8947 | 191096.8947 | 191096.8947 | 191096.8947 | 191096.8947 | 191096.8947 | 191096.8947 | 191096.8947 | 191096.8947
F2_Industrial_Industrial - ID_New_Space Heating_Natural Gas_Unit Heater_A_Achievable Technical Potential | F2 | Industrial | Industrial - ID | New | Space Heating | Natural Gas | Unit Heater | A | Original Unit Summer Peak Savings (kW) | Achievable Technical Potential | 0 | 0 | 0 | 0 | 0 | 0 | 0 | 0 | 0 | 0 | 0 | 0 | 0 | 0 | 0 | 0 | 0 | 0 | 0 | 0 | 0 | 0 | 0 | 0 | 0 | 0 | 0
F3_Industrial_Industrial - ID_New_Space Heating_Natural Gas_Unit Heater_A_Achievable Technical Potential | F3 | Industrial | Industrial - ID | New | Space Heating | Natural Gas | Unit Heater | A | Original Unit Winter Peak Savings (kW) | Achievable Technical Potential | 0 | 0 | 0 | 0 | 0 | 0 | 0 | 0 | 0 | 0 | 0 | 0 | 0 | 0 | 0 | 0 | 0 | 0 | 0 | 0 | 0 | 0 | 0 | 0 | 0 | 0 | 0
F4_Industrial_Industrial - ID_New_Space Heating_Natural Gas_Unit Heater_A_Achievable Technical Potential | F4 | Industrial | Industrial - ID | New | Space Heating | Natural Gas | Unit Heater | A | Standalone Impact on Baseline Energy (%) | Achievable Technical Potential | 0 | 0 | 0.0015076 | 0.0038203 | 0.0049576 | 0.0060458 | 0.0070995 | 0.0081026 | 0.0090179 | 0.0098401 | 0.010574 | 0.011227 | 0.011809 | 0.012328 | 0.012791 | 0.013206 | 0.013578 | 0.013898 | 0.013908 | 0.013908 | 0.013871 | 0.013808 | 0.013724 | 0.013635 | 0.013553 | 0.013484 | 0.013431
F5_Industrial_Industrial - ID_New_Space Heating_Natural Gas_Unit Heater_A_Achievable Technical Potential | F5 | Industrial | Industrial - ID | New | Space Heating | Natural Gas | Unit Heater | A | Standalone Impact on Baseline Summer Peak (%) | Achievable Technical Potential | 0 | 0 | 0 | 0 | 0 | 0 | 0 | 0 | 0 | 0 | 0 | 0 | 0 | 0 | 0 | 0 | 0 | 0 | 0 | 0 | 0 | 0 | 0 | 0 | 0 | 0 | 0
F6_Industrial_Industrial - ID_New_Space Heating_Natural Gas_Unit Heater_A_Achievable Technical Potential | F6 | Industrial | Industrial - ID | New | Space Heating | Natural Gas | Unit Heater | A | Standalone Impact on Baseline Winter Peak (%) | Achievable Technical Potential | 0 | 0 | 0 | 0 | 0 | 0 | 0 | 0 | 0 | 0 | 0 | 0 | 0 | 0 | 0 | 0 | 0 | 0 | 0 | 0 | 0 | 0 | 0 | 0 | 0 | 0 | 0
F7_Industrial_Industrial - ID_New_Space Heating_Natural Gas_Unit Heater_A_Achievable Technical Potential | F7 | Industrial | Industrial - ID | New | Space Heating | Natural Gas | Unit Heater | A | Incremental Energy Savings (MWh or mTherms) | Achievable Technical Potential | 0 | 0 | 0.0005849 | 0.0088373 | 0.012595 | 0.016719 | 0.020327 | 0.023569 | 0.025985 | 0.027755 | 0.029018 | 0.029886 | 0.030445 | 0.030764 | 0.030895 | 0.030881 | 0.030756 | 0.030136 | 0.021822 | 0.021145 | 0.0196 | 0.018283 | 0.016992 | 0.016254 | 0.015916 | 0.015863 | 0.016005
F8_Industrial_Industrial - ID_New_Space Heating_Natural Gas_Unit Heater_A_Achievable Technical Potential | F8 | Industrial | Industrial - ID | New | Space Heating | Natural Gas | Unit Heater | A | Incremental Summer Peak Savings (MW) | Achievable Technical Potential | 0 | 0 | 0 | 0 | 0 | 0 | 0 | 0 | 0 | 0 | 0 | 0 | 0 | 0 | 0 | 0 | 0 | 0 | 0 | 0 | 0 | 0 | 0 | 0 | 0 | 0 | 0
F9_Industrial_Industrial - ID_New_Space Heating_Natural Gas_Unit Heater_A_Achievable Technical Potential | F9 | Industrial | Industrial - ID | New | Space Heating | Natural Gas | Unit Heater | A | Incremental Winter Peak Savings (MW) | Achievable Technical Potential | 0 | 0 | 0 | 0 | 0 | 0 | 0 | 0 | 0 | 0 | 0 | 0 | 0 | 0 | 0 | 0 | 0 | 0 | 0 | 0 | 0 | 0 | 0 | 0 | 0 | 0 | 0
F10_Industrial_Industrial - ID_New_Space Heating_Natural Gas_Unit Heater_A_Achievable Technical Potential | F10 | Industrial | Industrial - ID | New | Space Heating | Natural Gas | Unit Heater | A | Cumulative Energy Savings (MWh or mTherms) | Achievable Technical Potential | 0 | 0 | 0.0005849 | 0.0094222 | 0.022017 | 0.038736 | 0.059063 | 0.082632 | 0.10862 | 0.13637 | 0.16539 | 0.19528 | 0.22572 | 0.25648 | 0.28738 | 0.31826 | 0.34902 | 0.37915 | 0.40098 | 0.42212 | 0.44172 | 0.46 | 0.477 | 0.49325 | 0.50917 | 0.52503 | 0.54103
F11_Industrial_Industrial - ID_New_Space Heating_Natural Gas_Unit Heater_A_Achievable Technical Potential | F11 | Industrial | Industrial - ID | New | Space Heating | Natural Gas | Unit Heater | A | Cumulative Summer Peak Savings (MW) | Achievable Technical Potential | 0 | 0 | 0 | 0 | 0 | 0 | 0 | 0 | 0 | 0 | 0 | 0 | 0 | 0 | 0 | 0 | 0 | 0 | 0 | 0 | 0 | 0 | 0 | 0 | 0 | 0 | 0
F12_Industrial_Industrial - ID_New_Space Heating_Natural Gas_Unit Heater_A_Achievable Technical Potential | F12 | Industrial | Industrial - ID | New | Space Heating | Natural Gas | Unit Heater | A | Cumulative Winter Peak Savings (MW) | Achievable Technical Potential | 0 | 0 | 0 | 0 | 0 | 0 | 0 | 0 | 0 | 0 | 0 | 0 | 0 | 0 | 0 | 0 | 0 | 0 | 0 | 0 | 0 | 0 | 0 | 0 | 0 | 0 | 0
F13_Industrial_Industrial - ID_New_Space Heating_Natural Gas_Unit Heater_A_Achievable Technical Potential | F13 | Industrial | Industrial - ID | New | Space Heating | Natural Gas | Unit Heater | A | Purchases (Incremental) | Achievable Technical Potential | 0 | 0 | 3.0607e-06 | 4.6245e-05 | 6.5909e-05 | 8.7488e-05 | 0.00010637 | 0.00012333 | 0.00013598 | 0.00014524 | 0.00015185 | 0.00015639 | 0.00015932 | 0.00016098 | 0.00016167 | 0.0001616 | 0.00016094 | 0.0001577 | 0.00011419 | 0.00011065 | 0.00010257 | 9.5674e-05 | 8.8918e-05 | 8.5055e-05 | 8.3289e-05 | 8.3009e-05 | 8.3752e-05
F14_Industrial_Industrial - ID_New_Space Heating_Natural Gas_Unit Heater_A_Achievable Technical Potential | F14 | Industrial | Industrial - ID | New | Space Heating | Natural Gas | Unit Heater | A | Purchases (Cumulative) | Achievable Technical Potential | 0 | 0 | 3.0607e-06 | 4.9306e-05 | 0.00011522 | 0.0002027 | 0.00030907 | 0.00043241 | 0.00056839 | 0.00071362 | 0.00086548 | 0.0010219 | 0.0011812 | 0.0013422 | 0.0015038 | 0.0016654 | 0.0018264 | 0.0019841 | 0.0020983 | 0.0022089 | 0.0023115 | 0.0024072 | 0.0024961 | 0.0025811 | 0.0026644 | 0.0027474 | 0.0028312
F1_Industrial_Industrial - WA_Existing_Space Heating_Natural Gas_Insulation - Ceiling_A_Achievable Technical Potential | F1 | Industrial | Industrial - WA | Existing | Space Heating | Natural Gas | Insulation - Ceiling | A | Original Unit Energy Savings (kWh or therms) | Achievable Technical Potential | 0 | 0 | 0.084567 | 0.084408 | 0.084238 | 0.084057 | 0.083869 | 0.083673 | 0.083472 | 0.083266 | 0.083057 | 0.082845 | 0.082633 | 0.082419 | 0.082206 | 0.081994 | 0.081784 | 0.081575 | 0.08137 | 0.081179 | 0.081002 | 0.080839 | 0.080689 | 0.080551 | 0.080424 | 0.080307 | 0.0802
F2_Industrial_Industrial - WA_Existing_Space Heating_Natural Gas_Insulation - Ceiling_A_Achievable Technical Potential | F2 | Industrial | Industrial - WA | Existing | Space Heating | Natural Gas | Insulation - Ceiling | A | Original Unit Summer Peak Savings (kW) | Achievable Technical Potential | 0 | 0 | 0 | 0 | 0 | 0 | 0 | 0 | 0 | 0 | 0 | 0 | 0 | 0 | 0 | 0 | 0 | 0 | 0 | 0 | 0 | 0 | 0 | 0 | 0 | 0 | 0
F3_Industrial_Industrial - WA_Existing_Space Heating_Natural Gas_Insulation - Ceiling_A_Achievable Technical Potential | F3 | Industrial | Industrial - WA | Existing | Space Heating | Natural Gas | Insulation - Ceiling | A | Original Unit Winter Peak Savings (kW) | Achievable Technical Potential | 0 | 0 | 0 | 0 | 0 | 0 | 0 | 0 | 0 | 0 | 0 | 0 | 0 | 0 | 0 | 0 | 0 | 0 | 0 | 0 | 0 | 0 | 0 | 0 | 0 | 0 | 0
F4_Industrial_Industrial - WA_Existing_Space Heating_Natural Gas_Insulation - Ceiling_A_Achievable Technical Potential | F4 | Industrial | Industrial - WA | Existing | Space Heating | Natural Gas | Insulation - Ceiling | A | Standalone Impact on Baseline Energy (%) | Achievable Technical Potential | 0 | 0 | 6.6897e-05 | 0.00020179 | 0.00044277 | 0.00083675 | 0.0014376 | 0.0023025 | 0.0034849 | 0.0050266 | 0.006946 | 0.0092272 | 0.011812 | 0.014596 | 0.01744 | 0.020186 | 0.022685 | 0.024857 | 0.02665 | 0.028056 | 0.029149 | 0.030051 | 0.030579 | 0.031115 | 0.031661 | 0.032216 | 0.032782
F5_Industrial_Industrial - WA_Existing_Space Heating_Natural Gas_Insulation - Ceiling_A_Achievable Technical Potential | F5 | Industrial | Industrial - WA | Existing | Space Heating | Natural Gas | Insulation - Ceiling | A | Standalone Impact on Baseline Summer Peak (%) | Achievable Technical Potential | 0 | 0 | 0 | 0 | 0 | 0 | 0 | 0 | 0 | 0 | 0 | 0 | 0 | 0 | 0 | 0 | 0 | 0 | 0 | 0 | 0 | 0 | 0 | 0 | 0 | 0 | 0
F6_Industrial_Industrial - WA_Existing_Space Heating_Natural Gas_Insulation - Ceiling_A_Achievable Technical Potential | F6 | Industrial | Industrial - WA | Existing | Space Heating | Natural Gas | Insulation - Ceiling | A | Standalone Impact on Baseline Winter Peak (%) | Achievable Technical Potential | 0 | 0 | 0 | 0 | 0 | 0 | 0 | 0 | 0 | 0 | 0 | 0 | 0 | 0 | 0 | 0 | 0 | 0 | 0 | 0 | 0 | 0 | 0 | 0 | 0 | 0 | 0
F7_Industrial_Industrial - WA_Existing_Space Heating_Natural Gas_Insulation - Ceiling_A_Achievable Technical Potential | F7 | Industrial | Industrial - WA | Existing | Space Heating | Natural Gas | Insulation - Ceiling | A | Incremental Energy Savings (MWh or mTherms) | Achievable Technical Potential | 0 | 0 | 0.011179 | 0.02192 | 0.038171 | 0.060889 | 0.090624 | 0.12726 | 0.16971 | 0.21568 | 0.2615 | 0.30229 | 0.33244 | 0.34666 | 0.34122 | 0.3153 | 0.27174 | 0.22029 | 0.16513 | 0.11209 | 0.070224 | 0.044918 | 0 | 0 | 0 | 0 | 0
F8_Industrial_Industrial - WA_Existing_Space Heating_Natural Gas_Insulation - Ceiling_A_Achievable Technical Potential | F8 | Industrial | Industrial - WA | Existing | Space Heating | Natural Gas | Insulation - Ceiling | A | Incremental Summer Peak Savings (MW) | Achievable Technical Potential | 0 | 0 | 0 | 0 | 0 | 0 | 0 | 0 | 0 | 0 | 0 | 0 | 0 | 0 | 0 | 0 | 0 | 0 | 0 | 0 | 0 | 0 | 0 | 0 | 0 | 0 | 0
F9_Industrial_Industrial - WA_Existing_Space Heating_Natural Gas_Insulation - Ceiling_A_Achievable Technical Potential | F9 | Industrial | Industrial - WA | Existing | Space Heating | Natural Gas | Insulation - Ceiling | A | Incremental Winter Peak Savings (MW) | Achievable Technical Potential | 0 | 0 | 0 | 0 | 0 | 0 | 0 | 0 | 0 | 0 | 0 | 0 | 0 | 0 | 0 | 0 | 0 | 0 | 0 | 0 | 0 | 0 | 0 | 0 | 0 | 0 | 0
F10_Industrial_Industrial - WA_Existing_Space Heating_Natural Gas_Insulation - Ceiling_A_Achievable Technical Potential | F10 | Industrial | Industrial - WA | Existing | Space Heating | Natural Gas | Insulation - Ceiling | A | Cumulative Energy Savings (MWh or mTherms) | Achievable Technical Potential | 0 | 0 | 0.011179 | 0.033078 | 0.071182 | 0.13192 | 0.22225 | 0.34898 | 0.51786 | 0.73226 | 0.99193 | 1.2917 | 1.6208 | 1.9633 | 2.2994 | 2.6088 | 2.8738 | 3.0868 | 3.2442 | 3.3487 | 3.4116 | 3.4496 | 3.4432 | 3.4373 | 3.4319 | 3.4269 | 3.4223
F11_Industrial_Industrial - WA_Existing_Space Heating_Natural Gas_Insulation - Ceiling_A_Achievable Technical Potential | F11 | Industrial | Industrial - WA | Existing | Space Heating | Natural Gas | Insulation - Ceiling | A | Cumulative Summer Peak Savings (MW) | Achievable Technical Potential | 0 | 0 | 0 | 0 | 0 | 0 | 0 | 0 | 0 | 0 | 0 | 0 | 0 | 0 | 0 | 0 | 0 | 0 | 0 | 0 | 0 | 0 | 0 | 0 | 0 | 0 | 0
F12_Industrial_Industrial - WA_Existing_Space Heating_Natural Gas_Insulation - Ceiling_A_Achievable Technical Potential | F12 | Industrial | Industrial - WA | Existing | Space Heating | Natural Gas | Insulation - Ceiling | A | Cumulative Winter Peak Savings (MW) | Achievable Technical Potential | 0 | 0 | 0 | 0 | 0 | 0 | 0 | 0 | 0 | 0 | 0 | 0 | 0 | 0 | 0 | 0 | 0 | 0 | 0 | 0 | 0 | 0 | 0 | 0 | 0 | 0 | 0
F13_Industrial_Industrial - WA_Existing_Space Heating_Natural Gas_Insulation - Ceiling_A_Achievable Technical Potential | F13 | Industrial | Industrial - WA | Existing | Space Heating | Natural Gas | Insulation - Ceiling | A | Purchases (Incremental) | Achievable Technical Potential | 0 | 0 | 132.1914 | 259.686 | 453.1345 | 724.377 | 1080.5462 | 1520.8907 | 2033.1595 | 2590.2658 | 3148.476 | 3648.7873 | 4023.1212 | 4206.053 | 4150.7919 | 3845.3589 | 3322.6386 | 2700.4098 | 2029.4155 | 1380.7562 | 866.9403 | 555.6476 | 0 | 0 | 0 | 0 | 0
F14_Industrial_Industrial - WA_Existing_Space Heating_Natural Gas_Insulation - Ceiling_A_Achievable Technical Potential | F14 | Industrial | Industrial - WA | Existing | Space Heating | Natural Gas | Insulation - Ceiling | A | Purchases (Cumulative) | Achievable Technical Potential | 0 | 0 | 132.1914 | 391.8774 | 845.0119 | 1569.3888 | 2649.935 | 4170.8257 | 6203.9852 | 8794.2511 | 11942.7271 | 15591.5144 | 19614.6355 | 23820.6886 | 27971.4804 | 31816.8393 | 35139.4779 | 37839.8877 | 39869.3032 | 41250.0594 | 42116.9997 | 42672.6473 | 42672.6473 | 42672.6473 | 42672.6473 | 42672.6473 | 42672.6473
F1_Industrial_Industrial - WA_Existing_Space Heating_Natural Gas_Insulation - Wall Cavity_A_Achievable Technical Potential | F1 | Industrial | Industrial - WA | Existing | Space Heating | Natural Gas | Insulation - Wall Cavity | A | Original Unit Energy Savings (kWh or therms) | Achievable Technical Potential | 0 | 0 | 0.12242 | 0.12219 | 0.12195 | 0.12168 | 0.12141 | 0.12113 | 0.12084 | 0.12054 | 0.12024 | 0.11993 | 0.11962 | 0.11931 | 0.119 | 0.1187 | 0.11839 | 0.11809 | 0.11779 | 0.11752 | 0.11726 | 0.11702 | 0.11681 | 0.11661 | 0.11642 | 0.11626 | 0.1161
F2_Industrial_Industrial - WA_Existing_Space Heating_Natural Gas_Insulation - Wall Cavity_A_Achievable Technical Potential | F2 | Industrial | Industrial - WA | Existing | Space Heating | Natural Gas | Insulation - Wall Cavity | A | Original Unit Summer Peak Savings (kW) | Achievable Technical Potential | 0 | 0 | 0 | 0 | 0 | 0 | 0 | 0 | 0 | 0 | 0 | 0 | 0 | 0 | 0 | 0 | 0 | 0 | 0 | 0 | 0 | 0 | 0 | 0 | 0 | 0 | 0
F3_Industrial_Industrial - WA_Existing_Space Heating_Natural Gas_Insulation - Wall Cavity_A_Achievable Technical Potential | F3 | Industrial | Industrial - WA | Existing | Space Heating | Natural Gas | Insulation - Wall Cavity | A | Original Unit Winter Peak Savings (kW) | Achievable Technical Potential | 0 | 0 | 0 | 0 | 0 | 0 | 0 | 0 | 0 | 0 | 0 | 0 | 0 | 0 | 0 | 0 | 0 | 0 | 0 | 0 | 0 | 0 | 0 | 0 | 0 | 0 | 0
F4_Industrial_Industrial - WA_Existing_Space Heating_Natural Gas_Insulation - Wall Cavity_A_Achievable Technical Potential | F4 | Industrial | Industrial - WA | Existing | Space Heating | Natural Gas | Insulation - Wall Cavity | A | Standalone Impact on Baseline Energy (%) | Achievable Technical Potential | 0 | 0 | 8.0277e-05 | 0.00024215 | 0.00053132 | 0.0010041 | 0.0017252 | 0.002763 | 0.0041819 | 0.0060319 | 0.0083352 | 0.011073 | 0.014174 | 0.017516 | 0.020929 | 0.024223 | 0.027222 | 0.029829 | 0.03198 | 0.033668 | 0.034978 | 0.036062 | 0.036694 | 0.037338 | 0.037993 | 0.03866 | 0.039338
F5_Industrial_Industrial - WA_Existing_Space Heating_Natural Gas_Insulation - Wall Cavity_A_Achievable Technical Potential | F5 | Industrial | Industrial - WA | Existing | Space Heating | Natural Gas | Insulation - Wall Cavity | A | Standalone Impact on Baseline Summer Peak (%) | Achievable Technical Potential | 0 | 0 | 0 | 0 | 0 | 0 | 0 | 0 | 0 | 0 | 0 | 0 | 0 | 0 | 0 | 0 | 0 | 0 | 0 | 0 | 0 | 0 | 0 | 0 | 0 | 0 | 0
F6_Industrial_Industrial - WA_Existing_Space Heating_Natural Gas_Insulation - Wall Cavity_A_Achievable Technical Potential | F6 | Industrial | Industrial - WA | Existing | Space Heating | Natural Gas | Insulation - Wall Cavity | A | Standalone Impact on Baseline Winter Peak (%) | Achievable Technical Potential | 0 | 0 | 0 | 0 | 0 | 0 | 0 | 0 | 0 | 0 | 0 | 0 | 0 | 0 | 0 | 0 | 0 | 0 | 0 | 0 | 0 | 0 | 0 | 0 | 0 | 0 | 0
F7_Industrial_Industrial - WA_Existing_Space Heating_Natural Gas_Insulation - Wall Cavity_A_Achievable Technical Potential | F7 | Industrial | Industrial - WA | Existing | Space Heating | Natural Gas | Insulation - Wall Cavity | A | Incremental Energy Savings (MWh or mTherms) | Achievable Technical Potential | 0 | 0 | 0.013415 | 0.026304 | 0.045805 | 0.073067 | 0.10875 | 0.15271 | 0.20365 | 0.25882 | 0.3138 | 0.36274 | 0.39893 | 0.41599 | 0.40947 | 0.37836 | 0.32608 | 0.26434 | 0.19816 | 0.13451 | 0.084268 | 0.053901 | 0 | 0 | 0 | 0 | 0
F8_Industrial_Industrial - WA_Existing_Space Heating_Natural Gas_Insulation - Wall Cavity_A_Achievable Technical Potential | F8 | Industrial | Industrial - WA | Existing | Space Heating | Natural Gas | Insulation - Wall Cavity | A | Incremental Summer Peak Savings (MW) | Achievable Technical Potential | 0 | 0 | 0 | 0 | 0 | 0 | 0 | 0 | 0 | 0 | 0 | 0 | 0 | 0 | 0 | 0 | 0 | 0 | 0 | 0 | 0 | 0 | 0 | 0 | 0 | 0 | 0
F9_Industrial_Industrial - WA_Existing_Space Heating_Natural Gas_Insulation - Wall Cavity_A_Achievable Technical Potential | F9 | Industrial | Industrial - WA | Existing | Space Heating | Natural Gas | Insulation - Wall Cavity | A | Incremental Winter Peak Savings (MW) | Achievable Technical Potential | 0 | 0 | 0 | 0 | 0 | 0 | 0 | 0 | 0 | 0 | 0 | 0 | 0 | 0 | 0 | 0 | 0 | 0 | 0 | 0 | 0 | 0 | 0 | 0 | 0 | 0 | 0
F10_Industrial_Industrial - WA_Existing_Space Heating_Natural Gas_Insulation - Wall Cavity_A_Achievable Technical Potential | F10 | Industrial | Industrial - WA | Existing | Space Heating | Natural Gas | Insulation - Wall Cavity | A | Cumulative Energy Savings (MWh or mTherms) | Achievable Technical Potential | 0 | 0 | 0.013415 | 0.039693 | 0.085418 | 0.1583 | 0.2667 | 0.41878 | 0.62143 | 0.87871 | 1.1903 | 1.55 | 1.945 | 2.3559 | 2.7593 | 3.1306 | 3.4486 | 3.7042 | 3.893 | 4.0184 | 4.0939 | 4.1395 | 4.1318 | 4.1248 | 4.1183 | 4.1123 | 4.1068
F11_Industrial_Industrial - WA_Existing_Space Heating_Natural Gas_Insulation - Wall Cavity_A_Achievable Technical Potential | F11 | Industrial | Industrial - WA | Existing | Space Heating | Natural Gas | Insulation - Wall Cavity | A | Cumulative Summer Peak Savings (MW) | Achievable Technical Potential | 0 | 0 | 0 | 0 | 0 | 0 | 0 | 0 | 0 | 0 | 0 | 0 | 0 | 0 | 0 | 0 | 0 | 0 | 0 | 0 | 0 | 0 | 0 | 0 | 0 | 0 | 0
F12_Industrial_Industrial - WA_Existing_Space Heating_Natural Gas_Insulation - Wall Cavity_A_Achievable Technical Potential | F12 | Industrial | Industrial - WA | Existing | Space Heating | Natural Gas | Insulation - Wall Cavity | A | Cumulative Winter Peak Savings (MW) | Achievable Technical Potential | 0 | 0 | 0 | 0 | 0 | 0 | 0 | 0 | 0 | 0 | 0 | 0 | 0 | 0 | 0 | 0 | 0 | 0 | 0 | 0 | 0 | 0 | 0 | 0 | 0 | 0 | 0
F13_Industrial_Industrial - WA_Existing_Space Heating_Natural Gas_Insulation - Wall Cavity_A_Achievable Technical Potential | F13 | Industrial | Industrial - WA | Existing | Space Heating | Natural Gas | Insulation - Wall Cavity | A | Purchases (Incremental) | Achievable Technical Potential | 0 | 0 | 109.5788 | 215.2642 | 375.6215 | 600.4653 | 895.7083 | 1260.7277 | 1685.368 | 2147.1759 | 2609.8989 | 3024.6271 | 3334.9276 | 3486.5672 | 3440.759 | 3187.5733 | 2754.2693 | 2238.4787 | 1682.2644 | 1144.5645 | 718.6418 | 460.5988 | 0 | 0 | 0 | 0 | 0
F14_Industrial_Industrial - WA_Existing_Space Heating_Natural Gas_Insulation - Wall Cavity_A_Achievable Technical Potential | F14 | Industrial | Industrial - WA | Existing | Space Heating | Natural Gas | Insulation - Wall Cavity | A | Purchases (Cumulative) | Achievable Technical Potential | 0 | 0 | 109.5788 | 324.843 | 700.4644 | 1300.9298 | 2196.6381 | 3457.3658 | 5142.7339 | 7289.9098 | 9899.8087 | 12924.4359 | 16259.3635 | 19745.9307 | 23186.6896 | 26374.2629 | 29128.5322 | 31367.011 | 33049.2754 | 34193.8399 | 34912.4817 | 35373.0805 | 35373.0805 | 35373.0805 | 35373.0805 | 35373.0805 | 35373.0805
F1_Industrial_Industrial - WA_Existing_Space Heating_Natural Gas_Insulation - Ducting_A_Achievable Technical Potential | F1 | Industrial | Industrial - WA | Existing | Space Heating | Natural Gas | Insulation - Ducting | A | Original Unit Energy Savings (kWh or therms) | Achievable Technical Potential | 0 | 0 | 0.0067699 | 0.0067574 | 0.0067416 | 0.0067227 | 0.0067012 | 0.0066772 | 0.0066511 | 0.006623 | 0.0065934 | 0.0065622 | 0.0065299 | 0.0064964 | 0.0064621 | 0.006427 | 0.0063913 | 0.0063551 | 0.0063185 | 0.0062846 | 0.0062528 | 0.0062234 | 0.0061963 | 0.0061713 | 0.0061482 | 0.0061268 | 0.0061072
F2_Industrial_Industrial - WA_Existing_Space Heating_Natural Gas_Insulation - Ducting_A_Achievable Technical Potential | F2 | Industrial | Industrial - WA | Existing | Space Heating | Natural Gas | Insulation - Ducting | A | Original Unit Summer Peak Savings (kW) | Achievable Technical Potential | 0 | 0 | 0 | 0 | 0 | 0 | 0 | 0 | 0 | 0 | 0 | 0 | 0 | 0 | 0 | 0 | 0 | 0 | 0 | 0 | 0 | 0 | 0 | 0 | 0 | 0 | 0
F3_Industrial_Industrial - WA_Existing_Space Heating_Natural Gas_Insulation - Ducting_A_Achievable Technical Potential | F3 | Industrial | Industrial - WA | Existing | Space Heating | Natural Gas | Insulation - Ducting | A | Original Unit Winter Peak Savings (kW) | Achievable Technical Potential | 0 | 0 | 0 | 0 | 0 | 0 | 0 | 0 | 0 | 0 | 0 | 0 | 0 | 0 | 0 | 0 | 0 | 0 | 0 | 0 | 0 | 0 | 0 | 0 | 0 | 0 | 0
F4_Industrial_Industrial - WA_Existing_Space Heating_Natural Gas_Insulation - Ducting_A_Achievable Technical Potential | F4 | Industrial | Industrial - WA | Existing | Space Heating | Natural Gas | Insulation - Ducting | A | Standalone Impact on Baseline Energy (%) | Achievable Technical Potential | 0 | 0 | 3.4596e-07 | 1.0436e-06 | 2.2891e-06 | 4.3232e-06 | 7.4208e-06 | 1.187e-05 | 1.7939e-05 | 2.5829e-05 | 3.5621e-05 | 4.7217e-05 | 6.0299e-05 | 7.4325e-05 | 8.8566e-05 | 0.00010222 | 0.00011453 | 0.0001251 | 0.00013369 | 0.00014032 | 0.00014536 | 0.00014946 | 0.0001517 | 0.000154 | 0.00015636 | 0.00015878 | 0.00016126
F5_Industrial_Industrial - WA_Existing_Space Heating_Natural Gas_Insulation - Ducting_A_Achievable Technical Potential | F5 | Industrial | Industrial - WA | Existing | Space Heating | Natural Gas | Insulation - Ducting | A | Standalone Impact on Baseline Summer Peak (%) | Achievable Technical Potential | 0 | 0 | 0 | 0 | 0 | 0 | 0 | 0 | 0 | 0 | 0 | 0 | 0 | 0 | 0 | 0 | 0 | 0 | 0 | 0 | 0 | 0 | 0 | 0 | 0 | 0 | 0
F6_Industrial_Industrial - WA_Existing_Space Heating_Natural Gas_Insulation - Ducting_A_Achievable Technical Potential | F6 | Industrial | Industrial - WA | Existing | Space Heating | Natural Gas | Insulation - Ducting | A | Standalone Impact on Baseline Winter Peak (%) | Achievable Technical Potential | 0 | 0 | 0 | 0 | 0 | 0 | 0 | 0 | 0 | 0 | 0 | 0 | 0 | 0 | 0 | 0 | 0 | 0 | 0 | 0 | 0 | 0 | 0 | 0 | 0 | 0 | 0
F7_Industrial_Industrial - WA_Existing_Space Heating_Natural Gas_Insulation - Ducting_A_Achievable Technical Potential | F7 | Industrial | Industrial - WA | Existing | Space Heating | Natural Gas | Insulation - Ducting | A | Incremental Energy Savings (MWh or mTherms) | Achievable Technical Potential | 0 | 0 | 5.7814e-05 | 0.00011336 | 0.00019735 | 0.0003146 | 0.00046778 | 0.00065605 | 0.00087359 | 0.0011083 | 0.0013411 | 0.0015468 | 0.0016971 | 0.0017652 | 0.0017328 | 0.0015966 | 0.0013719 | 0.0011087 | 0.00082839 | 0.00056058 | 0.00035019 | 0.00022339 | 0 | 0 | 0 | 0 | 0
F8_Industrial_Industrial - WA_Existing_Space Heating_Natural Gas_Insulation - Ducting_A_Achievable Technical Potential | F8 | Industrial | Industrial - WA | Existing | Space Heating | Natural Gas | Insulation - Ducting | A | Incremental Summer Peak Savings (MW) | Achievable Technical Potential | 0 | 0 | 0 | 0 | 0 | 0 | 0 | 0 | 0 | 0 | 0 | 0 | 0 | 0 | 0 | 0 | 0 | 0 | 0 | 0 | 0 | 0 | 0 | 0 | 0 | 0 | 0
F9_Industrial_Industrial - WA_Existing_Space Heating_Natural Gas_Insulation - Ducting_A_Achievable Technical Potential | F9 | Industrial | Industrial - WA | Existing | Space Heating | Natural Gas | Insulation - Ducting | A | Incremental Winter Peak Savings (MW) | Achievable Technical Potential | 0 | 0 | 0 | 0 | 0 | 0 | 0 | 0 | 0 | 0 | 0 | 0 | 0 | 0 | 0 | 0 | 0 | 0 | 0 | 0 | 0 | 0 | 0 | 0 | 0 | 0 | 0
F10_Industrial_Industrial - WA_Existing_Space Heating_Natural Gas_Insulation - Ducting_A_Achievable Technical Potential | F10 | Industrial | Industrial - WA | Existing | Space Heating | Natural Gas | Insulation - Ducting | A | Cumulative Energy Savings (MWh or mTherms) | Achievable Technical Potential | 0 | 0 | 5.7814e-05 | 0.00017107 | 0.00036802 | 0.00068159 | 0.0011472 | 0.0017991 | 0.0026657 | 0.0037627 | 0.0050869 | 0.0066098 | 0.0082743 | 0.0099971 | 0.011677 | 0.01321 | 0.014509 | 0.015535 | 0.016274 | 0.016747 | 0.017013 | 0.017156 | 0.017082 | 0.017013 | 0.016949 | 0.01689 | 0.016836
F11_Industrial_Industrial - WA_Existing_Space Heating_Natural Gas_Insulation - Ducting_A_Achievable Technical Potential | F11 | Industrial | Industrial - WA | Existing | Space Heating | Natural Gas | Insulation - Ducting | A | Cumulative Summer Peak Savings (MW) | Achievable Technical Potential | 0 | 0 | 0 | 0 | 0 | 0 | 0 | 0 | 0 | 0 | 0 | 0 | 0 | 0 | 0 | 0 | 0 | 0 | 0 | 0 | 0 | 0 | 0 | 0 | 0 | 0 | 0
F12_Industrial_Industrial - WA_Existing_Space Heating_Natural Gas_Insulation - Ducting_A_Achievable Technical Potential | F12 | Industrial | Industrial - WA | Existing | Space Heating | Natural Gas | Insulation - Ducting | A | Cumulative Winter Peak Savings (MW) | Achievable Technical Potential | 0 | 0 | 0 | 0 | 0 | 0 | 0 | 0 | 0 | 0 | 0 | 0 | 0 | 0 | 0 | 0 | 0 | 0 | 0 | 0 | 0 | 0 | 0 | 0 | 0 | 0 | 0
F13_Industrial_Industrial - WA_Existing_Space Heating_Natural Gas_Insulation - Ducting_A_Achievable Technical Potential | F13 | Industrial | Industrial - WA | Existing | Space Heating | Natural Gas | Insulation - Ducting | A | Purchases (Incremental) | Achievable Technical Potential | 0 | 0 | 8.5398 | 16.7762 | 29.2734 | 46.7961 | 69.8054 | 98.2525 | 131.346 | 167.3361 | 203.3976 | 235.7187 | 259.9013 | 271.7191 | 268.1491 | 248.4176 | 214.6488 | 174.4517 | 131.1041 | 89.1995 | 56.006 | 35.8959 | 0 | 0 | 0 | 0 | 0
F14_Industrial_Industrial - WA_Existing_Space Heating_Natural Gas_Insulation - Ducting_A_Achievable Technical Potential | F14 | Industrial | Industrial - WA | Existing | Space Heating | Natural Gas | Insulation - Ducting | A | Purchases (Cumulative) | Achievable Technical Potential | 0 | 0 | 8.5398 | 25.316 | 54.5894 | 101.3855 | 171.1909 | 269.4433 | 400.7894 | 568.1255 | 771.5231 | 1007.2417 | 1267.1431 | 1538.8622 | 1807.0113 | 2055.4289 | 2270.0777 | 2444.5294 | 2575.6335 | 2664.833 | 2720.839 | 2756.7349 | 2756.7349 | 2756.7349 | 2756.7349 | 2756.7349 | 2756.7349
F1_Industrial_Industrial - WA_Existing_Space Heating_Natural Gas_Ducting - Repair and Sealing_A_Achievable Technical Potential | F1 | Industrial | Industrial - WA | Existing | Space Heating | Natural Gas | Ducting - Repair and Sealing | A | Original Unit Energy Savings (kWh or therms) | Achievable Technical Potential | 0 | 0 | 0.27616 | 0.27565 | 0.275 | 0.27424 | 0.27336 | 0.27238 | 0.27131 | 0.27017 | 0.26896 | 0.26769 | 0.26637 | 0.265 | 0.2636 | 0.26217 | 0.26071 | 0.25924 | 0.25775 | 0.25636 | 0.25506 | 0.25387 | 0.25276 | 0.25174 | 0.2508 | 0.24993 | 0.24912
F2_Industrial_Industrial - WA_Existing_Space Heating_Natural Gas_Ducting - Repair and Sealing_A_Achievable Technical Potential | F2 | Industrial | Industrial - WA | Existing | Space Heating | Natural Gas | Ducting - Repair and Sealing | A | Original Unit Summer Peak Savings (kW) | Achievable Technical Potential | 0 | 0 | 0 | 0 | 0 | 0 | 0 | 0 | 0 | 0 | 0 | 0 | 0 | 0 | 0 | 0 | 0 | 0 | 0 | 0 | 0 | 0 | 0 | 0 | 0 | 0 | 0
F3_Industrial_Industrial - WA_Existing_Space Heating_Natural Gas_Ducting - Repair and Sealing_A_Achievable Technical Potential | F3 | Industrial | Industrial - WA | Existing | Space Heating | Natural Gas | Ducting - Repair and Sealing | A | Original Unit Winter Peak Savings (kW) | Achievable Technical Potential | 0 | 0 | 0 | 0 | 0 | 0 | 0 | 0 | 0 | 0 | 0 | 0 | 0 | 0 | 0 | 0 | 0 | 0 | 0 | 0 | 0 | 0 | 0 | 0 | 0 | 0 | 0
F4_Industrial_Industrial - WA_Existing_Space Heating_Natural Gas_Ducting - Repair and Sealing_A_Achievable Technical Potential | F4 | Industrial | Industrial - WA | Existing | Space Heating | Natural Gas | Ducting - Repair and Sealing | A | Standalone Impact on Baseline Energy (%) | Achievable Technical Potential | 0 | 0 | 2.4697e-05 | 7.4502e-05 | 0.00016341 | 0.00030862 | 0.00052974 | 0.00084735 | 0.0012806 | 0.0018439 | 0.0025429 | 0.0033707 | 0.0043046 | 0.0053058 | 0.0063225 | 0.0072969 | 0.0081757 | 0.0089305 | 0.0095435 | 0.010017 | 0.010344 | 0.010571 | 0.01073 | 0.010893 | 0.01106 | 0.011231 | 0.011406
F5_Industrial_Industrial - WA_Existing_Space Heating_Natural Gas_Ducting - Repair and Sealing_A_Achievable Technical Potential | F5 | Industrial | Industrial - WA | Existing | Space Heating | Natural Gas | Ducting - Repair and Sealing | A | Standalone Impact on Baseline Summer Peak (%) | Achievable Technical Potential | 0 | 0 | 0 | 0 | 0 | 0 | 0 | 0 | 0 | 0 | 0 | 0 | 0 | 0 | 0 | 0 | 0 | 0 | 0 | 0 | 0 | 0 | 0 | 0 | 0 | 0 | 0
F6_Industrial_Industrial - WA_Existing_Space Heating_Natural Gas_Ducting - Repair and Sealing_A_Achievable Technical Potential | F6 | Industrial | Industrial - WA | Existing | Space Heating | Natural Gas | Ducting - Repair and Sealing | A | Standalone Impact on Baseline Winter Peak (%) | Achievable Technical Potential | 0 | 0 | 0 | 0 | 0 | 0 | 0 | 0 | 0 | 0 | 0 | 0 | 0 | 0 | 0 | 0 | 0 | 0 | 0 | 0 | 0 | 0 | 0 | 0 | 0 | 0 | 0
F7_Industrial_Industrial - WA_Existing_Space Heating_Natural Gas_Ducting - Repair and Sealing_A_Achievable Technical Potential | F7 | Industrial | Industrial - WA | Existing | Space Heating | Natural Gas | Ducting - Repair and Sealing | A | Incremental Energy Savings (MWh or mTherms) | Achievable Technical Potential | 0 | 0 | 0.0041271 | 0.0080926 | 0.014088 | 0.022458 | 0.033393 | 0.046833 | 0.062362 | 0.079116 | 0.095735 | 0.11042 | 0.12115 | 0.12601 | 0.1237 | 0.11397 | 0.097933 | 0.079143 | 0.059136 | 0.040018 | 0.021187 | 0.0084942 | 0 | 0 | 0 | 0 | 0
F8_Industrial_Industrial - WA_Existing_Space Heating_Natural Gas_Ducting - Repair and Sealing_A_Achievable Technical Potential | F8 | Industrial | Industrial - WA | Existing | Space Heating | Natural Gas | Ducting - Repair and Sealing | A | Incremental Summer Peak Savings (MW) | Achievable Technical Potential | 0 | 0 | 0 | 0 | 0 | 0 | 0 | 0 | 0 | 0 | 0 | 0 | 0 | 0 | 0 | 0 | 0 | 0 | 0 | 0 | 0 | 0 | 0 | 0 | 0 | 0 | 0
F9_Industrial_Industrial - WA_Existing_Space Heating_Natural Gas_Ducting - Repair and Sealing_A_Achievable Technical Potential | F9 | Industrial | Industrial - WA | Existing | Space Heating | Natural Gas | Ducting - Repair and Sealing | A | Incremental Winter Peak Savings (MW) | Achievable Technical Potential | 0 | 0 | 0 | 0 | 0 | 0 | 0 | 0 | 0 | 0 | 0 | 0 | 0 | 0 | 0 | 0 | 0 | 0 | 0 | 0 | 0 | 0 | 0 | 0 | 0 | 0 | 0
F10_Industrial_Industrial - WA_Existing_Space Heating_Natural Gas_Ducting - Repair and Sealing_A_Achievable Technical Potential | F10 | Industrial | Industrial - WA | Existing | Space Heating | Natural Gas | Ducting - Repair and Sealing | A | Cumulative Energy Savings (MWh or mTherms) | Achievable Technical Potential | 0 | 0 | 0.0041271 | 0.012212 | 0.026272 | 0.048656 | 0.081893 | 0.12843 | 0.19029 | 0.26861 | 0.36314 | 0.47185 | 0.59067 | 0.71366 | 0.83358 | 0.94303 | 1.0357 | 1.109 | 1.1618 | 1.1955 | 1.2107 | 1.2135 | 1.2082 | 1.2033 | 1.1988 | 1.1947 | 1.1908
F11_Industrial_Industrial - WA_Existing_Space Heating_Natural Gas_Ducting - Repair and Sealing_A_Achievable Technical Potential | F11 | Industrial | Industrial - WA | Existing | Space Heating | Natural Gas | Ducting - Repair and Sealing | A | Cumulative Summer Peak Savings (MW) | Achievable Technical Potential | 0 | 0 | 0 | 0 | 0 | 0 | 0 | 0 | 0 | 0 | 0 | 0 | 0 | 0 | 0 | 0 | 0 | 0 | 0 | 0 | 0 | 0 | 0 | 0 | 0 | 0 | 0
F12_Industrial_Industrial - WA_Existing_Space Heating_Natural Gas_Ducting - Repair and Sealing_A_Achievable Technical Potential | F12 | Industrial | Industrial - WA | Existing | Space Heating | Natural Gas | Ducting - Repair and Sealing | A | Cumulative Winter Peak Savings (MW) | Achievable Technical Potential | 0 | 0 | 0 | 0 | 0 | 0 | 0 | 0 | 0 | 0 | 0 | 0 | 0 | 0 | 0 | 0 | 0 | 0 | 0 | 0 | 0 | 0 | 0 | 0 | 0 | 0 | 0
F13_Industrial_Industrial - WA_Existing_Space Heating_Natural Gas_Ducting - Repair and Sealing_A_Achievable Technical Potential | F13 | Industrial | Industrial - WA | Existing | Space Heating | Natural Gas | Ducting - Repair and Sealing | A | Purchases (Incremental) | Achievable Technical Potential | 0 | 0 | 14.9447 | 29.3584 | 51.2284 | 81.8933 | 122.1594 | 171.9418 | 229.8555 | 292.8383 | 355.9458 | 412.5077 | 454.8274 | 475.5084 | 469.261 | 434.7307 | 375.6355 | 305.2904 | 229.4322 | 156.0991 | 83.0658 | 33.4595 | 0 | 0 | 0 | 0 | 0
F14_Industrial_Industrial - WA_Existing_Space Heating_Natural Gas_Ducting - Repair and Sealing_A_Achievable Technical Potential | F14 | Industrial | Industrial - WA | Existing | Space Heating | Natural Gas | Ducting - Repair and Sealing | A | Purchases (Cumulative) | Achievable Technical Potential | 0 | 0 | 14.9447 | 44.3031 | 95.5314 | 177.4247 | 299.5841 | 471.5259 | 701.3814 | 994.2196 | 1350.1654 | 1762.6731 | 2217.5004 | 2693.0088 | 3162.2698 | 3597.0005 | 3972.636 | 4277.9264 | 4507.3586 | 4663.4577 | 4746.5236 | 4779.983 | 4779.983 | 4779.983 | 4779.983 | 4779.983 | 4779.983
F1_Industrial_Industrial - WA_Existing_Space Heating_Natural Gas_Building Shell - Air Sealing (Infiltration Control)_A_Achievable Technical Potential | F1 | Industrial | Industrial - WA | Existing | Space Heating | Natural Gas | Building Shell - Air Sealing (Infiltration Control) | A | Original Unit Energy Savings (kWh or therms) | Achievable Technical Potential | 0 | 0 | 63.6072 | 63.4875 | 63.3593 | 63.2236 | 63.0816 | 62.9345 | 62.7831 | 62.6284 | 62.4711 | 62.3121 | 62.1521 | 61.9916 | 61.8313 | 61.6718 | 61.5135 | 61.3569 | 61.2024 | 61.059 | 60.9254 | 60.8027 | 60.6898 | 60.586 | 60.4906 | 60.4029 | 60.3223
F2_Industrial_Industrial - WA_Existing_Space Heating_Natural Gas_Building Shell - Air Sealing (Infiltration Control)_A_Achievable Technical Potential | F2 | Industrial | Industrial - WA | Existing | Space Heating | Natural Gas | Building Shell - Air Sealing (Infiltration Control) | A | Original Unit Summer Peak Savings (kW) | Achievable Technical Potential | 0 | 0 | 0 | 0 | 0 | 0 | 0 | 0 | 0 | 0 | 0 | 0 | 0 | 0 | 0 | 0 | 0 | 0 | 0 | 0 | 0 | 0 | 0 | 0 | 0 | 0 | 0
F3_Industrial_Industrial - WA_Existing_Space Heating_Natural Gas_Building Shell - Air Sealing (Infiltration Control)_A_Achievable Technical Potential | F3 | Industrial | Industrial - WA | Existing | Space Heating | Natural Gas | Building Shell - Air Sealing (Infiltration Control) | A | Original Unit Winter Peak Savings (kW) | Achievable Technical Potential | 0 | 0 | 0 | 0 | 0 | 0 | 0 | 0 | 0 | 0 | 0 | 0 | 0 | 0 | 0 | 0 | 0 | 0 | 0 | 0 | 0 | 0 | 0 | 0 | 0 | 0 | 0
F4_Industrial_Industrial - WA_Existing_Space Heating_Natural Gas_Building Shell - Air Sealing (Infiltration Control)_A_Achievable Technical Potential | F4 | Industrial | Industrial - WA | Existing | Space Heating | Natural Gas | Building Shell - Air Sealing (Infiltration Control) | A | Standalone Impact on Baseline Energy (%) | Achievable Technical Potential | 0 | 0 | 4.2266e-06 | 1.2749e-05 | 2.7974e-05 | 5.2866e-05 | 9.0831e-05 | 0.00014547 | 0.00022018 | 0.00031758 | 0.00043885 | 0.00058298 | 0.00074125 | 0.00090703 | 0.0010686 | 0.0012125 | 0.0013252 | 0.0013974 | 0.0014219 | 0.0014468 | 0.0014722 | 0.0014981 | 0.0015243 | 0.0015511 | 0.0015783 | 0.001606 | 0.0016342
F5_Industrial_Industrial - WA_Existing_Space Heating_Natural Gas_Building Shell - Air Sealing (Infiltration Control)_A_Achievable Technical Potential | F5 | Industrial | Industrial - WA | Existing | Space Heating | Natural Gas | Building Shell - Air Sealing (Infiltration Control) | A | Standalone Impact on Baseline Summer Peak (%) | Achievable Technical Potential | 0 | 0 | 0 | 0 | 0 | 0 | 0 | 0 | 0 | 0 | 0 | 0 | 0 | 0 | 0 | 0 | 0 | 0 | 0 | 0 | 0 | 0 | 0 | 0 | 0 | 0 | 0
F6_Industrial_Industrial - WA_Existing_Space Heating_Natural Gas_Building Shell - Air Sealing (Infiltration Control)_A_Achievable Technical Potential | F6 | Industrial | Industrial - WA | Existing | Space Heating | Natural Gas | Building Shell - Air Sealing (Infiltration Control) | A | Standalone Impact on Baseline Winter Peak (%) | Achievable Technical Potential | 0 | 0 | 0 | 0 | 0 | 0 | 0 | 0 | 0 | 0 | 0 | 0 | 0 | 0 | 0 | 0 | 0 | 0 | 0 | 0 | 0 | 0 | 0 | 0 | 0 | 0 | 0
F7_Industrial_Industrial - WA_Existing_Space Heating_Natural Gas_Building Shell - Air Sealing (Infiltration Control)_A_Achievable Technical Potential | F7 | Industrial | Industrial - WA | Existing | Space Heating | Natural Gas | Building Shell - Air Sealing (Infiltration Control) | A | Incremental Energy Savings (MWh or mTherms) | Achievable Technical Potential | 0 | 0 | 0.0007063 | 0.0013849 | 0.0024117 | 0.003847 | 0.0057257 | 0.0080402 | 0.010722 | 0.013627 | 0.016522 | 0.019099 | 0.020314 | 0.02055 | 0.019205 | 0.016168 | 0.011585 | 0.0060792 | 0 | 0 | 0 | 0 | 0 | 0 | 0 | 0 | 0
F8_Industrial_Industrial - WA_Existing_Space Heating_Natural Gas_Building Shell - Air Sealing (Infiltration Control)_A_Achievable Technical Potential | F8 | Industrial | Industrial - WA | Existing | Space Heating | Natural Gas | Building Shell - Air Sealing (Infiltration Control) | A | Incremental Summer Peak Savings (MW) | Achievable Technical Potential | 0 | 0 | 0 | 0 | 0 | 0 | 0 | 0 | 0 | 0 | 0 | 0 | 0 | 0 | 0 | 0 | 0 | 0 | 0 | 0 | 0 | 0 | 0 | 0 | 0 | 0 | 0
F9_Industrial_Industrial - WA_Existing_Space Heating_Natural Gas_Building Shell - Air Sealing (Infiltration Control)_A_Achievable Technical Potential | F9 | Industrial | Industrial - WA | Existing | Space Heating | Natural Gas | Building Shell - Air Sealing (Infiltration Control) | A | Incremental Winter Peak Savings (MW) | Achievable Technical Potential | 0 | 0 | 0 | 0 | 0 | 0 | 0 | 0 | 0 | 0 | 0 | 0 | 0 | 0 | 0 | 0 | 0 | 0 | 0 | 0 | 0 | 0 | 0 | 0 | 0 | 0 | 0
F10_Industrial_Industrial - WA_Existing_Space Heating_Natural Gas_Building Shell - Air Sealing (Infiltration Control)_A_Achievable Technical Potential | F10 | Industrial | Industrial - WA | Existing | Space Heating | Natural Gas | Building Shell - Air Sealing (Infiltration Control) | A | Cumulative Energy Savings (MWh or mTherms) | Achievable Technical Potential | 0 | 0 | 0.0007063 | 0.0020899 | 0.0044973 | 0.0083347 | 0.014042 | 0.022049 | 0.032718 | 0.046265 | 0.06267 | 0.081609 | 0.10171 | 0.122 | 0.14089 | 0.15669 | 0.16788 | 0.17353 | 0.17309 | 0.17269 | 0.17231 | 0.17196 | 0.17164 | 0.17135 | 0.17108 | 0.17083 | 0.1706
F11_Industrial_Industrial - WA_Existing_Space Heating_Natural Gas_Building Shell - Air Sealing (Infiltration Control)_A_Achievable Technical Potential | F11 | Industrial | Industrial - WA | Existing | Space Heating | Natural Gas | Building Shell - Air Sealing (Infiltration Control) | A | Cumulative Summer Peak Savings (MW) | Achievable Technical Potential | 0 | 0 | 0 | 0 | 0 | 0 | 0 | 0 | 0 | 0 | 0 | 0 | 0 | 0 | 0 | 0 | 0 | 0 | 0 | 0 | 0 | 0 | 0 | 0 | 0 | 0 | 0
F12_Industrial_Industrial - WA_Existing_Space Heating_Natural Gas_Building Shell - Air Sealing (Infiltration Control)_A_Achievable Technical Potential | F12 | Industrial | Industrial - WA | Existing | Space Heating | Natural Gas | Building Shell - Air Sealing (Infiltration Control) | A | Cumulative Winter Peak Savings (MW) | Achievable Technical Potential | 0 | 0 | 0 | 0 | 0 | 0 | 0 | 0 | 0 | 0 | 0 | 0 | 0 | 0 | 0 | 0 | 0 | 0 | 0 | 0 | 0 | 0 | 0 | 0 | 0 | 0 | 0
F13_Industrial_Industrial - WA_Existing_Space Heating_Natural Gas_Building Shell - Air Sealing (Infiltration Control)_A_Achievable Technical Potential | F13 | Industrial | Industrial - WA | Existing | Space Heating | Natural Gas | Building Shell - Air Sealing (Infiltration Control) | A | Purchases (Incremental) | Achievable Technical Potential | 0 | 0 | 0.011104 | 0.021814 | 0.038063 | 0.060848 | 0.090766 | 0.12775 | 0.17079 | 0.21758 | 0.26447 | 0.3065 | 0.32684 | 0.33149 | 0.3106 | 0.26216 | 0.18834 | 0.09908 | 0 | 0 | 0 | 0 | 0 | 0 | 0 | 0 | 0
F14_Industrial_Industrial - WA_Existing_Space Heating_Natural Gas_Building Shell - Air Sealing (Infiltration Control)_A_Achievable Technical Potential | F14 | Industrial | Industrial - WA | Existing | Space Heating | Natural Gas | Building Shell - Air Sealing (Infiltration Control) | A | Purchases (Cumulative) | Achievable Technical Potential | 0 | 0 | 0.011104 | 0.032918 | 0.070981 | 0.13183 | 0.22259 | 0.35035 | 0.52113 | 0.73872 | 1.0032 | 1.3097 | 1.6365 | 1.968 | 2.2786 | 2.5408 | 2.7291 | 2.8282 | 2.8282 | 2.8282 | 2.8282 | 2.8282 | 2.8282 | 2.8282 | 2.8282 | 2.8282 | 2.8282
F1_Industrial_Industrial - WA_Existing_Space Heating_Natural Gas_Ventilation - Demand Controlled_A_Achievable Technical Potential | F1 | Industrial | Industrial - WA | Existing | Space Heating | Natural Gas | Ventilation - Demand Controlled | A | Original Unit Energy Savings (kWh or therms) | Achievable Technical Potential | 0 | 0 | 0.05097 | 0.050876 | 0.050757 | 0.050615 | 0.050453 | 0.050272 | 0.050075 | 0.049864 | 0.049641 | 0.049407 | 0.049163 | 0.048911 | 0.048652 | 0.048388 | 0.048119 | 0.047847 | 0.047572 | 0.047316 | 0.047077 | 0.046855 | 0.046651 | 0.046463 | 0.046289 | 0.046129 | 0.04598
F2_Industrial_Industrial - WA_Existing_Space Heating_Natural Gas_Ventilation - Demand Controlled_A_Achievable Technical Potential | F2 | Industrial | Industrial - WA | Existing | Space Heating | Natural Gas | Ventilation - Demand Controlled | A | Original Unit Summer Peak Savings (kW) | Achievable Technical Potential | 0 | 0 | 0 | 0 | 0 | 0 | 0 | 0 | 0 | 0 | 0 | 0 | 0 | 0 | 0 | 0 | 0 | 0 | 0 | 0 | 0 | 0 | 0 | 0 | 0 | 0 | 0
F3_Industrial_Industrial - WA_Existing_Space Heating_Natural Gas_Ventilation - Demand Controlled_A_Achievable Technical Potential | F3 | Industrial | Industrial - WA | Existing | Space Heating | Natural Gas | Ventilation - Demand Controlled | A | Original Unit Winter Peak Savings (kW) | Achievable Technical Potential | 0 | 0 | 0 | 0 | 0 | 0 | 0 | 0 | 0 | 0 | 0 | 0 | 0 | 0 | 0 | 0 | 0 | 0 | 0 | 0 | 0 | 0 | 0 | 0 | 0 | 0 | 0
F4_Industrial_Industrial - WA_Existing_Space Heating_Natural Gas_Ventilation - Demand Controlled_A_Achievable Technical Potential | F4 | Industrial | Industrial - WA | Existing | Space Heating | Natural Gas | Ventilation - Demand Controlled | A | Standalone Impact on Baseline Energy (%) | Achievable Technical Potential | 0 | 0 | 0.00044438 | 0.00089659 | 0.0013563 | 0.0018231 | 0.0022969 | 0.0027329 | 0.0030951 | 0.0033982 | 0.0036541 | 0.0038722 | 0.0039308 | 0.0039895 | 0.0040485 | 0.0041078 | 0.0041673 | 0.0042272 | 0.0042874 | 0.0043494 | 0.0044129 | 0.0044783 | 0.0045454 | 0.0046144 | 0.0046852 | 0.0047577 | 0.0048321
F5_Industrial_Industrial - WA_Existing_Space Heating_Natural Gas_Ventilation - Demand Controlled_A_Achievable Technical Potential | F5 | Industrial | Industrial - WA | Existing | Space Heating | Natural Gas | Ventilation - Demand Controlled | A | Standalone Impact on Baseline Summer Peak (%) | Achievable Technical Potential | 0 | 0 | 0 | 0 | 0 | 0 | 0 | 0 | 0 | 0 | 0 | 0 | 0 | 0 | 0 | 0 | 0 | 0 | 0 | 0 | 0 | 0 | 0 | 0 | 0 | 0 | 0
F6_Industrial_Industrial - WA_Existing_Space Heating_Natural Gas_Ventilation - Demand Controlled_A_Achievable Technical Potential | F6 | Industrial | Industrial - WA | Existing | Space Heating | Natural Gas | Ventilation - Demand Controlled | A | Standalone Impact on Baseline Winter Peak (%) | Achievable Technical Potential | 0 | 0 | 0 | 0 | 0 | 0 | 0 | 0 | 0 | 0 | 0 | 0 | 0 | 0 | 0 | 0 | 0 | 0 | 0 | 0 | 0 | 0 | 0 | 0 | 0 | 0 | 0
F7_Industrial_Industrial - WA_Existing_Space Heating_Natural Gas_Ventilation - Demand Controlled_A_Achievable Technical Potential | F7 | Industrial | Industrial - WA | Existing | Space Heating | Natural Gas | Ventilation - Demand Controlled | A | Incremental Energy Savings (MWh or mTherms) | Achievable Technical Potential | 0 | 0 | 0.07426 | 0.072845 | 0.071421 | 0.069994 | 0.068566 | 0.060429 | 0.047324 | 0.037049 | 0.028998 | 0.022691 | 0 | 0 | 0 | 0 | 0 | 0 | 0 | 0 | 0 | 0 | 0 | 0 | 0 | 0 | 0
F8_Industrial_Industrial - WA_Existing_Space Heating_Natural Gas_Ventilation - Demand Controlled_A_Achievable Technical Potential | F8 | Industrial | Industrial - WA | Existing | Space Heating | Natural Gas | Ventilation - Demand Controlled | A | Incremental Summer Peak Savings (MW) | Achievable Technical Potential | 0 | 0 | 0 | 0 | 0 | 0 | 0 | 0 | 0 | 0 | 0 | 0 | 0 | 0 | 0 | 0 | 0 | 0 | 0 | 0 | 0 | 0 | 0 | 0 | 0 | 0 | 0
F9_Industrial_Industrial - WA_Existing_Space Heating_Natural Gas_Ventilation - Demand Controlled_A_Achievable Technical Potential | F9 | Industrial | Industrial - WA | Existing | Space Heating | Natural Gas | Ventilation - Demand Controlled | A | Incremental Winter Peak Savings (MW) | Achievable Technical Potential | 0 | 0 | 0 | 0 | 0 | 0 | 0 | 0 | 0 | 0 | 0 | 0 | 0 | 0 | 0 | 0 | 0 | 0 | 0 | 0 | 0 | 0 | 0 | 0 | 0 | 0 | 0
F10_Industrial_Industrial - WA_Existing_Space Heating_Natural Gas_Ventilation - Demand Controlled_A_Achievable Technical Potential | F10 | Industrial | Industrial - WA | Existing | Space Heating | Natural Gas | Ventilation - Demand Controlled | A | Cumulative Energy Savings (MWh or mTherms) | Achievable Technical Potential | 0 | 0 | 0.07426 | 0.14697 | 0.21805 | 0.28743 | 0.35507 | 0.41423 | 0.45993 | 0.49505 | 0.52183 | 0.54205 | 0.53938 | 0.53662 | 0.53378 | 0.53088 | 0.52793 | 0.52494 | 0.52192 | 0.51912 | 0.51649 | 0.51406 | 0.51182 | 0.50976 | 0.50785 | 0.50609 | 0.50446
F11_Industrial_Industrial - WA_Existing_Space Heating_Natural Gas_Ventilation - Demand Controlled_A_Achievable Technical Potential | F11 | Industrial | Industrial - WA | Existing | Space Heating | Natural Gas | Ventilation - Demand Controlled | A | Cumulative Summer Peak Savings (MW) | Achievable Technical Potential | 0 | 0 | 0 | 0 | 0 | 0 | 0 | 0 | 0 | 0 | 0 | 0 | 0 | 0 | 0 | 0 | 0 | 0 | 0 | 0 | 0 | 0 | 0 | 0 | 0 | 0 | 0
F12_Industrial_Industrial - WA_Existing_Space Heating_Natural Gas_Ventilation - Demand Controlled_A_Achievable Technical Potential | F12 | Industrial | Industrial - WA | Existing | Space Heating | Natural Gas | Ventilation - Demand Controlled | A | Cumulative Winter Peak Savings (MW) | Achievable Technical Potential | 0 | 0 | 0 | 0 | 0 | 0 | 0 | 0 | 0 | 0 | 0 | 0 | 0 | 0 | 0 | 0 | 0 | 0 | 0 | 0 | 0 | 0 | 0 | 0 | 0 | 0 | 0
F13_Industrial_Industrial - WA_Existing_Space Heating_Natural Gas_Ventilation - Demand Controlled_A_Achievable Technical Potential | F13 | Industrial | Industrial - WA | Existing | Space Heating | Natural Gas | Ventilation - Demand Controlled | A | Purchases (Incremental) | Achievable Technical Potential | 0 | 0 | 1456.9334 | 1431.8139 | 1407.1274 | 1382.8666 | 1359.0241 | 1202.0334 | 945.0469 | 743.0024 | 584.1536 | 459.2656 | 0 | 0 | 0 | 0 | 0 | 0 | 0 | 0 | 0 | 0 | 0 | 0 | 0 | 0 | 0
F14_Industrial_Industrial - WA_Existing_Space Heating_Natural Gas_Ventilation - Demand Controlled_A_Achievable Technical Potential | F14 | Industrial | Industrial - WA | Existing | Space Heating | Natural Gas | Ventilation - Demand Controlled | A | Purchases (Cumulative) | Achievable Technical Potential | 0 | 0 | 1456.9334 | 2888.7472 | 4295.8747 | 5678.7412 | 7037.7653 | 8239.7987 | 9184.8456 | 9927.848 | 10512.0016 | 10971.2672 | 10971.2672 | 10971.2672 | 10971.2672 | 10971.2672 | 10971.2672 | 10971.2672 | 10971.2672 | 10971.2672 | 10971.2672 | 10971.2672 | 10971.2672 | 10971.2672 | 10971.2672 | 10971.2672 | 10971.2672
F1_Industrial_Industrial - WA_Existing_Space Heating_Natural Gas_Destratification Fans (HVLS)_A_Achievable Technical Potential | F1 | Industrial | Industrial - WA | Existing | Space Heating | Natural Gas | Destratification Fans (HVLS) | A | Original Unit Energy Savings (kWh or therms) | Achievable Technical Potential | 0 | 0 | 122898.3356 | 122667.2309 | 122419.3962 | 122157.2392 | 121882.9771 | 121598.6518 | 121306.1435 | 121007.1837 | 120703.3673 | 120396.1627 | 120086.9228 | 119776.8934 | 119467.2218 | 119158.9652 | 118853.0971 | 118550.5141 | 118252.0425 | 117974.9563 | 117716.8778 | 117479.6459 | 117261.5666 | 117061.0845 | 116876.7712 | 116707.315 | 116551.5114
F2_Industrial_Industrial - WA_Existing_Space Heating_Natural Gas_Destratification Fans (HVLS)_A_Achievable Technical Potential | F2 | Industrial | Industrial - WA | Existing | Space Heating | Natural Gas | Destratification Fans (HVLS) | A | Original Unit Summer Peak Savings (kW) | Achievable Technical Potential | 0 | 0 | 0 | 0 | 0 | 0 | 0 | 0 | 0 | 0 | 0 | 0 | 0 | 0 | 0 | 0 | 0 | 0 | 0 | 0 | 0 | 0 | 0 | 0 | 0 | 0 | 0
F3_Industrial_Industrial - WA_Existing_Space Heating_Natural Gas_Destratification Fans (HVLS)_A_Achievable Technical Potential | F3 | Industrial | Industrial - WA | Existing | Space Heating | Natural Gas | Destratification Fans (HVLS) | A | Original Unit Winter Peak Savings (kW) | Achievable Technical Potential | 0 | 0 | 0 | 0 | 0 | 0 | 0 | 0 | 0 | 0 | 0 | 0 | 0 | 0 | 0 | 0 | 0 | 0 | 0 | 0 | 0 | 0 | 0 | 0 | 0 | 0 | 0
F4_Industrial_Industrial - WA_Existing_Space Heating_Natural Gas_Destratification Fans (HVLS)_A_Achievable Technical Potential | F4 | Industrial | Industrial - WA | Existing | Space Heating | Natural Gas | Destratification Fans (HVLS) | A | Standalone Impact on Baseline Energy (%) | Achievable Technical Potential | 0 | 0 | 0.0016344 | 0.0032975 | 0.0049897 | 0.0067116 | 0.0084638 | 0.010247 | 0.012061 | 0.013907 | 0.015785 | 0.017697 | 0.019641 | 0.02162 | 0.023634 | 0.025683 | 0.027768 | 0.028255 | 0.028751 | 0.029255 | 0.029769 | 0.030291 | 0.030822 | 0.031363 | 0.031913 | 0.032473 | 0.033043
F5_Industrial_Industrial - WA_Existing_Space Heating_Natural Gas_Destratification Fans (HVLS)_A_Achievable Technical Potential | F5 | Industrial | Industrial - WA | Existing | Space Heating | Natural Gas | Destratification Fans (HVLS) | A | Standalone Impact on Baseline Summer Peak (%) | Achievable Technical Potential | 0 | 0 | 0 | 0 | 0 | 0 | 0 | 0 | 0 | 0 | 0 | 0 | 0 | 0 | 0 | 0 | 0 | 0 | 0 | 0 | 0 | 0 | 0 | 0 | 0 | 0 | 0
F6_Industrial_Industrial - WA_Existing_Space Heating_Natural Gas_Destratification Fans (HVLS)_A_Achievable Technical Potential | F6 | Industrial | Industrial - WA | Existing | Space Heating | Natural Gas | Destratification Fans (HVLS) | A | Standalone Impact on Baseline Winter Peak (%) | Achievable Technical Potential | 0 | 0 | 0 | 0 | 0 | 0 | 0 | 0 | 0 | 0 | 0 | 0 | 0 | 0 | 0 | 0 | 0 | 0 | 0 | 0 | 0 | 0 | 0 | 0 | 0 | 0 | 0
F7_Industrial_Industrial - WA_Existing_Space Heating_Natural Gas_Destratification Fans (HVLS)_A_Achievable Technical Potential | F7 | Industrial | Industrial - WA | Existing | Space Heating | Natural Gas | Destratification Fans (HVLS) | A | Incremental Energy Savings (MWh or mTherms) | Achievable Technical Potential | 0 | 0 | 0.27312 | 0.26791 | 0.26276 | 0.25767 | 0.25266 | 0.24773 | 0.24287 | 0.23809 | 0.2334 | 0.22879 | 0.22427 | 0.21984 | 0.21549 | 0.21122 | 0.20705 | 0 | 0 | 0 | 0 | 0 | 0 | 0 | 0 | 0 | 0
F8_Industrial_Industrial - WA_Existing_Space Heating_Natural Gas_Destratification Fans (HVLS)_A_Achievable Technical Potential | F8 | Industrial | Industrial - WA | Existing | Space Heating | Natural Gas | Destratification Fans (HVLS) | A | Incremental Summer Peak Savings (MW) | Achievable Technical Potential | 0 | 0 | 0 | 0 | 0 | 0 | 0 | 0 | 0 | 0 | 0 | 0 | 0 | 0 | 0 | 0 | 0 | 0 | 0 | 0 | 0 | 0 | 0 | 0 | 0 | 0 | 0
F9_Industrial_Industrial - WA_Existing_Space Heating_Natural Gas_Destratification Fans (HVLS)_A_Achievable Technical Potential | F9 | Industrial | Industrial - WA | Existing | Space Heating | Natural Gas | Destratification Fans (HVLS) | A | Incremental Winter Peak Savings (MW) | Achievable Technical Potential | 0 | 0 | 0 | 0 | 0 | 0 | 0 | 0 | 0 | 0 | 0 | 0 | 0 | 0 | 0 | 0 | 0 | 0 | 0 | 0 | 0 | 0 | 0 | 0 | 0 | 0 | 0
F10_Industrial_Industrial - WA_Existing_Space Heating_Natural Gas_Destratification Fans (HVLS)_A_Achievable Technical Potential | F10 | Industrial | Industrial - WA | Existing | Space Heating | Natural Gas | Destratification Fans (HVLS) | A | Cumulative Energy Savings (MWh or mTherms) | Achievable Technical Potential | 0 | 0 | 0.27312 | 0.54051 | 0.80218 | 1.0581 | 1.3084 | 1.5531 | 1.7922 | 2.0259 | 2.2542 | 2.4773 | 2.6952 | 2.9081 | 3.116 | 3.3192 | 3.5177 | 3.5088 | 3.4999 | 3.4917 | 3.4841 | 3.4771 | 3.4706 | 3.4647 | 3.4592 | 3.4542 | 3.4496
F11_Industrial_Industrial - WA_Existing_Space Heating_Natural Gas_Destratification Fans (HVLS)_A_Achievable Technical Potential | F11 | Industrial | Industrial - WA | Existing | Space Heating | Natural Gas | Destratification Fans (HVLS) | A | Cumulative Summer Peak Savings (MW) | Achievable Technical Potential | 0 | 0 | 0 | 0 | 0 | 0 | 0 | 0 | 0 | 0 | 0 | 0 | 0 | 0 | 0 | 0 | 0 | 0 | 0 | 0 | 0 | 0 | 0 | 0 | 0 | 0 | 0
F12_Industrial_Industrial - WA_Existing_Space Heating_Natural Gas_Destratification Fans (HVLS)_A_Achievable Technical Potential | F12 | Industrial | Industrial - WA | Existing | Space Heating | Natural Gas | Destratification Fans (HVLS) | A | Cumulative Winter Peak Savings (MW) | Achievable Technical Potential | 0 | 0 | 0 | 0 | 0 | 0 | 0 | 0 | 0 | 0 | 0 | 0 | 0 | 0 | 0 | 0 | 0 | 0 | 0 | 0 | 0 | 0 | 0 | 0 | 0 | 0 | 0
F13_Industrial_Industrial - WA_Existing_Space Heating_Natural Gas_Destratification Fans (HVLS)_A_Achievable Technical Potential | F13 | Industrial | Industrial - WA | Existing | Space Heating | Natural Gas | Destratification Fans (HVLS) | A | Purchases (Incremental) | Achievable Technical Potential | 0 | 0 | 0.0022223 | 0.002184 | 0.0021464 | 0.0021094 | 0.002073 | 0.0020372 | 0.0020021 | 0.0019676 | 0.0019337 | 0.0019003 | 0.0018676 | 0.0018354 | 0.0018037 | 0.0017726 | 0.0017421 | 0 | 0 | 0 | 0 | 0 | 0 | 0 | 0 | 0 | 0
F14_Industrial_Industrial - WA_Existing_Space Heating_Natural Gas_Destratification Fans (HVLS)_A_Achievable Technical Potential | F14 | Industrial | Industrial - WA | Existing | Space Heating | Natural Gas | Destratification Fans (HVLS) | A | Purchases (Cumulative) | Achievable Technical Potential | 0 | 0 | 0.0022223 | 0.0044063 | 0.0065527 | 0.0086621 | 0.010735 | 0.012772 | 0.014774 | 0.016742 | 0.018676 | 0.020576 | 0.022444 | 0.024279 | 0.026083 | 0.027855 | 0.029597 | 0.029597 | 0.029597 | 0.029597 | 0.029597 | 0.029597 | 0.029597 | 0.029597 | 0.029597 | 0.029597 | 0.029597
F1_Industrial_Industrial - WA_Existing_Space Heating_Natural Gas_Condensing RTU_A_Achievable Technical Potential | F1 | Industrial | Industrial - WA | Existing | Space Heating | Natural Gas | Condensing RTU | A | Original Unit Energy Savings (kWh or therms) | Achievable Technical Potential | 0 | 0 | 0.082041 | 0.08189 | 0.081698 | 0.08147 | 0.081208 | 0.080918 | 0.080601 | 0.080262 | 0.079902 | 0.079525 | 0.079133 | 0.078727 | 0.078311 | 0.077886 | 0.077453 | 0.077014 | 0.076572 | 0.07616 | 0.075774 | 0.075419 | 0.07509 | 0.074787 | 0.074507 | 0.074248 | 0.07401
F2_Industrial_Industrial - WA_Existing_Space Heating_Natural Gas_Condensing RTU_A_Achievable Technical Potential | F2 | Industrial | Industrial - WA | Existing | Space Heating | Natural Gas | Condensing RTU | A | Original Unit Summer Peak Savings (kW) | Achievable Technical Potential | 0 | 0 | 0 | 0 | 0 | 0 | 0 | 0 | 0 | 0 | 0 | 0 | 0 | 0 | 0 | 0 | 0 | 0 | 0 | 0 | 0 | 0 | 0 | 0 | 0 | 0 | 0
F3_Industrial_Industrial - WA_Existing_Space Heating_Natural Gas_Condensing RTU_A_Achievable Technical Potential | F3 | Industrial | Industrial - WA | Existing | Space Heating | Natural Gas | Condensing RTU | A | Original Unit Winter Peak Savings (kW) | Achievable Technical Potential | 0 | 0 | 0 | 0 | 0 | 0 | 0 | 0 | 0 | 0 | 0 | 0 | 0 | 0 | 0 | 0 | 0 | 0 | 0 | 0 | 0 | 0 | 0 | 0 | 0 | 0 | 0
F4_Industrial_Industrial - WA_Existing_Space Heating_Natural Gas_Condensing RTU_A_Achievable Technical Potential | F4 | Industrial | Industrial - WA | Existing | Space Heating | Natural Gas | Condensing RTU | A | Standalone Impact on Baseline Energy (%) | Achievable Technical Potential | 0 | 0 | 7.0302e-05 | 0.00015786 | 0.00026618 | 0.00039317 | 0.00053928 | 0.00063461 | 0.00072959 | 0.00080868 | 0.00085985 | 0.00087302 | 0.00088623 | 0.00089948 | 0.00091278 | 0.00092614 | 0.00093957 | 0.00095306 | 0.00096664 | 0.00098061 | 0.00099494 | 0.0010097 | 0.0010248 | 0.0010404 | 0.0010563 | 0.0010727 | 0.0010894
F5_Industrial_Industrial - WA_Existing_Space Heating_Natural Gas_Condensing RTU_A_Achievable Technical Potential | F5 | Industrial | Industrial - WA | Existing | Space Heating | Natural Gas | Condensing RTU | A | Standalone Impact on Baseline Summer Peak (%) | Achievable Technical Potential | 0 | 0 | 0 | 0 | 0 | 0 | 0 | 0 | 0 | 0 | 0 | 0 | 0 | 0 | 0 | 0 | 0 | 0 | 0 | 0 | 0 | 0 | 0 | 0 | 0 | 0 | 0
F6_Industrial_Industrial - WA_Existing_Space Heating_Natural Gas_Condensing RTU_A_Achievable Technical Potential | F6 | Industrial | Industrial - WA | Existing | Space Heating | Natural Gas | Condensing RTU | A | Standalone Impact on Baseline Winter Peak (%) | Achievable Technical Potential | 0 | 0 | 0 | 0 | 0 | 0 | 0 | 0 | 0 | 0 | 0 | 0 | 0 | 0 | 0 | 0 | 0 | 0 | 0 | 0 | 0 | 0 | 0 | 0 | 0 | 0 | 0
F7_Industrial_Industrial - WA_Existing_Space Heating_Natural Gas_Condensing RTU_A_Achievable Technical Potential | F7 | Industrial | Industrial - WA | Existing | Space Heating | Natural Gas | Condensing RTU | A | Incremental Energy Savings (MWh or mTherms) | Achievable Technical Potential | 0 | 0 | 0.011748 | 0.01415 | 0.016977 | 0.019313 | 0.02158 | 0.013119 | 0.012604 | 0.009846 | 0.0055131 | 0 | 0 | 0 | 0 | 0 | 0 | 0 | 0 | 0 | 0 | 0 | 0 | 0 | 0 | 0 | 0
F8_Industrial_Industrial - WA_Existing_Space Heating_Natural Gas_Condensing RTU_A_Achievable Technical Potential | F8 | Industrial | Industrial - WA | Existing | Space Heating | Natural Gas | Condensing RTU | A | Incremental Summer Peak Savings (MW) | Achievable Technical Potential | 0 | 0 | 0 | 0 | 0 | 0 | 0 | 0 | 0 | 0 | 0 | 0 | 0 | 0 | 0 | 0 | 0 | 0 | 0 | 0 | 0 | 0 | 0 | 0 | 0 | 0 | 0
F9_Industrial_Industrial - WA_Existing_Space Heating_Natural Gas_Condensing RTU_A_Achievable Technical Potential | F9 | Industrial | Industrial - WA | Existing | Space Heating | Natural Gas | Condensing RTU | A | Incremental Winter Peak Savings (MW) | Achievable Technical Potential | 0 | 0 | 0 | 0 | 0 | 0 | 0 | 0 | 0 | 0 | 0 | 0 | 0 | 0 | 0 | 0 | 0 | 0 | 0 | 0 | 0 | 0 | 0 | 0 | 0 | 0 | 0
F10_Industrial_Industrial - WA_Existing_Space Heating_Natural Gas_Condensing RTU_A_Achievable Technical Potential | F10 | Industrial | Industrial - WA | Existing | Space Heating | Natural Gas | Condensing RTU | A | Cumulative Energy Savings (MWh or mTherms) | Achievable Technical Potential | 0 | 0 | 0.011748 | 0.025876 | 0.042792 | 0.061986 | 0.083368 | 0.096188 | 0.10842 | 0.11781 | 0.12279 | 0.12221 | 0.12161 | 0.12099 | 0.12035 | 0.11969 | 0.11903 | 0.11835 | 0.11767 | 0.11704 | 0.11645 | 0.1159 | 0.1154 | 0.11493 | 0.1145 | 0.1141 | 0.11374
F11_Industrial_Industrial - WA_Existing_Space Heating_Natural Gas_Condensing RTU_A_Achievable Technical Potential | F11 | Industrial | Industrial - WA | Existing | Space Heating | Natural Gas | Condensing RTU | A | Cumulative Summer Peak Savings (MW) | Achievable Technical Potential | 0 | 0 | 0 | 0 | 0 | 0 | 0 | 0 | 0 | 0 | 0 | 0 | 0 | 0 | 0 | 0 | 0 | 0 | 0 | 0 | 0 | 0 | 0 | 0 | 0 | 0 | 0
F12_Industrial_Industrial - WA_Existing_Space Heating_Natural Gas_Condensing RTU_A_Achievable Technical Potential | F12 | Industrial | Industrial - WA | Existing | Space Heating | Natural Gas | Condensing RTU | A | Cumulative Winter Peak Savings (MW) | Achievable Technical Potential | 0 | 0 | 0 | 0 | 0 | 0 | 0 | 0 | 0 | 0 | 0 | 0 | 0 | 0 | 0 | 0 | 0 | 0 | 0 | 0 | 0 | 0 | 0 | 0 | 0 | 0 | 0
F13_Industrial_Industrial - WA_Existing_Space Heating_Natural Gas_Condensing RTU_A_Achievable Technical Potential | F13 | Industrial | Industrial - WA | Existing | Space Heating | Natural Gas | Condensing RTU | A | Purchases (Incremental) | Achievable Technical Potential | 0 | 0 | 143.1963 | 172.7908 | 207.7997 | 237.0637 | 265.7391 | 162.1281 | 156.3799 | 122.6736 | 68.9982 | 0 | 0 | 0 | 0 | 0 | 0 | 0 | 0 | 0 | 0 | 0 | 0 | 0 | 0 | 0 | 0
F14_Industrial_Industrial - WA_Existing_Space Heating_Natural Gas_Condensing RTU_A_Achievable Technical Potential | F14 | Industrial | Industrial - WA | Existing | Space Heating | Natural Gas | Condensing RTU | A | Purchases (Cumulative) | Achievable Technical Potential | 0 | 0 | 143.1963 | 315.987 | 523.7868 | 760.8505 | 1026.5896 | 1188.7177 | 1345.0976 | 1467.7712 | 1536.7694 | 1536.7694 | 1536.7694 | 1536.7694 | 1536.7694 | 1536.7694 | 1536.7694 | 1536.7694 | 1536.7694 | 1536.7694 | 1536.7694 | 1536.7694 | 1536.7694 | 1536.7694 | 1536.7694 | 1536.7694 | 1536.7694
F1_Industrial_Industrial - WA_Existing_Space Heating_Natural Gas_Industrial Air Curtains_A_Achievable Technical Potential | F1 | Industrial | Industrial - WA | Existing | Space Heating | Natural Gas | Industrial Air Curtains | A | Original Unit Energy Savings (kWh or therms) | Achievable Technical Potential | 0 | 0 | -0.018169 | -0.018134 | -0.018098 | -0.018059 | -0.018018 | -0.017976 | -0.017933 | -0.017889 | -0.017844 | -0.017799 | -0.017753 | -0.017707 | -0.017661 | -0.017616 | -0.01757 | -0.017526 | -0.017482 | -0.017441 | -0.017403 | -0.017367 | -0.017335 | -0.017306 | -0.017278 | -0.017253 | -0.01723
F2_Industrial_Industrial - WA_Existing_Space Heating_Natural Gas_Industrial Air Curtains_A_Achievable Technical Potential | F2 | Industrial | Industrial - WA | Existing | Space Heating | Natural Gas | Industrial Air Curtains | A | Original Unit Summer Peak Savings (kW) | Achievable Technical Potential | 0 | 0 | 0 | 0 | 0 | 0 | 0 | 0 | 0 | 0 | 0 | 0 | 0 | 0 | 0 | 0 | 0 | 0 | 0 | 0 | 0 | 0 | 0 | 0 | 0 | 0 | 0
F3_Industrial_Industrial - WA_Existing_Space Heating_Natural Gas_Industrial Air Curtains_A_Achievable Technical Potential | F3 | Industrial | Industrial - WA | Existing | Space Heating | Natural Gas | Industrial Air Curtains | A | Original Unit Winter Peak Savings (kW) | Achievable Technical Potential | 0 | 0 | 0 | 0 | 0 | 0 | 0 | 0 | 0 | 0 | 0 | 0 | 0 | 0 | 0 | 0 | 0 | 0 | 0 | 0 | 0 | 0 | 0 | 0 | 0 | 0 | 0
F4_Industrial_Industrial - WA_Existing_Space Heating_Natural Gas_Industrial Air Curtains_A_Achievable Technical Potential | F4 | Industrial | Industrial - WA | Existing | Space Heating | Natural Gas | Industrial Air Curtains | A | Standalone Impact on Baseline Energy (%) | Achievable Technical Potential | 0 | 0 | -3.4493e-05 | -0.00010405 | -0.0002283 | -0.00043144 | -0.00074128 | -0.0011872 | -0.0017969 | -0.0025918 | -0.0035815 | -0.0047577 | -0.0060904 | -0.0075261 | -0.0089926 | -0.010408 | -0.011697 | -0.012772 | -0.013606 | -0.01417 | -0.01447 | -0.014723 | -0.014982 | -0.015245 | -0.015512 | -0.015784 | -0.016061
F5_Industrial_Industrial - WA_Existing_Space Heating_Natural Gas_Industrial Air Curtains_A_Achievable Technical Potential | F5 | Industrial | Industrial - WA | Existing | Space Heating | Natural Gas | Industrial Air Curtains | A | Standalone Impact on Baseline Summer Peak (%) | Achievable Technical Potential | 0 | 0 | 0 | 0 | 0 | 0 | 0 | 0 | 0 | 0 | 0 | 0 | 0 | 0 | 0 | 0 | 0 | 0 | 0 | 0 | 0 | 0 | 0 | 0 | 0 | 0 | 0
F6_Industrial_Industrial - WA_Existing_Space Heating_Natural Gas_Industrial Air Curtains_A_Achievable Technical Potential | F6 | Industrial | Industrial - WA | Existing | Space Heating | Natural Gas | Industrial Air Curtains | A | Standalone Impact on Baseline Winter Peak (%) | Achievable Technical Potential | 0 | 0 | 0 | 0 | 0 | 0 | 0 | 0 | 0 | 0 | 0 | 0 | 0 | 0 | 0 | 0 | 0 | 0 | 0 | 0 | 0 | 0 | 0 | 0 | 0 | 0 | 0
F7_Industrial_Industrial - WA_Existing_Space Heating_Natural Gas_Industrial Air Curtains_A_Achievable Technical Potential | F7 | Industrial | Industrial - WA | Existing | Space Heating | Natural Gas | Industrial Air Curtains | A | Incremental Energy Savings (MWh or mTherms) | Achievable Technical Potential | 0 | 0 | -0.0057641 | -0.011302 | -0.019682 | -0.031396 | -0.046727 | -0.065616 | -0.087506 | -0.11121 | -0.13484 | -0.15586 | -0.17141 | -0.17874 | -0.17594 | -0.16257 | -0.14011 | -0.10802 | -0.074251 | -0.038828 | -0.0059543 | 0 | 0 | 0 | 0 | 0 | 0
F8_Industrial_Industrial - WA_Existing_Space Heating_Natural Gas_Industrial Air Curtains_A_Achievable Technical Potential | F8 | Industrial | Industrial - WA | Existing | Space Heating | Natural Gas | Industrial Air Curtains | A | Incremental Summer Peak Savings (MW) | Achievable Technical Potential | 0 | 0 | 0 | 0 | 0 | 0 | 0 | 0 | 0 | 0 | 0 | 0 | 0 | 0 | 0 | 0 | 0 | 0 | 0 | 0 | 0 | 0 | 0 | 0 | 0 | 0 | 0
F9_Industrial_Industrial - WA_Existing_Space Heating_Natural Gas_Industrial Air Curtains_A_Achievable Technical Potential | F9 | Industrial | Industrial - WA | Existing | Space Heating | Natural Gas | Industrial Air Curtains | A | Incremental Winter Peak Savings (MW) | Achievable Technical Potential | 0 | 0 | 0 | 0 | 0 | 0 | 0 | 0 | 0 | 0 | 0 | 0 | 0 | 0 | 0 | 0 | 0 | 0 | 0 | 0 | 0 | 0 | 0 | 0 | 0 | 0 | 0
F10_Industrial_Industrial - WA_Existing_Space Heating_Natural Gas_Industrial Air Curtains_A_Achievable Technical Potential | F10 | Industrial | Industrial - WA | Existing | Space Heating | Natural Gas | Industrial Air Curtains | A | Cumulative Energy Savings (MWh or mTherms) | Achievable Technical Potential | 0 | 0 | -0.0057641 | -0.017055 | -0.036703 | -0.06802 | -0.11459 | -0.17994 | -0.26702 | -0.37757 | -0.51146 | -0.66602 | -0.83572 | -1.0123 | -1.1856 | -1.3451 | -1.4818 | -1.5861 | -1.6563 | -1.6913 | -1.6935 | -1.6901 | -1.687 | -1.6841 | -1.6814 | -1.679 | -1.6767
F11_Industrial_Industrial - WA_Existing_Space Heating_Natural Gas_Industrial Air Curtains_A_Achievable Technical Potential | F11 | Industrial | Industrial - WA | Existing | Space Heating | Natural Gas | Industrial Air Curtains | A | Cumulative Summer Peak Savings (MW) | Achievable Technical Potential | 0 | 0 | 0 | 0 | 0 | 0 | 0 | 0 | 0 | 0 | 0 | 0 | 0 | 0 | 0 | 0 | 0 | 0 | 0 | 0 | 0 | 0 | 0 | 0 | 0 | 0 | 0
F12_Industrial_Industrial - WA_Existing_Space Heating_Natural Gas_Industrial Air Curtains_A_Achievable Technical Potential | F12 | Industrial | Industrial - WA | Existing | Space Heating | Natural Gas | Industrial Air Curtains | A | Cumulative Winter Peak Savings (MW) | Achievable Technical Potential | 0 | 0 | 0 | 0 | 0 | 0 | 0 | 0 | 0 | 0 | 0 | 0 | 0 | 0 | 0 | 0 | 0 | 0 | 0 | 0 | 0 | 0 | 0 | 0 | 0 | 0 | 0
F13_Industrial_Industrial - WA_Existing_Space Heating_Natural Gas_Industrial Air Curtains_A_Achievable Technical Potential | F13 | Industrial | Industrial - WA | Existing | Space Heating | Natural Gas | Industrial Air Curtains | A | Purchases (Incremental) | Achievable Technical Potential | 0 | 0 | 317.2593 | 623.2464 | 1087.5228 | 1738.5048 | 2593.3108 | 3650.1377 | 4879.5829 | 6216.638 | 7556.3424 | 8757.0895 | 9655.4908 | 10094.5273 | 9961.9004 | 9228.8614 | 7974.3327 | 6163.7242 | 4247.3508 | 2226.292 | 342.1519 | 0 | 0 | 0 | 0 | 0 | 0
F14_Industrial_Industrial - WA_Existing_Space Heating_Natural Gas_Industrial Air Curtains_A_Achievable Technical Potential | F14 | Industrial | Industrial - WA | Existing | Space Heating | Natural Gas | Industrial Air Curtains | A | Purchases (Cumulative) | Achievable Technical Potential | 0 | 0 | 317.2593 | 940.5057 | 2028.0284 | 3766.5332 | 6359.844 | 10009.9817 | 14889.5646 | 21106.2026 | 28662.545 | 37419.6345 | 47075.1253 | 57169.6526 | 67131.5531 | 76360.4144 | 84334.7471 | 90498.4713 | 94745.8221 | 96972.1141 | 97314.266 | 97314.266 | 97314.266 | 97314.266 | 97314.266 | 97314.266 | 97314.266
F1_Industrial_Industrial - WA_Existing_Space Heating_Natural Gas_HVAC - Energy Recovery Ventilator_A_Achievable Technical Potential | F1 | Industrial | Industrial - WA | Existing | Space Heating | Natural Gas | HVAC - Energy Recovery Ventilator | A | Original Unit Energy Savings (kWh or therms) | Achievable Technical Potential | 0 | 0 | 0.20666 | 0.20627 | 0.20586 | 0.20542 | 0.20495 | 0.20448 | 0.20398 | 0.20348 | 0.20297 | 0.20245 | 0.20193 | 0.20141 | 0.20089 | 0.20037 | 0.19986 | 0.19935 | 0.19885 | 0.19838 | 0.19795 | 0.19755 | 0.19718 | 0.19685 | 0.19654 | 0.19625 | 0.19599
F2_Industrial_Industrial - WA_Existing_Space Heating_Natural Gas_HVAC - Energy Recovery Ventilator_A_Achievable Technical Potential | F2 | Industrial | Industrial - WA | Existing | Space Heating | Natural Gas | HVAC - Energy Recovery Ventilator | A | Original Unit Summer Peak Savings (kW) | Achievable Technical Potential | 0 | 0 | 0 | 0 | 0 | 0 | 0 | 0 | 0 | 0 | 0 | 0 | 0 | 0 | 0 | 0 | 0 | 0 | 0 | 0 | 0 | 0 | 0 | 0 | 0 | 0 | 0
F3_Industrial_Industrial - WA_Existing_Space Heating_Natural Gas_HVAC - Energy Recovery Ventilator_A_Achievable Technical Potential | F3 | Industrial | Industrial - WA | Existing | Space Heating | Natural Gas | HVAC - Energy Recovery Ventilator | A | Original Unit Winter Peak Savings (kW) | Achievable Technical Potential | 0 | 0 | 0 | 0 | 0 | 0 | 0 | 0 | 0 | 0 | 0 | 0 | 0 | 0 | 0 | 0 | 0 | 0 | 0 | 0 | 0 | 0 | 0 | 0 | 0 | 0 | 0
F4_Industrial_Industrial - WA_Existing_Space Heating_Natural Gas_HVAC - Energy Recovery Ventilator_A_Achievable Technical Potential | F4 | Industrial | Industrial - WA | Existing | Space Heating | Natural Gas | HVAC - Energy Recovery Ventilator | A | Standalone Impact on Baseline Energy (%) | Achievable Technical Potential | 0 | 0 | 0.0006375 | 0.0012862 | 0.0019462 | 0.0026179 | 0.0033013 | 0.0039967 | 0.0047044 | 0.0054244 | 0.0061571 | 0.0069026 | 0.0076612 | 0.0084331 | 0.0092185 | 0.010018 | 0.010831 | 0.011659 | 0.012501 | 0.013357 | 0.014229 | 0.015116 | 0.015382 | 0.015651 | 0.015926 | 0.016205 | 0.01649
F5_Industrial_Industrial - WA_Existing_Space Heating_Natural Gas_HVAC - Energy Recovery Ventilator_A_Achievable Technical Potential | F5 | Industrial | Industrial - WA | Existing | Space Heating | Natural Gas | HVAC - Energy Recovery Ventilator | A | Standalone Impact on Baseline Summer Peak (%) | Achievable Technical Potential | 0 | 0 | 0 | 0 | 0 | 0 | 0 | 0 | 0 | 0 | 0 | 0 | 0 | 0 | 0 | 0 | 0 | 0 | 0 | 0 | 0 | 0 | 0 | 0 | 0 | 0 | 0
F6_Industrial_Industrial - WA_Existing_Space Heating_Natural Gas_HVAC - Energy Recovery Ventilator_A_Achievable Technical Potential | F6 | Industrial | Industrial - WA | Existing | Space Heating | Natural Gas | HVAC - Energy Recovery Ventilator | A | Standalone Impact on Baseline Winter Peak (%) | Achievable Technical Potential | 0 | 0 | 0 | 0 | 0 | 0 | 0 | 0 | 0 | 0 | 0 | 0 | 0 | 0 | 0 | 0 | 0 | 0 | 0 | 0 | 0 | 0 | 0 | 0 | 0 | 0 | 0
F7_Industrial_Industrial - WA_Existing_Space Heating_Natural Gas_HVAC - Energy Recovery Ventilator_A_Achievable Technical Potential | F7 | Industrial | Industrial - WA | Existing | Space Heating | Natural Gas | HVAC - Energy Recovery Ventilator | A | Incremental Energy Savings (MWh or mTherms) | Achievable Technical Potential | 0 | 0 | 0.10653 | 0.1045 | 0.10249 | 0.10051 | 0.098551 | 0.096626 | 0.094732 | 0.092869 | 0.091039 | 0.089241 | 0.087477 | 0.085747 | 0.084051 | 0.082389 | 0.08076 | 0.079166 | 0.077605 | 0.076088 | 0.074613 | 0.073179 | 0 | 0 | 0 | 0 | 0
F8_Industrial_Industrial - WA_Existing_Space Heating_Natural Gas_HVAC - Energy Recovery Ventilator_A_Achievable Technical Potential | F8 | Industrial | Industrial - WA | Existing | Space Heating | Natural Gas | HVAC - Energy Recovery Ventilator | A | Incremental Summer Peak Savings (MW) | Achievable Technical Potential | 0 | 0 | 0 | 0 | 0 | 0 | 0 | 0 | 0 | 0 | 0 | 0 | 0 | 0 | 0 | 0 | 0 | 0 | 0 | 0 | 0 | 0 | 0 | 0 | 0 | 0 | 0
F9_Industrial_Industrial - WA_Existing_Space Heating_Natural Gas_HVAC - Energy Recovery Ventilator_A_Achievable Technical Potential | F9 | Industrial | Industrial - WA | Existing | Space Heating | Natural Gas | HVAC - Energy Recovery Ventilator | A | Incremental Winter Peak Savings (MW) | Achievable Technical Potential | 0 | 0 | 0 | 0 | 0 | 0 | 0 | 0 | 0 | 0 | 0 | 0 | 0 | 0 | 0 | 0 | 0 | 0 | 0 | 0 | 0 | 0 | 0 | 0 | 0 | 0 | 0
F10_Industrial_Industrial - WA_Existing_Space Heating_Natural Gas_HVAC - Energy Recovery Ventilator_A_Achievable Technical Potential | F10 | Industrial | Industrial - WA | Existing | Space Heating | Natural Gas | HVAC - Energy Recovery Ventilator | A | Cumulative Energy Savings (MWh or mTherms) | Achievable Technical Potential | 0 | 0 | 0.10653 | 0.21083 | 0.31289 | 0.41273 | 0.51035 | 0.60579 | 0.69906 | 0.79021 | 0.87926 | 0.96627 | 1.0513 | 1.1343 | 1.2154 | 1.2947 | 1.3721 | 1.4478 | 1.5217 | 1.5943 | 1.6654 | 1.7352 | 1.732 | 1.729 | 1.7263 | 1.7238 | 1.7215
F11_Industrial_Industrial - WA_Existing_Space Heating_Natural Gas_HVAC - Energy Recovery Ventilator_A_Achievable Technical Potential | F11 | Industrial | Industrial - WA | Existing | Space Heating | Natural Gas | HVAC - Energy Recovery Ventilator | A | Cumulative Summer Peak Savings (MW) | Achievable Technical Potential | 0 | 0 | 0 | 0 | 0 | 0 | 0 | 0 | 0 | 0 | 0 | 0 | 0 | 0 | 0 | 0 | 0 | 0 | 0 | 0 | 0 | 0 | 0 | 0 | 0 | 0 | 0
F12_Industrial_Industrial - WA_Existing_Space Heating_Natural Gas_HVAC - Energy Recovery Ventilator_A_Achievable Technical Potential | F12 | Industrial | Industrial - WA | Existing | Space Heating | Natural Gas | HVAC - Energy Recovery Ventilator | A | Cumulative Winter Peak Savings (MW) | Achievable Technical Potential | 0 | 0 | 0 | 0 | 0 | 0 | 0 | 0 | 0 | 0 | 0 | 0 | 0 | 0 | 0 | 0 | 0 | 0 | 0 | 0 | 0 | 0 | 0 | 0 | 0 | 0 | 0
F13_Industrial_Industrial - WA_Existing_Space Heating_Natural Gas_HVAC - Energy Recovery Ventilator_A_Achievable Technical Potential | F13 | Industrial | Industrial - WA | Existing | Space Heating | Natural Gas | HVAC - Energy Recovery Ventilator | A | Purchases (Incremental) | Achievable Technical Potential | 0 | 0 | 515.4871 | 506.5994 | 497.865 | 489.2811 | 480.8452 | 472.5548 | 464.4073 | 456.4002 | 448.5313 | 440.798 | 433.198 | 425.7291 | 418.3889 | 411.1753 | 404.0861 | 397.1191 | 390.2722 | 383.5434 | 376.9306 | 370.4318 | 0 | 0 | 0 | 0 | 0
F14_Industrial_Industrial - WA_Existing_Space Heating_Natural Gas_HVAC - Energy Recovery Ventilator_A_Achievable Technical Potential | F14 | Industrial | Industrial - WA | Existing | Space Heating | Natural Gas | HVAC - Energy Recovery Ventilator | A | Purchases (Cumulative) | Achievable Technical Potential | 0 | 0 | 515.4871 | 1022.0866 | 1519.9515 | 2009.2326 | 2490.0778 | 2962.6325 | 3427.0398 | 3883.4401 | 4331.9713 | 4772.7693 | 5205.9673 | 5631.6964 | 6050.0853 | 6461.2606 | 6865.3467 | 7262.4658 | 7652.738 | 8036.2814 | 8413.212 | 8783.6437 | 8783.6437 | 8783.6437 | 8783.6437 | 8783.6437 | 8783.6437
F1_Industrial_Industrial - WA_Existing_Space Heating_Natural Gas_Thermostat - Connected_A_Achievable Technical Potential | F1 | Industrial | Industrial - WA | Existing | Space Heating | Natural Gas | Thermostat - Connected | A | Original Unit Energy Savings (kWh or therms) | Achievable Technical Potential | 0 | 0 | 7347.0108 | 7333.1951 | 7318.3792 | 7302.7071 | 7286.3114 | 7269.3141 | 7251.8276 | 7233.9554 | 7215.7929 | 7197.4279 | 7178.9411 | 7160.4072 | 7141.8947 | 7123.4667 | 7105.1815 | 7087.0928 | 7069.2498 | 7052.6852 | 7037.257 | 7023.075 | 7010.0379 | 6998.0529 | 6987.0344 | 6976.9041 | 6967.59
F2_Industrial_Industrial - WA_Existing_Space Heating_Natural Gas_Thermostat - Connected_A_Achievable Technical Potential | F2 | Industrial | Industrial - WA | Existing | Space Heating | Natural Gas | Thermostat - Connected | A | Original Unit Summer Peak Savings (kW) | Achievable Technical Potential | 0 | 0 | 0 | 0 | 0 | 0 | 0 | 0 | 0 | 0 | 0 | 0 | 0 | 0 | 0 | 0 | 0 | 0 | 0 | 0 | 0 | 0 | 0 | 0 | 0 | 0 | 0
F3_Industrial_Industrial - WA_Existing_Space Heating_Natural Gas_Thermostat - Connected_A_Achievable Technical Potential | F3 | Industrial | Industrial - WA | Existing | Space Heating | Natural Gas | Thermostat - Connected | A | Original Unit Winter Peak Savings (kW) | Achievable Technical Potential | 0 | 0 | 0 | 0 | 0 | 0 | 0 | 0 | 0 | 0 | 0 | 0 | 0 | 0 | 0 | 0 | 0 | 0 | 0 | 0 | 0 | 0 | 0 | 0 | 0 | 0 | 0
F4_Industrial_Industrial - WA_Existing_Space Heating_Natural Gas_Thermostat - Connected_A_Achievable Technical Potential | F4 | Industrial | Industrial - WA | Existing | Space Heating | Natural Gas | Thermostat - Connected | A | Standalone Impact on Baseline Energy (%) | Achievable Technical Potential | 0 | 0 | 0.0015496 | 0.0031263 | 0.0047307 | 0.0063632 | 0.0080244 | 0.0081652 | 0.0083084 | 0.0084542 | 0.0086025 | 0.0087534 | 0.008907 | 0.0090633 | 0.0092223 | 0.0093841 | 0.0095487 | 0.0097162 | 0.0098867 | 0.01006 | 0.010237 | 0.010416 | 0.010599 | 0.010785 | 0.010974 | 0.011167 | 0.011363
F5_Industrial_Industrial - WA_Existing_Space Heating_Natural Gas_Thermostat - Connected_A_Achievable Technical Potential | F5 | Industrial | Industrial - WA | Existing | Space Heating | Natural Gas | Thermostat - Connected | A | Standalone Impact on Baseline Summer Peak (%) | Achievable Technical Potential | 0 | 0 | 0 | 0 | 0 | 0 | 0 | 0 | 0 | 0 | 0 | 0 | 0 | 0 | 0 | 0 | 0 | 0 | 0 | 0 | 0 | 0 | 0 | 0 | 0 | 0 | 0
F6_Industrial_Industrial - WA_Existing_Space Heating_Natural Gas_Thermostat - Connected_A_Achievable Technical Potential | F6 | Industrial | Industrial - WA | Existing | Space Heating | Natural Gas | Thermostat - Connected | A | Standalone Impact on Baseline Winter Peak (%) | Achievable Technical Potential | 0 | 0 | 0 | 0 | 0 | 0 | 0 | 0 | 0 | 0 | 0 | 0 | 0 | 0 | 0 | 0 | 0 | 0 | 0 | 0 | 0 | 0 | 0 | 0 | 0 | 0 | 0
F7_Industrial_Industrial - WA_Existing_Space Heating_Natural Gas_Thermostat - Connected_A_Achievable Technical Potential | F7 | Industrial | Industrial - WA | Existing | Space Heating | Natural Gas | Thermostat - Connected | A | Incremental Energy Savings (MWh or mTherms) | Achievable Technical Potential | 0 | 0 | 0.25894 | 0.254 | 0.24912 | 0.2443 | 0.23955 | 0 | 0 | 0 | 0 | 0 | 0 | 0 | 0 | 0 | 0 | 0 | 0 | 0 | 0 | 0 | 0 | 0 | 0 | 0 | 0
F8_Industrial_Industrial - WA_Existing_Space Heating_Natural Gas_Thermostat - Connected_A_Achievable Technical Potential | F8 | Industrial | Industrial - WA | Existing | Space Heating | Natural Gas | Thermostat - Connected | A | Incremental Summer Peak Savings (MW) | Achievable Technical Potential | 0 | 0 | 0 | 0 | 0 | 0 | 0 | 0 | 0 | 0 | 0 | 0 | 0 | 0 | 0 | 0 | 0 | 0 | 0 | 0 | 0 | 0 | 0 | 0 | 0 | 0 | 0
F9_Industrial_Industrial - WA_Existing_Space Heating_Natural Gas_Thermostat - Connected_A_Achievable Technical Potential | F9 | Industrial | Industrial - WA | Existing | Space Heating | Natural Gas | Thermostat - Connected | A | Incremental Winter Peak Savings (MW) | Achievable Technical Potential | 0 | 0 | 0 | 0 | 0 | 0 | 0 | 0 | 0 | 0 | 0 | 0 | 0 | 0 | 0 | 0 | 0 | 0 | 0 | 0 | 0 | 0 | 0 | 0 | 0 | 0 | 0
F10_Industrial_Industrial - WA_Existing_Space Heating_Natural Gas_Thermostat - Connected_A_Achievable Technical Potential | F10 | Industrial | Industrial - WA | Existing | Space Heating | Natural Gas | Thermostat - Connected | A | Cumulative Energy Savings (MWh or mTherms) | Achievable Technical Potential | 0 | 0 | 0.25894 | 0.51246 | 0.76054 | 1.0032 | 1.2405 | 1.2376 | 1.2346 | 1.2316 | 1.2285 | 1.2254 | 1.2222 | 1.2191 | 1.2159 | 1.2128 | 1.2097 | 1.2066 | 1.2035 | 1.2007 | 1.1981 | 1.1957 | 1.1935 | 1.1914 | 1.1895 | 1.1878 | 1.1862
F11_Industrial_Industrial - WA_Existing_Space Heating_Natural Gas_Thermostat - Connected_A_Achievable Technical Potential | F11 | Industrial | Industrial - WA | Existing | Space Heating | Natural Gas | Thermostat - Connected | A | Cumulative Summer Peak Savings (MW) | Achievable Technical Potential | 0 | 0 | 0 | 0 | 0 | 0 | 0 | 0 | 0 | 0 | 0 | 0 | 0 | 0 | 0 | 0 | 0 | 0 | 0 | 0 | 0 | 0 | 0 | 0 | 0 | 0 | 0
F12_Industrial_Industrial - WA_Existing_Space Heating_Natural Gas_Thermostat - Connected_A_Achievable Technical Potential | F12 | Industrial | Industrial - WA | Existing | Space Heating | Natural Gas | Thermostat - Connected | A | Cumulative Winter Peak Savings (MW) | Achievable Technical Potential | 0 | 0 | 0 | 0 | 0 | 0 | 0 | 0 | 0 | 0 | 0 | 0 | 0 | 0 | 0 | 0 | 0 | 0 | 0 | 0 | 0 | 0 | 0 | 0 | 0 | 0 | 0
F13_Industrial_Industrial - WA_Existing_Space Heating_Natural Gas_Thermostat - Connected_A_Achievable Technical Potential | F13 | Industrial | Industrial - WA | Existing | Space Heating | Natural Gas | Thermostat - Connected | A | Purchases (Incremental) | Achievable Technical Potential | 0 | 0 | 0.035245 | 0.034637 | 0.03404 | 0.033453 | 0.032876 | 0 | 0 | 0 | 0 | 0 | 0 | 0 | 0 | 0 | 0 | 0 | 0 | 0 | 0 | 0 | 0 | 0 | 0 | 0 | 0
F14_Industrial_Industrial - WA_Existing_Space Heating_Natural Gas_Thermostat - Connected_A_Achievable Technical Potential | F14 | Industrial | Industrial - WA | Existing | Space Heating | Natural Gas | Thermostat - Connected | A | Purchases (Cumulative) | Achievable Technical Potential | 0 | 0 | 0.035245 | 0.069882 | 0.10392 | 0.13737 | 0.17025 | 0.17025 | 0.17025 | 0.17025 | 0.17025 | 0.17025 | 0.17025 | 0.17025 | 0.17025 | 0.17025 | 0.17025 | 0.17025 | 0.17025 | 0.17025 | 0.17025 | 0.17025 | 0.17025 | 0.17025 | 0.17025 | 0.17025 | 0.17025
F1_Industrial_Industrial - WA_Existing_Space Heating_Natural Gas_Gas Boiler - Maintenance_A_Achievable Technical Potential | F1 | Industrial | Industrial - WA | Existing | Space Heating | Natural Gas | Gas Boiler - Maintenance | A | Original Unit Energy Savings (kWh or therms) | Achievable Technical Potential | 0 | 0 | 0.6959 | 0.69416 | 0.69246 | 0.69079 | 0.68917 | 0.68759 | 0.68606 | 0.68458 | 0.68315 | 0.68178 | 0.68047 | 0.67923 | 0.67804 | 0.67692 | 0.67586 | 0.67487 | 0.67395 | 0.67309 | 0.67231 | 0.6716 | 0.67095 | 0.67036 | 0.66983 | 0.66934 | 0.6689
F2_Industrial_Industrial - WA_Existing_Space Heating_Natural Gas_Gas Boiler - Maintenance_A_Achievable Technical Potential | F2 | Industrial | Industrial - WA | Existing | Space Heating | Natural Gas | Gas Boiler - Maintenance | A | Original Unit Summer Peak Savings (kW) | Achievable Technical Potential | 0 | 0 | 0 | 0 | 0 | 0 | 0 | 0 | 0 | 0 | 0 | 0 | 0 | 0 | 0 | 0 | 0 | 0 | 0 | 0 | 0 | 0 | 0 | 0 | 0 | 0 | 0
F3_Industrial_Industrial - WA_Existing_Space Heating_Natural Gas_Gas Boiler - Maintenance_A_Achievable Technical Potential | F3 | Industrial | Industrial - WA | Existing | Space Heating | Natural Gas | Gas Boiler - Maintenance | A | Original Unit Winter Peak Savings (kW) | Achievable Technical Potential | 0 | 0 | 0 | 0 | 0 | 0 | 0 | 0 | 0 | 0 | 0 | 0 | 0 | 0 | 0 | 0 | 0 | 0 | 0 | 0 | 0 | 0 | 0 | 0 | 0 | 0 | 0
F4_Industrial_Industrial - WA_Existing_Space Heating_Natural Gas_Gas Boiler - Maintenance_A_Achievable Technical Potential | F4 | Industrial | Industrial - WA | Existing | Space Heating | Natural Gas | Gas Boiler - Maintenance | A | Standalone Impact on Baseline Energy (%) | Achievable Technical Potential | 0 | 0 | 0.00017406 | 0.00029893 | 0.00038842 | 0.00039513 | 0.00040202 | 0.00040909 | 0.00041634 | 0.00042377 | 0.00043139 | 0.0004392 | 0.00044719 | 0.00045538 | 0.00046376 | 0.00047233 | 0.0004811 | 0.00049007 | 0.00049925 | 0.00050855 | 0.00051801 | 0.0005276 | 0.00053734 | 0.00054722 | 0.00055725 | 0.00056744 | 0.00057779
F5_Industrial_Industrial - WA_Existing_Space Heating_Natural Gas_Gas Boiler - Maintenance_A_Achievable Technical Potential | F5 | Industrial | Industrial - WA | Existing | Space Heating | Natural Gas | Gas Boiler - Maintenance | A | Standalone Impact on Baseline Summer Peak (%) | Achievable Technical Potential | 0 | 0 | 0 | 0 | 0 | 0 | 0 | 0 | 0 | 0 | 0 | 0 | 0 | 0 | 0 | 0 | 0 | 0 | 0 | 0 | 0 | 0 | 0 | 0 | 0 | 0 | 0
F6_Industrial_Industrial - WA_Existing_Space Heating_Natural Gas_Gas Boiler - Maintenance_A_Achievable Technical Potential | F6 | Industrial | Industrial - WA | Existing | Space Heating | Natural Gas | Gas Boiler - Maintenance | A | Standalone Impact on Baseline Winter Peak (%) | Achievable Technical Potential | 0 | 0 | 0 | 0 | 0 | 0 | 0 | 0 | 0 | 0 | 0 | 0 | 0 | 0 | 0 | 0 | 0 | 0 | 0 | 0 | 0 | 0 | 0 | 0 | 0 | 0 | 0
F7_Industrial_Industrial - WA_Existing_Space Heating_Natural Gas_Gas Boiler - Maintenance_A_Achievable Technical Potential | F7 | Industrial | Industrial - WA | Existing | Space Heating | Natural Gas | Gas Boiler - Maintenance | A | Incremental Energy Savings (MWh or mTherms) | Achievable Technical Potential | 0 | 0 | 0.029087 | 0.019986 | 0.013564 | 0 | 0 | 0 | 0 | 0 | 0 | 0 | 0 | 0 | 0 | 0 | 0 | 0 | 0 | 0 | 0 | 0 | 0 | 0 | 0 | 0 | 0
F8_Industrial_Industrial - WA_Existing_Space Heating_Natural Gas_Gas Boiler - Maintenance_A_Achievable Technical Potential | F8 | Industrial | Industrial - WA | Existing | Space Heating | Natural Gas | Gas Boiler - Maintenance | A | Incremental Summer Peak Savings (MW) | Achievable Technical Potential | 0 | 0 | 0 | 0 | 0 | 0 | 0 | 0 | 0 | 0 | 0 | 0 | 0 | 0 | 0 | 0 | 0 | 0 | 0 | 0 | 0 | 0 | 0 | 0 | 0 | 0 | 0
F9_Industrial_Industrial - WA_Existing_Space Heating_Natural Gas_Gas Boiler - Maintenance_A_Achievable Technical Potential | F9 | Industrial | Industrial - WA | Existing | Space Heating | Natural Gas | Gas Boiler - Maintenance | A | Incremental Winter Peak Savings (MW) | Achievable Technical Potential | 0 | 0 | 0 | 0 | 0 | 0 | 0 | 0 | 0 | 0 | 0 | 0 | 0 | 0 | 0 | 0 | 0 | 0 | 0 | 0 | 0 | 0 | 0 | 0 | 0 | 0 | 0
F10_Industrial_Industrial - WA_Existing_Space Heating_Natural Gas_Gas Boiler - Maintenance_A_Achievable Technical Potential | F10 | Industrial | Industrial - WA | Existing | Space Heating | Natural Gas | Gas Boiler - Maintenance | A | Cumulative Energy Savings (MWh or mTherms) | Achievable Technical Potential | 0 | 0 | 0.029087 | 0.049001 | 0.062444 | 0.062294 | 0.062148 | 0.062005 | 0.061867 | 0.061734 | 0.061605 | 0.061482 | 0.061364 | 0.061251 | 0.061144 | 0.061043 | 0.060948 | 0.060858 | 0.060775 | 0.060698 | 0.060628 | 0.060563 | 0.060505 | 0.060452 | 0.060404 | 0.06036 | 0.06032
F11_Industrial_Industrial - WA_Existing_Space Heating_Natural Gas_Gas Boiler - Maintenance_A_Achievable Technical Potential | F11 | Industrial | Industrial - WA | Existing | Space Heating | Natural Gas | Gas Boiler - Maintenance | A | Cumulative Summer Peak Savings (MW) | Achievable Technical Potential | 0 | 0 | 0 | 0 | 0 | 0 | 0 | 0 | 0 | 0 | 0 | 0 | 0 | 0 | 0 | 0 | 0 | 0 | 0 | 0 | 0 | 0 | 0 | 0 | 0 | 0 | 0
F12_Industrial_Industrial - WA_Existing_Space Heating_Natural Gas_Gas Boiler - Maintenance_A_Achievable Technical Potential | F12 | Industrial | Industrial - WA | Existing | Space Heating | Natural Gas | Gas Boiler - Maintenance | A | Cumulative Winter Peak Savings (MW) | Achievable Technical Potential | 0 | 0 | 0 | 0 | 0 | 0 | 0 | 0 | 0 | 0 | 0 | 0 | 0 | 0 | 0 | 0 | 0 | 0 | 0 | 0 | 0 | 0 | 0 | 0 | 0 | 0 | 0
F13_Industrial_Industrial - WA_Existing_Space Heating_Natural Gas_Gas Boiler - Maintenance_A_Achievable Technical Potential | F13 | Industrial | Industrial - WA | Existing | Space Heating | Natural Gas | Gas Boiler - Maintenance | A | Purchases (Incremental) | Achievable Technical Potential | 0 | 0 | 41.798 | 28.792 | 19.5881 | 0 | 0 | 0 | 0 | 0 | 0 | 0 | 0 | 0 | 0 | 0 | 0 | 0 | 0 | 0 | 0 | 0 | 0 | 0 | 0 | 0 | 0
F14_Industrial_Industrial - WA_Existing_Space Heating_Natural Gas_Gas Boiler - Maintenance_A_Achievable Technical Potential | F14 | Industrial | Industrial - WA | Existing | Space Heating | Natural Gas | Gas Boiler - Maintenance | A | Purchases (Cumulative) | Achievable Technical Potential | 0 | 0 | 41.798 | 70.5899 | 90.178 | 90.178 | 90.178 | 90.178 | 90.178 | 90.178 | 90.178 | 90.178 | 90.178 | 90.178 | 90.178 | 90.178 | 90.178 | 90.178 | 90.178 | 90.178 | 90.178 | 90.178 | 90.178 | 90.178 | 90.178 | 90.178 | 90.178
F1_Industrial_Industrial - WA_Existing_Space Heating_Natural Gas_Gas Furnace - Maintenance_A_Achievable Technical Potential | F1 | Industrial | Industrial - WA | Existing | Space Heating | Natural Gas | Gas Furnace - Maintenance | A | Original Unit Energy Savings (kWh or therms) | Achievable Technical Potential | 0 | 0 | 0.69903 | 0.69774 | 0.69611 | 0.69416 | 0.69193 | 0.68945 | 0.68676 | 0.68387 | 0.6808 | 0.67759 | 0.67424 | 0.67079 | 0.66724 | 0.66362 | 0.65993 | 0.6562 | 0.65242 | 0.64892 | 0.64563 | 0.6426 | 0.6398 | 0.63722 | 0.63483 | 0.63263 | 0.6306
F2_Industrial_Industrial - WA_Existing_Space Heating_Natural Gas_Gas Furnace - Maintenance_A_Achievable Technical Potential | F2 | Industrial | Industrial - WA | Existing | Space Heating | Natural Gas | Gas Furnace - Maintenance | A | Original Unit Summer Peak Savings (kW) | Achievable Technical Potential | 0 | 0 | 0 | 0 | 0 | 0 | 0 | 0 | 0 | 0 | 0 | 0 | 0 | 0 | 0 | 0 | 0 | 0 | 0 | 0 | 0 | 0 | 0 | 0 | 0 | 0 | 0
F3_Industrial_Industrial - WA_Existing_Space Heating_Natural Gas_Gas Furnace - Maintenance_A_Achievable Technical Potential | F3 | Industrial | Industrial - WA | Existing | Space Heating | Natural Gas | Gas Furnace - Maintenance | A | Original Unit Winter Peak Savings (kW) | Achievable Technical Potential | 0 | 0 | 0 | 0 | 0 | 0 | 0 | 0 | 0 | 0 | 0 | 0 | 0 | 0 | 0 | 0 | 0 | 0 | 0 | 0 | 0 | 0 | 0 | 0 | 0 | 0 | 0
F4_Industrial_Industrial - WA_Existing_Space Heating_Natural Gas_Gas Furnace - Maintenance_A_Achievable Technical Potential | F4 | Industrial | Industrial - WA | Existing | Space Heating | Natural Gas | Gas Furnace - Maintenance | A | Standalone Impact on Baseline Energy (%) | Achievable Technical Potential | 0 | 0 | 0.00010956 | 0.00018828 | 0.00024467 | 0.0002488 | 0.00025292 | 0.00025703 | 0.00026115 | 0.00026526 | 0.00026939 | 0.00027351 | 0.00027765 | 0.0002818 | 0.00028597 | 0.00029016 | 0.00029436 | 0.00029859 | 0.00030284 | 0.00030722 | 0.00031171 | 0.00031633 | 0.00032107 | 0.00032594 | 0.00033094 | 0.00033606 | 0.00034132
F5_Industrial_Industrial - WA_Existing_Space Heating_Natural Gas_Gas Furnace - Maintenance_A_Achievable Technical Potential | F5 | Industrial | Industrial - WA | Existing | Space Heating | Natural Gas | Gas Furnace - Maintenance | A | Standalone Impact on Baseline Summer Peak (%) | Achievable Technical Potential | 0 | 0 | 0 | 0 | 0 | 0 | 0 | 0 | 0 | 0 | 0 | 0 | 0 | 0 | 0 | 0 | 0 | 0 | 0 | 0 | 0 | 0 | 0 | 0 | 0 | 0 | 0
F6_Industrial_Industrial - WA_Existing_Space Heating_Natural Gas_Gas Furnace - Maintenance_A_Achievable Technical Potential | F6 | Industrial | Industrial - WA | Existing | Space Heating | Natural Gas | Gas Furnace - Maintenance | A | Standalone Impact on Baseline Winter Peak (%) | Achievable Technical Potential | 0 | 0 | 0 | 0 | 0 | 0 | 0 | 0 | 0 | 0 | 0 | 0 | 0 | 0 | 0 | 0 | 0 | 0 | 0 | 0 | 0 | 0 | 0 | 0 | 0 | 0 | 0
F7_Industrial_Industrial - WA_Existing_Space Heating_Natural Gas_Gas Furnace - Maintenance_A_Achievable Technical Potential | F7 | Industrial | Industrial - WA | Existing | Space Heating | Natural Gas | Gas Furnace - Maintenance | A | Incremental Energy Savings (MWh or mTherms) | Achievable Technical Potential | 0 | 0 | 0.018308 | 0.012588 | 0.0085441 | 0 | 0 | 0 | 0 | 0 | 0 | 0 | 0 | 0 | 0 | 0 | 0 | 0 | 0 | 0 | 0 | 0 | 0 | 0 | 0 | 0 | 0
F8_Industrial_Industrial - WA_Existing_Space Heating_Natural Gas_Gas Furnace - Maintenance_A_Achievable Technical Potential | F8 | Industrial | Industrial - WA | Existing | Space Heating | Natural Gas | Gas Furnace - Maintenance | A | Incremental Summer Peak Savings (MW) | Achievable Technical Potential | 0 | 0 | 0 | 0 | 0 | 0 | 0 | 0 | 0 | 0 | 0 | 0 | 0 | 0 | 0 | 0 | 0 | 0 | 0 | 0 | 0 | 0 | 0 | 0 | 0 | 0 | 0
F9_Industrial_Industrial - WA_Existing_Space Heating_Natural Gas_Gas Furnace - Maintenance_A_Achievable Technical Potential | F9 | Industrial | Industrial - WA | Existing | Space Heating | Natural Gas | Gas Furnace - Maintenance | A | Incremental Winter Peak Savings (MW) | Achievable Technical Potential | 0 | 0 | 0 | 0 | 0 | 0 | 0 | 0 | 0 | 0 | 0 | 0 | 0 | 0 | 0 | 0 | 0 | 0 | 0 | 0 | 0 | 0 | 0 | 0 | 0 | 0 | 0
F10_Industrial_Industrial - WA_Existing_Space Heating_Natural Gas_Gas Furnace - Maintenance_A_Achievable Technical Potential | F10 | Industrial | Industrial - WA | Existing | Space Heating | Natural Gas | Gas Furnace - Maintenance | A | Cumulative Energy Savings (MWh or mTherms) | Achievable Technical Potential | 0 | 0 | 0.018308 | 0.030863 | 0.039335 | 0.039225 | 0.039099 | 0.038959 | 0.038806 | 0.038643 | 0.03847 | 0.038288 | 0.038099 | 0.037904 | 0.037704 | 0.037499 | 0.037291 | 0.037079 | 0.036866 | 0.036668 | 0.036483 | 0.036311 | 0.036153 | 0.036007 | 0.035872 | 0.035748 | 0.035633
F11_Industrial_Industrial - WA_Existing_Space Heating_Natural Gas_Gas Furnace - Maintenance_A_Achievable Technical Potential | F11 | Industrial | Industrial - WA | Existing | Space Heating | Natural Gas | Gas Furnace - Maintenance | A | Cumulative Summer Peak Savings (MW) | Achievable Technical Potential | 0 | 0 | 0 | 0 | 0 | 0 | 0 | 0 | 0 | 0 | 0 | 0 | 0 | 0 | 0 | 0 | 0 | 0 | 0 | 0 | 0 | 0 | 0 | 0 | 0 | 0 | 0
F12_Industrial_Industrial - WA_Existing_Space Heating_Natural Gas_Gas Furnace - Maintenance_A_Achievable Technical Potential | F12 | Industrial | Industrial - WA | Existing | Space Heating | Natural Gas | Gas Furnace - Maintenance | A | Cumulative Winter Peak Savings (MW) | Achievable Technical Potential | 0 | 0 | 0 | 0 | 0 | 0 | 0 | 0 | 0 | 0 | 0 | 0 | 0 | 0 | 0 | 0 | 0 | 0 | 0 | 0 | 0 | 0 | 0 | 0 | 0 | 0 | 0
F13_Industrial_Industrial - WA_Existing_Space Heating_Natural Gas_Gas Furnace - Maintenance_A_Achievable Technical Potential | F13 | Industrial | Industrial - WA | Existing | Space Heating | Natural Gas | Gas Furnace - Maintenance | A | Purchases (Incremental) | Achievable Technical Potential | 0 | 0 | 26.1911 | 18.0414 | 12.2741 | 0 | 0 | 0 | 0 | 0 | 0 | 0 | 0 | 0 | 0 | 0 | 0 | 0 | 0 | 0 | 0 | 0 | 0 | 0 | 0 | 0 | 0
F14_Industrial_Industrial - WA_Existing_Space Heating_Natural Gas_Gas Furnace - Maintenance_A_Achievable Technical Potential | F14 | Industrial | Industrial - WA | Existing | Space Heating | Natural Gas | Gas Furnace - Maintenance | A | Purchases (Cumulative) | Achievable Technical Potential | 0 | 0 | 26.1911 | 44.2325 | 56.5067 | 56.5067 | 56.5067 | 56.5067 | 56.5067 | 56.5067 | 56.5067 | 56.5067 | 56.5067 | 56.5067 | 56.5067 | 56.5067 | 56.5067 | 56.5067 | 56.5067 | 56.5067 | 56.5067 | 56.5067 | 56.5067 | 56.5067 | 56.5067 | 56.5067 | 56.5067
F1_Industrial_Industrial - WA_Existing_Space Heating_Natural Gas_Gas Furnace - Tube Inserts_A_Achievable Technical Potential | F1 | Industrial | Industrial - WA | Existing | Space Heating | Natural Gas | Gas Furnace - Tube Inserts | A | Original Unit Energy Savings (kWh or therms) | Achievable Technical Potential | 0 | 0 | 0 | 0 | 0 | 0 | 0 | 0 | 0 | 0 | 0 | 0 | 0 | 0 | 0 | 0 | 0 | 0 | 0 | 0 | 0 | 0 | 0 | 0 | 0 | 0 | 0
F2_Industrial_Industrial - WA_Existing_Space Heating_Natural Gas_Gas Furnace - Tube Inserts_A_Achievable Technical Potential | F2 | Industrial | Industrial - WA | Existing | Space Heating | Natural Gas | Gas Furnace - Tube Inserts | A | Original Unit Summer Peak Savings (kW) | Achievable Technical Potential | 0 | 0 | 0 | 0 | 0 | 0 | 0 | 0 | 0 | 0 | 0 | 0 | 0 | 0 | 0 | 0 | 0 | 0 | 0 | 0 | 0 | 0 | 0 | 0 | 0 | 0 | 0
F3_Industrial_Industrial - WA_Existing_Space Heating_Natural Gas_Gas Furnace - Tube Inserts_A_Achievable Technical Potential | F3 | Industrial | Industrial - WA | Existing | Space Heating | Natural Gas | Gas Furnace - Tube Inserts | A | Original Unit Winter Peak Savings (kW) | Achievable Technical Potential | 0 | 0 | 0 | 0 | 0 | 0 | 0 | 0 | 0 | 0 | 0 | 0 | 0 | 0 | 0 | 0 | 0 | 0 | 0 | 0 | 0 | 0 | 0 | 0 | 0 | 0 | 0
F4_Industrial_Industrial - WA_Existing_Space Heating_Natural Gas_Gas Furnace - Tube Inserts_A_Achievable Technical Potential | F4 | Industrial | Industrial - WA | Existing | Space Heating | Natural Gas | Gas Furnace - Tube Inserts | A | Standalone Impact on Baseline Energy (%) | Achievable Technical Potential | 0 | 0 | 0 | 0 | 0 | 0 | 0 | 0 | 0 | 0 | 0 | 0 | 0 | 0 | 0 | 0 | 0 | 0 | 0 | 0 | 0 | 0 | 0 | 0 | 0 | 0 | 0
F5_Industrial_Industrial - WA_Existing_Space Heating_Natural Gas_Gas Furnace - Tube Inserts_A_Achievable Technical Potential | F5 | Industrial | Industrial - WA | Existing | Space Heating | Natural Gas | Gas Furnace - Tube Inserts | A | Standalone Impact on Baseline Summer Peak (%) | Achievable Technical Potential | 0 | 0 | 0 | 0 | 0 | 0 | 0 | 0 | 0 | 0 | 0 | 0 | 0 | 0 | 0 | 0 | 0 | 0 | 0 | 0 | 0 | 0 | 0 | 0 | 0 | 0 | 0
F6_Industrial_Industrial - WA_Existing_Space Heating_Natural Gas_Gas Furnace - Tube Inserts_A_Achievable Technical Potential | F6 | Industrial | Industrial - WA | Existing | Space Heating | Natural Gas | Gas Furnace - Tube Inserts | A | Standalone Impact on Baseline Winter Peak (%) | Achievable Technical Potential | 0 | 0 | 0 | 0 | 0 | 0 | 0 | 0 | 0 | 0 | 0 | 0 | 0 | 0 | 0 | 0 | 0 | 0 | 0 | 0 | 0 | 0 | 0 | 0 | 0 | 0 | 0
F7_Industrial_Industrial - WA_Existing_Space Heating_Natural Gas_Gas Furnace - Tube Inserts_A_Achievable Technical Potential | F7 | Industrial | Industrial - WA | Existing | Space Heating | Natural Gas | Gas Furnace - Tube Inserts | A | Incremental Energy Savings (MWh or mTherms) | Achievable Technical Potential | 0 | 0 | 0 | 0 | 0 | 0 | 0 | 0 | 0 | 0 | 0 | 0 | 0 | 0 | 0 | 0 | 0 | 0 | 0 | 0 | 0 | 0 | 0 | 0 | 0 | 0 | 0
F8_Industrial_Industrial - WA_Existing_Space Heating_Natural Gas_Gas Furnace - Tube Inserts_A_Achievable Technical Potential | F8 | Industrial | Industrial - WA | Existing | Space Heating | Natural Gas | Gas Furnace - Tube Inserts | A | Incremental Summer Peak Savings (MW) | Achievable Technical Potential | 0 | 0 | 0 | 0 | 0 | 0 | 0 | 0 | 0 | 0 | 0 | 0 | 0 | 0 | 0 | 0 | 0 | 0 | 0 | 0 | 0 | 0 | 0 | 0 | 0 | 0 | 0
F9_Industrial_Industrial - WA_Existing_Space Heating_Natural Gas_Gas Furnace - Tube Inserts_A_Achievable Technical Potential | F9 | Industrial | Industrial - WA | Existing | Space Heating | Natural Gas | Gas Furnace - Tube Inserts | A | Incremental Winter Peak Savings (MW) | Achievable Technical Potential | 0 | 0 | 0 | 0 | 0 | 0 | 0 | 0 | 0 | 0 | 0 | 0 | 0 | 0 | 0 | 0 | 0 | 0 | 0 | 0 | 0 | 0 | 0 | 0 | 0 | 0 | 0
F10_Industrial_Industrial - WA_Existing_Space Heating_Natural Gas_Gas Furnace - Tube Inserts_A_Achievable Technical Potential | F10 | Industrial | Industrial - WA | Existing | Space Heating | Natural Gas | Gas Furnace - Tube Inserts | A | Cumulative Energy Savings (MWh or mTherms) | Achievable Technical Potential | 0 | 0 | 0 | 0 | 0 | 0 | 0 | 0 | 0 | 0 | 0 | 0 | 0 | 0 | 0 | 0 | 0 | 0 | 0 | 0 | 0 | 0 | 0 | 0 | 0 | 0 | 0
F11_Industrial_Industrial - WA_Existing_Space Heating_Natural Gas_Gas Furnace - Tube Inserts_A_Achievable Technical Potential | F11 | Industrial | Industrial - WA | Existing | Space Heating | Natural Gas | Gas Furnace - Tube Inserts | A | Cumulative Summer Peak Savings (MW) | Achievable Technical Potential | 0 | 0 | 0 | 0 | 0 | 0 | 0 | 0 | 0 | 0 | 0 | 0 | 0 | 0 | 0 | 0 | 0 | 0 | 0 | 0 | 0 | 0 | 0 | 0 | 0 | 0 | 0
F12_Industrial_Industrial - WA_Existing_Space Heating_Natural Gas_Gas Furnace - Tube Inserts_A_Achievable Technical Potential | F12 | Industrial | Industrial - WA | Existing | Space Heating | Natural Gas | Gas Furnace - Tube Inserts | A | Cumulative Winter Peak Savings (MW) | Achievable Technical Potential | 0 | 0 | 0 | 0 | 0 | 0 | 0 | 0 | 0 | 0 | 0 | 0 | 0 | 0 | 0 | 0 | 0 | 0 | 0 | 0 | 0 | 0 | 0 | 0 | 0 | 0 | 0
F13_Industrial_Industrial - WA_Existing_Space Heating_Natural Gas_Gas Furnace - Tube Inserts_A_Achievable Technical Potential | F13 | Industrial | Industrial - WA | Existing | Space Heating | Natural Gas | Gas Furnace - Tube Inserts | A | Purchases (Incremental) | Achievable Technical Potential | 0 | 0 | 0 | 0 | 0 | 0 | 0 | 0 | 0 | 0 | 0 | 0 | 0 | 0 | 0 | 0 | 0 | 0 | 0 | 0 | 0 | 0 | 0 | 0 | 0 | 0 | 0
F14_Industrial_Industrial - WA_Existing_Space Heating_Natural Gas_Gas Furnace - Tube Inserts_A_Achievable Technical Potential | F14 | Industrial | Industrial - WA | Existing | Space Heating | Natural Gas | Gas Furnace - Tube Inserts | A | Purchases (Cumulative) | Achievable Technical Potential | 0 | 0 | 0 | 0 | 0 | 0 | 0 | 0 | 0 | 0 | 0 | 0 | 0 | 0 | 0 | 0 | 0 | 0 | 0 | 0 | 0 | 0 | 0 | 0 | 0 | 0 | 0
F1_Industrial_Industrial - WA_Existing_Space Heating_Natural Gas_Gas Boiler - Burner Control Optimization_A_Achievable Technical Potential | F1 | Industrial | Industrial - WA | Existing | Space Heating | Natural Gas | Gas Boiler - Burner Control Optimization | A | Original Unit Energy Savings (kWh or therms) | Achievable Technical Potential | 0 | 0 | 0.33635 | 0.33551 | 0.33469 | 0.33388 | 0.3331 | 0.33233 | 0.33159 | 0.33088 | 0.33019 | 0.32953 | 0.3289 | 0.32829 | 0.32772 | 0.32718 | 0.32667 | 0.32619 | 0.32574 | 0.32533 | 0.32495 | 0.32461 | 0.32429 | 0.32401 | 0.32375 | 0.32352 | 0.3233
F2_Industrial_Industrial - WA_Existing_Space Heating_Natural Gas_Gas Boiler - Burner Control Optimization_A_Achievable Technical Potential | F2 | Industrial | Industrial - WA | Existing | Space Heating | Natural Gas | Gas Boiler - Burner Control Optimization | A | Original Unit Summer Peak Savings (kW) | Achievable Technical Potential | 0 | 0 | 0 | 0 | 0 | 0 | 0 | 0 | 0 | 0 | 0 | 0 | 0 | 0 | 0 | 0 | 0 | 0 | 0 | 0 | 0 | 0 | 0 | 0 | 0 | 0 | 0
F3_Industrial_Industrial - WA_Existing_Space Heating_Natural Gas_Gas Boiler - Burner Control Optimization_A_Achievable Technical Potential | F3 | Industrial | Industrial - WA | Existing | Space Heating | Natural Gas | Gas Boiler - Burner Control Optimization | A | Original Unit Winter Peak Savings (kW) | Achievable Technical Potential | 0 | 0 | 0 | 0 | 0 | 0 | 0 | 0 | 0 | 0 | 0 | 0 | 0 | 0 | 0 | 0 | 0 | 0 | 0 | 0 | 0 | 0 | 0 | 0 | 0 | 0 | 0
F4_Industrial_Industrial - WA_Existing_Space Heating_Natural Gas_Gas Boiler - Burner Control Optimization_A_Achievable Technical Potential | F4 | Industrial | Industrial - WA | Existing | Space Heating | Natural Gas | Gas Boiler - Burner Control Optimization | A | Standalone Impact on Baseline Energy (%) | Achievable Technical Potential | 0 | 0 | 1.6832e-05 | 4.3559e-05 | 9.7166e-05 | 0.00019133 | 0.00033851 | 0.00054586 | 0.00081191 | 0.0011256 | 0.0014682 | 0.0018173 | 0.0021516 | 0.0024547 | 0.0027173 | 0.0029367 | 0.0031161 | 0.0032617 | 0.0033811 | 0.0034813 | 0.003546 | 0.0036117 | 0.0036784 | 0.003746 | 0.0038147 | 0.0038845 | 0.0039553
F5_Industrial_Industrial - WA_Existing_Space Heating_Natural Gas_Gas Boiler - Burner Control Optimization_A_Achievable Technical Potential | F5 | Industrial | Industrial - WA | Existing | Space Heating | Natural Gas | Gas Boiler - Burner Control Optimization | A | Standalone Impact on Baseline Summer Peak (%) | Achievable Technical Potential | 0 | 0 | 0 | 0 | 0 | 0 | 0 | 0 | 0 | 0 | 0 | 0 | 0 | 0 | 0 | 0 | 0 | 0 | 0 | 0 | 0 | 0 | 0 | 0 | 0 | 0 | 0
F6_Industrial_Industrial - WA_Existing_Space Heating_Natural Gas_Gas Boiler - Burner Control Optimization_A_Achievable Technical Potential | F6 | Industrial | Industrial - WA | Existing | Space Heating | Natural Gas | Gas Boiler - Burner Control Optimization | A | Standalone Impact on Baseline Winter Peak (%) | Achievable Technical Potential | 0 | 0 | 0 | 0 | 0 | 0 | 0 | 0 | 0 | 0 | 0 | 0 | 0 | 0 | 0 | 0 | 0 | 0 | 0 | 0 | 0 | 0 | 0 | 0 | 0 | 0 | 0
F7_Industrial_Industrial - WA_Existing_Space Heating_Natural Gas_Gas Boiler - Burner Control Optimization_A_Achievable Technical Potential | F7 | Industrial | Industrial - WA | Existing | Space Heating | Natural Gas | Gas Boiler - Burner Control Optimization | A | Incremental Energy Savings (MWh or mTherms) | Achievable Technical Potential | 0 | 0 | 0.0028128 | 0.0043344 | 0.0084984 | 0.014581 | 0.022238 | 0.030526 | 0.038096 | 0.043585 | 0.046032 | 0.045148 | 0.041332 | 0.035477 | 0.028662 | 0.021872 | 0.015814 | 0.010863 | 0.0071073 | 0.0044392 | 0 | 0 | 0 | 0 | 0 | 0 | 0
F8_Industrial_Industrial - WA_Existing_Space Heating_Natural Gas_Gas Boiler - Burner Control Optimization_A_Achievable Technical Potential | F8 | Industrial | Industrial - WA | Existing | Space Heating | Natural Gas | Gas Boiler - Burner Control Optimization | A | Incremental Summer Peak Savings (MW) | Achievable Technical Potential | 0 | 0 | 0 | 0 | 0 | 0 | 0 | 0 | 0 | 0 | 0 | 0 | 0 | 0 | 0 | 0 | 0 | 0 | 0 | 0 | 0 | 0 | 0 | 0 | 0 | 0 | 0
F9_Industrial_Industrial - WA_Existing_Space Heating_Natural Gas_Gas Boiler - Burner Control Optimization_A_Achievable Technical Potential | F9 | Industrial | Industrial - WA | Existing | Space Heating | Natural Gas | Gas Boiler - Burner Control Optimization | A | Incremental Winter Peak Savings (MW) | Achievable Technical Potential | 0 | 0 | 0 | 0 | 0 | 0 | 0 | 0 | 0 | 0 | 0 | 0 | 0 | 0 | 0 | 0 | 0 | 0 | 0 | 0 | 0 | 0 | 0 | 0 | 0 | 0 | 0
F10_Industrial_Industrial - WA_Existing_Space Heating_Natural Gas_Gas Boiler - Burner Control Optimization_A_Achievable Technical Potential | F10 | Industrial | Industrial - WA | Existing | Space Heating | Natural Gas | Gas Boiler - Burner Control Optimization | A | Cumulative Energy Savings (MWh or mTherms) | Achievable Technical Potential | 0 | 0 | 0.0028128 | 0.0071402 | 0.015621 | 0.030164 | 0.052331 | 0.082736 | 0.12065 | 0.16397 | 0.20966 | 0.25439 | 0.29524 | 0.33017 | 0.35826 | 0.37953 | 0.39476 | 0.40504 | 0.41159 | 0.41551 | 0.41503 | 0.41459 | 0.41419 | 0.41383 | 0.4135 | 0.4132 | 0.41292
F11_Industrial_Industrial - WA_Existing_Space Heating_Natural Gas_Gas Boiler - Burner Control Optimization_A_Achievable Technical Potential | F11 | Industrial | Industrial - WA | Existing | Space Heating | Natural Gas | Gas Boiler - Burner Control Optimization | A | Cumulative Summer Peak Savings (MW) | Achievable Technical Potential | 0 | 0 | 0 | 0 | 0 | 0 | 0 | 0 | 0 | 0 | 0 | 0 | 0 | 0 | 0 | 0 | 0 | 0 | 0 | 0 | 0 | 0 | 0 | 0 | 0 | 0 | 0
F12_Industrial_Industrial - WA_Existing_Space Heating_Natural Gas_Gas Boiler - Burner Control Optimization_A_Achievable Technical Potential | F12 | Industrial | Industrial - WA | Existing | Space Heating | Natural Gas | Gas Boiler - Burner Control Optimization | A | Cumulative Winter Peak Savings (MW) | Achievable Technical Potential | 0 | 0 | 0 | 0 | 0 | 0 | 0 | 0 | 0 | 0 | 0 | 0 | 0 | 0 | 0 | 0 | 0 | 0 | 0 | 0 | 0 | 0 | 0 | 0 | 0 | 0 | 0
F13_Industrial_Industrial - WA_Existing_Space Heating_Natural Gas_Gas Boiler - Burner Control Optimization_A_Achievable Technical Potential | F13 | Industrial | Industrial - WA | Existing | Space Heating | Natural Gas | Gas Boiler - Burner Control Optimization | A | Purchases (Incremental) | Achievable Technical Potential | 0 | 0 | 8.3627 | 12.9188 | 25.3921 | 43.67 | 66.7599 | 91.8524 | 114.8875 | 131.7245 | 139.4113 | 137.0077 | 125.6691 | 108.0646 | 87.46 | 66.8516 | 48.4098 | 33.3026 | 21.8189 | 13.6454 | 0 | 0 | 0 | 0 | 0 | 0 | 0
F14_Industrial_Industrial - WA_Existing_Space Heating_Natural Gas_Gas Boiler - Burner Control Optimization_A_Achievable Technical Potential | F14 | Industrial | Industrial - WA | Existing | Space Heating | Natural Gas | Gas Boiler - Burner Control Optimization | A | Purchases (Cumulative) | Achievable Technical Potential | 0 | 0 | 8.3627 | 21.2815 | 46.6736 | 90.3436 | 157.1036 | 248.956 | 363.8435 | 495.568 | 634.9794 | 771.9871 | 897.6562 | 1005.7209 | 1093.1809 | 1160.0325 | 1208.4423 | 1241.7449 | 1263.5638 | 1277.2092 | 1277.2092 | 1277.2092 | 1277.2092 | 1277.2092 | 1277.2092 | 1277.2092 | 1277.2092
F1_Industrial_Industrial - WA_Existing_Space Heating_Natural Gas_Gas Boiler - High Turndown Burner_A_Achievable Technical Potential | F1 | Industrial | Industrial - WA | Existing | Space Heating | Natural Gas | Gas Boiler - High Turndown Burner | A | Original Unit Energy Savings (kWh or therms) | Achievable Technical Potential | 0 | 0 | 1.1598 | 1.1569 | 1.1541 | 1.1513 | 1.1486 | 1.146 | 1.1434 | 1.141 | 1.1386 | 1.1363 | 1.1341 | 1.132 | 1.1301 | 1.1282 | 1.1264 | 1.1248 | 1.1232 | 1.1218 | 1.1205 | 1.1193 | 1.1183 | 1.1173 | 1.1164 | 1.1156 | 1.1148
F2_Industrial_Industrial - WA_Existing_Space Heating_Natural Gas_Gas Boiler - High Turndown Burner_A_Achievable Technical Potential | F2 | Industrial | Industrial - WA | Existing | Space Heating | Natural Gas | Gas Boiler - High Turndown Burner | A | Original Unit Summer Peak Savings (kW) | Achievable Technical Potential | 0 | 0 | 0 | 0 | 0 | 0 | 0 | 0 | 0 | 0 | 0 | 0 | 0 | 0 | 0 | 0 | 0 | 0 | 0 | 0 | 0 | 0 | 0 | 0 | 0 | 0 | 0
F3_Industrial_Industrial - WA_Existing_Space Heating_Natural Gas_Gas Boiler - High Turndown Burner_A_Achievable Technical Potential | F3 | Industrial | Industrial - WA | Existing | Space Heating | Natural Gas | Gas Boiler - High Turndown Burner | A | Original Unit Winter Peak Savings (kW) | Achievable Technical Potential | 0 | 0 | 0 | 0 | 0 | 0 | 0 | 0 | 0 | 0 | 0 | 0 | 0 | 0 | 0 | 0 | 0 | 0 | 0 | 0 | 0 | 0 | 0 | 0 | 0 | 0 | 0
F4_Industrial_Industrial - WA_Existing_Space Heating_Natural Gas_Gas Boiler - High Turndown Burner_A_Achievable Technical Potential | F4 | Industrial | Industrial - WA | Existing | Space Heating | Natural Gas | Gas Boiler - High Turndown Burner | A | Standalone Impact on Baseline Energy (%) | Achievable Technical Potential | 0 | 0 | 0.00035861 | 0.00072307 | 0.0010937 | 0.0014707 | 0.0018544 | 0.0022094 | 0.0025064 | 0.0027576 | 0.0029723 | 0.0031583 | 0.0033216 | 0.0034672 | 0.0035988 | 0.0037197 | 0.0038322 | 0.0039037 | 0.0039768 | 0.0040509 | 0.0041262 | 0.0042026 | 0.0042802 | 0.0043589 | 0.0044388 | 0.00452 | 0.0046024
F5_Industrial_Industrial - WA_Existing_Space Heating_Natural Gas_Gas Boiler - High Turndown Burner_A_Achievable Technical Potential | F5 | Industrial | Industrial - WA | Existing | Space Heating | Natural Gas | Gas Boiler - High Turndown Burner | A | Standalone Impact on Baseline Summer Peak (%) | Achievable Technical Potential | 0 | 0 | 0 | 0 | 0 | 0 | 0 | 0 | 0 | 0 | 0 | 0 | 0 | 0 | 0 | 0 | 0 | 0 | 0 | 0 | 0 | 0 | 0 | 0 | 0 | 0 | 0
F6_Industrial_Industrial - WA_Existing_Space Heating_Natural Gas_Gas Boiler - High Turndown Burner_A_Achievable Technical Potential | F6 | Industrial | Industrial - WA | Existing | Space Heating | Natural Gas | Gas Boiler - High Turndown Burner | A | Standalone Impact on Baseline Winter Peak (%) | Achievable Technical Potential | 0 | 0 | 0 | 0 | 0 | 0 | 0 | 0 | 0 | 0 | 0 | 0 | 0 | 0 | 0 | 0 | 0 | 0 | 0 | 0 | 0 | 0 | 0 | 0 | 0 | 0 | 0
F7_Industrial_Industrial - WA_Existing_Space Heating_Natural Gas_Gas Boiler - High Turndown Burner_A_Achievable Technical Potential | F7 | Industrial | Industrial - WA | Existing | Space Heating | Natural Gas | Gas Boiler - High Turndown Burner | A | Incremental Energy Savings (MWh or mTherms) | Achievable Technical Potential | 0 | 0 | 0.059927 | 0.058747 | 0.057592 | 0.056463 | 0.055359 | 0.048852 | 0.038322 | 0.030064 | 0.023588 | 0.018508 | 0.014523 | 0.011397 | 0.0089447 | 0.0070207 | 0.0055111 | 0 | 0 | 0 | 0 | 0 | 0 | 0 | 0 | 0 | 0
F8_Industrial_Industrial - WA_Existing_Space Heating_Natural Gas_Gas Boiler - High Turndown Burner_A_Achievable Technical Potential | F8 | Industrial | Industrial - WA | Existing | Space Heating | Natural Gas | Gas Boiler - High Turndown Burner | A | Incremental Summer Peak Savings (MW) | Achievable Technical Potential | 0 | 0 | 0 | 0 | 0 | 0 | 0 | 0 | 0 | 0 | 0 | 0 | 0 | 0 | 0 | 0 | 0 | 0 | 0 | 0 | 0 | 0 | 0 | 0 | 0 | 0 | 0
F9_Industrial_Industrial - WA_Existing_Space Heating_Natural Gas_Gas Boiler - High Turndown Burner_A_Achievable Technical Potential | F9 | Industrial | Industrial - WA | Existing | Space Heating | Natural Gas | Gas Boiler - High Turndown Burner | A | Incremental Winter Peak Savings (MW) | Achievable Technical Potential | 0 | 0 | 0 | 0 | 0 | 0 | 0 | 0 | 0 | 0 | 0 | 0 | 0 | 0 | 0 | 0 | 0 | 0 | 0 | 0 | 0 | 0 | 0 | 0 | 0 | 0 | 0
F10_Industrial_Industrial - WA_Existing_Space Heating_Natural Gas_Gas Boiler - High Turndown Burner_A_Achievable Technical Potential | F10 | Industrial | Industrial - WA | Existing | Space Heating | Natural Gas | Gas Boiler - High Turndown Burner | A | Cumulative Energy Savings (MWh or mTherms) | Achievable Technical Potential | 0 | 0 | 0.059927 | 0.11852 | 0.17583 | 0.23187 | 0.28668 | 0.33487 | 0.37245 | 0.40171 | 0.42446 | 0.44212 | 0.45579 | 0.46635 | 0.47448 | 0.48072 | 0.48548 | 0.48477 | 0.48411 | 0.48349 | 0.48293 | 0.48242 | 0.48196 | 0.48153 | 0.48115 | 0.4808 | 0.48048
F11_Industrial_Industrial - WA_Existing_Space Heating_Natural Gas_Gas Boiler - High Turndown Burner_A_Achievable Technical Potential | F11 | Industrial | Industrial - WA | Existing | Space Heating | Natural Gas | Gas Boiler - High Turndown Burner | A | Cumulative Summer Peak Savings (MW) | Achievable Technical Potential | 0 | 0 | 0 | 0 | 0 | 0 | 0 | 0 | 0 | 0 | 0 | 0 | 0 | 0 | 0 | 0 | 0 | 0 | 0 | 0 | 0 | 0 | 0 | 0 | 0 | 0 | 0
F12_Industrial_Industrial - WA_Existing_Space Heating_Natural Gas_Gas Boiler - High Turndown Burner_A_Achievable Technical Potential | F12 | Industrial | Industrial - WA | Existing | Space Heating | Natural Gas | Gas Boiler - High Turndown Burner | A | Cumulative Winter Peak Savings (MW) | Achievable Technical Potential | 0 | 0 | 0 | 0 | 0 | 0 | 0 | 0 | 0 | 0 | 0 | 0 | 0 | 0 | 0 | 0 | 0 | 0 | 0 | 0 | 0 | 0 | 0 | 0 | 0 | 0 | 0
F13_Industrial_Industrial - WA_Existing_Space Heating_Natural Gas_Gas Boiler - High Turndown Burner_A_Achievable Technical Potential | F13 | Industrial | Industrial - WA | Existing | Space Heating | Natural Gas | Gas Boiler - High Turndown Burner | A | Purchases (Incremental) | Achievable Technical Potential | 0 | 0 | 51.6688 | 50.778 | 49.9025 | 49.0421 | 48.1965 | 42.629 | 33.5152 | 26.3499 | 20.7165 | 16.2874 | 12.8053 | 10.0676 | 7.9152 | 6.223 | 4.8926 | 0 | 0 | 0 | 0 | 0 | 0 | 0 | 0 | 0 | 0
F14_Industrial_Industrial - WA_Existing_Space Heating_Natural Gas_Gas Boiler - High Turndown Burner_A_Achievable Technical Potential | F14 | Industrial | Industrial - WA | Existing | Space Heating | Natural Gas | Gas Boiler - High Turndown Burner | A | Purchases (Cumulative) | Achievable Technical Potential | 0 | 0 | 51.6688 | 102.4467 | 152.3492 | 201.3913 | 249.5878 | 292.2168 | 325.732 | 352.0819 | 372.7984 | 389.0858 | 401.8911 | 411.9587 | 419.8739 | 426.0969 | 430.9895 | 430.9895 | 430.9895 | 430.9895 | 430.9895 | 430.9895 | 430.9895 | 430.9895 | 430.9895 | 430.9895 | 430.9895
F1_Industrial_Industrial - WA_Existing_Space Heating_Natural Gas_Gas Boiler - Hot Water Reset_A_Achievable Technical Potential | F1 | Industrial | Industrial - WA | Existing | Space Heating | Natural Gas | Gas Boiler - Hot Water Reset | A | Original Unit Energy Savings (kWh or therms) | Achievable Technical Potential | 0 | 0 | 1237.1517 | 1234.0624 | 1231.0332 | 1228.0714 | 1225.184 | 1222.3771 | 1219.6565 | 1217.0273 | 1214.4942 | 1212.0615 | 1209.7329 | 1207.5121 | 1205.4023 | 1203.4063 | 1201.5267 | 1199.7661 | 1198.1265 | 1196.61 | 1195.2184 | 1193.9533 | 1192.8032 | 1191.7576 | 1190.8071 | 1189.9431 | 1189.1575
F2_Industrial_Industrial - WA_Existing_Space Heating_Natural Gas_Gas Boiler - Hot Water Reset_A_Achievable Technical Potential | F2 | Industrial | Industrial - WA | Existing | Space Heating | Natural Gas | Gas Boiler - Hot Water Reset | A | Original Unit Summer Peak Savings (kW) | Achievable Technical Potential | 0 | 0 | 0 | 0 | 0 | 0 | 0 | 0 | 0 | 0 | 0 | 0 | 0 | 0 | 0 | 0 | 0 | 0 | 0 | 0 | 0 | 0 | 0 | 0 | 0 | 0 | 0
F3_Industrial_Industrial - WA_Existing_Space Heating_Natural Gas_Gas Boiler - Hot Water Reset_A_Achievable Technical Potential | F3 | Industrial | Industrial - WA | Existing | Space Heating | Natural Gas | Gas Boiler - Hot Water Reset | A | Original Unit Winter Peak Savings (kW) | Achievable Technical Potential | 0 | 0 | 0 | 0 | 0 | 0 | 0 | 0 | 0 | 0 | 0 | 0 | 0 | 0 | 0 | 0 | 0 | 0 | 0 | 0 | 0 | 0 | 0 | 0 | 0 | 0 | 0
F4_Industrial_Industrial - WA_Existing_Space Heating_Natural Gas_Gas Boiler - Hot Water Reset_A_Achievable Technical Potential | F4 | Industrial | Industrial - WA | Existing | Space Heating | Natural Gas | Gas Boiler - Hot Water Reset | A | Standalone Impact on Baseline Energy (%) | Achievable Technical Potential | 0 | 0 | 0.00030077 | 0.00067493 | 0.0011379 | 0.0016815 | 0.0023083 | 0.0030475 | 0.0038681 | 0.0047204 | 0.0055438 | 0.0062792 | 0.0068854 | 0.0073371 | 0.0076614 | 0.0078943 | 0.0080795 | 0.0082442 | 0.0084029 | 0.0085605 | 0.0087198 | 0.0088813 | 0.0090452 | 0.0092116 | 0.0093805 | 0.009552 | 0.0097261
F5_Industrial_Industrial - WA_Existing_Space Heating_Natural Gas_Gas Boiler - Hot Water Reset_A_Achievable Technical Potential | F5 | Industrial | Industrial - WA | Existing | Space Heating | Natural Gas | Gas Boiler - Hot Water Reset | A | Standalone Impact on Baseline Summer Peak (%) | Achievable Technical Potential | 0 | 0 | 0 | 0 | 0 | 0 | 0 | 0 | 0 | 0 | 0 | 0 | 0 | 0 | 0 | 0 | 0 | 0 | 0 | 0 | 0 | 0 | 0 | 0 | 0 | 0 | 0
F6_Industrial_Industrial - WA_Existing_Space Heating_Natural Gas_Gas Boiler - Hot Water Reset_A_Achievable Technical Potential | F6 | Industrial | Industrial - WA | Existing | Space Heating | Natural Gas | Gas Boiler - Hot Water Reset | A | Standalone Impact on Baseline Winter Peak (%) | Achievable Technical Potential | 0 | 0 | 0 | 0 | 0 | 0 | 0 | 0 | 0 | 0 | 0 | 0 | 0 | 0 | 0 | 0 | 0 | 0 | 0 | 0 | 0 | 0 | 0 | 0 | 0 | 0 | 0
F7_Industrial_Industrial - WA_Existing_Space Heating_Natural Gas_Gas Boiler - Hot Water Reset_A_Achievable Technical Potential | F7 | Industrial | Industrial - WA | Existing | Space Heating | Natural Gas | Gas Boiler - Hot Water Reset | A | Incremental Energy Savings (MWh or mTherms) | Achievable Technical Potential | 0 | 0 | 0.050261 | 0.060497 | 0.072576 | 0.082598 | 0.092371 | 0.10589 | 0.1139 | 0.11411 | 0.10546 | 0.088909 | 0.067486 | 0.043813 | 0.024957 | 0.01179 | 0.0048943 | 0.0017465 | 0.00053539 | 0.00011453 | 1.848e-05 | 2.1777e-06 | 0 | 0 | 0 | 0 | 0
F8_Industrial_Industrial - WA_Existing_Space Heating_Natural Gas_Gas Boiler - Hot Water Reset_A_Achievable Technical Potential | F8 | Industrial | Industrial - WA | Existing | Space Heating | Natural Gas | Gas Boiler - Hot Water Reset | A | Incremental Summer Peak Savings (MW) | Achievable Technical Potential | 0 | 0 | 0 | 0 | 0 | 0 | 0 | 0 | 0 | 0 | 0 | 0 | 0 | 0 | 0 | 0 | 0 | 0 | 0 | 0 | 0 | 0 | 0 | 0 | 0 | 0 | 0
F9_Industrial_Industrial - WA_Existing_Space Heating_Natural Gas_Gas Boiler - Hot Water Reset_A_Achievable Technical Potential | F9 | Industrial | Industrial - WA | Existing | Space Heating | Natural Gas | Gas Boiler - Hot Water Reset | A | Incremental Winter Peak Savings (MW) | Achievable Technical Potential | 0 | 0 | 0 | 0 | 0 | 0 | 0 | 0 | 0 | 0 | 0 | 0 | 0 | 0 | 0 | 0 | 0 | 0 | 0 | 0 | 0 | 0 | 0 | 0 | 0 | 0 | 0
F10_Industrial_Industrial - WA_Existing_Space Heating_Natural Gas_Gas Boiler - Hot Water Reset_A_Achievable Technical Potential | F10 | Industrial | Industrial - WA | Existing | Space Heating | Natural Gas | Gas Boiler - Hot Water Reset | A | Cumulative Energy Savings (MWh or mTherms) | Achievable Technical Potential | 0 | 0 | 0.050261 | 0.11063 | 0.18294 | 0.26509 | 0.35684 | 0.46191 | 0.57479 | 0.68766 | 0.79168 | 0.87901 | 0.94481 | 0.98688 | 1.0101 | 1.0202 | 1.0235 | 1.0238 | 1.0229 | 1.0217 | 1.0206 | 1.0195 | 1.0185 | 1.0176 | 1.0168 | 1.0161 | 1.0154
F11_Industrial_Industrial - WA_Existing_Space Heating_Natural Gas_Gas Boiler - Hot Water Reset_A_Achievable Technical Potential | F11 | Industrial | Industrial - WA | Existing | Space Heating | Natural Gas | Gas Boiler - Hot Water Reset | A | Cumulative Summer Peak Savings (MW) | Achievable Technical Potential | 0 | 0 | 0 | 0 | 0 | 0 | 0 | 0 | 0 | 0 | 0 | 0 | 0 | 0 | 0 | 0 | 0 | 0 | 0 | 0 | 0 | 0 | 0 | 0 | 0 | 0 | 0
F12_Industrial_Industrial - WA_Existing_Space Heating_Natural Gas_Gas Boiler - Hot Water Reset_A_Achievable Technical Potential | F12 | Industrial | Industrial - WA | Existing | Space Heating | Natural Gas | Gas Boiler - Hot Water Reset | A | Cumulative Winter Peak Savings (MW) | Achievable Technical Potential | 0 | 0 | 0 | 0 | 0 | 0 | 0 | 0 | 0 | 0 | 0 | 0 | 0 | 0 | 0 | 0 | 0 | 0 | 0 | 0 | 0 | 0 | 0 | 0 | 0 | 0 | 0
F13_Industrial_Industrial - WA_Existing_Space Heating_Natural Gas_Gas Boiler - Hot Water Reset_A_Achievable Technical Potential | F13 | Industrial | Industrial - WA | Existing | Space Heating | Natural Gas | Gas Boiler - Hot Water Reset | A | Purchases (Incremental) | Achievable Technical Potential | 0 | 0 | 0.040627 | 0.049023 | 0.058955 | 0.067258 | 0.075394 | 0.086624 | 0.09339 | 0.093759 | 0.086834 | 0.073354 | 0.055786 | 0.036284 | 0.020705 | 0.009797 | 0.0040734 | 0.0014557 | 0.00044686 | 9.5716e-05 | 1.5462e-05 | 1.8239e-06 | 0 | 0 | 0 | 0 | 0
F14_Industrial_Industrial - WA_Existing_Space Heating_Natural Gas_Gas Boiler - Hot Water Reset_A_Achievable Technical Potential | F14 | Industrial | Industrial - WA | Existing | Space Heating | Natural Gas | Gas Boiler - Hot Water Reset | A | Purchases (Cumulative) | Achievable Technical Potential | 0 | 0 | 0.040627 | 0.089649 | 0.1486 | 0.21586 | 0.29126 | 0.37788 | 0.47127 | 0.56503 | 0.65186 | 0.72522 | 0.781 | 0.81729 | 0.83799 | 0.84779 | 0.85186 | 0.85332 | 0.85376 | 0.85386 | 0.85388 | 0.85388 | 0.85388 | 0.85388 | 0.85388 | 0.85388 | 0.85388
F1_Industrial_Industrial - WA_Existing_Space Heating_Natural Gas_Gas Boiler - Insulate Hot Water Lines_A_Achievable Technical Potential | F1 | Industrial | Industrial - WA | Existing | Space Heating | Natural Gas | Gas Boiler - Insulate Hot Water Lines | A | Original Unit Energy Savings (kWh or therms) | Achievable Technical Potential | 0 | 0 | 5.2341 | 5.221 | 5.2082 | 5.1957 | 5.1835 | 5.1716 | 5.1601 | 5.149 | 5.1383 | 5.128 | 5.1181 | 5.1087 | 5.0998 | 5.0913 | 5.0834 | 5.0759 | 5.069 | 5.0626 | 5.0567 | 5.0513 | 5.0465 | 5.0421 | 5.038 | 5.0344 | 5.0311
F2_Industrial_Industrial - WA_Existing_Space Heating_Natural Gas_Gas Boiler - Insulate Hot Water Lines_A_Achievable Technical Potential | F2 | Industrial | Industrial - WA | Existing | Space Heating | Natural Gas | Gas Boiler - Insulate Hot Water Lines | A | Original Unit Summer Peak Savings (kW) | Achievable Technical Potential | 0 | 0 | 0 | 0 | 0 | 0 | 0 | 0 | 0 | 0 | 0 | 0 | 0 | 0 | 0 | 0 | 0 | 0 | 0 | 0 | 0 | 0 | 0 | 0 | 0 | 0 | 0
F3_Industrial_Industrial - WA_Existing_Space Heating_Natural Gas_Gas Boiler - Insulate Hot Water Lines_A_Achievable Technical Potential | F3 | Industrial | Industrial - WA | Existing | Space Heating | Natural Gas | Gas Boiler - Insulate Hot Water Lines | A | Original Unit Winter Peak Savings (kW) | Achievable Technical Potential | 0 | 0 | 0 | 0 | 0 | 0 | 0 | 0 | 0 | 0 | 0 | 0 | 0 | 0 | 0 | 0 | 0 | 0 | 0 | 0 | 0 | 0 | 0 | 0 | 0 | 0 | 0
F4_Industrial_Industrial - WA_Existing_Space Heating_Natural Gas_Gas Boiler - Insulate Hot Water Lines_A_Achievable Technical Potential | F4 | Industrial | Industrial - WA | Existing | Space Heating | Natural Gas | Gas Boiler - Insulate Hot Water Lines | A | Standalone Impact on Baseline Energy (%) | Achievable Technical Potential | 0 | 0 | 0.00021056 | 0.00042455 | 0.00064214 | 0.00086351 | 0.0010888 | 0.0013182 | 0.0015519 | 0.00179 | 0.0020326 | 0.00228 | 0.0025322 | 0.0025786 | 0.002626 | 0.0026746 | 0.0027242 | 0.002775 | 0.002827 | 0.0028797 | 0.0029332 | 0.0029875 | 0.0030427 | 0.0030986 | 0.0031554 | 0.0032131 | 0.0032717
F5_Industrial_Industrial - WA_Existing_Space Heating_Natural Gas_Gas Boiler - Insulate Hot Water Lines_A_Achievable Technical Potential | F5 | Industrial | Industrial - WA | Existing | Space Heating | Natural Gas | Gas Boiler - Insulate Hot Water Lines | A | Standalone Impact on Baseline Summer Peak (%) | Achievable Technical Potential | 0 | 0 | 0 | 0 | 0 | 0 | 0 | 0 | 0 | 0 | 0 | 0 | 0 | 0 | 0 | 0 | 0 | 0 | 0 | 0 | 0 | 0 | 0 | 0 | 0 | 0 | 0
F6_Industrial_Industrial - WA_Existing_Space Heating_Natural Gas_Gas Boiler - Insulate Hot Water Lines_A_Achievable Technical Potential | F6 | Industrial | Industrial - WA | Existing | Space Heating | Natural Gas | Gas Boiler - Insulate Hot Water Lines | A | Standalone Impact on Baseline Winter Peak (%) | Achievable Technical Potential | 0 | 0 | 0 | 0 | 0 | 0 | 0 | 0 | 0 | 0 | 0 | 0 | 0 | 0 | 0 | 0 | 0 | 0 | 0 | 0 | 0 | 0 | 0 | 0 | 0 | 0 | 0
F7_Industrial_Industrial - WA_Existing_Space Heating_Natural Gas_Gas Boiler - Insulate Hot Water Lines_A_Achievable Technical Potential | F7 | Industrial | Industrial - WA | Existing | Space Heating | Natural Gas | Gas Boiler - Insulate Hot Water Lines | A | Incremental Energy Savings (MWh or mTherms) | Achievable Technical Potential | 0 | 0 | 0.035186 | 0.034493 | 0.033815 | 0.033152 | 0.032504 | 0.03187 | 0.031251 | 0.030646 | 0.030055 | 0.029478 | 0.028914 | 0 | 0 | 0 | 0 | 0 | 0 | 0 | 0 | 0 | 0 | 0 | 0 | 0 | 0
F8_Industrial_Industrial - WA_Existing_Space Heating_Natural Gas_Gas Boiler - Insulate Hot Water Lines_A_Achievable Technical Potential | F8 | Industrial | Industrial - WA | Existing | Space Heating | Natural Gas | Gas Boiler - Insulate Hot Water Lines | A | Incremental Summer Peak Savings (MW) | Achievable Technical Potential | 0 | 0 | 0 | 0 | 0 | 0 | 0 | 0 | 0 | 0 | 0 | 0 | 0 | 0 | 0 | 0 | 0 | 0 | 0 | 0 | 0 | 0 | 0 | 0 | 0 | 0 | 0
F9_Industrial_Industrial - WA_Existing_Space Heating_Natural Gas_Gas Boiler - Insulate Hot Water Lines_A_Achievable Technical Potential | F9 | Industrial | Industrial - WA | Existing | Space Heating | Natural Gas | Gas Boiler - Insulate Hot Water Lines | A | Incremental Winter Peak Savings (MW) | Achievable Technical Potential | 0 | 0 | 0 | 0 | 0 | 0 | 0 | 0 | 0 | 0 | 0 | 0 | 0 | 0 | 0 | 0 | 0 | 0 | 0 | 0 | 0 | 0 | 0 | 0 | 0 | 0 | 0
F10_Industrial_Industrial - WA_Existing_Space Heating_Natural Gas_Gas Boiler - Insulate Hot Water Lines_A_Achievable Technical Potential | F10 | Industrial | Industrial - WA | Existing | Space Heating | Natural Gas | Gas Boiler - Insulate Hot Water Lines | A | Cumulative Energy Savings (MWh or mTherms) | Achievable Technical Potential | 0 | 0 | 0.035186 | 0.069591 | 0.10323 | 0.13614 | 0.16832 | 0.19981 | 0.23061 | 0.26076 | 0.29027 | 0.31917 | 0.34747 | 0.34683 | 0.34623 | 0.34565 | 0.34511 | 0.34461 | 0.34414 | 0.3437 | 0.3433 | 0.34294 | 0.34261 | 0.34231 | 0.34203 | 0.34179 | 0.34156
F11_Industrial_Industrial - WA_Existing_Space Heating_Natural Gas_Gas Boiler - Insulate Hot Water Lines_A_Achievable Technical Potential | F11 | Industrial | Industrial - WA | Existing | Space Heating | Natural Gas | Gas Boiler - Insulate Hot Water Lines | A | Cumulative Summer Peak Savings (MW) | Achievable Technical Potential | 0 | 0 | 0 | 0 | 0 | 0 | 0 | 0 | 0 | 0 | 0 | 0 | 0 | 0 | 0 | 0 | 0 | 0 | 0 | 0 | 0 | 0 | 0 | 0 | 0 | 0 | 0
F12_Industrial_Industrial - WA_Existing_Space Heating_Natural Gas_Gas Boiler - Insulate Hot Water Lines_A_Achievable Technical Potential | F12 | Industrial | Industrial - WA | Existing | Space Heating | Natural Gas | Gas Boiler - Insulate Hot Water Lines | A | Cumulative Winter Peak Savings (MW) | Achievable Technical Potential | 0 | 0 | 0 | 0 | 0 | 0 | 0 | 0 | 0 | 0 | 0 | 0 | 0 | 0 | 0 | 0 | 0 | 0 | 0 | 0 | 0 | 0 | 0 | 0 | 0 | 0 | 0
F13_Industrial_Industrial - WA_Existing_Space Heating_Natural Gas_Gas Boiler - Insulate Hot Water Lines_A_Achievable Technical Potential | F13 | Industrial | Industrial - WA | Existing | Space Heating | Natural Gas | Gas Boiler - Insulate Hot Water Lines | A | Purchases (Incremental) | Achievable Technical Potential | 0 | 0 | 6.7224 | 6.6065 | 6.4926 | 6.3807 | 6.2706 | 6.1625 | 6.0563 | 5.9519 | 5.8492 | 5.7484 | 5.6493 | 0 | 0 | 0 | 0 | 0 | 0 | 0 | 0 | 0 | 0 | 0 | 0 | 0 | 0
F14_Industrial_Industrial - WA_Existing_Space Heating_Natural Gas_Gas Boiler - Insulate Hot Water Lines_A_Achievable Technical Potential | F14 | Industrial | Industrial - WA | Existing | Space Heating | Natural Gas | Gas Boiler - Insulate Hot Water Lines | A | Purchases (Cumulative) | Achievable Technical Potential | 0 | 0 | 6.7224 | 13.3289 | 19.8215 | 26.2021 | 32.4728 | 38.6353 | 44.6916 | 50.6434 | 56.4927 | 62.2411 | 67.8903 | 67.8903 | 67.8903 | 67.8903 | 67.8903 | 67.8903 | 67.8903 | 67.8903 | 67.8903 | 67.8903 | 67.8903 | 67.8903 | 67.8903 | 67.8903 | 67.8903
F1_Industrial_Industrial - WA_Existing_Space Heating_Natural Gas_Gas Boiler - Insulate Steam Lines/Condensate Tank_A_Achievable Technical Potential | F1 | Industrial | Industrial - WA | Existing | Space Heating | Natural Gas | Gas Boiler - Insulate Steam Lines/Condensate Tank | A | Original Unit Energy Savings (kWh or therms) | Achievable Technical Potential | 0 | 0 | 7.8185 | 7.799 | 7.7799 | 7.7612 | 7.7429 | 7.7252 | 7.708 | 7.6914 | 7.6753 | 7.66 | 7.6453 | 7.6312 | 7.6179 | 7.6053 | 7.5934 | 7.5823 | 7.5719 | 7.5623 | 7.5535 | 7.5455 | 7.5383 | 7.5317 | 7.5256 | 7.5202 | 7.5152
F2_Industrial_Industrial - WA_Existing_Space Heating_Natural Gas_Gas Boiler - Insulate Steam Lines/Condensate Tank_A_Achievable Technical Potential | F2 | Industrial | Industrial - WA | Existing | Space Heating | Natural Gas | Gas Boiler - Insulate Steam Lines/Condensate Tank | A | Original Unit Summer Peak Savings (kW) | Achievable Technical Potential | 0 | 0 | 0 | 0 | 0 | 0 | 0 | 0 | 0 | 0 | 0 | 0 | 0 | 0 | 0 | 0 | 0 | 0 | 0 | 0 | 0 | 0 | 0 | 0 | 0 | 0 | 0
F3_Industrial_Industrial - WA_Existing_Space Heating_Natural Gas_Gas Boiler - Insulate Steam Lines/Condensate Tank_A_Achievable Technical Potential | F3 | Industrial | Industrial - WA | Existing | Space Heating | Natural Gas | Gas Boiler - Insulate Steam Lines/Condensate Tank | A | Original Unit Winter Peak Savings (kW) | Achievable Technical Potential | 0 | 0 | 0 | 0 | 0 | 0 | 0 | 0 | 0 | 0 | 0 | 0 | 0 | 0 | 0 | 0 | 0 | 0 | 0 | 0 | 0 | 0 | 0 | 0 | 0 | 0 | 0
F4_Industrial_Industrial - WA_Existing_Space Heating_Natural Gas_Gas Boiler - Insulate Steam Lines/Condensate Tank_A_Achievable Technical Potential | F4 | Industrial | Industrial - WA | Existing | Space Heating | Natural Gas | Gas Boiler - Insulate Steam Lines/Condensate Tank | A | Standalone Impact on Baseline Energy (%) | Achievable Technical Potential | 0 | 0 | 0.00031452 | 0.00063417 | 0.00095921 | 0.0012899 | 0.0016265 | 0.0019691 | 0.0023182 | 0.0026738 | 0.0030363 | 0.0034058 | 0.0037825 | 0.0041668 | 0.0045587 | 0.0049585 | 0.0053664 | 0.0054665 | 0.0055688 | 0.0056727 | 0.0057781 | 0.0058851 | 0.0059937 | 0.006104 | 0.0062159 | 0.0063295 | 0.0064449
F5_Industrial_Industrial - WA_Existing_Space Heating_Natural Gas_Gas Boiler - Insulate Steam Lines/Condensate Tank_A_Achievable Technical Potential | F5 | Industrial | Industrial - WA | Existing | Space Heating | Natural Gas | Gas Boiler - Insulate Steam Lines/Condensate Tank | A | Standalone Impact on Baseline Summer Peak (%) | Achievable Technical Potential | 0 | 0 | 0 | 0 | 0 | 0 | 0 | 0 | 0 | 0 | 0 | 0 | 0 | 0 | 0 | 0 | 0 | 0 | 0 | 0 | 0 | 0 | 0 | 0 | 0 | 0 | 0
F6_Industrial_Industrial - WA_Existing_Space Heating_Natural Gas_Gas Boiler - Insulate Steam Lines/Condensate Tank_A_Achievable Technical Potential | F6 | Industrial | Industrial - WA | Existing | Space Heating | Natural Gas | Gas Boiler - Insulate Steam Lines/Condensate Tank | A | Standalone Impact on Baseline Winter Peak (%) | Achievable Technical Potential | 0 | 0 | 0 | 0 | 0 | 0 | 0 | 0 | 0 | 0 | 0 | 0 | 0 | 0 | 0 | 0 | 0 | 0 | 0 | 0 | 0 | 0 | 0 | 0 | 0 | 0 | 0
F7_Industrial_Industrial - WA_Existing_Space Heating_Natural Gas_Gas Boiler - Insulate Steam Lines/Condensate Tank_A_Achievable Technical Potential | F7 | Industrial | Industrial - WA | Existing | Space Heating | Natural Gas | Gas Boiler - Insulate Steam Lines/Condensate Tank | A | Incremental Energy Savings (MWh or mTherms) | Achievable Technical Potential | 0 | 0 | 0.052559 | 0.051524 | 0.050512 | 0.049521 | 0.048553 | 0.047607 | 0.046682 | 0.045778 | 0.044895 | 0.044032 | 0.04319 | 0.042368 | 0.041564 | 0.04078 | 0.040014 | 0 | 0 | 0 | 0 | 0 | 0 | 0 | 0 | 0 | 0
F8_Industrial_Industrial - WA_Existing_Space Heating_Natural Gas_Gas Boiler - Insulate Steam Lines/Condensate Tank_A_Achievable Technical Potential | F8 | Industrial | Industrial - WA | Existing | Space Heating | Natural Gas | Gas Boiler - Insulate Steam Lines/Condensate Tank | A | Incremental Summer Peak Savings (MW) | Achievable Technical Potential | 0 | 0 | 0 | 0 | 0 | 0 | 0 | 0 | 0 | 0 | 0 | 0 | 0 | 0 | 0 | 0 | 0 | 0 | 0 | 0 | 0 | 0 | 0 | 0 | 0 | 0 | 0
F9_Industrial_Industrial - WA_Existing_Space Heating_Natural Gas_Gas Boiler - Insulate Steam Lines/Condensate Tank_A_Achievable Technical Potential | F9 | Industrial | Industrial - WA | Existing | Space Heating | Natural Gas | Gas Boiler - Insulate Steam Lines/Condensate Tank | A | Incremental Winter Peak Savings (MW) | Achievable Technical Potential | 0 | 0 | 0 | 0 | 0 | 0 | 0 | 0 | 0 | 0 | 0 | 0 | 0 | 0 | 0 | 0 | 0 | 0 | 0 | 0 | 0 | 0 | 0 | 0 | 0 | 0 | 0
F10_Industrial_Industrial - WA_Existing_Space Heating_Natural Gas_Gas Boiler - Insulate Steam Lines/Condensate Tank_A_Achievable Technical Potential | F10 | Industrial | Industrial - WA | Existing | Space Heating | Natural Gas | Gas Boiler - Insulate Steam Lines/Condensate Tank | A | Cumulative Energy Savings (MWh or mTherms) | Achievable Technical Potential | 0 | 0 | 0.052559 | 0.10395 | 0.15421 | 0.20336 | 0.25143 | 0.29846 | 0.34448 | 0.38952 | 0.4336 | 0.47676 | 0.51904 | 0.56045 | 0.60104 | 0.64082 | 0.67984 | 0.67884 | 0.67791 | 0.67706 | 0.67627 | 0.67555 | 0.6749 | 0.67431 | 0.67377 | 0.67328 | 0.67284
F11_Industrial_Industrial - WA_Existing_Space Heating_Natural Gas_Gas Boiler - Insulate Steam Lines/Condensate Tank_A_Achievable Technical Potential | F11 | Industrial | Industrial - WA | Existing | Space Heating | Natural Gas | Gas Boiler - Insulate Steam Lines/Condensate Tank | A | Cumulative Summer Peak Savings (MW) | Achievable Technical Potential | 0 | 0 | 0 | 0 | 0 | 0 | 0 | 0 | 0 | 0 | 0 | 0 | 0 | 0 | 0 | 0 | 0 | 0 | 0 | 0 | 0 | 0 | 0 | 0 | 0 | 0 | 0
F12_Industrial_Industrial - WA_Existing_Space Heating_Natural Gas_Gas Boiler - Insulate Steam Lines/Condensate Tank_A_Achievable Technical Potential | F12 | Industrial | Industrial - WA | Existing | Space Heating | Natural Gas | Gas Boiler - Insulate Steam Lines/Condensate Tank | A | Cumulative Winter Peak Savings (MW) | Achievable Technical Potential | 0 | 0 | 0 | 0 | 0 | 0 | 0 | 0 | 0 | 0 | 0 | 0 | 0 | 0 | 0 | 0 | 0 | 0 | 0 | 0 | 0 | 0 | 0 | 0 | 0 | 0 | 0
F13_Industrial_Industrial - WA_Existing_Space Heating_Natural Gas_Gas Boiler - Insulate Steam Lines/Condensate Tank_A_Achievable Technical Potential | F13 | Industrial | Industrial - WA | Existing | Space Heating | Natural Gas | Gas Boiler - Insulate Steam Lines/Condensate Tank | A | Purchases (Incremental) | Achievable Technical Potential | 0 | 0 | 6.7224 | 6.6065 | 6.4926 | 6.3807 | 6.2706 | 6.1625 | 6.0563 | 5.9519 | 5.8492 | 5.7484 | 5.6493 | 5.5519 | 5.4562 | 5.3621 | 5.2696 | 0 | 0 | 0 | 0 | 0 | 0 | 0 | 0 | 0 | 0
F14_Industrial_Industrial - WA_Existing_Space Heating_Natural Gas_Gas Boiler - Insulate Steam Lines/Condensate Tank_A_Achievable Technical Potential | F14 | Industrial | Industrial - WA | Existing | Space Heating | Natural Gas | Gas Boiler - Insulate Steam Lines/Condensate Tank | A | Purchases (Cumulative) | Achievable Technical Potential | 0 | 0 | 6.7224 | 13.3289 | 19.8215 | 26.2021 | 32.4728 | 38.6353 | 44.6916 | 50.6434 | 56.4927 | 62.2411 | 67.8903 | 73.4422 | 78.8984 | 84.2605 | 89.5301 | 89.5301 | 89.5301 | 89.5301 | 89.5301 | 89.5301 | 89.5301 | 89.5301 | 89.5301 | 89.5301 | 89.5301
F1_Industrial_Industrial - WA_Existing_Space Heating_Natural Gas_Gas Boiler - Stack Economizer_A_Achievable Technical Potential | F1 | Industrial | Industrial - WA | Existing | Space Heating | Natural Gas | Gas Boiler - Stack Economizer | A | Original Unit Energy Savings (kWh or therms) | Achievable Technical Potential | 0 | 0 | 1.1134 | 1.1107 | 1.1079 | 1.1053 | 1.1027 | 1.1001 | 1.0977 | 1.0953 | 1.093 | 1.0909 | 1.0888 | 1.0868 | 1.0849 | 1.0831 | 1.0814 | 1.0798 | 1.0783 | 1.0769 | 1.0757 | 1.0746 | 1.0735 | 1.0726 | 1.0717 | 1.0709 | 1.0702
F2_Industrial_Industrial - WA_Existing_Space Heating_Natural Gas_Gas Boiler - Stack Economizer_A_Achievable Technical Potential | F2 | Industrial | Industrial - WA | Existing | Space Heating | Natural Gas | Gas Boiler - Stack Economizer | A | Original Unit Summer Peak Savings (kW) | Achievable Technical Potential | 0 | 0 | 0 | 0 | 0 | 0 | 0 | 0 | 0 | 0 | 0 | 0 | 0 | 0 | 0 | 0 | 0 | 0 | 0 | 0 | 0 | 0 | 0 | 0 | 0 | 0 | 0
F3_Industrial_Industrial - WA_Existing_Space Heating_Natural Gas_Gas Boiler - Stack Economizer_A_Achievable Technical Potential | F3 | Industrial | Industrial - WA | Existing | Space Heating | Natural Gas | Gas Boiler - Stack Economizer | A | Original Unit Winter Peak Savings (kW) | Achievable Technical Potential | 0 | 0 | 0 | 0 | 0 | 0 | 0 | 0 | 0 | 0 | 0 | 0 | 0 | 0 | 0 | 0 | 0 | 0 | 0 | 0 | 0 | 0 | 0 | 0 | 0 | 0 | 0
F4_Industrial_Industrial - WA_Existing_Space Heating_Natural Gas_Gas Boiler - Stack Economizer_A_Achievable Technical Potential | F4 | Industrial | Industrial - WA | Existing | Space Heating | Natural Gas | Gas Boiler - Stack Economizer | A | Standalone Impact on Baseline Energy (%) | Achievable Technical Potential | 0 | 0 | 0.00055083 | 0.0011106 | 0.0016799 | 0.002259 | 0.0028484 | 0.0033936 | 0.0038499 | 0.0042356 | 0.0045655 | 0.0048512 | 0.005102 | 0.0053256 | 0.0055278 | 0.0057134 | 0.0058863 | 0.0059961 | 0.0061083 | 0.0062222 | 0.0063379 | 0.0064552 | 0.0065744 | 0.0066953 | 0.006818 | 0.0069427 | 0.0070693
F5_Industrial_Industrial - WA_Existing_Space Heating_Natural Gas_Gas Boiler - Stack Economizer_A_Achievable Technical Potential | F5 | Industrial | Industrial - WA | Existing | Space Heating | Natural Gas | Gas Boiler - Stack Economizer | A | Standalone Impact on Baseline Summer Peak (%) | Achievable Technical Potential | 0 | 0 | 0 | 0 | 0 | 0 | 0 | 0 | 0 | 0 | 0 | 0 | 0 | 0 | 0 | 0 | 0 | 0 | 0 | 0 | 0 | 0 | 0 | 0 | 0 | 0 | 0
F6_Industrial_Industrial - WA_Existing_Space Heating_Natural Gas_Gas Boiler - Stack Economizer_A_Achievable Technical Potential | F6 | Industrial | Industrial - WA | Existing | Space Heating | Natural Gas | Gas Boiler - Stack Economizer | A | Standalone Impact on Baseline Winter Peak (%) | Achievable Technical Potential | 0 | 0 | 0 | 0 | 0 | 0 | 0 | 0 | 0 | 0 | 0 | 0 | 0 | 0 | 0 | 0 | 0 | 0 | 0 | 0 | 0 | 0 | 0 | 0 | 0 | 0 | 0
F7_Industrial_Industrial - WA_Existing_Space Heating_Natural Gas_Gas Boiler - Stack Economizer_A_Achievable Technical Potential | F7 | Industrial | Industrial - WA | Existing | Space Heating | Natural Gas | Gas Boiler - Stack Economizer | A | Incremental Energy Savings (MWh or mTherms) | Achievable Technical Potential | 0 | 0 | 0.092048 | 0.090235 | 0.088461 | 0.086727 | 0.085031 | 0.075037 | 0.058863 | 0.046179 | 0.03623 | 0.028428 | 0.022307 | 0.017506 | 0.013739 | 0.010784 | 0.0084651 | 0 | 0 | 0 | 0 | 0 | 0 | 0 | 0 | 0 | 0
F8_Industrial_Industrial - WA_Existing_Space Heating_Natural Gas_Gas Boiler - Stack Economizer_A_Achievable Technical Potential | F8 | Industrial | Industrial - WA | Existing | Space Heating | Natural Gas | Gas Boiler - Stack Economizer | A | Incremental Summer Peak Savings (MW) | Achievable Technical Potential | 0 | 0 | 0 | 0 | 0 | 0 | 0 | 0 | 0 | 0 | 0 | 0 | 0 | 0 | 0 | 0 | 0 | 0 | 0 | 0 | 0 | 0 | 0 | 0 | 0 | 0 | 0
F9_Industrial_Industrial - WA_Existing_Space Heating_Natural Gas_Gas Boiler - Stack Economizer_A_Achievable Technical Potential | F9 | Industrial | Industrial - WA | Existing | Space Heating | Natural Gas | Gas Boiler - Stack Economizer | A | Incremental Winter Peak Savings (MW) | Achievable Technical Potential | 0 | 0 | 0 | 0 | 0 | 0 | 0 | 0 | 0 | 0 | 0 | 0 | 0 | 0 | 0 | 0 | 0 | 0 | 0 | 0 | 0 | 0 | 0 | 0 | 0 | 0 | 0
F10_Industrial_Industrial - WA_Existing_Space Heating_Natural Gas_Gas Boiler - Stack Economizer_A_Achievable Technical Potential | F10 | Industrial | Industrial - WA | Existing | Space Heating | Natural Gas | Gas Boiler - Stack Economizer | A | Cumulative Energy Savings (MWh or mTherms) | Achievable Technical Potential | 0 | 0 | 0.092048 | 0.18205 | 0.27007 | 0.35614 | 0.44034 | 0.51437 | 0.57208 | 0.61703 | 0.65198 | 0.6791 | 0.7001 | 0.71632 | 0.72881 | 0.73839 | 0.7457 | 0.7446 | 0.74359 | 0.74265 | 0.74178 | 0.741 | 0.74028 | 0.73963 | 0.73904 | 0.73851 | 0.73802
F11_Industrial_Industrial - WA_Existing_Space Heating_Natural Gas_Gas Boiler - Stack Economizer_A_Achievable Technical Potential | F11 | Industrial | Industrial - WA | Existing | Space Heating | Natural Gas | Gas Boiler - Stack Economizer | A | Cumulative Summer Peak Savings (MW) | Achievable Technical Potential | 0 | 0 | 0 | 0 | 0 | 0 | 0 | 0 | 0 | 0 | 0 | 0 | 0 | 0 | 0 | 0 | 0 | 0 | 0 | 0 | 0 | 0 | 0 | 0 | 0 | 0 | 0
F12_Industrial_Industrial - WA_Existing_Space Heating_Natural Gas_Gas Boiler - Stack Economizer_A_Achievable Technical Potential | F12 | Industrial | Industrial - WA | Existing | Space Heating | Natural Gas | Gas Boiler - Stack Economizer | A | Cumulative Winter Peak Savings (MW) | Achievable Technical Potential | 0 | 0 | 0 | 0 | 0 | 0 | 0 | 0 | 0 | 0 | 0 | 0 | 0 | 0 | 0 | 0 | 0 | 0 | 0 | 0 | 0 | 0 | 0 | 0 | 0 | 0 | 0
F13_Industrial_Industrial - WA_Existing_Space Heating_Natural Gas_Gas Boiler - Stack Economizer_A_Achievable Technical Potential | F13 | Industrial | Industrial - WA | Existing | Space Heating | Natural Gas | Gas Boiler - Stack Economizer | A | Purchases (Incremental) | Achievable Technical Potential | 0 | 0 | 82.6701 | 81.2447 | 79.8439 | 78.4673 | 77.1144 | 68.2064 | 53.6243 | 42.1598 | 33.1463 | 26.0599 | 20.4885 | 16.1082 | 12.6644 | 9.9568 | 7.8281 | 0 | 0 | 0 | 0 | 0 | 0 | 0 | 0 | 0 | 0
F14_Industrial_Industrial - WA_Existing_Space Heating_Natural Gas_Gas Boiler - Stack Economizer_A_Achievable Technical Potential | F14 | Industrial | Industrial - WA | Existing | Space Heating | Natural Gas | Gas Boiler - Stack Economizer | A | Purchases (Cumulative) | Achievable Technical Potential | 0 | 0 | 82.6701 | 163.9148 | 243.7587 | 322.2261 | 399.3405 | 467.5469 | 521.1712 | 563.3311 | 596.4774 | 622.5373 | 643.0258 | 659.1339 | 671.7983 | 681.7551 | 689.5832 | 689.5832 | 689.5832 | 689.5832 | 689.5832 | 689.5832 | 689.5832 | 689.5832 | 689.5832 | 689.5832 | 689.5832
F1_Industrial_Industrial - WA_Existing_Space Heating_Natural Gas_Gas Boiler - Steam Trap Replacement_A_Achievable Technical Potential | F1 | Industrial | Industrial - WA | Existing | Space Heating | Natural Gas | Gas Boiler - Steam Trap Replacement | A | Original Unit Energy Savings (kWh or therms) | Achievable Technical Potential | 0 | 0 | 34913.1947 | 34826.0148 | 34740.5267 | 34656.9433 | 34575.4581 | 34496.2471 | 34419.4702 | 34345.2729 | 34273.7872 | 34205.1333 | 34139.4206 | 34076.7483 | 34017.2066 | 33960.8778 | 33907.8363 | 33858.1501 | 33811.8807 | 33769.0842 | 33729.8117 | 33694.1094 | 33661.6528 | 33632.1467 | 33605.3231 | 33580.9379 | 33558.7696
F2_Industrial_Industrial - WA_Existing_Space Heating_Natural Gas_Gas Boiler - Steam Trap Replacement_A_Achievable Technical Potential | F2 | Industrial | Industrial - WA | Existing | Space Heating | Natural Gas | Gas Boiler - Steam Trap Replacement | A | Original Unit Summer Peak Savings (kW) | Achievable Technical Potential | 0 | 0 | 0 | 0 | 0 | 0 | 0 | 0 | 0 | 0 | 0 | 0 | 0 | 0 | 0 | 0 | 0 | 0 | 0 | 0 | 0 | 0 | 0 | 0 | 0 | 0 | 0
F3_Industrial_Industrial - WA_Existing_Space Heating_Natural Gas_Gas Boiler - Steam Trap Replacement_A_Achievable Technical Potential | F3 | Industrial | Industrial - WA | Existing | Space Heating | Natural Gas | Gas Boiler - Steam Trap Replacement | A | Original Unit Winter Peak Savings (kW) | Achievable Technical Potential | 0 | 0 | 0 | 0 | 0 | 0 | 0 | 0 | 0 | 0 | 0 | 0 | 0 | 0 | 0 | 0 | 0 | 0 | 0 | 0 | 0 | 0 | 0 | 0 | 0 | 0 | 0
F4_Industrial_Industrial - WA_Existing_Space Heating_Natural Gas_Gas Boiler - Steam Trap Replacement_A_Achievable Technical Potential | F4 | Industrial | Industrial - WA | Existing | Space Heating | Natural Gas | Gas Boiler - Steam Trap Replacement | A | Standalone Impact on Baseline Energy (%) | Achievable Technical Potential | 0 | 0 | 1.874e-05 | 3.7786e-05 | 5.7153e-05 | 7.6856e-05 | 9.691e-05 | 0.00011733 | 0.00011941 | 0.00012154 | 0.00012373 | 0.00012597 | 0.00012826 | 0.00013061 | 0.00013301 | 0.00013547 | 0.00013798 | 0.00014056 | 0.00014319 | 0.00014586 | 0.00014857 | 0.00015132 | 0.00015411 | 0.00015695 | 0.00015982 | 0.00016275 | 0.00016571
F5_Industrial_Industrial - WA_Existing_Space Heating_Natural Gas_Gas Boiler - Steam Trap Replacement_A_Achievable Technical Potential | F5 | Industrial | Industrial - WA | Existing | Space Heating | Natural Gas | Gas Boiler - Steam Trap Replacement | A | Standalone Impact on Baseline Summer Peak (%) | Achievable Technical Potential | 0 | 0 | 0 | 0 | 0 | 0 | 0 | 0 | 0 | 0 | 0 | 0 | 0 | 0 | 0 | 0 | 0 | 0 | 0 | 0 | 0 | 0 | 0 | 0 | 0 | 0 | 0
F6_Industrial_Industrial - WA_Existing_Space Heating_Natural Gas_Gas Boiler - Steam Trap Replacement_A_Achievable Technical Potential | F6 | Industrial | Industrial - WA | Existing | Space Heating | Natural Gas | Gas Boiler - Steam Trap Replacement | A | Standalone Impact on Baseline Winter Peak (%) | Achievable Technical Potential | 0 | 0 | 0 | 0 | 0 | 0 | 0 | 0 | 0 | 0 | 0 | 0 | 0 | 0 | 0 | 0 | 0 | 0 | 0 | 0 | 0 | 0 | 0 | 0 | 0 | 0 | 0
F7_Industrial_Industrial - WA_Existing_Space Heating_Natural Gas_Gas Boiler - Steam Trap Replacement_A_Achievable Technical Potential | F7 | Industrial | Industrial - WA | Existing | Space Heating | Natural Gas | Gas Boiler - Steam Trap Replacement | A | Incremental Energy Savings (MWh or mTherms) | Achievable Technical Potential | 0 | 0 | 0.0031317 | 0.00307 | 0.0030097 | 0.0029506 | 0.002893 | 0.0028366 | 0 | 0 | 0 | 0 | 0 | 0 | 0 | 0 | 0 | 0 | 0 | 0 | 0 | 0 | 0 | 0 | 0 | 0 | 0
F8_Industrial_Industrial - WA_Existing_Space Heating_Natural Gas_Gas Boiler - Steam Trap Replacement_A_Achievable Technical Potential | F8 | Industrial | Industrial - WA | Existing | Space Heating | Natural Gas | Gas Boiler - Steam Trap Replacement | A | Incremental Summer Peak Savings (MW) | Achievable Technical Potential | 0 | 0 | 0 | 0 | 0 | 0 | 0 | 0 | 0 | 0 | 0 | 0 | 0 | 0 | 0 | 0 | 0 | 0 | 0 | 0 | 0 | 0 | 0 | 0 | 0 | 0 | 0
F9_Industrial_Industrial - WA_Existing_Space Heating_Natural Gas_Gas Boiler - Steam Trap Replacement_A_Achievable Technical Potential | F9 | Industrial | Industrial - WA | Existing | Space Heating | Natural Gas | Gas Boiler - Steam Trap Replacement | A | Incremental Winter Peak Savings (MW) | Achievable Technical Potential | 0 | 0 | 0 | 0 | 0 | 0 | 0 | 0 | 0 | 0 | 0 | 0 | 0 | 0 | 0 | 0 | 0 | 0 | 0 | 0 | 0 | 0 | 0 | 0 | 0 | 0 | 0
F10_Industrial_Industrial - WA_Existing_Space Heating_Natural Gas_Gas Boiler - Steam Trap Replacement_A_Achievable Technical Potential | F10 | Industrial | Industrial - WA | Existing | Space Heating | Natural Gas | Gas Boiler - Steam Trap Replacement | A | Cumulative Energy Savings (MWh or mTherms) | Achievable Technical Potential | 0 | 0 | 0.0031317 | 0.0061938 | 0.0091883 | 0.012117 | 0.014981 | 0.017784 | 0.017744 | 0.017706 | 0.017669 | 0.017633 | 0.0176 | 0.017567 | 0.017537 | 0.017508 | 0.01748 | 0.017455 | 0.017431 | 0.017409 | 0.017388 | 0.01737 | 0.017353 | 0.017338 | 0.017324 | 0.017312 | 0.0173
F11_Industrial_Industrial - WA_Existing_Space Heating_Natural Gas_Gas Boiler - Steam Trap Replacement_A_Achievable Technical Potential | F11 | Industrial | Industrial - WA | Existing | Space Heating | Natural Gas | Gas Boiler - Steam Trap Replacement | A | Cumulative Summer Peak Savings (MW) | Achievable Technical Potential | 0 | 0 | 0 | 0 | 0 | 0 | 0 | 0 | 0 | 0 | 0 | 0 | 0 | 0 | 0 | 0 | 0 | 0 | 0 | 0 | 0 | 0 | 0 | 0 | 0 | 0 | 0
F12_Industrial_Industrial - WA_Existing_Space Heating_Natural Gas_Gas Boiler - Steam Trap Replacement_A_Achievable Technical Potential | F12 | Industrial | Industrial - WA | Existing | Space Heating | Natural Gas | Gas Boiler - Steam Trap Replacement | A | Cumulative Winter Peak Savings (MW) | Achievable Technical Potential | 0 | 0 | 0 | 0 | 0 | 0 | 0 | 0 | 0 | 0 | 0 | 0 | 0 | 0 | 0 | 0 | 0 | 0 | 0 | 0 | 0 | 0 | 0 | 0 | 0 | 0 | 0
F13_Industrial_Industrial - WA_Existing_Space Heating_Natural Gas_Gas Boiler - Steam Trap Replacement_A_Achievable Technical Potential | F13 | Industrial | Industrial - WA | Existing | Space Heating | Natural Gas | Gas Boiler - Steam Trap Replacement | A | Purchases (Incremental) | Achievable Technical Potential | 0 | 0 | 8.9699e-05 | 8.8152e-05 | 8.6632e-05 | 8.5139e-05 | 8.3671e-05 | 8.2228e-05 | 0 | 0 | 0 | 0 | 0 | 0 | 0 | 0 | 0 | 0 | 0 | 0 | 0 | 0 | 0 | 0 | 0 | 0 | 0
F14_Industrial_Industrial - WA_Existing_Space Heating_Natural Gas_Gas Boiler - Steam Trap Replacement_A_Achievable Technical Potential | F14 | Industrial | Industrial - WA | Existing | Space Heating | Natural Gas | Gas Boiler - Steam Trap Replacement | A | Purchases (Cumulative) | Achievable Technical Potential | 0 | 0 | 8.9699e-05 | 0.00017785 | 0.00026448 | 0.00034962 | 0.00043329 | 0.00051552 | 0.00051552 | 0.00051552 | 0.00051552 | 0.00051552 | 0.00051552 | 0.00051552 | 0.00051552 | 0.00051552 | 0.00051552 | 0.00051552 | 0.00051552 | 0.00051552 | 0.00051552 | 0.00051552 | 0.00051552 | 0.00051552 | 0.00051552 | 0.00051552 | 0.00051552
F1_Industrial_Industrial - WA_Existing_Process_Natural Gas_Process Boiler - Hot Water Reset_A_Achievable Technical Potential | F1 | Industrial | Industrial - WA | Existing | Process | Natural Gas | Process Boiler - Hot Water Reset | A | Original Unit Energy Savings (kWh or therms) | Achievable Technical Potential | 0 | 0 | 8443.765 | 8443.765 | 8443.765 | 8443.765 | 8443.765 | 8443.765 | 8443.765 | 8443.765 | 8443.765 | 8443.765 | 8443.765 | 8443.765 | 8443.765 | 8443.765 | 8443.765 | 8443.765 | 8443.765 | 8443.765 | 8443.765 | 8443.765 | 8443.765 | 8443.765 | 8443.765 | 8443.765 | 8443.765
F2_Industrial_Industrial - WA_Existing_Process_Natural Gas_Process Boiler - Hot Water Reset_A_Achievable Technical Potential | F2 | Industrial | Industrial - WA | Existing | Process | Natural Gas | Process Boiler - Hot Water Reset | A | Original Unit Summer Peak Savings (kW) | Achievable Technical Potential | 0 | 0 | 0 | 0 | 0 | 0 | 0 | 0 | 0 | 0 | 0 | 0 | 0 | 0 | 0 | 0 | 0 | 0 | 0 | 0 | 0 | 0 | 0 | 0 | 0 | 0 | 0
F3_Industrial_Industrial - WA_Existing_Process_Natural Gas_Process Boiler - Hot Water Reset_A_Achievable Technical Potential | F3 | Industrial | Industrial - WA | Existing | Process | Natural Gas | Process Boiler - Hot Water Reset | A | Original Unit Winter Peak Savings (kW) | Achievable Technical Potential | 0 | 0 | 0 | 0 | 0 | 0 | 0 | 0 | 0 | 0 | 0 | 0 | 0 | 0 | 0 | 0 | 0 | 0 | 0 | 0 | 0 | 0 | 0 | 0 | 0 | 0 | 0
F4_Industrial_Industrial - WA_Existing_Process_Natural Gas_Process Boiler - Hot Water Reset_A_Achievable Technical Potential | F4 | Industrial | Industrial - WA | Existing | Process | Natural Gas | Process Boiler - Hot Water Reset | A | Standalone Impact on Baseline Energy (%) | Achievable Technical Potential | 0 | 0 | 0.00028999 | 0.00065114 | 0.0010983 | 0.0016233 | 0.0022287 | 0.0029423 | 0.0037339 | 0.0045553 | 0.0053475 | 0.0060537 | 0.0066337 | 0.0070637 | 0.0073697 | 0.0075867 | 0.0077569 | 0.0079064 | 0.0080493 | 0.0081915 | 0.0083353 | 0.0084816 | 0.0086304 | 0.0087818 | 0.0089359 | 0.0090926 | 0.0092522
F5_Industrial_Industrial - WA_Existing_Process_Natural Gas_Process Boiler - Hot Water Reset_A_Achievable Technical Potential | F5 | Industrial | Industrial - WA | Existing | Process | Natural Gas | Process Boiler - Hot Water Reset | A | Standalone Impact on Baseline Summer Peak (%) | Achievable Technical Potential | 0 | 0 | 0 | 0 | 0 | 0 | 0 | 0 | 0 | 0 | 0 | 0 | 0 | 0 | 0 | 0 | 0 | 0 | 0 | 0 | 0 | 0 | 0 | 0 | 0 | 0 | 0
F6_Industrial_Industrial - WA_Existing_Process_Natural Gas_Process Boiler - Hot Water Reset_A_Achievable Technical Potential | F6 | Industrial | Industrial - WA | Existing | Process | Natural Gas | Process Boiler - Hot Water Reset | A | Standalone Impact on Baseline Winter Peak (%) | Achievable Technical Potential | 0 | 0 | 0 | 0 | 0 | 0 | 0 | 0 | 0 | 0 | 0 | 0 | 0 | 0 | 0 | 0 | 0 | 0 | 0 | 0 | 0 | 0 | 0 | 0 | 0 | 0 | 0
F7_Industrial_Industrial - WA_Existing_Process_Natural Gas_Process Boiler - Hot Water Reset_A_Achievable Technical Potential | F7 | Industrial | Industrial - WA | Existing | Process | Natural Gas | Process Boiler - Hot Water Reset | A | Incremental Energy Savings (MWh or mTherms) | Achievable Technical Potential | 0 | 0 | 0.66547 | 0.80301 | 0.9657 | 1.1017 | 1.235 | 1.4189 | 1.5297 | 1.5358 | 1.4224 | 1.2016 | 0.91378 | 0.59433 | 0.33915 | 0.16048 | 0.066724 | 0.023845 | 0.0073196 | 0.0015678 | 0.00025327 | 2.9876e-05 | 0 | 0 | 0 | 0 | 0
F8_Industrial_Industrial - WA_Existing_Process_Natural Gas_Process Boiler - Hot Water Reset_A_Achievable Technical Potential | F8 | Industrial | Industrial - WA | Existing | Process | Natural Gas | Process Boiler - Hot Water Reset | A | Incremental Summer Peak Savings (MW) | Achievable Technical Potential | 0 | 0 | 0 | 0 | 0 | 0 | 0 | 0 | 0 | 0 | 0 | 0 | 0 | 0 | 0 | 0 | 0 | 0 | 0 | 0 | 0 | 0 | 0 | 0 | 0 | 0 | 0
F9_Industrial_Industrial - WA_Existing_Process_Natural Gas_Process Boiler - Hot Water Reset_A_Achievable Technical Potential | F9 | Industrial | Industrial - WA | Existing | Process | Natural Gas | Process Boiler - Hot Water Reset | A | Incremental Winter Peak Savings (MW) | Achievable Technical Potential | 0 | 0 | 0 | 0 | 0 | 0 | 0 | 0 | 0 | 0 | 0 | 0 | 0 | 0 | 0 | 0 | 0 | 0 | 0 | 0 | 0 | 0 | 0 | 0 | 0 | 0 | 0
F10_Industrial_Industrial - WA_Existing_Process_Natural Gas_Process Boiler - Hot Water Reset_A_Achievable Technical Potential | F10 | Industrial | Industrial - WA | Existing | Process | Natural Gas | Process Boiler - Hot Water Reset | A | Cumulative Energy Savings (MWh or mTherms) | Achievable Technical Potential | 0 | 0 | 0.66547 | 1.4685 | 2.4342 | 3.5359 | 4.7708 | 6.1898 | 7.7195 | 9.2553 | 10.6777 | 11.8792 | 12.793 | 13.3873 | 13.7265 | 13.887 | 13.9537 | 13.9775 | 13.9848 | 13.9864 | 13.9867 | 13.9867 | 13.9867 | 13.9867 | 13.9867 | 13.9867 | 13.9867
F11_Industrial_Industrial - WA_Existing_Process_Natural Gas_Process Boiler - Hot Water Reset_A_Achievable Technical Potential | F11 | Industrial | Industrial - WA | Existing | Process | Natural Gas | Process Boiler - Hot Water Reset | A | Cumulative Summer Peak Savings (MW) | Achievable Technical Potential | 0 | 0 | 0 | 0 | 0 | 0 | 0 | 0 | 0 | 0 | 0 | 0 | 0 | 0 | 0 | 0 | 0 | 0 | 0 | 0 | 0 | 0 | 0 | 0 | 0 | 0 | 0
F12_Industrial_Industrial - WA_Existing_Process_Natural Gas_Process Boiler - Hot Water Reset_A_Achievable Technical Potential | F12 | Industrial | Industrial - WA | Existing | Process | Natural Gas | Process Boiler - Hot Water Reset | A | Cumulative Winter Peak Savings (MW) | Achievable Technical Potential | 0 | 0 | 0 | 0 | 0 | 0 | 0 | 0 | 0 | 0 | 0 | 0 | 0 | 0 | 0 | 0 | 0 | 0 | 0 | 0 | 0 | 0 | 0 | 0 | 0 | 0 | 0
F13_Industrial_Industrial - WA_Existing_Process_Natural Gas_Process Boiler - Hot Water Reset_A_Achievable Technical Potential | F13 | Industrial | Industrial - WA | Existing | Process | Natural Gas | Process Boiler - Hot Water Reset | A | Purchases (Incremental) | Achievable Technical Potential | 0 | 0 | 0.078812 | 0.0951 | 0.11437 | 0.13047 | 0.14626 | 0.16804 | 0.18117 | 0.18189 | 0.16845 | 0.1423 | 0.10822 | 0.070387 | 0.040165 | 0.019005 | 0.0079021 | 0.002824 | 0.00086687 | 0.00018568 | 2.9994e-05 | 3.5383e-06 | 0 | 0 | 0 | 0 | 0
F14_Industrial_Industrial - WA_Existing_Process_Natural Gas_Process Boiler - Hot Water Reset_A_Achievable Technical Potential | F14 | Industrial | Industrial - WA | Existing | Process | Natural Gas | Process Boiler - Hot Water Reset | A | Purchases (Cumulative) | Achievable Technical Potential | 0 | 0 | 0.078812 | 0.17391 | 0.28828 | 0.41876 | 0.56501 | 0.73306 | 0.91423 | 1.0961 | 1.2646 | 1.4069 | 1.5151 | 1.5855 | 1.6256 | 1.6446 | 1.6525 | 1.6554 | 1.6562 | 1.6564 | 1.6564 | 1.6565 | 1.6565 | 1.6565 | 1.6565 | 1.6565 | 1.6565
F1_Industrial_Industrial - WA_Existing_Process_Natural Gas_Process Boiler - Burner Control Optimization_A_Achievable Technical Potential | F1 | Industrial | Industrial - WA | Existing | Process | Natural Gas | Process Boiler - Burner Control Optimization | A | Original Unit Energy Savings (kWh or therms) | Achievable Technical Potential | 0 | 0 | 2.2956 | 2.2956 | 2.2956 | 2.2956 | 2.2956 | 2.2956 | 2.2956 | 2.2956 | 2.2956 | 2.2956 | 2.2956 | 2.2956 | 2.2956 | 2.2956 | 2.2956 | 2.2956 | 2.2956 | 2.2956 | 2.2956 | 2.2956 | 2.2956 | 2.2956 | 2.2956 | 2.2956 | 2.2956
F2_Industrial_Industrial - WA_Existing_Process_Natural Gas_Process Boiler - Burner Control Optimization_A_Achievable Technical Potential | F2 | Industrial | Industrial - WA | Existing | Process | Natural Gas | Process Boiler - Burner Control Optimization | A | Original Unit Summer Peak Savings (kW) | Achievable Technical Potential | 0 | 0 | 0 | 0 | 0 | 0 | 0 | 0 | 0 | 0 | 0 | 0 | 0 | 0 | 0 | 0 | 0 | 0 | 0 | 0 | 0 | 0 | 0 | 0 | 0 | 0 | 0
F3_Industrial_Industrial - WA_Existing_Process_Natural Gas_Process Boiler - Burner Control Optimization_A_Achievable Technical Potential | F3 | Industrial | Industrial - WA | Existing | Process | Natural Gas | Process Boiler - Burner Control Optimization | A | Original Unit Winter Peak Savings (kW) | Achievable Technical Potential | 0 | 0 | 0 | 0 | 0 | 0 | 0 | 0 | 0 | 0 | 0 | 0 | 0 | 0 | 0 | 0 | 0 | 0 | 0 | 0 | 0 | 0 | 0 | 0 | 0 | 0 | 0
F4_Industrial_Industrial - WA_Existing_Process_Natural Gas_Process Boiler - Burner Control Optimization_A_Achievable Technical Potential | F4 | Industrial | Industrial - WA | Existing | Process | Natural Gas | Process Boiler - Burner Control Optimization | A | Standalone Impact on Baseline Energy (%) | Achievable Technical Potential | 0 | 0 | 1.6229e-05 | 4.2024e-05 | 9.3782e-05 | 0.00018471 | 0.00032684 | 0.00052702 | 0.00078375 | 0.0010862 | 0.0014162 | 0.001752 | 0.0020729 | 0.0023632 | 0.0026138 | 0.0028223 | 0.0029917 | 0.003128 | 0.0032388 | 0.0033312 | 0.0033897 | 0.0034492 | 0.0035097 | 0.0035712 | 0.0036339 | 0.0036976 | 0.0037625
F5_Industrial_Industrial - WA_Existing_Process_Natural Gas_Process Boiler - Burner Control Optimization_A_Achievable Technical Potential | F5 | Industrial | Industrial - WA | Existing | Process | Natural Gas | Process Boiler - Burner Control Optimization | A | Standalone Impact on Baseline Summer Peak (%) | Achievable Technical Potential | 0 | 0 | 0 | 0 | 0 | 0 | 0 | 0 | 0 | 0 | 0 | 0 | 0 | 0 | 0 | 0 | 0 | 0 | 0 | 0 | 0 | 0 | 0 | 0 | 0 | 0 | 0
F6_Industrial_Industrial - WA_Existing_Process_Natural Gas_Process Boiler - Burner Control Optimization_A_Achievable Technical Potential | F6 | Industrial | Industrial - WA | Existing | Process | Natural Gas | Process Boiler - Burner Control Optimization | A | Standalone Impact on Baseline Winter Peak (%) | Achievable Technical Potential | 0 | 0 | 0 | 0 | 0 | 0 | 0 | 0 | 0 | 0 | 0 | 0 | 0 | 0 | 0 | 0 | 0 | 0 | 0 | 0 | 0 | 0 | 0 | 0 | 0 | 0 | 0
F7_Industrial_Industrial - WA_Existing_Process_Natural Gas_Process Boiler - Burner Control Optimization_A_Achievable Technical Potential | F7 | Industrial | Industrial - WA | Existing | Process | Natural Gas | Process Boiler - Burner Control Optimization | A | Incremental Energy Savings (MWh or mTherms) | Achievable Technical Potential | 0 | 0 | 0.037242 | 0.057532 | 0.11308 | 0.19448 | 0.29731 | 0.40905 | 0.51164 | 0.58662 | 0.62085 | 0.61015 | 0.55965 | 0.48125 | 0.38949 | 0.29772 | 0.21559 | 0.14831 | 0.097168 | 0.060768 | 0 | 0 | 0 | 0 | 0 | 0 | 0
F8_Industrial_Industrial - WA_Existing_Process_Natural Gas_Process Boiler - Burner Control Optimization_A_Achievable Technical Potential | F8 | Industrial | Industrial - WA | Existing | Process | Natural Gas | Process Boiler - Burner Control Optimization | A | Incremental Summer Peak Savings (MW) | Achievable Technical Potential | 0 | 0 | 0 | 0 | 0 | 0 | 0 | 0 | 0 | 0 | 0 | 0 | 0 | 0 | 0 | 0 | 0 | 0 | 0 | 0 | 0 | 0 | 0 | 0 | 0 | 0 | 0
F9_Industrial_Industrial - WA_Existing_Process_Natural Gas_Process Boiler - Burner Control Optimization_A_Achievable Technical Potential | F9 | Industrial | Industrial - WA | Existing | Process | Natural Gas | Process Boiler - Burner Control Optimization | A | Incremental Winter Peak Savings (MW) | Achievable Technical Potential | 0 | 0 | 0 | 0 | 0 | 0 | 0 | 0 | 0 | 0 | 0 | 0 | 0 | 0 | 0 | 0 | 0 | 0 | 0 | 0 | 0 | 0 | 0 | 0 | 0 | 0 | 0
F10_Industrial_Industrial - WA_Existing_Process_Natural Gas_Process Boiler - Burner Control Optimization_A_Achievable Technical Potential | F10 | Industrial | Industrial - WA | Existing | Process | Natural Gas | Process Boiler - Burner Control Optimization | A | Cumulative Energy Savings (MWh or mTherms) | Achievable Technical Potential | 0 | 0 | 0.037242 | 0.094774 | 0.20785 | 0.40233 | 0.69964 | 1.1087 | 1.6203 | 2.2069 | 2.8278 | 3.4379 | 3.9976 | 4.4788 | 4.8683 | 5.1661 | 5.3816 | 5.53 | 5.6271 | 5.6879 | 5.6879 | 5.6879 | 5.6879 | 5.6879 | 5.6879 | 5.6879 | 5.6879
F11_Industrial_Industrial - WA_Existing_Process_Natural Gas_Process Boiler - Burner Control Optimization_A_Achievable Technical Potential | F11 | Industrial | Industrial - WA | Existing | Process | Natural Gas | Process Boiler - Burner Control Optimization | A | Cumulative Summer Peak Savings (MW) | Achievable Technical Potential | 0 | 0 | 0 | 0 | 0 | 0 | 0 | 0 | 0 | 0 | 0 | 0 | 0 | 0 | 0 | 0 | 0 | 0 | 0 | 0 | 0 | 0 | 0 | 0 | 0 | 0 | 0
F12_Industrial_Industrial - WA_Existing_Process_Natural Gas_Process Boiler - Burner Control Optimization_A_Achievable Technical Potential | F12 | Industrial | Industrial - WA | Existing | Process | Natural Gas | Process Boiler - Burner Control Optimization | A | Cumulative Winter Peak Savings (MW) | Achievable Technical Potential | 0 | 0 | 0 | 0 | 0 | 0 | 0 | 0 | 0 | 0 | 0 | 0 | 0 | 0 | 0 | 0 | 0 | 0 | 0 | 0 | 0 | 0 | 0 | 0 | 0 | 0 | 0
F13_Industrial_Industrial - WA_Existing_Process_Natural Gas_Process Boiler - Burner Control Optimization_A_Achievable Technical Potential | F13 | Industrial | Industrial - WA | Existing | Process | Natural Gas | Process Boiler - Burner Control Optimization | A | Purchases (Incremental) | Achievable Technical Potential | 0 | 0 | 16.223 | 25.0614 | 49.2586 | 84.7163 | 129.5088 | 178.1862 | 222.8724 | 255.5348 | 270.4466 | 265.7838 | 243.7879 | 209.6365 | 169.6653 | 129.6867 | 93.911 | 64.6043 | 42.327 | 26.4709 | 0 | 0 | 0 | 0 | 0 | 0 | 0
F14_Industrial_Industrial - WA_Existing_Process_Natural Gas_Process Boiler - Burner Control Optimization_A_Achievable Technical Potential | F14 | Industrial | Industrial - WA | Existing | Process | Natural Gas | Process Boiler - Burner Control Optimization | A | Purchases (Cumulative) | Achievable Technical Potential | 0 | 0 | 16.223 | 41.2844 | 90.543 | 175.2593 | 304.7681 | 482.9543 | 705.8268 | 961.3615 | 1231.8082 | 1497.5919 | 1741.3798 | 1951.0164 | 2120.6816 | 2250.3683 | 2344.2794 | 2408.8837 | 2451.2106 | 2477.6816 | 2477.6816 | 2477.6816 | 2477.6816 | 2477.6816 | 2477.6816 | 2477.6816 | 2477.6816
F1_Industrial_Industrial - WA_Existing_Process_Natural Gas_Process Boiler - Insulate Hot Water Lines_A_Achievable Technical Potential | F1 | Industrial | Industrial - WA | Existing | Process | Natural Gas | Process Boiler - Insulate Hot Water Lines | A | Original Unit Energy Savings (kWh or therms) | Achievable Technical Potential | 0 | 0 | 35.7237 | 35.7237 | 35.7237 | 35.7237 | 35.7237 | 35.7237 | 35.7237 | 35.7237 | 35.7237 | 35.7237 | 35.7237 | 35.7237 | 35.7237 | 35.7237 | 35.7237 | 35.7237 | 35.7237 | 35.7237 | 35.7237 | 35.7237 | 35.7237 | 35.7237 | 35.7237 | 35.7237 | 35.7237
F2_Industrial_Industrial - WA_Existing_Process_Natural Gas_Process Boiler - Insulate Hot Water Lines_A_Achievable Technical Potential | F2 | Industrial | Industrial - WA | Existing | Process | Natural Gas | Process Boiler - Insulate Hot Water Lines | A | Original Unit Summer Peak Savings (kW) | Achievable Technical Potential | 0 | 0 | 0 | 0 | 0 | 0 | 0 | 0 | 0 | 0 | 0 | 0 | 0 | 0 | 0 | 0 | 0 | 0 | 0 | 0 | 0 | 0 | 0 | 0 | 0 | 0 | 0
F3_Industrial_Industrial - WA_Existing_Process_Natural Gas_Process Boiler - Insulate Hot Water Lines_A_Achievable Technical Potential | F3 | Industrial | Industrial - WA | Existing | Process | Natural Gas | Process Boiler - Insulate Hot Water Lines | A | Original Unit Winter Peak Savings (kW) | Achievable Technical Potential | 0 | 0 | 0 | 0 | 0 | 0 | 0 | 0 | 0 | 0 | 0 | 0 | 0 | 0 | 0 | 0 | 0 | 0 | 0 | 0 | 0 | 0 | 0 | 0 | 0 | 0 | 0
F4_Industrial_Industrial - WA_Existing_Process_Natural Gas_Process Boiler - Insulate Hot Water Lines_A_Achievable Technical Potential | F4 | Industrial | Industrial - WA | Existing | Process | Natural Gas | Process Boiler - Insulate Hot Water Lines | A | Standalone Impact on Baseline Energy (%) | Achievable Technical Potential | 0 | 0 | 0.00020301 | 0.00040958 | 0.00061978 | 0.00083366 | 0.0010513 | 0.0012727 | 0.0014981 | 0.0017274 | 0.0019607 | 0.0021981 | 0.0024397 | 0.0024825 | 0.002526 | 0.0025703 | 0.0026154 | 0.0026613 | 0.002708 | 0.0027555 | 0.0028039 | 0.0028531 | 0.0029031 | 0.002954 | 0.0030059 | 0.0030586 | 0.0031123
F5_Industrial_Industrial - WA_Existing_Process_Natural Gas_Process Boiler - Insulate Hot Water Lines_A_Achievable Technical Potential | F5 | Industrial | Industrial - WA | Existing | Process | Natural Gas | Process Boiler - Insulate Hot Water Lines | A | Standalone Impact on Baseline Summer Peak (%) | Achievable Technical Potential | 0 | 0 | 0 | 0 | 0 | 0 | 0 | 0 | 0 | 0 | 0 | 0 | 0 | 0 | 0 | 0 | 0 | 0 | 0 | 0 | 0 | 0 | 0 | 0 | 0 | 0 | 0
F6_Industrial_Industrial - WA_Existing_Process_Natural Gas_Process Boiler - Insulate Hot Water Lines_A_Achievable Technical Potential | F6 | Industrial | Industrial - WA | Existing | Process | Natural Gas | Process Boiler - Insulate Hot Water Lines | A | Standalone Impact on Baseline Winter Peak (%) | Achievable Technical Potential | 0 | 0 | 0 | 0 | 0 | 0 | 0 | 0 | 0 | 0 | 0 | 0 | 0 | 0 | 0 | 0 | 0 | 0 | 0 | 0 | 0 | 0 | 0 | 0 | 0 | 0 | 0
F7_Industrial_Industrial - WA_Existing_Process_Natural Gas_Process Boiler - Insulate Hot Water Lines_A_Achievable Technical Potential | F7 | Industrial | Industrial - WA | Existing | Process | Natural Gas | Process Boiler - Insulate Hot Water Lines | A | Incremental Energy Savings (MWh or mTherms) | Achievable Technical Potential | 0 | 0 | 0.46587 | 0.45784 | 0.44994 | 0.44219 | 0.43456 | 0.42707 | 0.41971 | 0.41247 | 0.40536 | 0.39837 | 0.3915 | 0 | 0 | 0 | 0 | 0 | 0 | 0 | 0 | 0 | 0 | 0 | 0 | 0 | 0
F8_Industrial_Industrial - WA_Existing_Process_Natural Gas_Process Boiler - Insulate Hot Water Lines_A_Achievable Technical Potential | F8 | Industrial | Industrial - WA | Existing | Process | Natural Gas | Process Boiler - Insulate Hot Water Lines | A | Incremental Summer Peak Savings (MW) | Achievable Technical Potential | 0 | 0 | 0 | 0 | 0 | 0 | 0 | 0 | 0 | 0 | 0 | 0 | 0 | 0 | 0 | 0 | 0 | 0 | 0 | 0 | 0 | 0 | 0 | 0 | 0 | 0 | 0
F9_Industrial_Industrial - WA_Existing_Process_Natural Gas_Process Boiler - Insulate Hot Water Lines_A_Achievable Technical Potential | F9 | Industrial | Industrial - WA | Existing | Process | Natural Gas | Process Boiler - Insulate Hot Water Lines | A | Incremental Winter Peak Savings (MW) | Achievable Technical Potential | 0 | 0 | 0 | 0 | 0 | 0 | 0 | 0 | 0 | 0 | 0 | 0 | 0 | 0 | 0 | 0 | 0 | 0 | 0 | 0 | 0 | 0 | 0 | 0 | 0 | 0 | 0
F10_Industrial_Industrial - WA_Existing_Process_Natural Gas_Process Boiler - Insulate Hot Water Lines_A_Achievable Technical Potential | F10 | Industrial | Industrial - WA | Existing | Process | Natural Gas | Process Boiler - Insulate Hot Water Lines | A | Cumulative Energy Savings (MWh or mTherms) | Achievable Technical Potential | 0 | 0 | 0.46587 | 0.92371 | 1.3736 | 1.8158 | 2.2504 | 2.6775 | 3.0972 | 3.5096 | 3.915 | 4.3134 | 4.7049 | 4.7049 | 4.7049 | 4.7049 | 4.7049 | 4.7049 | 4.7049 | 4.7049 | 4.7049 | 4.7049 | 4.7049 | 4.7049 | 4.7049 | 4.7049 | 4.7049
F11_Industrial_Industrial - WA_Existing_Process_Natural Gas_Process Boiler - Insulate Hot Water Lines_A_Achievable Technical Potential | F11 | Industrial | Industrial - WA | Existing | Process | Natural Gas | Process Boiler - Insulate Hot Water Lines | A | Cumulative Summer Peak Savings (MW) | Achievable Technical Potential | 0 | 0 | 0 | 0 | 0 | 0 | 0 | 0 | 0 | 0 | 0 | 0 | 0 | 0 | 0 | 0 | 0 | 0 | 0 | 0 | 0 | 0 | 0 | 0 | 0 | 0 | 0
F12_Industrial_Industrial - WA_Existing_Process_Natural Gas_Process Boiler - Insulate Hot Water Lines_A_Achievable Technical Potential | F12 | Industrial | Industrial - WA | Existing | Process | Natural Gas | Process Boiler - Insulate Hot Water Lines | A | Cumulative Winter Peak Savings (MW) | Achievable Technical Potential | 0 | 0 | 0 | 0 | 0 | 0 | 0 | 0 | 0 | 0 | 0 | 0 | 0 | 0 | 0 | 0 | 0 | 0 | 0 | 0 | 0 | 0 | 0 | 0 | 0 | 0 | 0
F13_Industrial_Industrial - WA_Existing_Process_Natural Gas_Process Boiler - Insulate Hot Water Lines_A_Achievable Technical Potential | F13 | Industrial | Industrial - WA | Existing | Process | Natural Gas | Process Boiler - Insulate Hot Water Lines | A | Purchases (Incremental) | Achievable Technical Potential | 0 | 0 | 13.0409 | 12.8161 | 12.5951 | 12.3779 | 12.1645 | 11.9548 | 11.7487 | 11.5461 | 11.347 | 11.1514 | 10.9591 | 0 | 0 | 0 | 0 | 0 | 0 | 0 | 0 | 0 | 0 | 0 | 0 | 0 | 0
F14_Industrial_Industrial - WA_Existing_Process_Natural Gas_Process Boiler - Insulate Hot Water Lines_A_Achievable Technical Potential | F14 | Industrial | Industrial - WA | Existing | Process | Natural Gas | Process Boiler - Insulate Hot Water Lines | A | Purchases (Cumulative) | Achievable Technical Potential | 0 | 0 | 13.0409 | 25.857 | 38.4521 | 50.83 | 62.9945 | 74.9493 | 86.698 | 98.2441 | 109.5912 | 120.7426 | 131.7017 | 131.7017 | 131.7017 | 131.7017 | 131.7017 | 131.7017 | 131.7017 | 131.7017 | 131.7017 | 131.7017 | 131.7017 | 131.7017 | 131.7017 | 131.7017 | 131.7017
F1_Industrial_Industrial - WA_Existing_Process_Natural Gas_Process Boiler - Insulate Steam Lines/Condensate Tank_A_Achievable Technical Potential | F1 | Industrial | Industrial - WA | Existing | Process | Natural Gas | Process Boiler - Insulate Steam Lines/Condensate Tank | A | Original Unit Energy Savings (kWh or therms) | Achievable Technical Potential | 0 | 0 | 53.3628 | 53.3628 | 53.3628 | 53.3628 | 53.3628 | 53.3628 | 53.3628 | 53.3628 | 53.3628 | 53.3628 | 53.3628 | 53.3628 | 53.3628 | 53.3628 | 53.3628 | 53.3628 | 53.3628 | 53.3628 | 53.3628 | 53.3628 | 53.3628 | 53.3628 | 53.3628 | 53.3628 | 53.3628
F2_Industrial_Industrial - WA_Existing_Process_Natural Gas_Process Boiler - Insulate Steam Lines/Condensate Tank_A_Achievable Technical Potential | F2 | Industrial | Industrial - WA | Existing | Process | Natural Gas | Process Boiler - Insulate Steam Lines/Condensate Tank | A | Original Unit Summer Peak Savings (kW) | Achievable Technical Potential | 0 | 0 | 0 | 0 | 0 | 0 | 0 | 0 | 0 | 0 | 0 | 0 | 0 | 0 | 0 | 0 | 0 | 0 | 0 | 0 | 0 | 0 | 0 | 0 | 0 | 0 | 0
F3_Industrial_Industrial - WA_Existing_Process_Natural Gas_Process Boiler - Insulate Steam Lines/Condensate Tank_A_Achievable Technical Potential | F3 | Industrial | Industrial - WA | Existing | Process | Natural Gas | Process Boiler - Insulate Steam Lines/Condensate Tank | A | Original Unit Winter Peak Savings (kW) | Achievable Technical Potential | 0 | 0 | 0 | 0 | 0 | 0 | 0 | 0 | 0 | 0 | 0 | 0 | 0 | 0 | 0 | 0 | 0 | 0 | 0 | 0 | 0 | 0 | 0 | 0 | 0 | 0 | 0
F4_Industrial_Industrial - WA_Existing_Process_Natural Gas_Process Boiler - Insulate Steam Lines/Condensate Tank_A_Achievable Technical Potential | F4 | Industrial | Industrial - WA | Existing | Process | Natural Gas | Process Boiler - Insulate Steam Lines/Condensate Tank | A | Standalone Impact on Baseline Energy (%) | Achievable Technical Potential | 0 | 0 | 0.00030325 | 0.00061182 | 0.0009258 | 0.0012453 | 0.0015704 | 0.0019012 | 0.0022378 | 0.0025803 | 0.0029288 | 0.0032834 | 0.0036443 | 0.0040115 | 0.0043851 | 0.0047653 | 0.0051521 | 0.0052425 | 0.0053345 | 0.0054281 | 0.0055233 | 0.0056202 | 0.0057188 | 0.0058192 | 0.0059212 | 0.0060251 | 0.0061308
F5_Industrial_Industrial - WA_Existing_Process_Natural Gas_Process Boiler - Insulate Steam Lines/Condensate Tank_A_Achievable Technical Potential | F5 | Industrial | Industrial - WA | Existing | Process | Natural Gas | Process Boiler - Insulate Steam Lines/Condensate Tank | A | Standalone Impact on Baseline Summer Peak (%) | Achievable Technical Potential | 0 | 0 | 0 | 0 | 0 | 0 | 0 | 0 | 0 | 0 | 0 | 0 | 0 | 0 | 0 | 0 | 0 | 0 | 0 | 0 | 0 | 0 | 0 | 0 | 0 | 0 | 0
F6_Industrial_Industrial - WA_Existing_Process_Natural Gas_Process Boiler - Insulate Steam Lines/Condensate Tank_A_Achievable Technical Potential | F6 | Industrial | Industrial - WA | Existing | Process | Natural Gas | Process Boiler - Insulate Steam Lines/Condensate Tank | A | Standalone Impact on Baseline Winter Peak (%) | Achievable Technical Potential | 0 | 0 | 0 | 0 | 0 | 0 | 0 | 0 | 0 | 0 | 0 | 0 | 0 | 0 | 0 | 0 | 0 | 0 | 0 | 0 | 0 | 0 | 0 | 0 | 0 | 0 | 0
F7_Industrial_Industrial - WA_Existing_Process_Natural Gas_Process Boiler - Insulate Steam Lines/Condensate Tank_A_Achievable Technical Potential | F7 | Industrial | Industrial - WA | Existing | Process | Natural Gas | Process Boiler - Insulate Steam Lines/Condensate Tank | A | Incremental Energy Savings (MWh or mTherms) | Achievable Technical Potential | 0 | 0 | 0.6959 | 0.6839 | 0.67211 | 0.66052 | 0.64913 | 0.63794 | 0.62694 | 0.61613 | 0.60551 | 0.59507 | 0.58481 | 0.57473 | 0.56482 | 0.55508 | 0.54551 | 0 | 0 | 0 | 0 | 0 | 0 | 0 | 0 | 0 | 0
F8_Industrial_Industrial - WA_Existing_Process_Natural Gas_Process Boiler - Insulate Steam Lines/Condensate Tank_A_Achievable Technical Potential | F8 | Industrial | Industrial - WA | Existing | Process | Natural Gas | Process Boiler - Insulate Steam Lines/Condensate Tank | A | Incremental Summer Peak Savings (MW) | Achievable Technical Potential | 0 | 0 | 0 | 0 | 0 | 0 | 0 | 0 | 0 | 0 | 0 | 0 | 0 | 0 | 0 | 0 | 0 | 0 | 0 | 0 | 0 | 0 | 0 | 0 | 0 | 0 | 0
F9_Industrial_Industrial - WA_Existing_Process_Natural Gas_Process Boiler - Insulate Steam Lines/Condensate Tank_A_Achievable Technical Potential | F9 | Industrial | Industrial - WA | Existing | Process | Natural Gas | Process Boiler - Insulate Steam Lines/Condensate Tank | A | Incremental Winter Peak Savings (MW) | Achievable Technical Potential | 0 | 0 | 0 | 0 | 0 | 0 | 0 | 0 | 0 | 0 | 0 | 0 | 0 | 0 | 0 | 0 | 0 | 0 | 0 | 0 | 0 | 0 | 0 | 0 | 0 | 0 | 0
F10_Industrial_Industrial - WA_Existing_Process_Natural Gas_Process Boiler - Insulate Steam Lines/Condensate Tank_A_Achievable Technical Potential | F10 | Industrial | Industrial - WA | Existing | Process | Natural Gas | Process Boiler - Insulate Steam Lines/Condensate Tank | A | Cumulative Energy Savings (MWh or mTherms) | Achievable Technical Potential | 0 | 0 | 0.6959 | 1.3798 | 2.0519 | 2.7124 | 3.3616 | 3.9995 | 4.6264 | 5.2426 | 5.8481 | 6.4432 | 7.028 | 7.6027 | 8.1675 | 8.7226 | 9.2681 | 9.2681 | 9.2681 | 9.2681 | 9.2681 | 9.2681 | 9.2681 | 9.2681 | 9.2681 | 9.2681 | 9.2681
F11_Industrial_Industrial - WA_Existing_Process_Natural Gas_Process Boiler - Insulate Steam Lines/Condensate Tank_A_Achievable Technical Potential | F11 | Industrial | Industrial - WA | Existing | Process | Natural Gas | Process Boiler - Insulate Steam Lines/Condensate Tank | A | Cumulative Summer Peak Savings (MW) | Achievable Technical Potential | 0 | 0 | 0 | 0 | 0 | 0 | 0 | 0 | 0 | 0 | 0 | 0 | 0 | 0 | 0 | 0 | 0 | 0 | 0 | 0 | 0 | 0 | 0 | 0 | 0 | 0 | 0
F12_Industrial_Industrial - WA_Existing_Process_Natural Gas_Process Boiler - Insulate Steam Lines/Condensate Tank_A_Achievable Technical Potential | F12 | Industrial | Industrial - WA | Existing | Process | Natural Gas | Process Boiler - Insulate Steam Lines/Condensate Tank | A | Cumulative Winter Peak Savings (MW) | Achievable Technical Potential | 0 | 0 | 0 | 0 | 0 | 0 | 0 | 0 | 0 | 0 | 0 | 0 | 0 | 0 | 0 | 0 | 0 | 0 | 0 | 0 | 0 | 0 | 0 | 0 | 0 | 0 | 0
F13_Industrial_Industrial - WA_Existing_Process_Natural Gas_Process Boiler - Insulate Steam Lines/Condensate Tank_A_Achievable Technical Potential | F13 | Industrial | Industrial - WA | Existing | Process | Natural Gas | Process Boiler - Insulate Steam Lines/Condensate Tank | A | Purchases (Incremental) | Achievable Technical Potential | 0 | 0 | 13.0409 | 12.8161 | 12.5951 | 12.3779 | 12.1645 | 11.9548 | 11.7487 | 11.5461 | 11.347 | 11.1514 | 10.9591 | 10.7702 | 10.5845 | 10.402 | 10.2227 | 0 | 0 | 0 | 0 | 0 | 0 | 0 | 0 | 0 | 0
F14_Industrial_Industrial - WA_Existing_Process_Natural Gas_Process Boiler - Insulate Steam Lines/Condensate Tank_A_Achievable Technical Potential | F14 | Industrial | Industrial - WA | Existing | Process | Natural Gas | Process Boiler - Insulate Steam Lines/Condensate Tank | A | Purchases (Cumulative) | Achievable Technical Potential | 0 | 0 | 13.0409 | 25.857 | 38.4521 | 50.83 | 62.9945 | 74.9493 | 86.698 | 98.2441 | 109.5912 | 120.7426 | 131.7017 | 142.4719 | 153.0564 | 163.4584 | 173.6811 | 173.6811 | 173.6811 | 173.6811 | 173.6811 | 173.6811 | 173.6811 | 173.6811 | 173.6811 | 173.6811 | 173.6811
F1_Industrial_Industrial - WA_Existing_Process_Natural Gas_Process Boiler - Stack Economizer_A_Achievable Technical Potential | F1 | Industrial | Industrial - WA | Existing | Process | Natural Gas | Process Boiler - Stack Economizer | A | Original Unit Energy Savings (kWh or therms) | Achievable Technical Potential | 0 | 0 | 7.5994 | 7.5994 | 7.5994 | 7.5994 | 7.5994 | 7.5994 | 7.5994 | 7.5994 | 7.5994 | 7.5994 | 7.5994 | 7.5994 | 7.5994 | 7.5994 | 7.5994 | 7.5994 | 7.5994 | 7.5994 | 7.5994 | 7.5994 | 7.5994 | 7.5994 | 7.5994 | 7.5994 | 7.5994
F2_Industrial_Industrial - WA_Existing_Process_Natural Gas_Process Boiler - Stack Economizer_A_Achievable Technical Potential | F2 | Industrial | Industrial - WA | Existing | Process | Natural Gas | Process Boiler - Stack Economizer | A | Original Unit Summer Peak Savings (kW) | Achievable Technical Potential | 0 | 0 | 0 | 0 | 0 | 0 | 0 | 0 | 0 | 0 | 0 | 0 | 0 | 0 | 0 | 0 | 0 | 0 | 0 | 0 | 0 | 0 | 0 | 0 | 0 | 0 | 0
F3_Industrial_Industrial - WA_Existing_Process_Natural Gas_Process Boiler - Stack Economizer_A_Achievable Technical Potential | F3 | Industrial | Industrial - WA | Existing | Process | Natural Gas | Process Boiler - Stack Economizer | A | Original Unit Winter Peak Savings (kW) | Achievable Technical Potential | 0 | 0 | 0 | 0 | 0 | 0 | 0 | 0 | 0 | 0 | 0 | 0 | 0 | 0 | 0 | 0 | 0 | 0 | 0 | 0 | 0 | 0 | 0 | 0 | 0 | 0 | 0
F4_Industrial_Industrial - WA_Existing_Process_Natural Gas_Process Boiler - Stack Economizer_A_Achievable Technical Potential | F4 | Industrial | Industrial - WA | Existing | Process | Natural Gas | Process Boiler - Stack Economizer | A | Standalone Impact on Baseline Energy (%) | Achievable Technical Potential | 0 | 0 | 0.00053108 | 0.0010715 | 0.0016214 | 0.0021809 | 0.0027502 | 0.0032765 | 0.0037163 | 0.0040874 | 0.0044039 | 0.0046769 | 0.0049156 | 0.0051271 | 0.0053173 | 0.0054908 | 0.0056513 | 0.0057504 | 0.0058513 | 0.0059539 | 0.0060584 | 0.0061647 | 0.0062728 | 0.0063829 | 0.0064949 | 0.0066088 | 0.0067248
F5_Industrial_Industrial - WA_Existing_Process_Natural Gas_Process Boiler - Stack Economizer_A_Achievable Technical Potential | F5 | Industrial | Industrial - WA | Existing | Process | Natural Gas | Process Boiler - Stack Economizer | A | Standalone Impact on Baseline Summer Peak (%) | Achievable Technical Potential | 0 | 0 | 0 | 0 | 0 | 0 | 0 | 0 | 0 | 0 | 0 | 0 | 0 | 0 | 0 | 0 | 0 | 0 | 0 | 0 | 0 | 0 | 0 | 0 | 0 | 0 | 0
F6_Industrial_Industrial - WA_Existing_Process_Natural Gas_Process Boiler - Stack Economizer_A_Achievable Technical Potential | F6 | Industrial | Industrial - WA | Existing | Process | Natural Gas | Process Boiler - Stack Economizer | A | Standalone Impact on Baseline Winter Peak (%) | Achievable Technical Potential | 0 | 0 | 0 | 0 | 0 | 0 | 0 | 0 | 0 | 0 | 0 | 0 | 0 | 0 | 0 | 0 | 0 | 0 | 0 | 0 | 0 | 0 | 0 | 0 | 0 | 0 | 0
F7_Industrial_Industrial - WA_Existing_Process_Natural Gas_Process Boiler - Stack Economizer_A_Achievable Technical Potential | F7 | Industrial | Industrial - WA | Existing | Process | Natural Gas | Process Boiler - Stack Economizer | A | Incremental Energy Savings (MWh or mTherms) | Achievable Technical Potential | 0 | 0 | 1.2187 | 1.1977 | 1.1771 | 1.1568 | 1.1368 | 1.0055 | 0.79054 | 0.62153 | 0.48865 | 0.38418 | 0.30204 | 0.23747 | 0.1867 | 0.14679 | 0.1154 | 0 | 0 | 0 | 0 | 0 | 0 | 0 | 0 | 0 | 0
F8_Industrial_Industrial - WA_Existing_Process_Natural Gas_Process Boiler - Stack Economizer_A_Achievable Technical Potential | F8 | Industrial | Industrial - WA | Existing | Process | Natural Gas | Process Boiler - Stack Economizer | A | Incremental Summer Peak Savings (MW) | Achievable Technical Potential | 0 | 0 | 0 | 0 | 0 | 0 | 0 | 0 | 0 | 0 | 0 | 0 | 0 | 0 | 0 | 0 | 0 | 0 | 0 | 0 | 0 | 0 | 0 | 0 | 0 | 0 | 0
F9_Industrial_Industrial - WA_Existing_Process_Natural Gas_Process Boiler - Stack Economizer_A_Achievable Technical Potential | F9 | Industrial | Industrial - WA | Existing | Process | Natural Gas | Process Boiler - Stack Economizer | A | Incremental Winter Peak Savings (MW) | Achievable Technical Potential | 0 | 0 | 0 | 0 | 0 | 0 | 0 | 0 | 0 | 0 | 0 | 0 | 0 | 0 | 0 | 0 | 0 | 0 | 0 | 0 | 0 | 0 | 0 | 0 | 0 | 0 | 0
F10_Industrial_Industrial - WA_Existing_Process_Natural Gas_Process Boiler - Stack Economizer_A_Achievable Technical Potential | F10 | Industrial | Industrial - WA | Existing | Process | Natural Gas | Process Boiler - Stack Economizer | A | Cumulative Energy Savings (MWh or mTherms) | Achievable Technical Potential | 0 | 0 | 1.2187 | 2.4165 | 3.5935 | 4.7503 | 5.8872 | 6.8927 | 7.6832 | 8.3047 | 8.7934 | 9.1776 | 9.4796 | 9.7171 | 9.9038 | 10.0506 | 10.166 | 10.166 | 10.166 | 10.166 | 10.166 | 10.166 | 10.166 | 10.166 | 10.166 | 10.166 | 10.166
F11_Industrial_Industrial - WA_Existing_Process_Natural Gas_Process Boiler - Stack Economizer_A_Achievable Technical Potential | F11 | Industrial | Industrial - WA | Existing | Process | Natural Gas | Process Boiler - Stack Economizer | A | Cumulative Summer Peak Savings (MW) | Achievable Technical Potential | 0 | 0 | 0 | 0 | 0 | 0 | 0 | 0 | 0 | 0 | 0 | 0 | 0 | 0 | 0 | 0 | 0 | 0 | 0 | 0 | 0 | 0 | 0 | 0 | 0 | 0 | 0
F12_Industrial_Industrial - WA_Existing_Process_Natural Gas_Process Boiler - Stack Economizer_A_Achievable Technical Potential | F12 | Industrial | Industrial - WA | Existing | Process | Natural Gas | Process Boiler - Stack Economizer | A | Cumulative Winter Peak Savings (MW) | Achievable Technical Potential | 0 | 0 | 0 | 0 | 0 | 0 | 0 | 0 | 0 | 0 | 0 | 0 | 0 | 0 | 0 | 0 | 0 | 0 | 0 | 0 | 0 | 0 | 0 | 0 | 0 | 0 | 0
F13_Industrial_Industrial - WA_Existing_Process_Natural Gas_Process Boiler - Stack Economizer_A_Achievable Technical Potential | F13 | Industrial | Industrial - WA | Existing | Process | Natural Gas | Process Boiler - Stack Economizer | A | Purchases (Incremental) | Achievable Technical Potential | 0 | 0 | 160.3732 | 157.6081 | 154.8907 | 152.2202 | 149.5957 | 132.3148 | 104.0268 | 81.7866 | 64.3012 | 50.5541 | 39.7459 | 31.2485 | 24.5678 | 19.3154 | 15.1859 | 0 | 0 | 0 | 0 | 0 | 0 | 0 | 0 | 0 | 0
F14_Industrial_Industrial - WA_Existing_Process_Natural Gas_Process Boiler - Stack Economizer_A_Achievable Technical Potential | F14 | Industrial | Industrial - WA | Existing | Process | Natural Gas | Process Boiler - Stack Economizer | A | Purchases (Cumulative) | Achievable Technical Potential | 0 | 0 | 160.3732 | 317.9813 | 472.8721 | 625.0923 | 774.688 | 907.0028 | 1011.0297 | 1092.8163 | 1157.1175 | 1207.6716 | 1247.4175 | 1278.666 | 1303.2338 | 1322.5492 | 1337.7351 | 1337.7351 | 1337.7351 | 1337.7351 | 1337.7351 | 1337.7351 | 1337.7351 | 1337.7351 | 1337.7351 | 1337.7351 | 1337.7351
F1_Industrial_Industrial - WA_Existing_Process_Natural Gas_Process Boiler - Steam Trap Replacement_A_Achievable Technical Potential | F1 | Industrial | Industrial - WA | Existing | Process | Natural Gas | Process Boiler - Steam Trap Replacement | A | Original Unit Energy Savings (kWh or therms) | Achievable Technical Potential | 0 | 0 | 238288.3345 | 238288.3345 | 238288.3345 | 238288.3345 | 238288.3345 | 238288.3345 | 238288.3345 | 238288.3345 | 238288.3345 | 238288.3345 | 238288.3345 | 238288.3345 | 238288.3345 | 238288.3345 | 238288.3345 | 238288.3345 | 238288.3345 | 238288.3345 | 238288.3345 | 238288.3345 | 238288.3345 | 238288.3345 | 238288.3345 | 238288.3345 | 238288.3345
F2_Industrial_Industrial - WA_Existing_Process_Natural Gas_Process Boiler - Steam Trap Replacement_A_Achievable Technical Potential | F2 | Industrial | Industrial - WA | Existing | Process | Natural Gas | Process Boiler - Steam Trap Replacement | A | Original Unit Summer Peak Savings (kW) | Achievable Technical Potential | 0 | 0 | 0 | 0 | 0 | 0 | 0 | 0 | 0 | 0 | 0 | 0 | 0 | 0 | 0 | 0 | 0 | 0 | 0 | 0 | 0 | 0 | 0 | 0 | 0 | 0 | 0
F3_Industrial_Industrial - WA_Existing_Process_Natural Gas_Process Boiler - Steam Trap Replacement_A_Achievable Technical Potential | F3 | Industrial | Industrial - WA | Existing | Process | Natural Gas | Process Boiler - Steam Trap Replacement | A | Original Unit Winter Peak Savings (kW) | Achievable Technical Potential | 0 | 0 | 0 | 0 | 0 | 0 | 0 | 0 | 0 | 0 | 0 | 0 | 0 | 0 | 0 | 0 | 0 | 0 | 0 | 0 | 0 | 0 | 0 | 0 | 0 | 0 | 0
F4_Industrial_Industrial - WA_Existing_Process_Natural Gas_Process Boiler - Steam Trap Replacement_A_Achievable Technical Potential | F4 | Industrial | Industrial - WA | Existing | Process | Natural Gas | Process Boiler - Steam Trap Replacement | A | Standalone Impact on Baseline Energy (%) | Achievable Technical Potential | 0 | 0 | 1.8069e-05 | 3.6454e-05 | 5.5162e-05 | 7.4199e-05 | 9.3569e-05 | 0.00011328 | 0.00011527 | 0.00011729 | 0.00011935 | 0.00012144 | 0.00012357 | 0.00012574 | 0.00012794 | 0.00013019 | 0.00013247 | 0.0001348 | 0.00013716 | 0.00013957 | 0.00014202 | 0.00014451 | 0.00014704 | 0.00014962 | 0.00015225 | 0.00015492 | 0.00015764
F5_Industrial_Industrial - WA_Existing_Process_Natural Gas_Process Boiler - Steam Trap Replacement_A_Achievable Technical Potential | F5 | Industrial | Industrial - WA | Existing | Process | Natural Gas | Process Boiler - Steam Trap Replacement | A | Standalone Impact on Baseline Summer Peak (%) | Achievable Technical Potential | 0 | 0 | 0 | 0 | 0 | 0 | 0 | 0 | 0 | 0 | 0 | 0 | 0 | 0 | 0 | 0 | 0 | 0 | 0 | 0 | 0 | 0 | 0 | 0 | 0 | 0 | 0
F6_Industrial_Industrial - WA_Existing_Process_Natural Gas_Process Boiler - Steam Trap Replacement_A_Achievable Technical Potential | F6 | Industrial | Industrial - WA | Existing | Process | Natural Gas | Process Boiler - Steam Trap Replacement | A | Standalone Impact on Baseline Winter Peak (%) | Achievable Technical Potential | 0 | 0 | 0 | 0 | 0 | 0 | 0 | 0 | 0 | 0 | 0 | 0 | 0 | 0 | 0 | 0 | 0 | 0 | 0 | 0 | 0 | 0 | 0 | 0 | 0 | 0 | 0
F7_Industrial_Industrial - WA_Existing_Process_Natural Gas_Process Boiler - Steam Trap Replacement_A_Achievable Technical Potential | F7 | Industrial | Industrial - WA | Existing | Process | Natural Gas | Process Boiler - Steam Trap Replacement | A | Incremental Energy Savings (MWh or mTherms) | Achievable Technical Potential | 0 | 0 | 0.041464 | 0.040749 | 0.040047 | 0.039356 | 0.038678 | 0.038011 | 0 | 0 | 0 | 0 | 0 | 0 | 0 | 0 | 0 | 0 | 0 | 0 | 0 | 0 | 0 | 0 | 0 | 0 | 0
F8_Industrial_Industrial - WA_Existing_Process_Natural Gas_Process Boiler - Steam Trap Replacement_A_Achievable Technical Potential | F8 | Industrial | Industrial - WA | Existing | Process | Natural Gas | Process Boiler - Steam Trap Replacement | A | Incremental Summer Peak Savings (MW) | Achievable Technical Potential | 0 | 0 | 0 | 0 | 0 | 0 | 0 | 0 | 0 | 0 | 0 | 0 | 0 | 0 | 0 | 0 | 0 | 0 | 0 | 0 | 0 | 0 | 0 | 0 | 0 | 0 | 0
F9_Industrial_Industrial - WA_Existing_Process_Natural Gas_Process Boiler - Steam Trap Replacement_A_Achievable Technical Potential | F9 | Industrial | Industrial - WA | Existing | Process | Natural Gas | Process Boiler - Steam Trap Replacement | A | Incremental Winter Peak Savings (MW) | Achievable Technical Potential | 0 | 0 | 0 | 0 | 0 | 0 | 0 | 0 | 0 | 0 | 0 | 0 | 0 | 0 | 0 | 0 | 0 | 0 | 0 | 0 | 0 | 0 | 0 | 0 | 0 | 0 | 0
F10_Industrial_Industrial - WA_Existing_Process_Natural Gas_Process Boiler - Steam Trap Replacement_A_Achievable Technical Potential | F10 | Industrial | Industrial - WA | Existing | Process | Natural Gas | Process Boiler - Steam Trap Replacement | A | Cumulative Energy Savings (MWh or mTherms) | Achievable Technical Potential | 0 | 0 | 0.041464 | 0.082213 | 0.12226 | 0.16162 | 0.20029 | 0.2383 | 0.2383 | 0.2383 | 0.2383 | 0.2383 | 0.2383 | 0.2383 | 0.2383 | 0.2383 | 0.2383 | 0.2383 | 0.2383 | 0.2383 | 0.2383 | 0.2383 | 0.2383 | 0.2383 | 0.2383 | 0.2383 | 0.2383
F11_Industrial_Industrial - WA_Existing_Process_Natural Gas_Process Boiler - Steam Trap Replacement_A_Achievable Technical Potential | F11 | Industrial | Industrial - WA | Existing | Process | Natural Gas | Process Boiler - Steam Trap Replacement | A | Cumulative Summer Peak Savings (MW) | Achievable Technical Potential | 0 | 0 | 0 | 0 | 0 | 0 | 0 | 0 | 0 | 0 | 0 | 0 | 0 | 0 | 0 | 0 | 0 | 0 | 0 | 0 | 0 | 0 | 0 | 0 | 0 | 0 | 0
F12_Industrial_Industrial - WA_Existing_Process_Natural Gas_Process Boiler - Steam Trap Replacement_A_Achievable Technical Potential | F12 | Industrial | Industrial - WA | Existing | Process | Natural Gas | Process Boiler - Steam Trap Replacement | A | Cumulative Winter Peak Savings (MW) | Achievable Technical Potential | 0 | 0 | 0 | 0 | 0 | 0 | 0 | 0 | 0 | 0 | 0 | 0 | 0 | 0 | 0 | 0 | 0 | 0 | 0 | 0 | 0 | 0 | 0 | 0 | 0 | 0 | 0
F13_Industrial_Industrial - WA_Existing_Process_Natural Gas_Process Boiler - Steam Trap Replacement_A_Achievable Technical Potential | F13 | Industrial | Industrial - WA | Existing | Process | Natural Gas | Process Boiler - Steam Trap Replacement | A | Purchases (Incremental) | Achievable Technical Potential | 0 | 0 | 0.00017401 | 0.00017101 | 0.00016806 | 0.00016516 | 0.00016231 | 0.00015952 | 0 | 0 | 0 | 0 | 0 | 0 | 0 | 0 | 0 | 0 | 0 | 0 | 0 | 0 | 0 | 0 | 0 | 0 | 0
F14_Industrial_Industrial - WA_Existing_Process_Natural Gas_Process Boiler - Steam Trap Replacement_A_Achievable Technical Potential | F14 | Industrial | Industrial - WA | Existing | Process | Natural Gas | Process Boiler - Steam Trap Replacement | A | Purchases (Cumulative) | Achievable Technical Potential | 0 | 0 | 0.00017401 | 0.00034502 | 0.00051308 | 0.00067824 | 0.00084055 | 0.0010001 | 0.0010001 | 0.0010001 | 0.0010001 | 0.0010001 | 0.0010001 | 0.0010001 | 0.0010001 | 0.0010001 | 0.0010001 | 0.0010001 | 0.0010001 | 0.0010001 | 0.0010001 | 0.0010001 | 0.0010001 | 0.0010001 | 0.0010001 | 0.0010001 | 0.0010001
F1_Industrial_Industrial - WA_Existing_Process_Natural Gas_Process Boiler - Maintenance_A_Achievable Technical Potential | F1 | Industrial | Industrial - WA | Existing | Process | Natural Gas | Process Boiler - Maintenance | A | Original Unit Energy Savings (kWh or therms) | Achievable Technical Potential | 0 | 0 | 4.7496 | 4.7496 | 4.7496 | 4.7496 | 4.7496 | 4.7496 | 4.7496 | 4.7496 | 4.7496 | 4.7496 | 4.7496 | 4.7496 | 4.7496 | 4.7496 | 4.7496 | 4.7496 | 4.7496 | 4.7496 | 4.7496 | 4.7496 | 4.7496 | 4.7496 | 4.7496 | 4.7496 | 4.7496
F2_Industrial_Industrial - WA_Existing_Process_Natural Gas_Process Boiler - Maintenance_A_Achievable Technical Potential | F2 | Industrial | Industrial - WA | Existing | Process | Natural Gas | Process Boiler - Maintenance | A | Original Unit Summer Peak Savings (kW) | Achievable Technical Potential | 0 | 0 | 0 | 0 | 0 | 0 | 0 | 0 | 0 | 0 | 0 | 0 | 0 | 0 | 0 | 0 | 0 | 0 | 0 | 0 | 0 | 0 | 0 | 0 | 0 | 0 | 0
F3_Industrial_Industrial - WA_Existing_Process_Natural Gas_Process Boiler - Maintenance_A_Achievable Technical Potential | F3 | Industrial | Industrial - WA | Existing | Process | Natural Gas | Process Boiler - Maintenance | A | Original Unit Winter Peak Savings (kW) | Achievable Technical Potential | 0 | 0 | 0 | 0 | 0 | 0 | 0 | 0 | 0 | 0 | 0 | 0 | 0 | 0 | 0 | 0 | 0 | 0 | 0 | 0 | 0 | 0 | 0 | 0 | 0 | 0 | 0
F4_Industrial_Industrial - WA_Existing_Process_Natural Gas_Process Boiler - Maintenance_A_Achievable Technical Potential | F4 | Industrial | Industrial - WA | Existing | Process | Natural Gas | Process Boiler - Maintenance | A | Standalone Impact on Baseline Energy (%) | Achievable Technical Potential | 0 | 0 | 0.00016782 | 0.0002884 | 0.00037489 | 0.00038147 | 0.00038816 | 0.00039497 | 0.0004019 | 0.00040895 | 0.00041612 | 0.00042342 | 0.00043085 | 0.00043841 | 0.0004461 | 0.00045393 | 0.00046189 | 0.00046999 | 0.00047824 | 0.00048663 | 0.00049517 | 0.00050385 | 0.00051269 | 0.00052169 | 0.00053084 | 0.00054015 | 0.00054963
F5_Industrial_Industrial - WA_Existing_Process_Natural Gas_Process Boiler - Maintenance_A_Achievable Technical Potential | F5 | Industrial | Industrial - WA | Existing | Process | Natural Gas | Process Boiler - Maintenance | A | Standalone Impact on Baseline Summer Peak (%) | Achievable Technical Potential | 0 | 0 | 0 | 0 | 0 | 0 | 0 | 0 | 0 | 0 | 0 | 0 | 0 | 0 | 0 | 0 | 0 | 0 | 0 | 0 | 0 | 0 | 0 | 0 | 0 | 0 | 0
F6_Industrial_Industrial - WA_Existing_Process_Natural Gas_Process Boiler - Maintenance_A_Achievable Technical Potential | F6 | Industrial | Industrial - WA | Existing | Process | Natural Gas | Process Boiler - Maintenance | A | Standalone Impact on Baseline Winter Peak (%) | Achievable Technical Potential | 0 | 0 | 0 | 0 | 0 | 0 | 0 | 0 | 0 | 0 | 0 | 0 | 0 | 0 | 0 | 0 | 0 | 0 | 0 | 0 | 0 | 0 | 0 | 0 | 0 | 0 | 0
F7_Industrial_Industrial - WA_Existing_Process_Natural Gas_Process Boiler - Maintenance_A_Achievable Technical Potential | F7 | Industrial | Industrial - WA | Existing | Process | Natural Gas | Process Boiler - Maintenance | A | Incremental Energy Savings (MWh or mTherms) | Achievable Technical Potential | 0 | 0 | 0.38512 | 0.26529 | 0.18048 | 0 | 0 | 0 | 0 | 0 | 0 | 0 | 0 | 0 | 0 | 0 | 0 | 0 | 0 | 0 | 0 | 0 | 0 | 0 | 0 | 0 | 0
F8_Industrial_Industrial - WA_Existing_Process_Natural Gas_Process Boiler - Maintenance_A_Achievable Technical Potential | F8 | Industrial | Industrial - WA | Existing | Process | Natural Gas | Process Boiler - Maintenance | A | Incremental Summer Peak Savings (MW) | Achievable Technical Potential | 0 | 0 | 0 | 0 | 0 | 0 | 0 | 0 | 0 | 0 | 0 | 0 | 0 | 0 | 0 | 0 | 0 | 0 | 0 | 0 | 0 | 0 | 0 | 0 | 0 | 0 | 0
F9_Industrial_Industrial - WA_Existing_Process_Natural Gas_Process Boiler - Maintenance_A_Achievable Technical Potential | F9 | Industrial | Industrial - WA | Existing | Process | Natural Gas | Process Boiler - Maintenance | A | Incremental Winter Peak Savings (MW) | Achievable Technical Potential | 0 | 0 | 0 | 0 | 0 | 0 | 0 | 0 | 0 | 0 | 0 | 0 | 0 | 0 | 0 | 0 | 0 | 0 | 0 | 0 | 0 | 0 | 0 | 0 | 0 | 0 | 0
F10_Industrial_Industrial - WA_Existing_Process_Natural Gas_Process Boiler - Maintenance_A_Achievable Technical Potential | F10 | Industrial | Industrial - WA | Existing | Process | Natural Gas | Process Boiler - Maintenance | A | Cumulative Energy Savings (MWh or mTherms) | Achievable Technical Potential | 0 | 0 | 0.38512 | 0.65041 | 0.83089 | 0.83089 | 0.83089 | 0.83089 | 0.83089 | 0.83089 | 0.83089 | 0.83089 | 0.83089 | 0.83089 | 0.83089 | 0.83089 | 0.83089 | 0.83089 | 0.83089 | 0.83089 | 0.83089 | 0.83089 | 0.83089 | 0.83089 | 0.83089 | 0.83089 | 0.83089
F11_Industrial_Industrial - WA_Existing_Process_Natural Gas_Process Boiler - Maintenance_A_Achievable Technical Potential | F11 | Industrial | Industrial - WA | Existing | Process | Natural Gas | Process Boiler - Maintenance | A | Cumulative Summer Peak Savings (MW) | Achievable Technical Potential | 0 | 0 | 0 | 0 | 0 | 0 | 0 | 0 | 0 | 0 | 0 | 0 | 0 | 0 | 0 | 0 | 0 | 0 | 0 | 0 | 0 | 0 | 0 | 0 | 0 | 0 | 0
F12_Industrial_Industrial - WA_Existing_Process_Natural Gas_Process Boiler - Maintenance_A_Achievable Technical Potential | F12 | Industrial | Industrial - WA | Existing | Process | Natural Gas | Process Boiler - Maintenance | A | Cumulative Winter Peak Savings (MW) | Achievable Technical Potential | 0 | 0 | 0 | 0 | 0 | 0 | 0 | 0 | 0 | 0 | 0 | 0 | 0 | 0 | 0 | 0 | 0 | 0 | 0 | 0 | 0 | 0 | 0 | 0 | 0 | 0 | 0
F13_Industrial_Industrial - WA_Existing_Process_Natural Gas_Process Boiler - Maintenance_A_Achievable Technical Potential | F13 | Industrial | Industrial - WA | Existing | Process | Natural Gas | Process Boiler - Maintenance | A | Purchases (Incremental) | Achievable Technical Potential | 0 | 0 | 81.0847 | 55.854 | 37.9993 | 0 | 0 | 0 | 0 | 0 | 0 | 0 | 0 | 0 | 0 | 0 | 0 | 0 | 0 | 0 | 0 | 0 | 0 | 0 | 0 | 0 | 0
F14_Industrial_Industrial - WA_Existing_Process_Natural Gas_Process Boiler - Maintenance_A_Achievable Technical Potential | F14 | Industrial | Industrial - WA | Existing | Process | Natural Gas | Process Boiler - Maintenance | A | Purchases (Cumulative) | Achievable Technical Potential | 0 | 0 | 81.0847 | 136.9387 | 174.938 | 174.938 | 174.938 | 174.938 | 174.938 | 174.938 | 174.938 | 174.938 | 174.938 | 174.938 | 174.938 | 174.938 | 174.938 | 174.938 | 174.938 | 174.938 | 174.938 | 174.938 | 174.938 | 174.938 | 174.938 | 174.938 | 174.938
F1_Industrial_Industrial - WA_Existing_Process_Natural Gas_Process - Heat Recovery_A_Achievable Technical Potential | F1 | Industrial | Industrial - WA | Existing | Process | Natural Gas | Process - Heat Recovery | A | Original Unit Energy Savings (kWh or therms) | Achievable Technical Potential | 0 | 0 | 0.7095 | 0.7095 | 0.7095 | 0.7095 | 0.7095 | 0.7095 | 0.7095 | 0.7095 | 0.7095 | 0.7095 | 0.7095 | 0.7095 | 0.7095 | 0.7095 | 0.7095 | 0.7095 | 0.7095 | 0.7095 | 0.7095 | 0.7095 | 0.7095 | 0.7095 | 0.7095 | 0.7095 | 0.7095
F2_Industrial_Industrial - WA_Existing_Process_Natural Gas_Process - Heat Recovery_A_Achievable Technical Potential | F2 | Industrial | Industrial - WA | Existing | Process | Natural Gas | Process - Heat Recovery | A | Original Unit Summer Peak Savings (kW) | Achievable Technical Potential | 0 | 0 | 0 | 0 | 0 | 0 | 0 | 0 | 0 | 0 | 0 | 0 | 0 | 0 | 0 | 0 | 0 | 0 | 0 | 0 | 0 | 0 | 0 | 0 | 0 | 0 | 0
F3_Industrial_Industrial - WA_Existing_Process_Natural Gas_Process - Heat Recovery_A_Achievable Technical Potential | F3 | Industrial | Industrial - WA | Existing | Process | Natural Gas | Process - Heat Recovery | A | Original Unit Winter Peak Savings (kW) | Achievable Technical Potential | 0 | 0 | 0 | 0 | 0 | 0 | 0 | 0 | 0 | 0 | 0 | 0 | 0 | 0 | 0 | 0 | 0 | 0 | 0 | 0 | 0 | 0 | 0 | 0 | 0 | 0 | 0
F4_Industrial_Industrial - WA_Existing_Process_Natural Gas_Process - Heat Recovery_A_Achievable Technical Potential | F4 | Industrial | Industrial - WA | Existing | Process | Natural Gas | Process - Heat Recovery | A | Standalone Impact on Baseline Energy (%) | Achievable Technical Potential | 0 | 0 | 0.0057375 | 0.011576 | 0.017516 | 0.023561 | 0.029712 | 0.035971 | 0.042339 | 0.04882 | 0.055413 | 0.062123 | 0.068951 | 0.075898 | 0.082967 | 0.09016 | 0.097479 | 0.10493 | 0.11251 | 0.12022 | 0.12806 | 0.13605 | 0.13843 | 0.14086 | 0.14333 | 0.14585 | 0.14841
F5_Industrial_Industrial - WA_Existing_Process_Natural Gas_Process - Heat Recovery_A_Achievable Technical Potential | F5 | Industrial | Industrial - WA | Existing | Process | Natural Gas | Process - Heat Recovery | A | Standalone Impact on Baseline Summer Peak (%) | Achievable Technical Potential | 0 | 0 | 0 | 0 | 0 | 0 | 0 | 0 | 0 | 0 | 0 | 0 | 0 | 0 | 0 | 0 | 0 | 0 | 0 | 0 | 0 | 0 | 0 | 0 | 0 | 0 | 0
F6_Industrial_Industrial - WA_Existing_Process_Natural Gas_Process - Heat Recovery_A_Achievable Technical Potential | F6 | Industrial | Industrial - WA | Existing | Process | Natural Gas | Process - Heat Recovery | A | Standalone Impact on Baseline Winter Peak (%) | Achievable Technical Potential | 0 | 0 | 0 | 0 | 0 | 0 | 0 | 0 | 0 | 0 | 0 | 0 | 0 | 0 | 0 | 0 | 0 | 0 | 0 | 0 | 0 | 0 | 0 | 0 | 0 | 0 | 0
F7_Industrial_Industrial - WA_Existing_Process_Natural Gas_Process - Heat Recovery_A_Achievable Technical Potential | F7 | Industrial | Industrial - WA | Existing | Process | Natural Gas | Process - Heat Recovery | A | Incremental Energy Savings (MWh or mTherms) | Achievable Technical Potential | 0 | 0 | 13.1665 | 12.9395 | 12.7164 | 12.4971 | 12.2817 | 12.0699 | 11.8618 | 11.6573 | 11.4563 | 11.2588 | 11.0647 | 10.8739 | 10.6864 | 10.5022 | 10.3211 | 10.1432 | 9.9683 | 9.7964 | 9.6275 | 9.4615 | 0 | 0 | 0 | 0 | 0
F8_Industrial_Industrial - WA_Existing_Process_Natural Gas_Process - Heat Recovery_A_Achievable Technical Potential | F8 | Industrial | Industrial - WA | Existing | Process | Natural Gas | Process - Heat Recovery | A | Incremental Summer Peak Savings (MW) | Achievable Technical Potential | 0 | 0 | 0 | 0 | 0 | 0 | 0 | 0 | 0 | 0 | 0 | 0 | 0 | 0 | 0 | 0 | 0 | 0 | 0 | 0 | 0 | 0 | 0 | 0 | 0 | 0 | 0
F9_Industrial_Industrial - WA_Existing_Process_Natural Gas_Process - Heat Recovery_A_Achievable Technical Potential | F9 | Industrial | Industrial - WA | Existing | Process | Natural Gas | Process - Heat Recovery | A | Incremental Winter Peak Savings (MW) | Achievable Technical Potential | 0 | 0 | 0 | 0 | 0 | 0 | 0 | 0 | 0 | 0 | 0 | 0 | 0 | 0 | 0 | 0 | 0 | 0 | 0 | 0 | 0 | 0 | 0 | 0 | 0 | 0 | 0
F10_Industrial_Industrial - WA_Existing_Process_Natural Gas_Process - Heat Recovery_A_Achievable Technical Potential | F10 | Industrial | Industrial - WA | Existing | Process | Natural Gas | Process - Heat Recovery | A | Cumulative Energy Savings (MWh or mTherms) | Achievable Technical Potential | 0 | 0 | 13.1665 | 26.106 | 38.8224 | 51.3195 | 63.6012 | 75.6711 | 87.5329 | 99.1902 | 110.6465 | 121.9053 | 132.97 | 143.8439 | 154.5303 | 165.0325 | 175.3536 | 185.4968 | 195.465 | 205.2614 | 214.8889 | 224.3505 | 224.3505 | 224.3505 | 224.3505 | 224.3505 | 224.3505
F11_Industrial_Industrial - WA_Existing_Process_Natural Gas_Process - Heat Recovery_A_Achievable Technical Potential | F11 | Industrial | Industrial - WA | Existing | Process | Natural Gas | Process - Heat Recovery | A | Cumulative Summer Peak Savings (MW) | Achievable Technical Potential | 0 | 0 | 0 | 0 | 0 | 0 | 0 | 0 | 0 | 0 | 0 | 0 | 0 | 0 | 0 | 0 | 0 | 0 | 0 | 0 | 0 | 0 | 0 | 0 | 0 | 0 | 0
F12_Industrial_Industrial - WA_Existing_Process_Natural Gas_Process - Heat Recovery_A_Achievable Technical Potential | F12 | Industrial | Industrial - WA | Existing | Process | Natural Gas | Process - Heat Recovery | A | Cumulative Winter Peak Savings (MW) | Achievable Technical Potential | 0 | 0 | 0 | 0 | 0 | 0 | 0 | 0 | 0 | 0 | 0 | 0 | 0 | 0 | 0 | 0 | 0 | 0 | 0 | 0 | 0 | 0 | 0 | 0 | 0 | 0 | 0
F13_Industrial_Industrial - WA_Existing_Process_Natural Gas_Process - Heat Recovery_A_Achievable Technical Potential | F13 | Industrial | Industrial - WA | Existing | Process | Natural Gas | Process - Heat Recovery | A | Purchases (Incremental) | Achievable Technical Potential | 0 | 0 | 18557.5369 | 18237.5794 | 17923.1383 | 17614.1187 | 17310.427 | 17011.9714 | 16718.6615 | 16430.4087 | 16147.1258 | 15868.7271 | 15595.1284 | 15326.2468 | 15062.0012 | 14802.3115 | 14547.0993 | 14296.2872 | 14049.7995 | 13807.5616 | 13569.5002 | 13335.5433 | 0 | 0 | 0 | 0 | 0
F14_Industrial_Industrial - WA_Existing_Process_Natural Gas_Process - Heat Recovery_A_Achievable Technical Potential | F14 | Industrial | Industrial - WA | Existing | Process | Natural Gas | Process - Heat Recovery | A | Purchases (Cumulative) | Achievable Technical Potential | 0 | 0 | 18557.5369 | 36795.1162 | 54718.2546 | 72332.3733 | 89642.8003 | 106654.7717 | 123373.4332 | 139803.8419 | 155950.9677 | 171819.6948 | 187414.8232 | 202741.07 | 217803.0712 | 232605.3827 | 247152.482 | 261448.7692 | 275498.5687 | 289306.1303 | 302875.6304 | 316211.1737 | 316211.1737 | 316211.1737 | 316211.1737 | 316211.1737 | 316211.1737
F1_Industrial_Industrial - WA_Existing_Space Heating_Natural Gas_Strategic Energy Management_A_Achievable Technical Potential | F1 | Industrial | Industrial - WA | Existing | Space Heating | Natural Gas | Strategic Energy Management | A | Original Unit Energy Savings (kWh or therms) | Achievable Technical Potential | 0 | 0 | 0.033661 | 0.033598 | 0.03353 | 0.033458 | 0.033383 | 0.033305 | 0.033225 | 0.033143 | 0.03306 | 0.032975 | 0.032891 | 0.032806 | 0.032721 | 0.032637 | 0.032553 | 0.03247 | 0.032388 | 0.032312 | 0.032242 | 0.032177 | 0.032117 | 0.032062 | 0.032012 | 0.031965 | 0.031922
F2_Industrial_Industrial - WA_Existing_Space Heating_Natural Gas_Strategic Energy Management_A_Achievable Technical Potential | F2 | Industrial | Industrial - WA | Existing | Space Heating | Natural Gas | Strategic Energy Management | A | Original Unit Summer Peak Savings (kW) | Achievable Technical Potential | 0 | 0 | 0 | 0 | 0 | 0 | 0 | 0 | 0 | 0 | 0 | 0 | 0 | 0 | 0 | 0 | 0 | 0 | 0 | 0 | 0 | 0 | 0 | 0 | 0 | 0 | 0
F3_Industrial_Industrial - WA_Existing_Space Heating_Natural Gas_Strategic Energy Management_A_Achievable Technical Potential | F3 | Industrial | Industrial - WA | Existing | Space Heating | Natural Gas | Strategic Energy Management | A | Original Unit Winter Peak Savings (kW) | Achievable Technical Potential | 0 | 0 | 0 | 0 | 0 | 0 | 0 | 0 | 0 | 0 | 0 | 0 | 0 | 0 | 0 | 0 | 0 | 0 | 0 | 0 | 0 | 0 | 0 | 0 | 0 | 0 | 0
F4_Industrial_Industrial - WA_Existing_Space Heating_Natural Gas_Strategic Energy Management_A_Achievable Technical Potential | F4 | Industrial | Industrial - WA | Existing | Space Heating | Natural Gas | Strategic Energy Management | A | Standalone Impact on Baseline Energy (%) | Achievable Technical Potential | 0 | 0 | 0 | 0 | 0 | 0 | 0 | 0 | 0 | 0 | 0 | 0 | 0 | 0 | 0 | 0 | 0 | 0 | 0 | 0 | 0 | 0 | 0 | 0 | 0 | 0 | 0
F5_Industrial_Industrial - WA_Existing_Space Heating_Natural Gas_Strategic Energy Management_A_Achievable Technical Potential | F5 | Industrial | Industrial - WA | Existing | Space Heating | Natural Gas | Strategic Energy Management | A | Standalone Impact on Baseline Summer Peak (%) | Achievable Technical Potential | 0 | 0 | 0 | 0 | 0 | 0 | 0 | 0 | 0 | 0 | 0 | 0 | 0 | 0 | 0 | 0 | 0 | 0 | 0 | 0 | 0 | 0 | 0 | 0 | 0 | 0 | 0
F6_Industrial_Industrial - WA_Existing_Space Heating_Natural Gas_Strategic Energy Management_A_Achievable Technical Potential | F6 | Industrial | Industrial - WA | Existing | Space Heating | Natural Gas | Strategic Energy Management | A | Standalone Impact on Baseline Winter Peak (%) | Achievable Technical Potential | 0 | 0 | 0 | 0 | 0 | 0 | 0 | 0 | 0 | 0 | 0 | 0 | 0 | 0 | 0 | 0 | 0 | 0 | 0 | 0 | 0 | 0 | 0 | 0 | 0 | 0 | 0
F7_Industrial_Industrial - WA_Existing_Space Heating_Natural Gas_Strategic Energy Management_A_Achievable Technical Potential | F7 | Industrial | Industrial - WA | Existing | Space Heating | Natural Gas | Strategic Energy Management | A | Incremental Energy Savings (MWh or mTherms) | Achievable Technical Potential | 0 | 0 | 0 | 0 | 0 | 0 | 0 | 0 | 0 | 0 | 0 | 0 | 0 | 0 | 0 | 0 | 0 | 0 | 0 | 0 | 0 | 0 | 0 | 0 | 0 | 0 | 0
F8_Industrial_Industrial - WA_Existing_Space Heating_Natural Gas_Strategic Energy Management_A_Achievable Technical Potential | F8 | Industrial | Industrial - WA | Existing | Space Heating | Natural Gas | Strategic Energy Management | A | Incremental Summer Peak Savings (MW) | Achievable Technical Potential | 0 | 0 | 0 | 0 | 0 | 0 | 0 | 0 | 0 | 0 | 0 | 0 | 0 | 0 | 0 | 0 | 0 | 0 | 0 | 0 | 0 | 0 | 0 | 0 | 0 | 0 | 0
F9_Industrial_Industrial - WA_Existing_Space Heating_Natural Gas_Strategic Energy Management_A_Achievable Technical Potential | F9 | Industrial | Industrial - WA | Existing | Space Heating | Natural Gas | Strategic Energy Management | A | Incremental Winter Peak Savings (MW) | Achievable Technical Potential | 0 | 0 | 0 | 0 | 0 | 0 | 0 | 0 | 0 | 0 | 0 | 0 | 0 | 0 | 0 | 0 | 0 | 0 | 0 | 0 | 0 | 0 | 0 | 0 | 0 | 0 | 0
F10_Industrial_Industrial - WA_Existing_Space Heating_Natural Gas_Strategic Energy Management_A_Achievable Technical Potential | F10 | Industrial | Industrial - WA | Existing | Space Heating | Natural Gas | Strategic Energy Management | A | Cumulative Energy Savings (MWh or mTherms) | Achievable Technical Potential | 0 | 0 | 0 | 0 | 0 | 0 | 0 | 0 | 0 | 0 | 0 | 0 | 0 | 0 | 0 | 0 | 0 | 0 | 0 | 0 | 0 | 0 | 0 | 0 | 0 | 0 | 0
F11_Industrial_Industrial - WA_Existing_Space Heating_Natural Gas_Strategic Energy Management_A_Achievable Technical Potential | F11 | Industrial | Industrial - WA | Existing | Space Heating | Natural Gas | Strategic Energy Management | A | Cumulative Summer Peak Savings (MW) | Achievable Technical Potential | 0 | 0 | 0 | 0 | 0 | 0 | 0 | 0 | 0 | 0 | 0 | 0 | 0 | 0 | 0 | 0 | 0 | 0 | 0 | 0 | 0 | 0 | 0 | 0 | 0 | 0 | 0
F12_Industrial_Industrial - WA_Existing_Space Heating_Natural Gas_Strategic Energy Management_A_Achievable Technical Potential | F12 | Industrial | Industrial - WA | Existing | Space Heating | Natural Gas | Strategic Energy Management | A | Cumulative Winter Peak Savings (MW) | Achievable Technical Potential | 0 | 0 | 0 | 0 | 0 | 0 | 0 | 0 | 0 | 0 | 0 | 0 | 0 | 0 | 0 | 0 | 0 | 0 | 0 | 0 | 0 | 0 | 0 | 0 | 0 | 0 | 0
F13_Industrial_Industrial - WA_Existing_Space Heating_Natural Gas_Strategic Energy Management_A_Achievable Technical Potential | F13 | Industrial | Industrial - WA | Existing | Space Heating | Natural Gas | Strategic Energy Management | A | Purchases (Incremental) | Achievable Technical Potential | 0 | 0 | 0 | 0 | 0 | 0 | 0 | 0 | 0 | 0 | 0 | 0 | 0 | 0 | 0 | 0 | 0 | 0 | 0 | 0 | 0 | 0 | 0 | 0 | 0 | 0 | 0
F14_Industrial_Industrial - WA_Existing_Space Heating_Natural Gas_Strategic Energy Management_A_Achievable Technical Potential | F14 | Industrial | Industrial - WA | Existing | Space Heating | Natural Gas | Strategic Energy Management | A | Purchases (Cumulative) | Achievable Technical Potential | 0 | 0 | 0 | 0 | 0 | 0 | 0 | 0 | 0 | 0 | 0 | 0 | 0 | 0 | 0 | 0 | 0 | 0 | 0 | 0 | 0 | 0 | 0 | 0 | 0 | 0 | 0
F1_Industrial_Industrial - WA_Existing_Process_Natural Gas_Strategic Energy Management_A_Achievable Technical Potential | F1 | Industrial | Industrial - WA | Existing | Process | Natural Gas | Strategic Energy Management | A | Original Unit Energy Savings (kWh or therms) | Achievable Technical Potential | 0 | 0 | 0.11556 | 0.11556 | 0.11556 | 0.11556 | 0.11556 | 0.11556 | 0.11556 | 0.11556 | 0.11556 | 0.11556 | 0.11556 | 0.11556 | 0.11556 | 0.11556 | 0.11556 | 0.11556 | 0.11556 | 0.11556 | 0.11556 | 0.11556 | 0.11556 | 0.11556 | 0.11556 | 0.11556 | 0.11556
F2_Industrial_Industrial - WA_Existing_Process_Natural Gas_Strategic Energy Management_A_Achievable Technical Potential | F2 | Industrial | Industrial - WA | Existing | Process | Natural Gas | Strategic Energy Management | A | Original Unit Summer Peak Savings (kW) | Achievable Technical Potential | 0 | 0 | 0 | 0 | 0 | 0 | 0 | 0 | 0 | 0 | 0 | 0 | 0 | 0 | 0 | 0 | 0 | 0 | 0 | 0 | 0 | 0 | 0 | 0 | 0 | 0 | 0
F3_Industrial_Industrial - WA_Existing_Process_Natural Gas_Strategic Energy Management_A_Achievable Technical Potential | F3 | Industrial | Industrial - WA | Existing | Process | Natural Gas | Strategic Energy Management | A | Original Unit Winter Peak Savings (kW) | Achievable Technical Potential | 0 | 0 | 0 | 0 | 0 | 0 | 0 | 0 | 0 | 0 | 0 | 0 | 0 | 0 | 0 | 0 | 0 | 0 | 0 | 0 | 0 | 0 | 0 | 0 | 0 | 0 | 0
F4_Industrial_Industrial - WA_Existing_Process_Natural Gas_Strategic Energy Management_A_Achievable Technical Potential | F4 | Industrial | Industrial - WA | Existing | Process | Natural Gas | Strategic Energy Management | A | Standalone Impact on Baseline Energy (%) | Achievable Technical Potential | 0 | 0 | 0 | 0 | 0 | 0 | 0 | 0 | 0 | 0 | 0 | 0 | 0 | 0 | 0 | 0 | 0 | 0 | 0 | 0 | 0 | 0 | 0 | 0 | 0 | 0 | 0
F5_Industrial_Industrial - WA_Existing_Process_Natural Gas_Strategic Energy Management_A_Achievable Technical Potential | F5 | Industrial | Industrial - WA | Existing | Process | Natural Gas | Strategic Energy Management | A | Standalone Impact on Baseline Summer Peak (%) | Achievable Technical Potential | 0 | 0 | 0 | 0 | 0 | 0 | 0 | 0 | 0 | 0 | 0 | 0 | 0 | 0 | 0 | 0 | 0 | 0 | 0 | 0 | 0 | 0 | 0 | 0 | 0 | 0 | 0
F6_Industrial_Industrial - WA_Existing_Process_Natural Gas_Strategic Energy Management_A_Achievable Technical Potential | F6 | Industrial | Industrial - WA | Existing | Process | Natural Gas | Strategic Energy Management | A | Standalone Impact on Baseline Winter Peak (%) | Achievable Technical Potential | 0 | 0 | 0 | 0 | 0 | 0 | 0 | 0 | 0 | 0 | 0 | 0 | 0 | 0 | 0 | 0 | 0 | 0 | 0 | 0 | 0 | 0 | 0 | 0 | 0 | 0 | 0
F7_Industrial_Industrial - WA_Existing_Process_Natural Gas_Strategic Energy Management_A_Achievable Technical Potential | F7 | Industrial | Industrial - WA | Existing | Process | Natural Gas | Strategic Energy Management | A | Incremental Energy Savings (MWh or mTherms) | Achievable Technical Potential | 0 | 0 | 0 | 0 | 0 | 0 | 0 | 0 | 0 | 0 | 0 | 0 | 0 | 0 | 0 | 0 | 0 | 0 | 0 | 0 | 0 | 0 | 0 | 0 | 0 | 0 | 0
F8_Industrial_Industrial - WA_Existing_Process_Natural Gas_Strategic Energy Management_A_Achievable Technical Potential | F8 | Industrial | Industrial - WA | Existing | Process | Natural Gas | Strategic Energy Management | A | Incremental Summer Peak Savings (MW) | Achievable Technical Potential | 0 | 0 | 0 | 0 | 0 | 0 | 0 | 0 | 0 | 0 | 0 | 0 | 0 | 0 | 0 | 0 | 0 | 0 | 0 | 0 | 0 | 0 | 0 | 0 | 0 | 0 | 0
F9_Industrial_Industrial - WA_Existing_Process_Natural Gas_Strategic Energy Management_A_Achievable Technical Potential | F9 | Industrial | Industrial - WA | Existing | Process | Natural Gas | Strategic Energy Management | A | Incremental Winter Peak Savings (MW) | Achievable Technical Potential | 0 | 0 | 0 | 0 | 0 | 0 | 0 | 0 | 0 | 0 | 0 | 0 | 0 | 0 | 0 | 0 | 0 | 0 | 0 | 0 | 0 | 0 | 0 | 0 | 0 | 0 | 0
F10_Industrial_Industrial - WA_Existing_Process_Natural Gas_Strategic Energy Management_A_Achievable Technical Potential | F10 | Industrial | Industrial - WA | Existing | Process | Natural Gas | Strategic Energy Management | A | Cumulative Energy Savings (MWh or mTherms) | Achievable Technical Potential | 0 | 0 | 0 | 0 | 0 | 0 | 0 | 0 | 0 | 0 | 0 | 0 | 0 | 0 | 0 | 0 | 0 | 0 | 0 | 0 | 0 | 0 | 0 | 0 | 0 | 0 | 0
F11_Industrial_Industrial - WA_Existing_Process_Natural Gas_Strategic Energy Management_A_Achievable Technical Potential | F11 | Industrial | Industrial - WA | Existing | Process | Natural Gas | Strategic Energy Management | A | Cumulative Summer Peak Savings (MW) | Achievable Technical Potential | 0 | 0 | 0 | 0 | 0 | 0 | 0 | 0 | 0 | 0 | 0 | 0 | 0 | 0 | 0 | 0 | 0 | 0 | 0 | 0 | 0 | 0 | 0 | 0 | 0 | 0 | 0
F12_Industrial_Industrial - WA_Existing_Process_Natural Gas_Strategic Energy Management_A_Achievable Technical Potential | F12 | Industrial | Industrial - WA | Existing | Process | Natural Gas | Strategic Energy Management | A | Cumulative Winter Peak Savings (MW) | Achievable Technical Potential | 0 | 0 | 0 | 0 | 0 | 0 | 0 | 0 | 0 | 0 | 0 | 0 | 0 | 0 | 0 | 0 | 0 | 0 | 0 | 0 | 0 | 0 | 0 | 0 | 0 | 0 | 0
F13_Industrial_Industrial - WA_Existing_Process_Natural Gas_Strategic Energy Management_A_Achievable Technical Potential | F13 | Industrial | Industrial - WA | Existing | Process | Natural Gas | Strategic Energy Management | A | Purchases (Incremental) | Achievable Technical Potential | 0 | 0 | 0 | 0 | 0 | 0 | 0 | 0 | 0 | 0 | 0 | 0 | 0 | 0 | 0 | 0 | 0 | 0 | 0 | 0 | 0 | 0 | 0 | 0 | 0 | 0 | 0
F14_Industrial_Industrial - WA_Existing_Process_Natural Gas_Strategic Energy Management_A_Achievable Technical Potential | F14 | Industrial | Industrial - WA | Existing | Process | Natural Gas | Strategic Energy Management | A | Purchases (Cumulative) | Achievable Technical Potential | 0 | 0 | 0 | 0 | 0 | 0 | 0 | 0 | 0 | 0 | 0 | 0 | 0 | 0 | 0 | 0 | 0 | 0 | 0 | 0 | 0 | 0 | 0 | 0 | 0 | 0 | 0
F1_Industrial_Industrial - WA_Existing_Miscellaneous_Natural Gas_Strategic Energy Management_A_Achievable Technical Potential | F1 | Industrial | Industrial - WA | Existing | Miscellaneous | Natural Gas | Strategic Energy Management | A | Original Unit Energy Savings (kWh or therms) | Achievable Technical Potential | 0 | 0 | 0.025233 | 0.025233 | 0.025233 | 0.025233 | 0.025233 | 0.025233 | 0.025233 | 0.025233 | 0.025233 | 0.025233 | 0.025233 | 0.025233 | 0.025233 | 0.025233 | 0.025233 | 0.025233 | 0.025233 | 0.025233 | 0.025233 | 0.025233 | 0.025233 | 0.025233 | 0.025233 | 0.025233 | 0.025233
F2_Industrial_Industrial - WA_Existing_Miscellaneous_Natural Gas_Strategic Energy Management_A_Achievable Technical Potential | F2 | Industrial | Industrial - WA | Existing | Miscellaneous | Natural Gas | Strategic Energy Management | A | Original Unit Summer Peak Savings (kW) | Achievable Technical Potential | 0 | 0 | 0 | 0 | 0 | 0 | 0 | 0 | 0 | 0 | 0 | 0 | 0 | 0 | 0 | 0 | 0 | 0 | 0 | 0 | 0 | 0 | 0 | 0 | 0 | 0 | 0
F3_Industrial_Industrial - WA_Existing_Miscellaneous_Natural Gas_Strategic Energy Management_A_Achievable Technical Potential | F3 | Industrial | Industrial - WA | Existing | Miscellaneous | Natural Gas | Strategic Energy Management | A | Original Unit Winter Peak Savings (kW) | Achievable Technical Potential | 0 | 0 | 0 | 0 | 0 | 0 | 0 | 0 | 0 | 0 | 0 | 0 | 0 | 0 | 0 | 0 | 0 | 0 | 0 | 0 | 0 | 0 | 0 | 0 | 0 | 0 | 0
F4_Industrial_Industrial - WA_Existing_Miscellaneous_Natural Gas_Strategic Energy Management_A_Achievable Technical Potential | F4 | Industrial | Industrial - WA | Existing | Miscellaneous | Natural Gas | Strategic Energy Management | A | Standalone Impact on Baseline Energy (%) | Achievable Technical Potential | 0 | 0 | 0 | 0 | 0 | 0 | 0 | 0 | 0 | 0 | 0 | 0 | 0 | 0 | 0 | 0 | 0 | 0 | 0 | 0 | 0 | 0 | 0 | 0 | 0 | 0 | 0
F5_Industrial_Industrial - WA_Existing_Miscellaneous_Natural Gas_Strategic Energy Management_A_Achievable Technical Potential | F5 | Industrial | Industrial - WA | Existing | Miscellaneous | Natural Gas | Strategic Energy Management | A | Standalone Impact on Baseline Summer Peak (%) | Achievable Technical Potential | 0 | 0 | 0 | 0 | 0 | 0 | 0 | 0 | 0 | 0 | 0 | 0 | 0 | 0 | 0 | 0 | 0 | 0 | 0 | 0 | 0 | 0 | 0 | 0 | 0 | 0 | 0
F6_Industrial_Industrial - WA_Existing_Miscellaneous_Natural Gas_Strategic Energy Management_A_Achievable Technical Potential | F6 | Industrial | Industrial - WA | Existing | Miscellaneous | Natural Gas | Strategic Energy Management | A | Standalone Impact on Baseline Winter Peak (%) | Achievable Technical Potential | 0 | 0 | 0 | 0 | 0 | 0 | 0 | 0 | 0 | 0 | 0 | 0 | 0 | 0 | 0 | 0 | 0 | 0 | 0 | 0 | 0 | 0 | 0 | 0 | 0 | 0 | 0
F7_Industrial_Industrial - WA_Existing_Miscellaneous_Natural Gas_Strategic Energy Management_A_Achievable Technical Potential | F7 | Industrial | Industrial - WA | Existing | Miscellaneous | Natural Gas | Strategic Energy Management | A | Incremental Energy Savings (MWh or mTherms) | Achievable Technical Potential | 0 | 0 | 0 | 0 | 0 | 0 | 0 | 0 | 0 | 0 | 0 | 0 | 0 | 0 | 0 | 0 | 0 | 0 | 0 | 0 | 0 | 0 | 0 | 0 | 0 | 0 | 0
F8_Industrial_Industrial - WA_Existing_Miscellaneous_Natural Gas_Strategic Energy Management_A_Achievable Technical Potential | F8 | Industrial | Industrial - WA | Existing | Miscellaneous | Natural Gas | Strategic Energy Management | A | Incremental Summer Peak Savings (MW) | Achievable Technical Potential | 0 | 0 | 0 | 0 | 0 | 0 | 0 | 0 | 0 | 0 | 0 | 0 | 0 | 0 | 0 | 0 | 0 | 0 | 0 | 0 | 0 | 0 | 0 | 0 | 0 | 0 | 0
F9_Industrial_Industrial - WA_Existing_Miscellaneous_Natural Gas_Strategic Energy Management_A_Achievable Technical Potential | F9 | Industrial | Industrial - WA | Existing | Miscellaneous | Natural Gas | Strategic Energy Management | A | Incremental Winter Peak Savings (MW) | Achievable Technical Potential | 0 | 0 | 0 | 0 | 0 | 0 | 0 | 0 | 0 | 0 | 0 | 0 | 0 | 0 | 0 | 0 | 0 | 0 | 0 | 0 | 0 | 0 | 0 | 0 | 0 | 0 | 0
F10_Industrial_Industrial - WA_Existing_Miscellaneous_Natural Gas_Strategic Energy Management_A_Achievable Technical Potential | F10 | Industrial | Industrial - WA | Existing | Miscellaneous | Natural Gas | Strategic Energy Management | A | Cumulative Energy Savings (MWh or mTherms) | Achievable Technical Potential | 0 | 0 | 0 | 0 | 0 | 0 | 0 | 0 | 0 | 0 | 0 | 0 | 0 | 0 | 0 | 0 | 0 | 0 | 0 | 0 | 0 | 0 | 0 | 0 | 0 | 0 | 0
F11_Industrial_Industrial - WA_Existing_Miscellaneous_Natural Gas_Strategic Energy Management_A_Achievable Technical Potential | F11 | Industrial | Industrial - WA | Existing | Miscellaneous | Natural Gas | Strategic Energy Management | A | Cumulative Summer Peak Savings (MW) | Achievable Technical Potential | 0 | 0 | 0 | 0 | 0 | 0 | 0 | 0 | 0 | 0 | 0 | 0 | 0 | 0 | 0 | 0 | 0 | 0 | 0 | 0 | 0 | 0 | 0 | 0 | 0 | 0 | 0
F12_Industrial_Industrial - WA_Existing_Miscellaneous_Natural Gas_Strategic Energy Management_A_Achievable Technical Potential | F12 | Industrial | Industrial - WA | Existing | Miscellaneous | Natural Gas | Strategic Energy Management | A | Cumulative Winter Peak Savings (MW) | Achievable Technical Potential | 0 | 0 | 0 | 0 | 0 | 0 | 0 | 0 | 0 | 0 | 0 | 0 | 0 | 0 | 0 | 0 | 0 | 0 | 0 | 0 | 0 | 0 | 0 | 0 | 0 | 0 | 0
F13_Industrial_Industrial - WA_Existing_Miscellaneous_Natural Gas_Strategic Energy Management_A_Achievable Technical Potential | F13 | Industrial | Industrial - WA | Existing | Miscellaneous | Natural Gas | Strategic Energy Management | A | Purchases (Incremental) | Achievable Technical Potential | 0 | 0 | 0 | 0 | 0 | 0 | 0 | 0 | 0 | 0 | 0 | 0 | 0 | 0 | 0 | 0 | 0 | 0 | 0 | 0 | 0 | 0 | 0 | 0 | 0 | 0 | 0
F14_Industrial_Industrial - WA_Existing_Miscellaneous_Natural Gas_Strategic Energy Management_A_Achievable Technical Potential | F14 | Industrial | Industrial - WA | Existing | Miscellaneous | Natural Gas | Strategic Energy Management | A | Purchases (Cumulative) | Achievable Technical Potential | 0 | 0 | 0 | 0 | 0 | 0 | 0 | 0 | 0 | 0 | 0 | 0 | 0 | 0 | 0 | 0 | 0 | 0 | 0 | 0 | 0 | 0 | 0 | 0 | 0 | 0 | 0
F1_Industrial_Industrial - WA_Existing_Space Heating_Natural Gas_Retrocommissioning_A_Achievable Technical Potential | F1 | Industrial | Industrial - WA | Existing | Space Heating | Natural Gas | Retrocommissioning | A | Original Unit Energy Savings (kWh or therms) | Achievable Technical Potential | 0 | 0 | 0.041332 | 0.041255 | 0.041171 | 0.041083 | 0.040991 | 0.040895 | 0.040797 | 0.040696 | 0.040594 | 0.040491 | 0.040387 | 0.040283 | 0.040178 | 0.040075 | 0.039972 | 0.03987 | 0.03977 | 0.039677 | 0.03959 | 0.03951 | 0.039437 | 0.039369 | 0.039307 | 0.03925 | 0.039198
F2_Industrial_Industrial - WA_Existing_Space Heating_Natural Gas_Retrocommissioning_A_Achievable Technical Potential | F2 | Industrial | Industrial - WA | Existing | Space Heating | Natural Gas | Retrocommissioning | A | Original Unit Summer Peak Savings (kW) | Achievable Technical Potential | 0 | 0 | 0 | 0 | 0 | 0 | 0 | 0 | 0 | 0 | 0 | 0 | 0 | 0 | 0 | 0 | 0 | 0 | 0 | 0 | 0 | 0 | 0 | 0 | 0 | 0 | 0
F3_Industrial_Industrial - WA_Existing_Space Heating_Natural Gas_Retrocommissioning_A_Achievable Technical Potential | F3 | Industrial | Industrial - WA | Existing | Space Heating | Natural Gas | Retrocommissioning | A | Original Unit Winter Peak Savings (kW) | Achievable Technical Potential | 0 | 0 | 0 | 0 | 0 | 0 | 0 | 0 | 0 | 0 | 0 | 0 | 0 | 0 | 0 | 0 | 0 | 0 | 0 | 0 | 0 | 0 | 0 | 0 | 0 | 0 | 0
F4_Industrial_Industrial - WA_Existing_Space Heating_Natural Gas_Retrocommissioning_A_Achievable Technical Potential | F4 | Industrial | Industrial - WA | Existing | Space Heating | Natural Gas | Retrocommissioning | A | Standalone Impact on Baseline Energy (%) | Achievable Technical Potential | 0 | 0 | 0.0004386 | 0.00098483 | 0.0016611 | 0.0019932 | 0.0023333 | 0.0027001 | 0.0030606 | 0.0033383 | 0.0033994 | 0.0034591 | 0.0035198 | 0.0035815 | 0.0036443 | 0.0037083 | 0.0037733 | 0.0038395 | 0.0039069 | 0.0039754 | 0.0040452 | 0.0041162 | 0.0041884 | 0.0042618 | 0.0043366 | 0.0044127 | 0.0044901
F5_Industrial_Industrial - WA_Existing_Space Heating_Natural Gas_Retrocommissioning_A_Achievable Technical Potential | F5 | Industrial | Industrial - WA | Existing | Space Heating | Natural Gas | Retrocommissioning | A | Standalone Impact on Baseline Summer Peak (%) | Achievable Technical Potential | 0 | 0 | 0 | 0 | 0 | 0 | 0 | 0 | 0 | 0 | 0 | 0 | 0 | 0 | 0 | 0 | 0 | 0 | 0 | 0 | 0 | 0 | 0 | 0 | 0 | 0 | 0
F6_Industrial_Industrial - WA_Existing_Space Heating_Natural Gas_Retrocommissioning_A_Achievable Technical Potential | F6 | Industrial | Industrial - WA | Existing | Space Heating | Natural Gas | Retrocommissioning | A | Standalone Impact on Baseline Winter Peak (%) | Achievable Technical Potential | 0 | 0 | 0 | 0 | 0 | 0 | 0 | 0 | 0 | 0 | 0 | 0 | 0 | 0 | 0 | 0 | 0 | 0 | 0 | 0 | 0 | 0 | 0 | 0 | 0 | 0 | 0
F7_Industrial_Industrial - WA_Existing_Space Heating_Natural Gas_Retrocommissioning_A_Achievable Technical Potential | F7 | Industrial | Industrial - WA | Existing | Space Heating | Natural Gas | Retrocommissioning | A | Incremental Energy Savings (MWh or mTherms) | Achievable Technical Potential | 0 | 0 | 0.073294 | 0.088275 | 0.10595 | 0.047755 | 0.047182 | 0.049389 | 0.046533 | 0.032624 | 0.00037076 | 0 | 0 | 0 | 0 | 0 | 0 | 0 | 0 | 0 | 0 | 0 | 0 | 0 | 0 | 0 | 0
F8_Industrial_Industrial - WA_Existing_Space Heating_Natural Gas_Retrocommissioning_A_Achievable Technical Potential | F8 | Industrial | Industrial - WA | Existing | Space Heating | Natural Gas | Retrocommissioning | A | Incremental Summer Peak Savings (MW) | Achievable Technical Potential | 0 | 0 | 0 | 0 | 0 | 0 | 0 | 0 | 0 | 0 | 0 | 0 | 0 | 0 | 0 | 0 | 0 | 0 | 0 | 0 | 0 | 0 | 0 | 0 | 0 | 0 | 0
F9_Industrial_Industrial - WA_Existing_Space Heating_Natural Gas_Retrocommissioning_A_Achievable Technical Potential | F9 | Industrial | Industrial - WA | Existing | Space Heating | Natural Gas | Retrocommissioning | A | Incremental Winter Peak Savings (MW) | Achievable Technical Potential | 0 | 0 | 0 | 0 | 0 | 0 | 0 | 0 | 0 | 0 | 0 | 0 | 0 | 0 | 0 | 0 | 0 | 0 | 0 | 0 | 0 | 0 | 0 | 0 | 0 | 0 | 0
F10_Industrial_Industrial - WA_Existing_Space Heating_Natural Gas_Retrocommissioning_A_Achievable Technical Potential | F10 | Industrial | Industrial - WA | Existing | Space Heating | Natural Gas | Retrocommissioning | A | Cumulative Energy Savings (MWh or mTherms) | Achievable Technical Potential | 0 | 0 | 0.073294 | 0.16143 | 0.26705 | 0.31423 | 0.36071 | 0.40926 | 0.45481 | 0.48631 | 0.48546 | 0.48422 | 0.48298 | 0.48173 | 0.48049 | 0.47925 | 0.47802 | 0.4768 | 0.4756 | 0.47449 | 0.47345 | 0.47249 | 0.47162 | 0.47081 | 0.47007 | 0.46939 | 0.46876
F11_Industrial_Industrial - WA_Existing_Space Heating_Natural Gas_Retrocommissioning_A_Achievable Technical Potential | F11 | Industrial | Industrial - WA | Existing | Space Heating | Natural Gas | Retrocommissioning | A | Cumulative Summer Peak Savings (MW) | Achievable Technical Potential | 0 | 0 | 0 | 0 | 0 | 0 | 0 | 0 | 0 | 0 | 0 | 0 | 0 | 0 | 0 | 0 | 0 | 0 | 0 | 0 | 0 | 0 | 0 | 0 | 0 | 0 | 0
F12_Industrial_Industrial - WA_Existing_Space Heating_Natural Gas_Retrocommissioning_A_Achievable Technical Potential | F12 | Industrial | Industrial - WA | Existing | Space Heating | Natural Gas | Retrocommissioning | A | Cumulative Winter Peak Savings (MW) | Achievable Technical Potential | 0 | 0 | 0 | 0 | 0 | 0 | 0 | 0 | 0 | 0 | 0 | 0 | 0 | 0 | 0 | 0 | 0 | 0 | 0 | 0 | 0 | 0 | 0 | 0 | 0 | 0 | 0
F13_Industrial_Industrial - WA_Existing_Space Heating_Natural Gas_Retrocommissioning_A_Achievable Technical Potential | F13 | Industrial | Industrial - WA | Existing | Space Heating | Natural Gas | Retrocommissioning | A | Purchases (Incremental) | Achievable Technical Potential | 0 | 0 | 1773.2757 | 2139.7602 | 2573.2947 | 1162.4107 | 1151.0289 | 1207.6999 | 1140.6095 | 801.6382 | 9.1334 | 0 | 0 | 0 | 0 | 0 | 0 | 0 | 0 | 0 | 0 | 0 | 0 | 0 | 0 | 0 | 0
F14_Industrial_Industrial - WA_Existing_Space Heating_Natural Gas_Retrocommissioning_A_Achievable Technical Potential | F14 | Industrial | Industrial - WA | Existing | Space Heating | Natural Gas | Retrocommissioning | A | Purchases (Cumulative) | Achievable Technical Potential | 0 | 0 | 1773.2757 | 3913.0359 | 6486.3306 | 7648.7413 | 8799.7702 | 10007.4701 | 11148.0796 | 11949.7178 | 11958.8512 | 11958.8512 | 11958.8512 | 11958.8512 | 11958.8512 | 11958.8512 | 11958.8512 | 11958.8512 | 11958.8512 | 11958.8512 | 11958.8512 | 11958.8512 | 11958.8512 | 11958.8512 | 11958.8512 | 11958.8512 | 11958.8512
F1_Industrial_Industrial - WA_Existing_Process_Natural Gas_Retrocommissioning_A_Achievable Technical Potential | F1 | Industrial | Industrial - WA | Existing | Process | Natural Gas | Retrocommissioning | A | Original Unit Energy Savings (kWh or therms) | Achievable Technical Potential | 0 | 0 | 0 | 0 | 0 | 0 | 0 | 0 | 0 | 0 | 0 | 0 | 0 | 0 | 0 | 0 | 0 | 0 | 0 | 0 | 0 | 0 | 0 | 0 | 0 | 0 | 0
F2_Industrial_Industrial - WA_Existing_Process_Natural Gas_Retrocommissioning_A_Achievable Technical Potential | F2 | Industrial | Industrial - WA | Existing | Process | Natural Gas | Retrocommissioning | A | Original Unit Summer Peak Savings (kW) | Achievable Technical Potential | 0 | 0 | 0 | 0 | 0 | 0 | 0 | 0 | 0 | 0 | 0 | 0 | 0 | 0 | 0 | 0 | 0 | 0 | 0 | 0 | 0 | 0 | 0 | 0 | 0 | 0 | 0
F3_Industrial_Industrial - WA_Existing_Process_Natural Gas_Retrocommissioning_A_Achievable Technical Potential | F3 | Industrial | Industrial - WA | Existing | Process | Natural Gas | Retrocommissioning | A | Original Unit Winter Peak Savings (kW) | Achievable Technical Potential | 0 | 0 | 0 | 0 | 0 | 0 | 0 | 0 | 0 | 0 | 0 | 0 | 0 | 0 | 0 | 0 | 0 | 0 | 0 | 0 | 0 | 0 | 0 | 0 | 0 | 0 | 0
F4_Industrial_Industrial - WA_Existing_Process_Natural Gas_Retrocommissioning_A_Achievable Technical Potential | F4 | Industrial | Industrial - WA | Existing | Process | Natural Gas | Retrocommissioning | A | Standalone Impact on Baseline Energy (%) | Achievable Technical Potential | 0 | 0 | 0 | 0 | 0 | 0 | 0 | 0 | 0 | 0 | 0 | 0 | 0 | 0 | 0 | 0 | 0 | 0 | 0 | 0 | 0 | 0 | 0 | 0 | 0 | 0 | 0
F5_Industrial_Industrial - WA_Existing_Process_Natural Gas_Retrocommissioning_A_Achievable Technical Potential | F5 | Industrial | Industrial - WA | Existing | Process | Natural Gas | Retrocommissioning | A | Standalone Impact on Baseline Summer Peak (%) | Achievable Technical Potential | 0 | 0 | 0 | 0 | 0 | 0 | 0 | 0 | 0 | 0 | 0 | 0 | 0 | 0 | 0 | 0 | 0 | 0 | 0 | 0 | 0 | 0 | 0 | 0 | 0 | 0 | 0
F6_Industrial_Industrial - WA_Existing_Process_Natural Gas_Retrocommissioning_A_Achievable Technical Potential | F6 | Industrial | Industrial - WA | Existing | Process | Natural Gas | Retrocommissioning | A | Standalone Impact on Baseline Winter Peak (%) | Achievable Technical Potential | 0 | 0 | 0 | 0 | 0 | 0 | 0 | 0 | 0 | 0 | 0 | 0 | 0 | 0 | 0 | 0 | 0 | 0 | 0 | 0 | 0 | 0 | 0 | 0 | 0 | 0 | 0
F7_Industrial_Industrial - WA_Existing_Process_Natural Gas_Retrocommissioning_A_Achievable Technical Potential | F7 | Industrial | Industrial - WA | Existing | Process | Natural Gas | Retrocommissioning | A | Incremental Energy Savings (MWh or mTherms) | Achievable Technical Potential | 0 | 0 | 0 | 0 | 0 | 0 | 0 | 0 | 0 | 0 | 0 | 0 | 0 | 0 | 0 | 0 | 0 | 0 | 0 | 0 | 0 | 0 | 0 | 0 | 0 | 0 | 0
F8_Industrial_Industrial - WA_Existing_Process_Natural Gas_Retrocommissioning_A_Achievable Technical Potential | F8 | Industrial | Industrial - WA | Existing | Process | Natural Gas | Retrocommissioning | A | Incremental Summer Peak Savings (MW) | Achievable Technical Potential | 0 | 0 | 0 | 0 | 0 | 0 | 0 | 0 | 0 | 0 | 0 | 0 | 0 | 0 | 0 | 0 | 0 | 0 | 0 | 0 | 0 | 0 | 0 | 0 | 0 | 0 | 0
F9_Industrial_Industrial - WA_Existing_Process_Natural Gas_Retrocommissioning_A_Achievable Technical Potential | F9 | Industrial | Industrial - WA | Existing | Process | Natural Gas | Retrocommissioning | A | Incremental Winter Peak Savings (MW) | Achievable Technical Potential | 0 | 0 | 0 | 0 | 0 | 0 | 0 | 0 | 0 | 0 | 0 | 0 | 0 | 0 | 0 | 0 | 0 | 0 | 0 | 0 | 0 | 0 | 0 | 0 | 0 | 0 | 0
F10_Industrial_Industrial - WA_Existing_Process_Natural Gas_Retrocommissioning_A_Achievable Technical Potential | F10 | Industrial | Industrial - WA | Existing | Process | Natural Gas | Retrocommissioning | A | Cumulative Energy Savings (MWh or mTherms) | Achievable Technical Potential | 0 | 0 | 0 | 0 | 0 | 0 | 0 | 0 | 0 | 0 | 0 | 0 | 0 | 0 | 0 | 0 | 0 | 0 | 0 | 0 | 0 | 0 | 0 | 0 | 0 | 0 | 0
F11_Industrial_Industrial - WA_Existing_Process_Natural Gas_Retrocommissioning_A_Achievable Technical Potential | F11 | Industrial | Industrial - WA | Existing | Process | Natural Gas | Retrocommissioning | A | Cumulative Summer Peak Savings (MW) | Achievable Technical Potential | 0 | 0 | 0 | 0 | 0 | 0 | 0 | 0 | 0 | 0 | 0 | 0 | 0 | 0 | 0 | 0 | 0 | 0 | 0 | 0 | 0 | 0 | 0 | 0 | 0 | 0 | 0
F12_Industrial_Industrial - WA_Existing_Process_Natural Gas_Retrocommissioning_A_Achievable Technical Potential | F12 | Industrial | Industrial - WA | Existing | Process | Natural Gas | Retrocommissioning | A | Cumulative Winter Peak Savings (MW) | Achievable Technical Potential | 0 | 0 | 0 | 0 | 0 | 0 | 0 | 0 | 0 | 0 | 0 | 0 | 0 | 0 | 0 | 0 | 0 | 0 | 0 | 0 | 0 | 0 | 0 | 0 | 0 | 0 | 0
F13_Industrial_Industrial - WA_Existing_Process_Natural Gas_Retrocommissioning_A_Achievable Technical Potential | F13 | Industrial | Industrial - WA | Existing | Process | Natural Gas | Retrocommissioning | A | Purchases (Incremental) | Achievable Technical Potential | 0 | 0 | 7093.103 | 8559.0406 | 10293.1789 | 4649.6428 | 4604.1154 | 4830.7998 | 4562.4379 | 3206.5529 | 36.5336 | 0 | 0 | 0 | 0 | 0 | 0 | 0 | 0 | 0 | 0 | 0 | 0 | 0 | 0 | 0 | 0
F14_Industrial_Industrial - WA_Existing_Process_Natural Gas_Retrocommissioning_A_Achievable Technical Potential | F14 | Industrial | Industrial - WA | Existing | Process | Natural Gas | Retrocommissioning | A | Purchases (Cumulative) | Achievable Technical Potential | 0 | 0 | 7093.103 | 15652.1436 | 25945.3225 | 30594.9654 | 35199.0808 | 40029.8806 | 44592.3184 | 47798.8713 | 47835.4049 | 47835.4049 | 47835.4049 | 47835.4049 | 47835.4049 | 47835.4049 | 47835.4049 | 47835.4049 | 47835.4049 | 47835.4049 | 47835.4049 | 47835.4049 | 47835.4049 | 47835.4049 | 47835.4049 | 47835.4049 | 47835.4049
F1_Industrial_Industrial - WA_New_Space Heating_Natural Gas_Insulation - Ceiling_A_Achievable Technical Potential | F1 | Industrial | Industrial - WA | New | Space Heating | Natural Gas | Insulation - Ceiling | A | Original Unit Energy Savings (kWh or therms) | Achievable Technical Potential | 0 | 0 | 0.074993 | 0.074397 | 0.074103 | 0.073927 | 0.073828 | 0.073744 | 0.073672 | 0.073609 | 0.073555 | 0.073506 | 0.073464 | 0.073425 | 0.073391 | 0.073359 | 0.073331 | 0.073305 | 0.073281 | 0.073232 | 0.073166 | 0.073107 | 0.073055 | 0.073009 | 0.072968 | 0.072932 | 0.072899
F2_Industrial_Industrial - WA_New_Space Heating_Natural Gas_Insulation - Ceiling_A_Achievable Technical Potential | F2 | Industrial | Industrial - WA | New | Space Heating | Natural Gas | Insulation - Ceiling | A | Original Unit Summer Peak Savings (kW) | Achievable Technical Potential | 0 | 0 | 0 | 0 | 0 | 0 | 0 | 0 | 0 | 0 | 0 | 0 | 0 | 0 | 0 | 0 | 0 | 0 | 0 | 0 | 0 | 0 | 0 | 0 | 0 | 0 | 0
F3_Industrial_Industrial - WA_New_Space Heating_Natural Gas_Insulation - Ceiling_A_Achievable Technical Potential | F3 | Industrial | Industrial - WA | New | Space Heating | Natural Gas | Insulation - Ceiling | A | Original Unit Winter Peak Savings (kW) | Achievable Technical Potential | 0 | 0 | 0 | 0 | 0 | 0 | 0 | 0 | 0 | 0 | 0 | 0 | 0 | 0 | 0 | 0 | 0 | 0 | 0 | 0 | 0 | 0 | 0 | 0 | 0 | 0 | 0
F4_Industrial_Industrial - WA_New_Space Heating_Natural Gas_Insulation - Ceiling_A_Achievable Technical Potential | F4 | Industrial | Industrial - WA | New | Space Heating | Natural Gas | Insulation - Ceiling | A | Standalone Impact on Baseline Energy (%) | Achievable Technical Potential | 0 | 0 | 0 | 0 | 0 | 0 | 0 | 0 | 0 | 0 | 0 | 0 | 0 | 0 | 0 | 0 | 0 | 0 | 0 | 0 | 0 | 0 | 0 | 0 | 0 | 0 | 0
F5_Industrial_Industrial - WA_New_Space Heating_Natural Gas_Insulation - Ceiling_A_Achievable Technical Potential | F5 | Industrial | Industrial - WA | New | Space Heating | Natural Gas | Insulation - Ceiling | A | Standalone Impact on Baseline Summer Peak (%) | Achievable Technical Potential | 0 | 0 | 0 | 0 | 0 | 0 | 0 | 0 | 0 | 0 | 0 | 0 | 0 | 0 | 0 | 0 | 0 | 0 | 0 | 0 | 0 | 0 | 0 | 0 | 0 | 0 | 0
F6_Industrial_Industrial - WA_New_Space Heating_Natural Gas_Insulation - Ceiling_A_Achievable Technical Potential | F6 | Industrial | Industrial - WA | New | Space Heating | Natural Gas | Insulation - Ceiling | A | Standalone Impact on Baseline Winter Peak (%) | Achievable Technical Potential | 0 | 0 | 0 | 0 | 0 | 0 | 0 | 0 | 0 | 0 | 0 | 0 | 0 | 0 | 0 | 0 | 0 | 0 | 0 | 0 | 0 | 0 | 0 | 0 | 0 | 0 | 0
F7_Industrial_Industrial - WA_New_Space Heating_Natural Gas_Insulation - Ceiling_A_Achievable Technical Potential | F7 | Industrial | Industrial - WA | New | Space Heating | Natural Gas | Insulation - Ceiling | A | Incremental Energy Savings (MWh or mTherms) | Achievable Technical Potential | 0 | 0 | 0 | 0 | 0 | 0 | 0 | 0 | 0 | 0 | 0 | 0 | 0 | 0 | 0 | 0 | 0 | 0 | 0 | 0 | 0 | 0 | 0 | 0 | 0 | 0 | 0
F8_Industrial_Industrial - WA_New_Space Heating_Natural Gas_Insulation - Ceiling_A_Achievable Technical Potential | F8 | Industrial | Industrial - WA | New | Space Heating | Natural Gas | Insulation - Ceiling | A | Incremental Summer Peak Savings (MW) | Achievable Technical Potential | 0 | 0 | 0 | 0 | 0 | 0 | 0 | 0 | 0 | 0 | 0 | 0 | 0 | 0 | 0 | 0 | 0 | 0 | 0 | 0 | 0 | 0 | 0 | 0 | 0 | 0 | 0
F9_Industrial_Industrial - WA_New_Space Heating_Natural Gas_Insulation - Ceiling_A_Achievable Technical Potential | F9 | Industrial | Industrial - WA | New | Space Heating | Natural Gas | Insulation - Ceiling | A | Incremental Winter Peak Savings (MW) | Achievable Technical Potential | 0 | 0 | 0 | 0 | 0 | 0 | 0 | 0 | 0 | 0 | 0 | 0 | 0 | 0 | 0 | 0 | 0 | 0 | 0 | 0 | 0 | 0 | 0 | 0 | 0 | 0 | 0
F10_Industrial_Industrial - WA_New_Space Heating_Natural Gas_Insulation - Ceiling_A_Achievable Technical Potential | F10 | Industrial | Industrial - WA | New | Space Heating | Natural Gas | Insulation - Ceiling | A | Cumulative Energy Savings (MWh or mTherms) | Achievable Technical Potential | 0 | 0 | 0 | 0 | 0 | 0 | 0 | 0 | 0 | 0 | 0 | 0 | 0 | 0 | 0 | 0 | 0 | 0 | 0 | 0 | 0 | 0 | 0 | 0 | 0 | 0 | 0
F11_Industrial_Industrial - WA_New_Space Heating_Natural Gas_Insulation - Ceiling_A_Achievable Technical Potential | F11 | Industrial | Industrial - WA | New | Space Heating | Natural Gas | Insulation - Ceiling | A | Cumulative Summer Peak Savings (MW) | Achievable Technical Potential | 0 | 0 | 0 | 0 | 0 | 0 | 0 | 0 | 0 | 0 | 0 | 0 | 0 | 0 | 0 | 0 | 0 | 0 | 0 | 0 | 0 | 0 | 0 | 0 | 0 | 0 | 0
F12_Industrial_Industrial - WA_New_Space Heating_Natural Gas_Insulation - Ceiling_A_Achievable Technical Potential | F12 | Industrial | Industrial - WA | New | Space Heating | Natural Gas | Insulation - Ceiling | A | Cumulative Winter Peak Savings (MW) | Achievable Technical Potential | 0 | 0 | 0 | 0 | 0 | 0 | 0 | 0 | 0 | 0 | 0 | 0 | 0 | 0 | 0 | 0 | 0 | 0 | 0 | 0 | 0 | 0 | 0 | 0 | 0 | 0 | 0
F13_Industrial_Industrial - WA_New_Space Heating_Natural Gas_Insulation - Ceiling_A_Achievable Technical Potential | F13 | Industrial | Industrial - WA | New | Space Heating | Natural Gas | Insulation - Ceiling | A | Purchases (Incremental) | Achievable Technical Potential | 0 | 0 | 0 | 0 | 0 | 0 | 0 | 0 | 0 | 0 | 0 | 0 | 0 | 0 | 0 | 0 | 0 | 0 | 0 | 0 | 0 | 0 | 0 | 0 | 0 | 0 | 0
F14_Industrial_Industrial - WA_New_Space Heating_Natural Gas_Insulation - Ceiling_A_Achievable Technical Potential | F14 | Industrial | Industrial - WA | New | Space Heating | Natural Gas | Insulation - Ceiling | A | Purchases (Cumulative) | Achievable Technical Potential | 0 | 0 | 0 | 0 | 0 | 0 | 0 | 0 | 0 | 0 | 0 | 0 | 0 | 0 | 0 | 0 | 0 | 0 | 0 | 0 | 0 | 0 | 0 | 0 | 0 | 0 | 0
F1_Industrial_Industrial - WA_New_Space Heating_Natural Gas_Insulation - Wall Cavity_A_Achievable Technical Potential | F1 | Industrial | Industrial - WA | New | Space Heating | Natural Gas | Insulation - Wall Cavity | A | Original Unit Energy Savings (kWh or therms) | Achievable Technical Potential | 0 | 0 | 0.10856 | 0.1077 | 0.10727 | 0.10702 | 0.10688 | 0.10675 | 0.10665 | 0.10656 | 0.10648 | 0.10641 | 0.10635 | 0.10629 | 0.10624 | 0.1062 | 0.10616 | 0.10612 | 0.10608 | 0.10601 | 0.10592 | 0.10583 | 0.10576 | 0.10569 | 0.10563 | 0.10558 | 0.10553
F2_Industrial_Industrial - WA_New_Space Heating_Natural Gas_Insulation - Wall Cavity_A_Achievable Technical Potential | F2 | Industrial | Industrial - WA | New | Space Heating | Natural Gas | Insulation - Wall Cavity | A | Original Unit Summer Peak Savings (kW) | Achievable Technical Potential | 0 | 0 | 0 | 0 | 0 | 0 | 0 | 0 | 0 | 0 | 0 | 0 | 0 | 0 | 0 | 0 | 0 | 0 | 0 | 0 | 0 | 0 | 0 | 0 | 0 | 0 | 0
F3_Industrial_Industrial - WA_New_Space Heating_Natural Gas_Insulation - Wall Cavity_A_Achievable Technical Potential | F3 | Industrial | Industrial - WA | New | Space Heating | Natural Gas | Insulation - Wall Cavity | A | Original Unit Winter Peak Savings (kW) | Achievable Technical Potential | 0 | 0 | 0 | 0 | 0 | 0 | 0 | 0 | 0 | 0 | 0 | 0 | 0 | 0 | 0 | 0 | 0 | 0 | 0 | 0 | 0 | 0 | 0 | 0 | 0 | 0 | 0
F4_Industrial_Industrial - WA_New_Space Heating_Natural Gas_Insulation - Wall Cavity_A_Achievable Technical Potential | F4 | Industrial | Industrial - WA | New | Space Heating | Natural Gas | Insulation - Wall Cavity | A | Standalone Impact on Baseline Energy (%) | Achievable Technical Potential | 0 | 0 | 0 | 0 | 0 | 0 | 0 | 0 | 0 | 0 | 0 | 0 | 0 | 0 | 0 | 0 | 0 | 0 | 0 | 0 | 0 | 0 | 0 | 0 | 0 | 0 | 0
F5_Industrial_Industrial - WA_New_Space Heating_Natural Gas_Insulation - Wall Cavity_A_Achievable Technical Potential | F5 | Industrial | Industrial - WA | New | Space Heating | Natural Gas | Insulation - Wall Cavity | A | Standalone Impact on Baseline Summer Peak (%) | Achievable Technical Potential | 0 | 0 | 0 | 0 | 0 | 0 | 0 | 0 | 0 | 0 | 0 | 0 | 0 | 0 | 0 | 0 | 0 | 0 | 0 | 0 | 0 | 0 | 0 | 0 | 0 | 0 | 0
F6_Industrial_Industrial - WA_New_Space Heating_Natural Gas_Insulation - Wall Cavity_A_Achievable Technical Potential | F6 | Industrial | Industrial - WA | New | Space Heating | Natural Gas | Insulation - Wall Cavity | A | Standalone Impact on Baseline Winter Peak (%) | Achievable Technical Potential | 0 | 0 | 0 | 0 | 0 | 0 | 0 | 0 | 0 | 0 | 0 | 0 | 0 | 0 | 0 | 0 | 0 | 0 | 0 | 0 | 0 | 0 | 0 | 0 | 0 | 0 | 0
F7_Industrial_Industrial - WA_New_Space Heating_Natural Gas_Insulation - Wall Cavity_A_Achievable Technical Potential | F7 | Industrial | Industrial - WA | New | Space Heating | Natural Gas | Insulation - Wall Cavity | A | Incremental Energy Savings (MWh or mTherms) | Achievable Technical Potential | 0 | 0 | 0 | 0 | 0 | 0 | 0 | 0 | 0 | 0 | 0 | 0 | 0 | 0 | 0 | 0 | 0 | 0 | 0 | 0 | 0 | 0 | 0 | 0 | 0 | 0 | 0
F8_Industrial_Industrial - WA_New_Space Heating_Natural Gas_Insulation - Wall Cavity_A_Achievable Technical Potential | F8 | Industrial | Industrial - WA | New | Space Heating | Natural Gas | Insulation - Wall Cavity | A | Incremental Summer Peak Savings (MW) | Achievable Technical Potential | 0 | 0 | 0 | 0 | 0 | 0 | 0 | 0 | 0 | 0 | 0 | 0 | 0 | 0 | 0 | 0 | 0 | 0 | 0 | 0 | 0 | 0 | 0 | 0 | 0 | 0 | 0
F9_Industrial_Industrial - WA_New_Space Heating_Natural Gas_Insulation - Wall Cavity_A_Achievable Technical Potential | F9 | Industrial | Industrial - WA | New | Space Heating | Natural Gas | Insulation - Wall Cavity | A | Incremental Winter Peak Savings (MW) | Achievable Technical Potential | 0 | 0 | 0 | 0 | 0 | 0 | 0 | 0 | 0 | 0 | 0 | 0 | 0 | 0 | 0 | 0 | 0 | 0 | 0 | 0 | 0 | 0 | 0 | 0 | 0 | 0 | 0
F10_Industrial_Industrial - WA_New_Space Heating_Natural Gas_Insulation - Wall Cavity_A_Achievable Technical Potential | F10 | Industrial | Industrial - WA | New | Space Heating | Natural Gas | Insulation - Wall Cavity | A | Cumulative Energy Savings (MWh or mTherms) | Achievable Technical Potential | 0 | 0 | 0 | 0 | 0 | 0 | 0 | 0 | 0 | 0 | 0 | 0 | 0 | 0 | 0 | 0 | 0 | 0 | 0 | 0 | 0 | 0 | 0 | 0 | 0 | 0 | 0
F11_Industrial_Industrial - WA_New_Space Heating_Natural Gas_Insulation - Wall Cavity_A_Achievable Technical Potential | F11 | Industrial | Industrial - WA | New | Space Heating | Natural Gas | Insulation - Wall Cavity | A | Cumulative Summer Peak Savings (MW) | Achievable Technical Potential | 0 | 0 | 0 | 0 | 0 | 0 | 0 | 0 | 0 | 0 | 0 | 0 | 0 | 0 | 0 | 0 | 0 | 0 | 0 | 0 | 0 | 0 | 0 | 0 | 0 | 0 | 0
F12_Industrial_Industrial - WA_New_Space Heating_Natural Gas_Insulation - Wall Cavity_A_Achievable Technical Potential | F12 | Industrial | Industrial - WA | New | Space Heating | Natural Gas | Insulation - Wall Cavity | A | Cumulative Winter Peak Savings (MW) | Achievable Technical Potential | 0 | 0 | 0 | 0 | 0 | 0 | 0 | 0 | 0 | 0 | 0 | 0 | 0 | 0 | 0 | 0 | 0 | 0 | 0 | 0 | 0 | 0 | 0 | 0 | 0 | 0 | 0
F13_Industrial_Industrial - WA_New_Space Heating_Natural Gas_Insulation - Wall Cavity_A_Achievable Technical Potential | F13 | Industrial | Industrial - WA | New | Space Heating | Natural Gas | Insulation - Wall Cavity | A | Purchases (Incremental) | Achievable Technical Potential | 0 | 0 | 0 | 0 | 0 | 0 | 0 | 0 | 0 | 0 | 0 | 0 | 0 | 0 | 0 | 0 | 0 | 0 | 0 | 0 | 0 | 0 | 0 | 0 | 0 | 0 | 0
F14_Industrial_Industrial - WA_New_Space Heating_Natural Gas_Insulation - Wall Cavity_A_Achievable Technical Potential | F14 | Industrial | Industrial - WA | New | Space Heating | Natural Gas | Insulation - Wall Cavity | A | Purchases (Cumulative) | Achievable Technical Potential | 0 | 0 | 0 | 0 | 0 | 0 | 0 | 0 | 0 | 0 | 0 | 0 | 0 | 0 | 0 | 0 | 0 | 0 | 0 | 0 | 0 | 0 | 0 | 0 | 0 | 0 | 0
F1_Industrial_Industrial - WA_New_Space Heating_Natural Gas_Insulation - Ducting_A_Achievable Technical Potential | F1 | Industrial | Industrial - WA | New | Space Heating | Natural Gas | Insulation - Ducting | A | Original Unit Energy Savings (kWh or therms) | Achievable Technical Potential | 0 | 0 | 0.048351 | 0.047012 | 0.046351 | 0.045955 | 0.045733 | 0.045544 | 0.045382 | 0.045241 | 0.045118 | 0.04501 | 0.044913 | 0.044827 | 0.044749 | 0.044679 | 0.044615 | 0.044557 | 0.044504 | 0.044393 | 0.044244 | 0.044112 | 0.043996 | 0.043892 | 0.0438 | 0.043718 | 0.043645
F2_Industrial_Industrial - WA_New_Space Heating_Natural Gas_Insulation - Ducting_A_Achievable Technical Potential | F2 | Industrial | Industrial - WA | New | Space Heating | Natural Gas | Insulation - Ducting | A | Original Unit Summer Peak Savings (kW) | Achievable Technical Potential | 0 | 0 | 0 | 0 | 0 | 0 | 0 | 0 | 0 | 0 | 0 | 0 | 0 | 0 | 0 | 0 | 0 | 0 | 0 | 0 | 0 | 0 | 0 | 0 | 0 | 0 | 0
F3_Industrial_Industrial - WA_New_Space Heating_Natural Gas_Insulation - Ducting_A_Achievable Technical Potential | F3 | Industrial | Industrial - WA | New | Space Heating | Natural Gas | Insulation - Ducting | A | Original Unit Winter Peak Savings (kW) | Achievable Technical Potential | 0 | 0 | 0 | 0 | 0 | 0 | 0 | 0 | 0 | 0 | 0 | 0 | 0 | 0 | 0 | 0 | 0 | 0 | 0 | 0 | 0 | 0 | 0 | 0 | 0 | 0 | 0
F4_Industrial_Industrial - WA_New_Space Heating_Natural Gas_Insulation - Ducting_A_Achievable Technical Potential | F4 | Industrial | Industrial - WA | New | Space Heating | Natural Gas | Insulation - Ducting | A | Standalone Impact on Baseline Energy (%) | Achievable Technical Potential | 0 | 0 | 0 | 0 | 0 | 0 | 0 | 0 | 0 | 0 | 0 | 0 | 0 | 0 | 0 | 0 | 0 | 0 | 0 | 0 | 0 | 0 | 0 | 0 | 0 | 0 | 0
F5_Industrial_Industrial - WA_New_Space Heating_Natural Gas_Insulation - Ducting_A_Achievable Technical Potential | F5 | Industrial | Industrial - WA | New | Space Heating | Natural Gas | Insulation - Ducting | A | Standalone Impact on Baseline Summer Peak (%) | Achievable Technical Potential | 0 | 0 | 0 | 0 | 0 | 0 | 0 | 0 | 0 | 0 | 0 | 0 | 0 | 0 | 0 | 0 | 0 | 0 | 0 | 0 | 0 | 0 | 0 | 0 | 0 | 0 | 0
F6_Industrial_Industrial - WA_New_Space Heating_Natural Gas_Insulation - Ducting_A_Achievable Technical Potential | F6 | Industrial | Industrial - WA | New | Space Heating | Natural Gas | Insulation - Ducting | A | Standalone Impact on Baseline Winter Peak (%) | Achievable Technical Potential | 0 | 0 | 0 | 0 | 0 | 0 | 0 | 0 | 0 | 0 | 0 | 0 | 0 | 0 | 0 | 0 | 0 | 0 | 0 | 0 | 0 | 0 | 0 | 0 | 0 | 0 | 0
F7_Industrial_Industrial - WA_New_Space Heating_Natural Gas_Insulation - Ducting_A_Achievable Technical Potential | F7 | Industrial | Industrial - WA | New | Space Heating | Natural Gas | Insulation - Ducting | A | Incremental Energy Savings (MWh or mTherms) | Achievable Technical Potential | 0 | 0 | 0 | 0 | 0 | 0 | 0 | 0 | 0 | 0 | 0 | 0 | 0 | 0 | 0 | 0 | 0 | 0 | 0 | 0 | 0 | 0 | 0 | 0 | 0 | 0 | 0
F8_Industrial_Industrial - WA_New_Space Heating_Natural Gas_Insulation - Ducting_A_Achievable Technical Potential | F8 | Industrial | Industrial - WA | New | Space Heating | Natural Gas | Insulation - Ducting | A | Incremental Summer Peak Savings (MW) | Achievable Technical Potential | 0 | 0 | 0 | 0 | 0 | 0 | 0 | 0 | 0 | 0 | 0 | 0 | 0 | 0 | 0 | 0 | 0 | 0 | 0 | 0 | 0 | 0 | 0 | 0 | 0 | 0 | 0
F9_Industrial_Industrial - WA_New_Space Heating_Natural Gas_Insulation - Ducting_A_Achievable Technical Potential | F9 | Industrial | Industrial - WA | New | Space Heating | Natural Gas | Insulation - Ducting | A | Incremental Winter Peak Savings (MW) | Achievable Technical Potential | 0 | 0 | 0 | 0 | 0 | 0 | 0 | 0 | 0 | 0 | 0 | 0 | 0 | 0 | 0 | 0 | 0 | 0 | 0 | 0 | 0 | 0 | 0 | 0 | 0 | 0 | 0
F10_Industrial_Industrial - WA_New_Space Heating_Natural Gas_Insulation - Ducting_A_Achievable Technical Potential | F10 | Industrial | Industrial - WA | New | Space Heating | Natural Gas | Insulation - Ducting | A | Cumulative Energy Savings (MWh or mTherms) | Achievable Technical Potential | 0 | 0 | 0 | 0 | 0 | 0 | 0 | 0 | 0 | 0 | 0 | 0 | 0 | 0 | 0 | 0 | 0 | 0 | 0 | 0 | 0 | 0 | 0 | 0 | 0 | 0 | 0
F11_Industrial_Industrial - WA_New_Space Heating_Natural Gas_Insulation - Ducting_A_Achievable Technical Potential | F11 | Industrial | Industrial - WA | New | Space Heating | Natural Gas | Insulation - Ducting | A | Cumulative Summer Peak Savings (MW) | Achievable Technical Potential | 0 | 0 | 0 | 0 | 0 | 0 | 0 | 0 | 0 | 0 | 0 | 0 | 0 | 0 | 0 | 0 | 0 | 0 | 0 | 0 | 0 | 0 | 0 | 0 | 0 | 0 | 0
F12_Industrial_Industrial - WA_New_Space Heating_Natural Gas_Insulation - Ducting_A_Achievable Technical Potential | F12 | Industrial | Industrial - WA | New | Space Heating | Natural Gas | Insulation - Ducting | A | Cumulative Winter Peak Savings (MW) | Achievable Technical Potential | 0 | 0 | 0 | 0 | 0 | 0 | 0 | 0 | 0 | 0 | 0 | 0 | 0 | 0 | 0 | 0 | 0 | 0 | 0 | 0 | 0 | 0 | 0 | 0 | 0 | 0 | 0
F13_Industrial_Industrial - WA_New_Space Heating_Natural Gas_Insulation - Ducting_A_Achievable Technical Potential | F13 | Industrial | Industrial - WA | New | Space Heating | Natural Gas | Insulation - Ducting | A | Purchases (Incremental) | Achievable Technical Potential | 0 | 0 | 0 | 0 | 0 | 0 | 0 | 0 | 0 | 0 | 0 | 0 | 0 | 0 | 0 | 0 | 0 | 0 | 0 | 0 | 0 | 0 | 0 | 0 | 0 | 0 | 0
F14_Industrial_Industrial - WA_New_Space Heating_Natural Gas_Insulation - Ducting_A_Achievable Technical Potential | F14 | Industrial | Industrial - WA | New | Space Heating | Natural Gas | Insulation - Ducting | A | Purchases (Cumulative) | Achievable Technical Potential | 0 | 0 | 0 | 0 | 0 | 0 | 0 | 0 | 0 | 0 | 0 | 0 | 0 | 0 | 0 | 0 | 0 | 0 | 0 | 0 | 0 | 0 | 0 | 0 | 0 | 0 | 0
F1_Industrial_Industrial - WA_New_Space Heating_Natural Gas_Ducting - Repair and Sealing_A_Achievable Technical Potential | F1 | Industrial | Industrial - WA | New | Space Heating | Natural Gas | Ducting - Repair and Sealing | A | Original Unit Energy Savings (kWh or therms) | Achievable Technical Potential | 0 | 0 | 0.19201 | 0.18669 | 0.18407 | 0.1825 | 0.18161 | 0.18086 | 0.18022 | 0.17966 | 0.17917 | 0.17874 | 0.17836 | 0.17802 | 0.17771 | 0.17743 | 0.17718 | 0.17694 | 0.17673 | 0.17629 | 0.1757 | 0.17518 | 0.17471 | 0.1743 | 0.17394 | 0.17361 | 0.17332
F2_Industrial_Industrial - WA_New_Space Heating_Natural Gas_Ducting - Repair and Sealing_A_Achievable Technical Potential | F2 | Industrial | Industrial - WA | New | Space Heating | Natural Gas | Ducting - Repair and Sealing | A | Original Unit Summer Peak Savings (kW) | Achievable Technical Potential | 0 | 0 | 0 | 0 | 0 | 0 | 0 | 0 | 0 | 0 | 0 | 0 | 0 | 0 | 0 | 0 | 0 | 0 | 0 | 0 | 0 | 0 | 0 | 0 | 0 | 0 | 0
F3_Industrial_Industrial - WA_New_Space Heating_Natural Gas_Ducting - Repair and Sealing_A_Achievable Technical Potential | F3 | Industrial | Industrial - WA | New | Space Heating | Natural Gas | Ducting - Repair and Sealing | A | Original Unit Winter Peak Savings (kW) | Achievable Technical Potential | 0 | 0 | 0 | 0 | 0 | 0 | 0 | 0 | 0 | 0 | 0 | 0 | 0 | 0 | 0 | 0 | 0 | 0 | 0 | 0 | 0 | 0 | 0 | 0 | 0 | 0 | 0
F4_Industrial_Industrial - WA_New_Space Heating_Natural Gas_Ducting - Repair and Sealing_A_Achievable Technical Potential | F4 | Industrial | Industrial - WA | New | Space Heating | Natural Gas | Ducting - Repair and Sealing | A | Standalone Impact on Baseline Energy (%) | Achievable Technical Potential | 0 | 0 | 0 | 0 | 0 | 0 | 0 | 0 | 0 | 0 | 0 | 0 | 0 | 0 | 0 | 0 | 0 | 0 | 0 | 0 | 0 | 0 | 0 | 0 | 0 | 0 | 0
F5_Industrial_Industrial - WA_New_Space Heating_Natural Gas_Ducting - Repair and Sealing_A_Achievable Technical Potential | F5 | Industrial | Industrial - WA | New | Space Heating | Natural Gas | Ducting - Repair and Sealing | A | Standalone Impact on Baseline Summer Peak (%) | Achievable Technical Potential | 0 | 0 | 0 | 0 | 0 | 0 | 0 | 0 | 0 | 0 | 0 | 0 | 0 | 0 | 0 | 0 | 0 | 0 | 0 | 0 | 0 | 0 | 0 | 0 | 0 | 0 | 0
F6_Industrial_Industrial - WA_New_Space Heating_Natural Gas_Ducting - Repair and Sealing_A_Achievable Technical Potential | F6 | Industrial | Industrial - WA | New | Space Heating | Natural Gas | Ducting - Repair and Sealing | A | Standalone Impact on Baseline Winter Peak (%) | Achievable Technical Potential | 0 | 0 | 0 | 0 | 0 | 0 | 0 | 0 | 0 | 0 | 0 | 0 | 0 | 0 | 0 | 0 | 0 | 0 | 0 | 0 | 0 | 0 | 0 | 0 | 0 | 0 | 0
F7_Industrial_Industrial - WA_New_Space Heating_Natural Gas_Ducting - Repair and Sealing_A_Achievable Technical Potential | F7 | Industrial | Industrial - WA | New | Space Heating | Natural Gas | Ducting - Repair and Sealing | A | Incremental Energy Savings (MWh or mTherms) | Achievable Technical Potential | 0 | 0 | 0 | 0 | 0 | 0 | 0 | 0 | 0 | 0 | 0 | 0 | 0 | 0 | 0 | 0 | 0 | 0 | 0 | 0 | 0 | 0 | 0 | 0 | 0 | 0 | 0
F8_Industrial_Industrial - WA_New_Space Heating_Natural Gas_Ducting - Repair and Sealing_A_Achievable Technical Potential | F8 | Industrial | Industrial - WA | New | Space Heating | Natural Gas | Ducting - Repair and Sealing | A | Incremental Summer Peak Savings (MW) | Achievable Technical Potential | 0 | 0 | 0 | 0 | 0 | 0 | 0 | 0 | 0 | 0 | 0 | 0 | 0 | 0 | 0 | 0 | 0 | 0 | 0 | 0 | 0 | 0 | 0 | 0 | 0 | 0 | 0
F9_Industrial_Industrial - WA_New_Space Heating_Natural Gas_Ducting - Repair and Sealing_A_Achievable Technical Potential | F9 | Industrial | Industrial - WA | New | Space Heating | Natural Gas | Ducting - Repair and Sealing | A | Incremental Winter Peak Savings (MW) | Achievable Technical Potential | 0 | 0 | 0 | 0 | 0 | 0 | 0 | 0 | 0 | 0 | 0 | 0 | 0 | 0 | 0 | 0 | 0 | 0 | 0 | 0 | 0 | 0 | 0 | 0 | 0 | 0 | 0
F10_Industrial_Industrial - WA_New_Space Heating_Natural Gas_Ducting - Repair and Sealing_A_Achievable Technical Potential | F10 | Industrial | Industrial - WA | New | Space Heating | Natural Gas | Ducting - Repair and Sealing | A | Cumulative Energy Savings (MWh or mTherms) | Achievable Technical Potential | 0 | 0 | 0 | 0 | 0 | 0 | 0 | 0 | 0 | 0 | 0 | 0 | 0 | 0 | 0 | 0 | 0 | 0 | 0 | 0 | 0 | 0 | 0 | 0 | 0 | 0 | 0
F11_Industrial_Industrial - WA_New_Space Heating_Natural Gas_Ducting - Repair and Sealing_A_Achievable Technical Potential | F11 | Industrial | Industrial - WA | New | Space Heating | Natural Gas | Ducting - Repair and Sealing | A | Cumulative Summer Peak Savings (MW) | Achievable Technical Potential | 0 | 0 | 0 | 0 | 0 | 0 | 0 | 0 | 0 | 0 | 0 | 0 | 0 | 0 | 0 | 0 | 0 | 0 | 0 | 0 | 0 | 0 | 0 | 0 | 0 | 0 | 0
F12_Industrial_Industrial - WA_New_Space Heating_Natural Gas_Ducting - Repair and Sealing_A_Achievable Technical Potential | F12 | Industrial | Industrial - WA | New | Space Heating | Natural Gas | Ducting - Repair and Sealing | A | Cumulative Winter Peak Savings (MW) | Achievable Technical Potential | 0 | 0 | 0 | 0 | 0 | 0 | 0 | 0 | 0 | 0 | 0 | 0 | 0 | 0 | 0 | 0 | 0 | 0 | 0 | 0 | 0 | 0 | 0 | 0 | 0 | 0 | 0
F13_Industrial_Industrial - WA_New_Space Heating_Natural Gas_Ducting - Repair and Sealing_A_Achievable Technical Potential | F13 | Industrial | Industrial - WA | New | Space Heating | Natural Gas | Ducting - Repair and Sealing | A | Purchases (Incremental) | Achievable Technical Potential | 0 | 0 | 0 | 0 | 0 | 0 | 0 | 0 | 0 | 0 | 0 | 0 | 0 | 0 | 0 | 0 | 0 | 0 | 0 | 0 | 0 | 0 | 0 | 0 | 0 | 0 | 0
F14_Industrial_Industrial - WA_New_Space Heating_Natural Gas_Ducting - Repair and Sealing_A_Achievable Technical Potential | F14 | Industrial | Industrial - WA | New | Space Heating | Natural Gas | Ducting - Repair and Sealing | A | Purchases (Cumulative) | Achievable Technical Potential | 0 | 0 | 0 | 0 | 0 | 0 | 0 | 0 | 0 | 0 | 0 | 0 | 0 | 0 | 0 | 0 | 0 | 0 | 0 | 0 | 0 | 0 | 0 | 0 | 0 | 0 | 0
F1_Industrial_Industrial - WA_New_Space Heating_Natural Gas_Building Shell - Air Sealing (Infiltration Control)_A_Achievable Technical Potential | F1 | Industrial | Industrial - WA | New | Space Heating | Natural Gas | Building Shell - Air Sealing (Infiltration Control) | A | Original Unit Energy Savings (kWh or therms) | Achievable Technical Potential | 0 | 0 | 53.6918 | 53.2653 | 53.0549 | 52.9288 | 52.8578 | 52.7977 | 52.7461 | 52.7013 | 52.6622 | 52.6276 | 52.5968 | 52.5693 | 52.5446 | 52.5222 | 52.5019 | 52.4833 | 52.4663 | 52.4311 | 52.3836 | 52.3416 | 52.3045 | 52.2715 | 52.2421 | 52.216 | 52.1927
F2_Industrial_Industrial - WA_New_Space Heating_Natural Gas_Building Shell - Air Sealing (Infiltration Control)_A_Achievable Technical Potential | F2 | Industrial | Industrial - WA | New | Space Heating | Natural Gas | Building Shell - Air Sealing (Infiltration Control) | A | Original Unit Summer Peak Savings (kW) | Achievable Technical Potential | 0 | 0 | 0 | 0 | 0 | 0 | 0 | 0 | 0 | 0 | 0 | 0 | 0 | 0 | 0 | 0 | 0 | 0 | 0 | 0 | 0 | 0 | 0 | 0 | 0 | 0 | 0
F3_Industrial_Industrial - WA_New_Space Heating_Natural Gas_Building Shell - Air Sealing (Infiltration Control)_A_Achievable Technical Potential | F3 | Industrial | Industrial - WA | New | Space Heating | Natural Gas | Building Shell - Air Sealing (Infiltration Control) | A | Original Unit Winter Peak Savings (kW) | Achievable Technical Potential | 0 | 0 | 0 | 0 | 0 | 0 | 0 | 0 | 0 | 0 | 0 | 0 | 0 | 0 | 0 | 0 | 0 | 0 | 0 | 0 | 0 | 0 | 0 | 0 | 0 | 0 | 0
F4_Industrial_Industrial - WA_New_Space Heating_Natural Gas_Building Shell - Air Sealing (Infiltration Control)_A_Achievable Technical Potential | F4 | Industrial | Industrial - WA | New | Space Heating | Natural Gas | Building Shell - Air Sealing (Infiltration Control) | A | Standalone Impact on Baseline Energy (%) | Achievable Technical Potential | 0 | 0 | 4.2266e-06 | 1.1622e-05 | 2.4721e-05 | 4.6223e-05 | 7.9803e-05 | 0.00012738 | 0.0001915 | 0.00027386 | 0.00037469 | 0.00049214 | 0.00062033 | 0.00075165 | 0.00087573 | 0.00098122 | 0.0010579 | 0.0010997 | 0.0011025 | 0.0010671 | 0.0010344 | 0.0010041 | 0.00097609 | 0.00095 | 0.00092567 | 0.00090294 | 0.00088165
F5_Industrial_Industrial - WA_New_Space Heating_Natural Gas_Building Shell - Air Sealing (Infiltration Control)_A_Achievable Technical Potential | F5 | Industrial | Industrial - WA | New | Space Heating | Natural Gas | Building Shell - Air Sealing (Infiltration Control) | A | Standalone Impact on Baseline Summer Peak (%) | Achievable Technical Potential | 0 | 0 | 0 | 0 | 0 | 0 | 0 | 0 | 0 | 0 | 0 | 0 | 0 | 0 | 0 | 0 | 0 | 0 | 0 | 0 | 0 | 0 | 0 | 0 | 0 | 0 | 0
F6_Industrial_Industrial - WA_New_Space Heating_Natural Gas_Building Shell - Air Sealing (Infiltration Control)_A_Achievable Technical Potential | F6 | Industrial | Industrial - WA | New | Space Heating | Natural Gas | Building Shell - Air Sealing (Infiltration Control) | A | Standalone Impact on Baseline Winter Peak (%) | Achievable Technical Potential | 0 | 0 | 0 | 0 | 0 | 0 | 0 | 0 | 0 | 0 | 0 | 0 | 0 | 0 | 0 | 0 | 0 | 0 | 0 | 0 | 0 | 0 | 0 | 0 | 0 | 0 | 0
F7_Industrial_Industrial - WA_New_Space Heating_Natural Gas_Building Shell - Air Sealing (Infiltration Control)_A_Achievable Technical Potential | F7 | Industrial | Industrial - WA | New | Space Heating | Natural Gas | Building Shell - Air Sealing (Infiltration Control) | A | Incremental Energy Savings (MWh or mTherms) | Achievable Technical Potential | 0 | 0 | 6.8065e-05 | 0.00017976 | 0.00038014 | 0.00069883 | 0.0011449 | 0.0017584 | 0.0025504 | 0.0035083 | 0.0045849 | 0.0056915 | 0.0066329 | 0.0072782 | 0.0074346 | 0.0069704 | 0.0058608 | 0.0042506 | 0.002209 | 0 | 0 | 0 | 0 | 0 | 0 | 0 | 0
F8_Industrial_Industrial - WA_New_Space Heating_Natural Gas_Building Shell - Air Sealing (Infiltration Control)_A_Achievable Technical Potential | F8 | Industrial | Industrial - WA | New | Space Heating | Natural Gas | Building Shell - Air Sealing (Infiltration Control) | A | Incremental Summer Peak Savings (MW) | Achievable Technical Potential | 0 | 0 | 0 | 0 | 0 | 0 | 0 | 0 | 0 | 0 | 0 | 0 | 0 | 0 | 0 | 0 | 0 | 0 | 0 | 0 | 0 | 0 | 0 | 0 | 0 | 0 | 0
F9_Industrial_Industrial - WA_New_Space Heating_Natural Gas_Building Shell - Air Sealing (Infiltration Control)_A_Achievable Technical Potential | F9 | Industrial | Industrial - WA | New | Space Heating | Natural Gas | Building Shell - Air Sealing (Infiltration Control) | A | Incremental Winter Peak Savings (MW) | Achievable Technical Potential | 0 | 0 | 0 | 0 | 0 | 0 | 0 | 0 | 0 | 0 | 0 | 0 | 0 | 0 | 0 | 0 | 0 | 0 | 0 | 0 | 0 | 0 | 0 | 0 | 0 | 0 | 0
F10_Industrial_Industrial - WA_New_Space Heating_Natural Gas_Building Shell - Air Sealing (Infiltration Control)_A_Achievable Technical Potential | F10 | Industrial | Industrial - WA | New | Space Heating | Natural Gas | Building Shell - Air Sealing (Infiltration Control) | A | Cumulative Energy Savings (MWh or mTherms) | Achievable Technical Potential | 0 | 0 | 6.8065e-05 | 0.00024728 | 0.00062645 | 0.0013238 | 0.002467 | 0.0042225 | 0.0067688 | 0.010271 | 0.014849 | 0.02053 | 0.027151 | 0.034415 | 0.041834 | 0.048786 | 0.054628 | 0.058859 | 0.061049 | 0.061008 | 0.060953 | 0.060904 | 0.060861 | 0.060823 | 0.060789 | 0.060758 | 0.060731
F11_Industrial_Industrial - WA_New_Space Heating_Natural Gas_Building Shell - Air Sealing (Infiltration Control)_A_Achievable Technical Potential | F11 | Industrial | Industrial - WA | New | Space Heating | Natural Gas | Building Shell - Air Sealing (Infiltration Control) | A | Cumulative Summer Peak Savings (MW) | Achievable Technical Potential | 0 | 0 | 0 | 0 | 0 | 0 | 0 | 0 | 0 | 0 | 0 | 0 | 0 | 0 | 0 | 0 | 0 | 0 | 0 | 0 | 0 | 0 | 0 | 0 | 0 | 0 | 0
F12_Industrial_Industrial - WA_New_Space Heating_Natural Gas_Building Shell - Air Sealing (Infiltration Control)_A_Achievable Technical Potential | F12 | Industrial | Industrial - WA | New | Space Heating | Natural Gas | Building Shell - Air Sealing (Infiltration Control) | A | Cumulative Winter Peak Savings (MW) | Achievable Technical Potential | 0 | 0 | 0 | 0 | 0 | 0 | 0 | 0 | 0 | 0 | 0 | 0 | 0 | 0 | 0 | 0 | 0 | 0 | 0 | 0 | 0 | 0 | 0 | 0 | 0 | 0 | 0
F13_Industrial_Industrial - WA_New_Space Heating_Natural Gas_Building Shell - Air Sealing (Infiltration Control)_A_Achievable Technical Potential | F13 | Industrial | Industrial - WA | New | Space Heating | Natural Gas | Building Shell - Air Sealing (Infiltration Control) | A | Purchases (Incremental) | Achievable Technical Potential | 0 | 0 | 0.0012677 | 0.0033747 | 0.0071651 | 0.013203 | 0.021661 | 0.033304 | 0.048353 | 0.06657 | 0.087062 | 0.10815 | 0.12611 | 0.13845 | 0.14149 | 0.13271 | 0.11163 | 0.08099 | 0.042103 | 0 | 0 | 0 | 0 | 0 | 0 | 0 | 0
F14_Industrial_Industrial - WA_New_Space Heating_Natural Gas_Building Shell - Air Sealing (Infiltration Control)_A_Achievable Technical Potential | F14 | Industrial | Industrial - WA | New | Space Heating | Natural Gas | Building Shell - Air Sealing (Infiltration Control) | A | Purchases (Cumulative) | Achievable Technical Potential | 0 | 0 | 0.0012677 | 0.0046424 | 0.011808 | 0.025011 | 0.046672 | 0.079976 | 0.12833 | 0.1949 | 0.28196 | 0.39011 | 0.51621 | 0.65466 | 0.79616 | 0.92887 | 1.0405 | 1.1215 | 1.1636 | 1.1636 | 1.1636 | 1.1636 | 1.1636 | 1.1636 | 1.1636 | 1.1636 | 1.1636
F1_Industrial_Industrial - WA_New_Space Heating_Natural Gas_Ventilation - Demand Controlled_A_Achievable Technical Potential | F1 | Industrial | Industrial - WA | New | Space Heating | Natural Gas | Ventilation - Demand Controlled | A | Original Unit Energy Savings (kWh or therms) | Achievable Technical Potential | 0 | 0 | 0.035427 | 0.034446 | 0.033962 | 0.033672 | 0.033508 | 0.03337 | 0.033251 | 0.033148 | 0.033058 | 0.032979 | 0.032908 | 0.032845 | 0.032788 | 0.032737 | 0.03269 | 0.032647 | 0.032608 | 0.032527 | 0.032418 | 0.032321 | 0.032236 | 0.03216 | 0.032092 | 0.032032 | 0.031979
F2_Industrial_Industrial - WA_New_Space Heating_Natural Gas_Ventilation - Demand Controlled_A_Achievable Technical Potential | F2 | Industrial | Industrial - WA | New | Space Heating | Natural Gas | Ventilation - Demand Controlled | A | Original Unit Summer Peak Savings (kW) | Achievable Technical Potential | 0 | 0 | 0 | 0 | 0 | 0 | 0 | 0 | 0 | 0 | 0 | 0 | 0 | 0 | 0 | 0 | 0 | 0 | 0 | 0 | 0 | 0 | 0 | 0 | 0 | 0 | 0
F3_Industrial_Industrial - WA_New_Space Heating_Natural Gas_Ventilation - Demand Controlled_A_Achievable Technical Potential | F3 | Industrial | Industrial - WA | New | Space Heating | Natural Gas | Ventilation - Demand Controlled | A | Original Unit Winter Peak Savings (kW) | Achievable Technical Potential | 0 | 0 | 0 | 0 | 0 | 0 | 0 | 0 | 0 | 0 | 0 | 0 | 0 | 0 | 0 | 0 | 0 | 0 | 0 | 0 | 0 | 0 | 0 | 0 | 0 | 0 | 0
F4_Industrial_Industrial - WA_New_Space Heating_Natural Gas_Ventilation - Demand Controlled_A_Achievable Technical Potential | F4 | Industrial | Industrial - WA | New | Space Heating | Natural Gas | Ventilation - Demand Controlled | A | Standalone Impact on Baseline Energy (%) | Achievable Technical Potential | 0 | 0 | 0 | 0 | 0 | 0 | 0 | 0 | 0 | 0 | 0 | 0 | 0 | 0 | 0 | 0 | 0 | 0 | 0 | 0 | 0 | 0 | 0 | 0 | 0 | 0 | 0
F5_Industrial_Industrial - WA_New_Space Heating_Natural Gas_Ventilation - Demand Controlled_A_Achievable Technical Potential | F5 | Industrial | Industrial - WA | New | Space Heating | Natural Gas | Ventilation - Demand Controlled | A | Standalone Impact on Baseline Summer Peak (%) | Achievable Technical Potential | 0 | 0 | 0 | 0 | 0 | 0 | 0 | 0 | 0 | 0 | 0 | 0 | 0 | 0 | 0 | 0 | 0 | 0 | 0 | 0 | 0 | 0 | 0 | 0 | 0 | 0 | 0
F6_Industrial_Industrial - WA_New_Space Heating_Natural Gas_Ventilation - Demand Controlled_A_Achievable Technical Potential | F6 | Industrial | Industrial - WA | New | Space Heating | Natural Gas | Ventilation - Demand Controlled | A | Standalone Impact on Baseline Winter Peak (%) | Achievable Technical Potential | 0 | 0 | 0 | 0 | 0 | 0 | 0 | 0 | 0 | 0 | 0 | 0 | 0 | 0 | 0 | 0 | 0 | 0 | 0 | 0 | 0 | 0 | 0 | 0 | 0 | 0 | 0
F7_Industrial_Industrial - WA_New_Space Heating_Natural Gas_Ventilation - Demand Controlled_A_Achievable Technical Potential | F7 | Industrial | Industrial - WA | New | Space Heating | Natural Gas | Ventilation - Demand Controlled | A | Incremental Energy Savings (MWh or mTherms) | Achievable Technical Potential | 0 | 0 | 0 | 0 | 0 | 0 | 0 | 0 | 0 | 0 | 0 | 0 | 0 | 0 | 0 | 0 | 0 | 0 | 0 | 0 | 0 | 0 | 0 | 0 | 0 | 0 | 0
F8_Industrial_Industrial - WA_New_Space Heating_Natural Gas_Ventilation - Demand Controlled_A_Achievable Technical Potential | F8 | Industrial | Industrial - WA | New | Space Heating | Natural Gas | Ventilation - Demand Controlled | A | Incremental Summer Peak Savings (MW) | Achievable Technical Potential | 0 | 0 | 0 | 0 | 0 | 0 | 0 | 0 | 0 | 0 | 0 | 0 | 0 | 0 | 0 | 0 | 0 | 0 | 0 | 0 | 0 | 0 | 0 | 0 | 0 | 0 | 0
F9_Industrial_Industrial - WA_New_Space Heating_Natural Gas_Ventilation - Demand Controlled_A_Achievable Technical Potential | F9 | Industrial | Industrial - WA | New | Space Heating | Natural Gas | Ventilation - Demand Controlled | A | Incremental Winter Peak Savings (MW) | Achievable Technical Potential | 0 | 0 | 0 | 0 | 0 | 0 | 0 | 0 | 0 | 0 | 0 | 0 | 0 | 0 | 0 | 0 | 0 | 0 | 0 | 0 | 0 | 0 | 0 | 0 | 0 | 0 | 0
F10_Industrial_Industrial - WA_New_Space Heating_Natural Gas_Ventilation - Demand Controlled_A_Achievable Technical Potential | F10 | Industrial | Industrial - WA | New | Space Heating | Natural Gas | Ventilation - Demand Controlled | A | Cumulative Energy Savings (MWh or mTherms) | Achievable Technical Potential | 0 | 0 | 0 | 0 | 0 | 0 | 0 | 0 | 0 | 0 | 0 | 0 | 0 | 0 | 0 | 0 | 0 | 0 | 0 | 0 | 0 | 0 | 0 | 0 | 0 | 0 | 0
F11_Industrial_Industrial - WA_New_Space Heating_Natural Gas_Ventilation - Demand Controlled_A_Achievable Technical Potential | F11 | Industrial | Industrial - WA | New | Space Heating | Natural Gas | Ventilation - Demand Controlled | A | Cumulative Summer Peak Savings (MW) | Achievable Technical Potential | 0 | 0 | 0 | 0 | 0 | 0 | 0 | 0 | 0 | 0 | 0 | 0 | 0 | 0 | 0 | 0 | 0 | 0 | 0 | 0 | 0 | 0 | 0 | 0 | 0 | 0 | 0
F12_Industrial_Industrial - WA_New_Space Heating_Natural Gas_Ventilation - Demand Controlled_A_Achievable Technical Potential | F12 | Industrial | Industrial - WA | New | Space Heating | Natural Gas | Ventilation - Demand Controlled | A | Cumulative Winter Peak Savings (MW) | Achievable Technical Potential | 0 | 0 | 0 | 0 | 0 | 0 | 0 | 0 | 0 | 0 | 0 | 0 | 0 | 0 | 0 | 0 | 0 | 0 | 0 | 0 | 0 | 0 | 0 | 0 | 0 | 0 | 0
F13_Industrial_Industrial - WA_New_Space Heating_Natural Gas_Ventilation - Demand Controlled_A_Achievable Technical Potential | F13 | Industrial | Industrial - WA | New | Space Heating | Natural Gas | Ventilation - Demand Controlled | A | Purchases (Incremental) | Achievable Technical Potential | 0 | 0 | 0 | 0 | 0 | 0 | 0 | 0 | 0 | 0 | 0 | 0 | 0 | 0 | 0 | 0 | 0 | 0 | 0 | 0 | 0 | 0 | 0 | 0 | 0 | 0 | 0
F14_Industrial_Industrial - WA_New_Space Heating_Natural Gas_Ventilation - Demand Controlled_A_Achievable Technical Potential | F14 | Industrial | Industrial - WA | New | Space Heating | Natural Gas | Ventilation - Demand Controlled | A | Purchases (Cumulative) | Achievable Technical Potential | 0 | 0 | 0 | 0 | 0 | 0 | 0 | 0 | 0 | 0 | 0 | 0 | 0 | 0 | 0 | 0 | 0 | 0 | 0 | 0 | 0 | 0 | 0 | 0 | 0 | 0 | 0
F1_Industrial_Industrial - WA_New_Space Heating_Natural Gas_Destratification Fans (HVLS)_A_Achievable Technical Potential | F1 | Industrial | Industrial - WA | New | Space Heating | Natural Gas | Destratification Fans (HVLS) | A | Original Unit Energy Savings (kWh or therms) | Achievable Technical Potential | 0 | 0 | 98701.0076 | 97917.0048 | 97530.1073 | 97298.3528 | 97167.8746 | 97057.3285 | 96962.4838 | 96880.2278 | 96808.2197 | 96744.665 | 96688.1651 | 96637.6139 | 96592.1249 | 96550.9793 | 96513.5885 | 96479.4654 | 96448.2037 | 96383.3899 | 96296.1257 | 96218.9981 | 96150.6798 | 96090.0422 | 96036.121 | 95988.0893 | 95945.235
F2_Industrial_Industrial - WA_New_Space Heating_Natural Gas_Destratification Fans (HVLS)_A_Achievable Technical Potential | F2 | Industrial | Industrial - WA | New | Space Heating | Natural Gas | Destratification Fans (HVLS) | A | Original Unit Summer Peak Savings (kW) | Achievable Technical Potential | 0 | 0 | 0 | 0 | 0 | 0 | 0 | 0 | 0 | 0 | 0 | 0 | 0 | 0 | 0 | 0 | 0 | 0 | 0 | 0 | 0 | 0 | 0 | 0 | 0 | 0 | 0
F3_Industrial_Industrial - WA_New_Space Heating_Natural Gas_Destratification Fans (HVLS)_A_Achievable Technical Potential | F3 | Industrial | Industrial - WA | New | Space Heating | Natural Gas | Destratification Fans (HVLS) | A | Original Unit Winter Peak Savings (kW) | Achievable Technical Potential | 0 | 0 | 0 | 0 | 0 | 0 | 0 | 0 | 0 | 0 | 0 | 0 | 0 | 0 | 0 | 0 | 0 | 0 | 0 | 0 | 0 | 0 | 0 | 0 | 0 | 0 | 0
F4_Industrial_Industrial - WA_New_Space Heating_Natural Gas_Destratification Fans (HVLS)_A_Achievable Technical Potential | F4 | Industrial | Industrial - WA | New | Space Heating | Natural Gas | Destratification Fans (HVLS) | A | Standalone Impact on Baseline Energy (%) | Achievable Technical Potential | 0 | 0 | 0.001555 | 0.0027226 | 0.0038319 | 0.0049375 | 0.0061232 | 0.0072588 | 0.0083559 | 0.009423 | 0.010466 | 0.011491 | 0.012501 | 0.013499 | 0.014487 | 0.015468 | 0.016443 | 0.016956 | 0.01735 | 0.017666 | 0.017932 | 0.018178 | 0.017671 | 0.017198 | 0.016758 | 0.016346 | 0.015961
F5_Industrial_Industrial - WA_New_Space Heating_Natural Gas_Destratification Fans (HVLS)_A_Achievable Technical Potential | F5 | Industrial | Industrial - WA | New | Space Heating | Natural Gas | Destratification Fans (HVLS) | A | Standalone Impact on Baseline Summer Peak (%) | Achievable Technical Potential | 0 | 0 | 0 | 0 | 0 | 0 | 0 | 0 | 0 | 0 | 0 | 0 | 0 | 0 | 0 | 0 | 0 | 0 | 0 | 0 | 0 | 0 | 0 | 0 | 0 | 0 | 0
F6_Industrial_Industrial - WA_New_Space Heating_Natural Gas_Destratification Fans (HVLS)_A_Achievable Technical Potential | F6 | Industrial | Industrial - WA | New | Space Heating | Natural Gas | Destratification Fans (HVLS) | A | Standalone Impact on Baseline Winter Peak (%) | Achievable Technical Potential | 0 | 0 | 0 | 0 | 0 | 0 | 0 | 0 | 0 | 0 | 0 | 0 | 0 | 0 | 0 | 0 | 0 | 0 | 0 | 0 | 0 | 0 | 0 | 0 | 0 | 0 | 0
F7_Industrial_Industrial - WA_New_Space Heating_Natural Gas_Destratification Fans (HVLS)_A_Achievable Technical Potential | F7 | Industrial | Industrial - WA | New | Space Heating | Natural Gas | Destratification Fans (HVLS) | A | Incremental Energy Savings (MWh or mTherms) | Achievable Technical Potential | 0 | 0 | 0.025042 | 0.033085 | 0.039405 | 0.044534 | 0.04807 | 0.051545 | 0.054962 | 0.058321 | 0.061623 | 0.064869 | 0.068061 | 0.071198 | 0.074282 | 0.077315 | 0.080296 | 0.058748 | 0.053519 | 0.049965 | 0.047557 | 0.046716 | 0 | 0 | 0 | 0 | 0
F8_Industrial_Industrial - WA_New_Space Heating_Natural Gas_Destratification Fans (HVLS)_A_Achievable Technical Potential | F8 | Industrial | Industrial - WA | New | Space Heating | Natural Gas | Destratification Fans (HVLS) | A | Incremental Summer Peak Savings (MW) | Achievable Technical Potential | 0 | 0 | 0 | 0 | 0 | 0 | 0 | 0 | 0 | 0 | 0 | 0 | 0 | 0 | 0 | 0 | 0 | 0 | 0 | 0 | 0 | 0 | 0 | 0 | 0 | 0 | 0
F9_Industrial_Industrial - WA_New_Space Heating_Natural Gas_Destratification Fans (HVLS)_A_Achievable Technical Potential | F9 | Industrial | Industrial - WA | New | Space Heating | Natural Gas | Destratification Fans (HVLS) | A | Incremental Winter Peak Savings (MW) | Achievable Technical Potential | 0 | 0 | 0 | 0 | 0 | 0 | 0 | 0 | 0 | 0 | 0 | 0 | 0 | 0 | 0 | 0 | 0 | 0 | 0 | 0 | 0 | 0 | 0 | 0 | 0 | 0 | 0
F10_Industrial_Industrial - WA_New_Space Heating_Natural Gas_Destratification Fans (HVLS)_A_Achievable Technical Potential | F10 | Industrial | Industrial - WA | New | Space Heating | Natural Gas | Destratification Fans (HVLS) | A | Cumulative Energy Savings (MWh or mTherms) | Achievable Technical Potential | 0 | 0 | 0.025042 | 0.057927 | 0.097104 | 0.14141 | 0.18929 | 0.24062 | 0.29534 | 0.35341 | 0.41478 | 0.47937 | 0.54715 | 0.61807 | 0.69206 | 0.76908 | 0.84907 | 0.90752 | 0.96075 | 1.0101 | 1.0567 | 1.1026 | 1.1018 | 1.1011 | 1.1005 | 1.0999 | 1.0994
F11_Industrial_Industrial - WA_New_Space Heating_Natural Gas_Destratification Fans (HVLS)_A_Achievable Technical Potential | F11 | Industrial | Industrial - WA | New | Space Heating | Natural Gas | Destratification Fans (HVLS) | A | Cumulative Summer Peak Savings (MW) | Achievable Technical Potential | 0 | 0 | 0 | 0 | 0 | 0 | 0 | 0 | 0 | 0 | 0 | 0 | 0 | 0 | 0 | 0 | 0 | 0 | 0 | 0 | 0 | 0 | 0 | 0 | 0 | 0 | 0
F12_Industrial_Industrial - WA_New_Space Heating_Natural Gas_Destratification Fans (HVLS)_A_Achievable Technical Potential | F12 | Industrial | Industrial - WA | New | Space Heating | Natural Gas | Destratification Fans (HVLS) | A | Cumulative Winter Peak Savings (MW) | Achievable Technical Potential | 0 | 0 | 0 | 0 | 0 | 0 | 0 | 0 | 0 | 0 | 0 | 0 | 0 | 0 | 0 | 0 | 0 | 0 | 0 | 0 | 0 | 0 | 0 | 0 | 0 | 0 | 0
F13_Industrial_Industrial - WA_New_Space Heating_Natural Gas_Destratification Fans (HVLS)_A_Achievable Technical Potential | F13 | Industrial | Industrial - WA | New | Space Heating | Natural Gas | Destratification Fans (HVLS) | A | Purchases (Incremental) | Achievable Technical Potential | 0 | 0 | 0.00025371 | 0.00033788 | 0.00040403 | 0.00045771 | 0.00049471 | 0.00053108 | 0.00056684 | 0.00060199 | 0.00063655 | 0.00067052 | 0.00070392 | 0.00073675 | 0.00076903 | 0.00080076 | 0.00083196 | 0.00060892 | 0.0005549 | 0.00051839 | 0.00049386 | 0.00048552 | 0 | 0 | 0 | 0 | 0
F14_Industrial_Industrial - WA_New_Space Heating_Natural Gas_Destratification Fans (HVLS)_A_Achievable Technical Potential | F14 | Industrial | Industrial - WA | New | Space Heating | Natural Gas | Destratification Fans (HVLS) | A | Purchases (Cumulative) | Achievable Technical Potential | 0 | 0 | 0.00025371 | 0.0005916 | 0.00099563 | 0.0014533 | 0.001948 | 0.0024791 | 0.003046 | 0.003648 | 0.0042845 | 0.004955 | 0.0056589 | 0.0063957 | 0.0071647 | 0.0079655 | 0.0087975 | 0.0094064 | 0.0099613 | 0.01048 | 0.010974 | 0.011459 | 0.011459 | 0.011459 | 0.011459 | 0.011459 | 0.011459
F1_Industrial_Industrial - WA_New_Space Heating_Natural Gas_Condensing RTU_A_Achievable Technical Potential | F1 | Industrial | Industrial - WA | New | Space Heating | Natural Gas | Condensing RTU | A | Original Unit Energy Savings (kWh or therms) | Achievable Technical Potential | 0 | 0 | 0.057042 | 0.055463 | 0.054683 | 0.054216 | 0.053954 | 0.053731 | 0.05354 | 0.053374 | 0.053229 | 0.053101 | 0.052987 | 0.052885 | 0.052794 | 0.052711 | 0.052635 | 0.052567 | 0.052504 | 0.052373 | 0.052197 | 0.052042 | 0.051904 | 0.051782 | 0.051673 | 0.051577 | 0.05149
F2_Industrial_Industrial - WA_New_Space Heating_Natural Gas_Condensing RTU_A_Achievable Technical Potential | F2 | Industrial | Industrial - WA | New | Space Heating | Natural Gas | Condensing RTU | A | Original Unit Summer Peak Savings (kW) | Achievable Technical Potential | 0 | 0 | 0 | 0 | 0 | 0 | 0 | 0 | 0 | 0 | 0 | 0 | 0 | 0 | 0 | 0 | 0 | 0 | 0 | 0 | 0 | 0 | 0 | 0 | 0 | 0 | 0
F3_Industrial_Industrial - WA_New_Space Heating_Natural Gas_Condensing RTU_A_Achievable Technical Potential | F3 | Industrial | Industrial - WA | New | Space Heating | Natural Gas | Condensing RTU | A | Original Unit Winter Peak Savings (kW) | Achievable Technical Potential | 0 | 0 | 0 | 0 | 0 | 0 | 0 | 0 | 0 | 0 | 0 | 0 | 0 | 0 | 0 | 0 | 0 | 0 | 0 | 0 | 0 | 0 | 0 | 0 | 0 | 0 | 0
F4_Industrial_Industrial - WA_New_Space Heating_Natural Gas_Condensing RTU_A_Achievable Technical Potential | F4 | Industrial | Industrial - WA | New | Space Heating | Natural Gas | Condensing RTU | A | Standalone Impact on Baseline Energy (%) | Achievable Technical Potential | 0 | 0 | 0 | 0 | 0 | 0 | 0 | 0 | 0 | 0 | 0 | 0 | 0 | 0 | 0 | 0 | 0 | 0 | 0 | 0 | 0 | 0 | 0 | 0 | 0 | 0 | 0
F5_Industrial_Industrial - WA_New_Space Heating_Natural Gas_Condensing RTU_A_Achievable Technical Potential | F5 | Industrial | Industrial - WA | New | Space Heating | Natural Gas | Condensing RTU | A | Standalone Impact on Baseline Summer Peak (%) | Achievable Technical Potential | 0 | 0 | 0 | 0 | 0 | 0 | 0 | 0 | 0 | 0 | 0 | 0 | 0 | 0 | 0 | 0 | 0 | 0 | 0 | 0 | 0 | 0 | 0 | 0 | 0 | 0 | 0
F6_Industrial_Industrial - WA_New_Space Heating_Natural Gas_Condensing RTU_A_Achievable Technical Potential | F6 | Industrial | Industrial - WA | New | Space Heating | Natural Gas | Condensing RTU | A | Standalone Impact on Baseline Winter Peak (%) | Achievable Technical Potential | 0 | 0 | 0 | 0 | 0 | 0 | 0 | 0 | 0 | 0 | 0 | 0 | 0 | 0 | 0 | 0 | 0 | 0 | 0 | 0 | 0 | 0 | 0 | 0 | 0 | 0 | 0
F7_Industrial_Industrial - WA_New_Space Heating_Natural Gas_Condensing RTU_A_Achievable Technical Potential | F7 | Industrial | Industrial - WA | New | Space Heating | Natural Gas | Condensing RTU | A | Incremental Energy Savings (MWh or mTherms) | Achievable Technical Potential | 0 | 0 | 0 | 0 | 0 | 0 | 0 | 0 | 0 | 0 | 0 | 0 | 0 | 0 | 0 | 0 | 0 | 0 | 0 | 0 | 0 | 0 | 0 | 0 | 0 | 0 | 0
F8_Industrial_Industrial - WA_New_Space Heating_Natural Gas_Condensing RTU_A_Achievable Technical Potential | F8 | Industrial | Industrial - WA | New | Space Heating | Natural Gas | Condensing RTU | A | Incremental Summer Peak Savings (MW) | Achievable Technical Potential | 0 | 0 | 0 | 0 | 0 | 0 | 0 | 0 | 0 | 0 | 0 | 0 | 0 | 0 | 0 | 0 | 0 | 0 | 0 | 0 | 0 | 0 | 0 | 0 | 0 | 0 | 0
F9_Industrial_Industrial - WA_New_Space Heating_Natural Gas_Condensing RTU_A_Achievable Technical Potential | F9 | Industrial | Industrial - WA | New | Space Heating | Natural Gas | Condensing RTU | A | Incremental Winter Peak Savings (MW) | Achievable Technical Potential | 0 | 0 | 0 | 0 | 0 | 0 | 0 | 0 | 0 | 0 | 0 | 0 | 0 | 0 | 0 | 0 | 0 | 0 | 0 | 0 | 0 | 0 | 0 | 0 | 0 | 0 | 0
F10_Industrial_Industrial - WA_New_Space Heating_Natural Gas_Condensing RTU_A_Achievable Technical Potential | F10 | Industrial | Industrial - WA | New | Space Heating | Natural Gas | Condensing RTU | A | Cumulative Energy Savings (MWh or mTherms) | Achievable Technical Potential | 0 | 0 | 0 | 0 | 0 | 0 | 0 | 0 | 0 | 0 | 0 | 0 | 0 | 0 | 0 | 0 | 0 | 0 | 0 | 0 | 0 | 0 | 0 | 0 | 0 | 0 | 0
F11_Industrial_Industrial - WA_New_Space Heating_Natural Gas_Condensing RTU_A_Achievable Technical Potential | F11 | Industrial | Industrial - WA | New | Space Heating | Natural Gas | Condensing RTU | A | Cumulative Summer Peak Savings (MW) | Achievable Technical Potential | 0 | 0 | 0 | 0 | 0 | 0 | 0 | 0 | 0 | 0 | 0 | 0 | 0 | 0 | 0 | 0 | 0 | 0 | 0 | 0 | 0 | 0 | 0 | 0 | 0 | 0 | 0
F12_Industrial_Industrial - WA_New_Space Heating_Natural Gas_Condensing RTU_A_Achievable Technical Potential | F12 | Industrial | Industrial - WA | New | Space Heating | Natural Gas | Condensing RTU | A | Cumulative Winter Peak Savings (MW) | Achievable Technical Potential | 0 | 0 | 0 | 0 | 0 | 0 | 0 | 0 | 0 | 0 | 0 | 0 | 0 | 0 | 0 | 0 | 0 | 0 | 0 | 0 | 0 | 0 | 0 | 0 | 0 | 0 | 0
F13_Industrial_Industrial - WA_New_Space Heating_Natural Gas_Condensing RTU_A_Achievable Technical Potential | F13 | Industrial | Industrial - WA | New | Space Heating | Natural Gas | Condensing RTU | A | Purchases (Incremental) | Achievable Technical Potential | 0 | 0 | 0 | 0 | 0 | 0 | 0 | 0 | 0 | 0 | 0 | 0 | 0 | 0 | 0 | 0 | 0 | 0 | 0 | 0 | 0 | 0 | 0 | 0 | 0 | 0 | 0
F14_Industrial_Industrial - WA_New_Space Heating_Natural Gas_Condensing RTU_A_Achievable Technical Potential | F14 | Industrial | Industrial - WA | New | Space Heating | Natural Gas | Condensing RTU | A | Purchases (Cumulative) | Achievable Technical Potential | 0 | 0 | 0 | 0 | 0 | 0 | 0 | 0 | 0 | 0 | 0 | 0 | 0 | 0 | 0 | 0 | 0 | 0 | 0 | 0 | 0 | 0 | 0 | 0 | 0 | 0 | 0
F1_Industrial_Industrial - WA_New_Space Heating_Natural Gas_Industrial Air Curtains_A_Achievable Technical Potential | F1 | Industrial | Industrial - WA | New | Space Heating | Natural Gas | Industrial Air Curtains | A | Original Unit Energy Savings (kWh or therms) | Achievable Technical Potential | 0 | 0 | -0.016936 | -0.016802 | -0.016735 | -0.016695 | -0.016673 | -0.016654 | -0.016638 | -0.016624 | -0.016611 | -0.0166 | -0.016591 | -0.016582 | -0.016574 | -0.016567 | -0.016561 | -0.016555 | -0.016549 | -0.016538 | -0.016523 | -0.01651 | -0.016498 | -0.016488 | -0.016479 | -0.016471 | -0.016463
F2_Industrial_Industrial - WA_New_Space Heating_Natural Gas_Industrial Air Curtains_A_Achievable Technical Potential | F2 | Industrial | Industrial - WA | New | Space Heating | Natural Gas | Industrial Air Curtains | A | Original Unit Summer Peak Savings (kW) | Achievable Technical Potential | 0 | 0 | 0 | 0 | 0 | 0 | 0 | 0 | 0 | 0 | 0 | 0 | 0 | 0 | 0 | 0 | 0 | 0 | 0 | 0 | 0 | 0 | 0 | 0 | 0 | 0 | 0
F3_Industrial_Industrial - WA_New_Space Heating_Natural Gas_Industrial Air Curtains_A_Achievable Technical Potential | F3 | Industrial | Industrial - WA | New | Space Heating | Natural Gas | Industrial Air Curtains | A | Original Unit Winter Peak Savings (kW) | Achievable Technical Potential | 0 | 0 | 0 | 0 | 0 | 0 | 0 | 0 | 0 | 0 | 0 | 0 | 0 | 0 | 0 | 0 | 0 | 0 | 0 | 0 | 0 | 0 | 0 | 0 | 0 | 0 | 0
F4_Industrial_Industrial - WA_New_Space Heating_Natural Gas_Industrial Air Curtains_A_Achievable Technical Potential | F4 | Industrial | Industrial - WA | New | Space Heating | Natural Gas | Industrial Air Curtains | A | Standalone Impact on Baseline Energy (%) | Achievable Technical Potential | 0 | 0 | -3.8091e-05 | -0.00010474 | -0.00022279 | -0.00041657 | -0.00071921 | -0.001148 | -0.0017259 | -0.0024681 | -0.0033768 | -0.0044353 | -0.0056043 | -0.0068221 | -0.0080094 | -0.0090812 | -0.009962 | -0.010607 | -0.010992 | -0.011114 | -0.01101 | -0.010742 | -0.010442 | -0.010163 | -0.0099029 | -0.0096597 | -0.0094319
F5_Industrial_Industrial - WA_New_Space Heating_Natural Gas_Industrial Air Curtains_A_Achievable Technical Potential | F5 | Industrial | Industrial - WA | New | Space Heating | Natural Gas | Industrial Air Curtains | A | Standalone Impact on Baseline Summer Peak (%) | Achievable Technical Potential | 0 | 0 | 0 | 0 | 0 | 0 | 0 | 0 | 0 | 0 | 0 | 0 | 0 | 0 | 0 | 0 | 0 | 0 | 0 | 0 | 0 | 0 | 0 | 0 | 0 | 0 | 0
F6_Industrial_Industrial - WA_New_Space Heating_Natural Gas_Industrial Air Curtains_A_Achievable Technical Potential | F6 | Industrial | Industrial - WA | New | Space Heating | Natural Gas | Industrial Air Curtains | A | Standalone Impact on Baseline Winter Peak (%) | Achievable Technical Potential | 0 | 0 | 0 | 0 | 0 | 0 | 0 | 0 | 0 | 0 | 0 | 0 | 0 | 0 | 0 | 0 | 0 | 0 | 0 | 0 | 0 | 0 | 0 | 0 | 0 | 0 | 0
F7_Industrial_Industrial - WA_New_Space Heating_Natural Gas_Industrial Air Curtains_A_Achievable Technical Potential | F7 | Industrial | Industrial - WA | New | Space Heating | Natural Gas | Industrial Air Curtains | A | Incremental Energy Savings (MWh or mTherms) | Achievable Technical Potential | 0 | 0 | -0.00061342 | -0.00162 | -0.003426 | -0.0062981 | -0.010319 | -0.015847 | -0.022985 | -0.031618 | -0.04132 | -0.051293 | -0.060379 | -0.067192 | -0.070396 | -0.069069 | -0.063068 | -0.053461 | -0.041176 | -0.027188 | -0.013899 | -0.0032963 | 0 | 0 | 0 | 0 | 0
F8_Industrial_Industrial - WA_New_Space Heating_Natural Gas_Industrial Air Curtains_A_Achievable Technical Potential | F8 | Industrial | Industrial - WA | New | Space Heating | Natural Gas | Industrial Air Curtains | A | Incremental Summer Peak Savings (MW) | Achievable Technical Potential | 0 | 0 | 0 | 0 | 0 | 0 | 0 | 0 | 0 | 0 | 0 | 0 | 0 | 0 | 0 | 0 | 0 | 0 | 0 | 0 | 0 | 0 | 0 | 0 | 0 | 0 | 0
F9_Industrial_Industrial - WA_New_Space Heating_Natural Gas_Industrial Air Curtains_A_Achievable Technical Potential | F9 | Industrial | Industrial - WA | New | Space Heating | Natural Gas | Industrial Air Curtains | A | Incremental Winter Peak Savings (MW) | Achievable Technical Potential | 0 | 0 | 0 | 0 | 0 | 0 | 0 | 0 | 0 | 0 | 0 | 0 | 0 | 0 | 0 | 0 | 0 | 0 | 0 | 0 | 0 | 0 | 0 | 0 | 0 | 0 | 0
F10_Industrial_Industrial - WA_New_Space Heating_Natural Gas_Industrial Air Curtains_A_Achievable Technical Potential | F10 | Industrial | Industrial - WA | New | Space Heating | Natural Gas | Industrial Air Curtains | A | Cumulative Energy Savings (MWh or mTherms) | Achievable Technical Potential | 0 | 0 | -0.00061342 | -0.0022286 | -0.0056457 | -0.01193 | -0.022233 | -0.038055 | -0.061003 | -0.092569 | -0.13382 | -0.18503 | -0.2453 | -0.31236 | -0.38261 | -0.45152 | -0.51441 | -0.56769 | -0.60868 | -0.63546 | -0.64878 | -0.65156 | -0.6511 | -0.65069 | -0.65032 | -0.65 | -0.6497
F11_Industrial_Industrial - WA_New_Space Heating_Natural Gas_Industrial Air Curtains_A_Achievable Technical Potential | F11 | Industrial | Industrial - WA | New | Space Heating | Natural Gas | Industrial Air Curtains | A | Cumulative Summer Peak Savings (MW) | Achievable Technical Potential | 0 | 0 | 0 | 0 | 0 | 0 | 0 | 0 | 0 | 0 | 0 | 0 | 0 | 0 | 0 | 0 | 0 | 0 | 0 | 0 | 0 | 0 | 0 | 0 | 0 | 0 | 0
F12_Industrial_Industrial - WA_New_Space Heating_Natural Gas_Industrial Air Curtains_A_Achievable Technical Potential | F12 | Industrial | Industrial - WA | New | Space Heating | Natural Gas | Industrial Air Curtains | A | Cumulative Winter Peak Savings (MW) | Achievable Technical Potential | 0 | 0 | 0 | 0 | 0 | 0 | 0 | 0 | 0 | 0 | 0 | 0 | 0 | 0 | 0 | 0 | 0 | 0 | 0 | 0 | 0 | 0 | 0 | 0 | 0 | 0 | 0
F13_Industrial_Industrial - WA_New_Space Heating_Natural Gas_Industrial Air Curtains_A_Achievable Technical Potential | F13 | Industrial | Industrial - WA | New | Space Heating | Natural Gas | Industrial Air Curtains | A | Purchases (Incremental) | Achievable Technical Potential | 0 | 0 | 36.22 | 96.4212 | 204.7162 | 377.237 | 618.8813 | 951.5416 | 1381.5074 | 1901.9969 | 2487.4846 | 3089.8876 | 3639.3236 | 4052.1379 | 4247.3264 | 4169.0327 | 3808.316 | 3229.3184 | 2488.0413 | 1643.9362 | 841.1621 | 199.6528 | 0 | 0 | 0 | 0 | 0
F14_Industrial_Industrial - WA_New_Space Heating_Natural Gas_Industrial Air Curtains_A_Achievable Technical Potential | F14 | Industrial | Industrial - WA | New | Space Heating | Natural Gas | Industrial Air Curtains | A | Purchases (Cumulative) | Achievable Technical Potential | 0 | 0 | 36.22 | 132.6411 | 337.3574 | 714.5944 | 1333.4756 | 2285.0173 | 3666.5247 | 5568.5215 | 8056.0061 | 11145.8937 | 14785.2173 | 18837.3551 | 23084.6816 | 27253.7142 | 31062.0303 | 34291.3486 | 36779.3899 | 38423.3261 | 39264.4882 | 39464.141 | 39464.141 | 39464.141 | 39464.141 | 39464.141 | 39464.141
F1_Industrial_Industrial - WA_New_Space Heating_Natural Gas_HVAC - Energy Recovery Ventilator_A_Achievable Technical Potential | F1 | Industrial | Industrial - WA | New | Space Heating | Natural Gas | HVAC - Energy Recovery Ventilator | A | Original Unit Energy Savings (kWh or therms) | Achievable Technical Potential | 0 | 0 | 0.17445 | 0.17306 | 0.17238 | 0.17197 | 0.17174 | 0.17154 | 0.17137 | 0.17123 | 0.1711 | 0.17099 | 0.17089 | 0.1708 | 0.17072 | 0.17065 | 0.17058 | 0.17052 | 0.17046 | 0.17035 | 0.1702 | 0.17006 | 0.16994 | 0.16983 | 0.16974 | 0.16965 | 0.16958
F2_Industrial_Industrial - WA_New_Space Heating_Natural Gas_HVAC - Energy Recovery Ventilator_A_Achievable Technical Potential | F2 | Industrial | Industrial - WA | New | Space Heating | Natural Gas | HVAC - Energy Recovery Ventilator | A | Original Unit Summer Peak Savings (kW) | Achievable Technical Potential | 0 | 0 | 0 | 0 | 0 | 0 | 0 | 0 | 0 | 0 | 0 | 0 | 0 | 0 | 0 | 0 | 0 | 0 | 0 | 0 | 0 | 0 | 0 | 0 | 0 | 0 | 0
F3_Industrial_Industrial - WA_New_Space Heating_Natural Gas_HVAC - Energy Recovery Ventilator_A_Achievable Technical Potential | F3 | Industrial | Industrial - WA | New | Space Heating | Natural Gas | HVAC - Energy Recovery Ventilator | A | Original Unit Winter Peak Savings (kW) | Achievable Technical Potential | 0 | 0 | 0 | 0 | 0 | 0 | 0 | 0 | 0 | 0 | 0 | 0 | 0 | 0 | 0 | 0 | 0 | 0 | 0 | 0 | 0 | 0 | 0 | 0 | 0 | 0 | 0
F4_Industrial_Industrial - WA_New_Space Heating_Natural Gas_HVAC - Energy Recovery Ventilator_A_Achievable Technical Potential | F4 | Industrial | Industrial - WA | New | Space Heating | Natural Gas | HVAC - Energy Recovery Ventilator | A | Standalone Impact on Baseline Energy (%) | Achievable Technical Potential | 0 | 0 | 0 | 0 | 0 | 0 | 0 | 0 | 0 | 0 | 0 | 0 | 0 | 0 | 0 | 0 | 0 | 0 | 0 | 0 | 0 | 0 | 0 | 0 | 0 | 0 | 0
F5_Industrial_Industrial - WA_New_Space Heating_Natural Gas_HVAC - Energy Recovery Ventilator_A_Achievable Technical Potential | F5 | Industrial | Industrial - WA | New | Space Heating | Natural Gas | HVAC - Energy Recovery Ventilator | A | Standalone Impact on Baseline Summer Peak (%) | Achievable Technical Potential | 0 | 0 | 0 | 0 | 0 | 0 | 0 | 0 | 0 | 0 | 0 | 0 | 0 | 0 | 0 | 0 | 0 | 0 | 0 | 0 | 0 | 0 | 0 | 0 | 0 | 0 | 0
F6_Industrial_Industrial - WA_New_Space Heating_Natural Gas_HVAC - Energy Recovery Ventilator_A_Achievable Technical Potential | F6 | Industrial | Industrial - WA | New | Space Heating | Natural Gas | HVAC - Energy Recovery Ventilator | A | Standalone Impact on Baseline Winter Peak (%) | Achievable Technical Potential | 0 | 0 | 0 | 0 | 0 | 0 | 0 | 0 | 0 | 0 | 0 | 0 | 0 | 0 | 0 | 0 | 0 | 0 | 0 | 0 | 0 | 0 | 0 | 0 | 0 | 0 | 0
F7_Industrial_Industrial - WA_New_Space Heating_Natural Gas_HVAC - Energy Recovery Ventilator_A_Achievable Technical Potential | F7 | Industrial | Industrial - WA | New | Space Heating | Natural Gas | HVAC - Energy Recovery Ventilator | A | Incremental Energy Savings (MWh or mTherms) | Achievable Technical Potential | 0 | 0 | 0 | 0 | 0 | 0 | 0 | 0 | 0 | 0 | 0 | 0 | 0 | 0 | 0 | 0 | 0 | 0 | 0 | 0 | 0 | 0 | 0 | 0 | 0 | 0 | 0
F8_Industrial_Industrial - WA_New_Space Heating_Natural Gas_HVAC - Energy Recovery Ventilator_A_Achievable Technical Potential | F8 | Industrial | Industrial - WA | New | Space Heating | Natural Gas | HVAC - Energy Recovery Ventilator | A | Incremental Summer Peak Savings (MW) | Achievable Technical Potential | 0 | 0 | 0 | 0 | 0 | 0 | 0 | 0 | 0 | 0 | 0 | 0 | 0 | 0 | 0 | 0 | 0 | 0 | 0 | 0 | 0 | 0 | 0 | 0 | 0 | 0 | 0
F9_Industrial_Industrial - WA_New_Space Heating_Natural Gas_HVAC - Energy Recovery Ventilator_A_Achievable Technical Potential | F9 | Industrial | Industrial - WA | New | Space Heating | Natural Gas | HVAC - Energy Recovery Ventilator | A | Incremental Winter Peak Savings (MW) | Achievable Technical Potential | 0 | 0 | 0 | 0 | 0 | 0 | 0 | 0 | 0 | 0 | 0 | 0 | 0 | 0 | 0 | 0 | 0 | 0 | 0 | 0 | 0 | 0 | 0 | 0 | 0 | 0 | 0
F10_Industrial_Industrial - WA_New_Space Heating_Natural Gas_HVAC - Energy Recovery Ventilator_A_Achievable Technical Potential | F10 | Industrial | Industrial - WA | New | Space Heating | Natural Gas | HVAC - Energy Recovery Ventilator | A | Cumulative Energy Savings (MWh or mTherms) | Achievable Technical Potential | 0 | 0 | 0 | 0 | 0 | 0 | 0 | 0 | 0 | 0 | 0 | 0 | 0 | 0 | 0 | 0 | 0 | 0 | 0 | 0 | 0 | 0 | 0 | 0 | 0 | 0 | 0
F11_Industrial_Industrial - WA_New_Space Heating_Natural Gas_HVAC - Energy Recovery Ventilator_A_Achievable Technical Potential | F11 | Industrial | Industrial - WA | New | Space Heating | Natural Gas | HVAC - Energy Recovery Ventilator | A | Cumulative Summer Peak Savings (MW) | Achievable Technical Potential | 0 | 0 | 0 | 0 | 0 | 0 | 0 | 0 | 0 | 0 | 0 | 0 | 0 | 0 | 0 | 0 | 0 | 0 | 0 | 0 | 0 | 0 | 0 | 0 | 0 | 0 | 0
F12_Industrial_Industrial - WA_New_Space Heating_Natural Gas_HVAC - Energy Recovery Ventilator_A_Achievable Technical Potential | F12 | Industrial | Industrial - WA | New | Space Heating | Natural Gas | HVAC - Energy Recovery Ventilator | A | Cumulative Winter Peak Savings (MW) | Achievable Technical Potential | 0 | 0 | 0 | 0 | 0 | 0 | 0 | 0 | 0 | 0 | 0 | 0 | 0 | 0 | 0 | 0 | 0 | 0 | 0 | 0 | 0 | 0 | 0 | 0 | 0 | 0 | 0
F13_Industrial_Industrial - WA_New_Space Heating_Natural Gas_HVAC - Energy Recovery Ventilator_A_Achievable Technical Potential | F13 | Industrial | Industrial - WA | New | Space Heating | Natural Gas | HVAC - Energy Recovery Ventilator | A | Purchases (Incremental) | Achievable Technical Potential | 0 | 0 | 0 | 0 | 0 | 0 | 0 | 0 | 0 | 0 | 0 | 0 | 0 | 0 | 0 | 0 | 0 | 0 | 0 | 0 | 0 | 0 | 0 | 0 | 0 | 0 | 0
F14_Industrial_Industrial - WA_New_Space Heating_Natural Gas_HVAC - Energy Recovery Ventilator_A_Achievable Technical Potential | F14 | Industrial | Industrial - WA | New | Space Heating | Natural Gas | HVAC - Energy Recovery Ventilator | A | Purchases (Cumulative) | Achievable Technical Potential | 0 | 0 | 0 | 0 | 0 | 0 | 0 | 0 | 0 | 0 | 0 | 0 | 0 | 0 | 0 | 0 | 0 | 0 | 0 | 0 | 0 | 0 | 0 | 0 | 0 | 0 | 0
F1_Industrial_Industrial - WA_New_Space Heating_Natural Gas_Thermostat - Connected_A_Achievable Technical Potential | F1 | Industrial | Industrial - WA | New | Space Heating | Natural Gas | Thermostat - Connected | A | Original Unit Energy Savings (kWh or therms) | Achievable Technical Potential | 0 | 0 | 6201.7281 | 6152.4665 | 6128.1564 | 6113.5944 | 6105.396 | 6098.45 | 6092.4906 | 6087.3222 | 6082.7977 | 6078.8043 | 6075.2542 | 6072.0779 | 6069.2197 | 6066.6344 | 6064.285 | 6062.1409 | 6060.1766 | 6056.1041 | 6050.621 | 6045.7748 | 6041.4822 | 6037.6721 | 6034.284 | 6031.266 | 6028.5733
F2_Industrial_Industrial - WA_New_Space Heating_Natural Gas_Thermostat - Connected_A_Achievable Technical Potential | F2 | Industrial | Industrial - WA | New | Space Heating | Natural Gas | Thermostat - Connected | A | Original Unit Summer Peak Savings (kW) | Achievable Technical Potential | 0 | 0 | 0 | 0 | 0 | 0 | 0 | 0 | 0 | 0 | 0 | 0 | 0 | 0 | 0 | 0 | 0 | 0 | 0 | 0 | 0 | 0 | 0 | 0 | 0 | 0 | 0
F3_Industrial_Industrial - WA_New_Space Heating_Natural Gas_Thermostat - Connected_A_Achievable Technical Potential | F3 | Industrial | Industrial - WA | New | Space Heating | Natural Gas | Thermostat - Connected | A | Original Unit Winter Peak Savings (kW) | Achievable Technical Potential | 0 | 0 | 0 | 0 | 0 | 0 | 0 | 0 | 0 | 0 | 0 | 0 | 0 | 0 | 0 | 0 | 0 | 0 | 0 | 0 | 0 | 0 | 0 | 0 | 0 | 0 | 0
F4_Industrial_Industrial - WA_New_Space Heating_Natural Gas_Thermostat - Connected_A_Achievable Technical Potential | F4 | Industrial | Industrial - WA | New | Space Heating | Natural Gas | Thermostat - Connected | A | Standalone Impact on Baseline Energy (%) | Achievable Technical Potential | 0 | 0 | 0.0018595 | 0.0032557 | 0.0045821 | 0.0059043 | 0.0073221 | 0.0076058 | 0.0073564 | 0.0069269 | 0.0065508 | 0.0062189 | 0.0059239 | 0.0056599 | 0.0054223 | 0.0052074 | 0.0050122 | 0.004834 | 0.0046707 | 0.0045206 | 0.0043821 | 0.0042541 | 0.0041352 | 0.0040247 | 0.0039216 | 0.0038253 | 0.0037351
F5_Industrial_Industrial - WA_New_Space Heating_Natural Gas_Thermostat - Connected_A_Achievable Technical Potential | F5 | Industrial | Industrial - WA | New | Space Heating | Natural Gas | Thermostat - Connected | A | Standalone Impact on Baseline Summer Peak (%) | Achievable Technical Potential | 0 | 0 | 0 | 0 | 0 | 0 | 0 | 0 | 0 | 0 | 0 | 0 | 0 | 0 | 0 | 0 | 0 | 0 | 0 | 0 | 0 | 0 | 0 | 0 | 0 | 0 | 0
F6_Industrial_Industrial - WA_New_Space Heating_Natural Gas_Thermostat - Connected_A_Achievable Technical Potential | F6 | Industrial | Industrial - WA | New | Space Heating | Natural Gas | Thermostat - Connected | A | Standalone Impact on Baseline Winter Peak (%) | Achievable Technical Potential | 0 | 0 | 0 | 0 | 0 | 0 | 0 | 0 | 0 | 0 | 0 | 0 | 0 | 0 | 0 | 0 | 0 | 0 | 0 | 0 | 0 | 0 | 0 | 0 | 0 | 0 | 0
F7_Industrial_Industrial - WA_New_Space Heating_Natural Gas_Thermostat - Connected_A_Achievable Technical Potential | F7 | Industrial | Industrial - WA | New | Space Heating | Natural Gas | Thermostat - Connected | A | Incremental Energy Savings (MWh or mTherms) | Achievable Technical Potential | 0 | 0 | 0.029945 | 0.039562 | 0.047121 | 0.053254 | 0.057482 | 0.026028 | 0.0081442 | 0 | 0 | 0 | 0 | 0 | 0 | 0 | 0 | 0 | 0 | 0 | 0 | 0 | 0 | 0 | 0 | 0 | 0
F8_Industrial_Industrial - WA_New_Space Heating_Natural Gas_Thermostat - Connected_A_Achievable Technical Potential | F8 | Industrial | Industrial - WA | New | Space Heating | Natural Gas | Thermostat - Connected | A | Incremental Summer Peak Savings (MW) | Achievable Technical Potential | 0 | 0 | 0 | 0 | 0 | 0 | 0 | 0 | 0 | 0 | 0 | 0 | 0 | 0 | 0 | 0 | 0 | 0 | 0 | 0 | 0 | 0 | 0 | 0 | 0 | 0 | 0
F9_Industrial_Industrial - WA_New_Space Heating_Natural Gas_Thermostat - Connected_A_Achievable Technical Potential | F9 | Industrial | Industrial - WA | New | Space Heating | Natural Gas | Thermostat - Connected | A | Incremental Winter Peak Savings (MW) | Achievable Technical Potential | 0 | 0 | 0 | 0 | 0 | 0 | 0 | 0 | 0 | 0 | 0 | 0 | 0 | 0 | 0 | 0 | 0 | 0 | 0 | 0 | 0 | 0 | 0 | 0 | 0 | 0 | 0
F10_Industrial_Industrial - WA_New_Space Heating_Natural Gas_Thermostat - Connected_A_Achievable Technical Potential | F10 | Industrial | Industrial - WA | New | Space Heating | Natural Gas | Thermostat - Connected | A | Cumulative Energy Savings (MWh or mTherms) | Achievable Technical Potential | 0 | 0 | 0.029945 | 0.069269 | 0.11612 | 0.16909 | 0.22635 | 0.25212 | 0.26002 | 0.2598 | 0.2596 | 0.25943 | 0.25928 | 0.25915 | 0.25902 | 0.25891 | 0.25881 | 0.25872 | 0.25864 | 0.25846 | 0.25823 | 0.25802 | 0.25784 | 0.25768 | 0.25753 | 0.2574 | 0.25729
F11_Industrial_Industrial - WA_New_Space Heating_Natural Gas_Thermostat - Connected_A_Achievable Technical Potential | F11 | Industrial | Industrial - WA | New | Space Heating | Natural Gas | Thermostat - Connected | A | Cumulative Summer Peak Savings (MW) | Achievable Technical Potential | 0 | 0 | 0 | 0 | 0 | 0 | 0 | 0 | 0 | 0 | 0 | 0 | 0 | 0 | 0 | 0 | 0 | 0 | 0 | 0 | 0 | 0 | 0 | 0 | 0 | 0 | 0
F12_Industrial_Industrial - WA_New_Space Heating_Natural Gas_Thermostat - Connected_A_Achievable Technical Potential | F12 | Industrial | Industrial - WA | New | Space Heating | Natural Gas | Thermostat - Connected | A | Cumulative Winter Peak Savings (MW) | Achievable Technical Potential | 0 | 0 | 0 | 0 | 0 | 0 | 0 | 0 | 0 | 0 | 0 | 0 | 0 | 0 | 0 | 0 | 0 | 0 | 0 | 0 | 0 | 0 | 0 | 0 | 0 | 0 | 0
F13_Industrial_Industrial - WA_New_Space Heating_Natural Gas_Thermostat - Connected_A_Achievable Technical Potential | F13 | Industrial | Industrial - WA | New | Space Heating | Natural Gas | Thermostat - Connected | A | Purchases (Incremental) | Achievable Technical Potential | 0 | 0 | 0.0048285 | 0.0064303 | 0.0076892 | 0.0087107 | 0.0094149 | 0.0042679 | 0.0013368 | 0 | 0 | 0 | 0 | 0 | 0 | 0 | 0 | 0 | 0 | 0 | 0 | 0 | 0 | 0 | 0 | 0 | 0
F14_Industrial_Industrial - WA_New_Space Heating_Natural Gas_Thermostat - Connected_A_Achievable Technical Potential | F14 | Industrial | Industrial - WA | New | Space Heating | Natural Gas | Thermostat - Connected | A | Purchases (Cumulative) | Achievable Technical Potential | 0 | 0 | 0.0048285 | 0.011259 | 0.018948 | 0.027659 | 0.037074 | 0.041342 | 0.042678 | 0.042678 | 0.042678 | 0.042678 | 0.042678 | 0.042678 | 0.042678 | 0.042678 | 0.042678 | 0.042678 | 0.042678 | 0.042678 | 0.042678 | 0.042678 | 0.042678 | 0.042678 | 0.042678 | 0.042678 | 0.042678
F1_Industrial_Industrial - WA_New_Space Heating_Natural Gas_Gas Boiler - Maintenance_A_Achievable Technical Potential | F1 | Industrial | Industrial - WA | New | Space Heating | Natural Gas | Gas Boiler - Maintenance | A | Original Unit Energy Savings (kWh or therms) | Achievable Technical Potential | 0 | 0 | 0.55341 | 0.55341 | 0.55341 | 0.55341 | 0.55341 | 0.55341 | 0.55341 | 0.55341 | 0.55341 | 0.55341 | 0.55341 | 0.55341 | 0.55341 | 0.55341 | 0.55341 | 0.55341 | 0.55341 | 0.55341 | 0.55341 | 0.55341 | 0.55341 | 0.55341 | 0.55341 | 0.55341 | 0.55341
F2_Industrial_Industrial - WA_New_Space Heating_Natural Gas_Gas Boiler - Maintenance_A_Achievable Technical Potential | F2 | Industrial | Industrial - WA | New | Space Heating | Natural Gas | Gas Boiler - Maintenance | A | Original Unit Summer Peak Savings (kW) | Achievable Technical Potential | 0 | 0 | 0 | 0 | 0 | 0 | 0 | 0 | 0 | 0 | 0 | 0 | 0 | 0 | 0 | 0 | 0 | 0 | 0 | 0 | 0 | 0 | 0 | 0 | 0 | 0 | 0
F3_Industrial_Industrial - WA_New_Space Heating_Natural Gas_Gas Boiler - Maintenance_A_Achievable Technical Potential | F3 | Industrial | Industrial - WA | New | Space Heating | Natural Gas | Gas Boiler - Maintenance | A | Original Unit Winter Peak Savings (kW) | Achievable Technical Potential | 0 | 0 | 0 | 0 | 0 | 0 | 0 | 0 | 0 | 0 | 0 | 0 | 0 | 0 | 0 | 0 | 0 | 0 | 0 | 0 | 0 | 0 | 0 | 0 | 0 | 0 | 0
F4_Industrial_Industrial - WA_New_Space Heating_Natural Gas_Gas Boiler - Maintenance_A_Achievable Technical Potential | F4 | Industrial | Industrial - WA | New | Space Heating | Natural Gas | Gas Boiler - Maintenance | A | Standalone Impact on Baseline Energy (%) | Achievable Technical Potential | 0 | 0 | 8.1992e-05 | 0.00011999 | 0.00014101 | 0.00012477 | 0.00011559 | 0.0001078 | 0.00010109 | 9.5272e-05 | 9.0167e-05 | 8.5654e-05 | 8.1638e-05 | 7.8041e-05 | 7.48e-05 | 7.1867e-05 | 6.9199e-05 | 6.6762e-05 | 6.4528e-05 | 6.2496e-05 | 6.0637e-05 | 5.8912e-05 | 5.7307e-05 | 5.581e-05 | 5.4412e-05 | 5.3102e-05 | 5.1873e-05
F5_Industrial_Industrial - WA_New_Space Heating_Natural Gas_Gas Boiler - Maintenance_A_Achievable Technical Potential | F5 | Industrial | Industrial - WA | New | Space Heating | Natural Gas | Gas Boiler - Maintenance | A | Standalone Impact on Baseline Summer Peak (%) | Achievable Technical Potential | 0 | 0 | 0 | 0 | 0 | 0 | 0 | 0 | 0 | 0 | 0 | 0 | 0 | 0 | 0 | 0 | 0 | 0 | 0 | 0 | 0 | 0 | 0 | 0 | 0 | 0 | 0
F6_Industrial_Industrial - WA_New_Space Heating_Natural Gas_Gas Boiler - Maintenance_A_Achievable Technical Potential | F6 | Industrial | Industrial - WA | New | Space Heating | Natural Gas | Gas Boiler - Maintenance | A | Standalone Impact on Baseline Winter Peak (%) | Achievable Technical Potential | 0 | 0 | 0 | 0 | 0 | 0 | 0 | 0 | 0 | 0 | 0 | 0 | 0 | 0 | 0 | 0 | 0 | 0 | 0 | 0 | 0 | 0 | 0 | 0 | 0 | 0 | 0
F7_Industrial_Industrial - WA_New_Space Heating_Natural Gas_Gas Boiler - Maintenance_A_Achievable Technical Potential | F7 | Industrial | Industrial - WA | New | Space Heating | Natural Gas | Gas Boiler - Maintenance | A | Incremental Energy Savings (MWh or mTherms) | Achievable Technical Potential | 0 | 0 | 0.0013204 | 0.0012325 | 0.0010203 | 0 | 0 | 0 | 0 | 0 | 0 | 0 | 0 | 0 | 0 | 0 | 0 | 0 | 0 | 0 | 0 | 0 | 0 | 0 | 0 | 0 | 0
F8_Industrial_Industrial - WA_New_Space Heating_Natural Gas_Gas Boiler - Maintenance_A_Achievable Technical Potential | F8 | Industrial | Industrial - WA | New | Space Heating | Natural Gas | Gas Boiler - Maintenance | A | Incremental Summer Peak Savings (MW) | Achievable Technical Potential | 0 | 0 | 0 | 0 | 0 | 0 | 0 | 0 | 0 | 0 | 0 | 0 | 0 | 0 | 0 | 0 | 0 | 0 | 0 | 0 | 0 | 0 | 0 | 0 | 0 | 0 | 0
F9_Industrial_Industrial - WA_New_Space Heating_Natural Gas_Gas Boiler - Maintenance_A_Achievable Technical Potential | F9 | Industrial | Industrial - WA | New | Space Heating | Natural Gas | Gas Boiler - Maintenance | A | Incremental Winter Peak Savings (MW) | Achievable Technical Potential | 0 | 0 | 0 | 0 | 0 | 0 | 0 | 0 | 0 | 0 | 0 | 0 | 0 | 0 | 0 | 0 | 0 | 0 | 0 | 0 | 0 | 0 | 0 | 0 | 0 | 0 | 0
F10_Industrial_Industrial - WA_New_Space Heating_Natural Gas_Gas Boiler - Maintenance_A_Achievable Technical Potential | F10 | Industrial | Industrial - WA | New | Space Heating | Natural Gas | Gas Boiler - Maintenance | A | Cumulative Energy Savings (MWh or mTherms) | Achievable Technical Potential | 0 | 0 | 0.0013204 | 0.0025529 | 0.0035732 | 0.0035732 | 0.0035732 | 0.0035732 | 0.0035732 | 0.0035732 | 0.0035732 | 0.0035732 | 0.0035732 | 0.0035732 | 0.0035732 | 0.0035732 | 0.0035732 | 0.0035732 | 0.0035732 | 0.0035732 | 0.0035732 | 0.0035732 | 0.0035732 | 0.0035732 | 0.0035732 | 0.0035732 | 0.0035732
F11_Industrial_Industrial - WA_New_Space Heating_Natural Gas_Gas Boiler - Maintenance_A_Achievable Technical Potential | F11 | Industrial | Industrial - WA | New | Space Heating | Natural Gas | Gas Boiler - Maintenance | A | Cumulative Summer Peak Savings (MW) | Achievable Technical Potential | 0 | 0 | 0 | 0 | 0 | 0 | 0 | 0 | 0 | 0 | 0 | 0 | 0 | 0 | 0 | 0 | 0 | 0 | 0 | 0 | 0 | 0 | 0 | 0 | 0 | 0 | 0
F12_Industrial_Industrial - WA_New_Space Heating_Natural Gas_Gas Boiler - Maintenance_A_Achievable Technical Potential | F12 | Industrial | Industrial - WA | New | Space Heating | Natural Gas | Gas Boiler - Maintenance | A | Cumulative Winter Peak Savings (MW) | Achievable Technical Potential | 0 | 0 | 0 | 0 | 0 | 0 | 0 | 0 | 0 | 0 | 0 | 0 | 0 | 0 | 0 | 0 | 0 | 0 | 0 | 0 | 0 | 0 | 0 | 0 | 0 | 0 | 0
F13_Industrial_Industrial - WA_New_Space Heating_Natural Gas_Gas Boiler - Maintenance_A_Achievable Technical Potential | F13 | Industrial | Industrial - WA | New | Space Heating | Natural Gas | Gas Boiler - Maintenance | A | Purchases (Incremental) | Achievable Technical Potential | 0 | 0 | 2.3859 | 2.2272 | 1.8436 | 0 | 0 | 0 | 0 | 0 | 0 | 0 | 0 | 0 | 0 | 0 | 0 | 0 | 0 | 0 | 0 | 0 | 0 | 0 | 0 | 0 | 0
F14_Industrial_Industrial - WA_New_Space Heating_Natural Gas_Gas Boiler - Maintenance_A_Achievable Technical Potential | F14 | Industrial | Industrial - WA | New | Space Heating | Natural Gas | Gas Boiler - Maintenance | A | Purchases (Cumulative) | Achievable Technical Potential | 0 | 0 | 2.3859 | 4.6131 | 6.4567 | 6.4567 | 6.4567 | 6.4567 | 6.4567 | 6.4567 | 6.4567 | 6.4567 | 6.4567 | 6.4567 | 6.4567 | 6.4567 | 6.4567 | 6.4567 | 6.4567 | 6.4567 | 6.4567 | 6.4567 | 6.4567 | 6.4567 | 6.4567 | 6.4567 | 6.4567
F1_Industrial_Industrial - WA_New_Space Heating_Natural Gas_Gas Furnace - Maintenance_A_Achievable Technical Potential | F1 | Industrial | Industrial - WA | New | Space Heating | Natural Gas | Gas Furnace - Maintenance | A | Original Unit Energy Savings (kWh or therms) | Achievable Technical Potential | 0 | 0 | 0.48603 | 0.47257 | 0.46593 | 0.46195 | 0.45971 | 0.45781 | 0.45618 | 0.45477 | 0.45353 | 0.45244 | 0.45147 | 0.45061 | 0.44982 | 0.44912 | 0.44848 | 0.44789 | 0.44735 | 0.44624 | 0.44474 | 0.44342 | 0.44225 | 0.44121 | 0.44028 | 0.43946 | 0.43872
F2_Industrial_Industrial - WA_New_Space Heating_Natural Gas_Gas Furnace - Maintenance_A_Achievable Technical Potential | F2 | Industrial | Industrial - WA | New | Space Heating | Natural Gas | Gas Furnace - Maintenance | A | Original Unit Summer Peak Savings (kW) | Achievable Technical Potential | 0 | 0 | 0 | 0 | 0 | 0 | 0 | 0 | 0 | 0 | 0 | 0 | 0 | 0 | 0 | 0 | 0 | 0 | 0 | 0 | 0 | 0 | 0 | 0 | 0 | 0 | 0
F3_Industrial_Industrial - WA_New_Space Heating_Natural Gas_Gas Furnace - Maintenance_A_Achievable Technical Potential | F3 | Industrial | Industrial - WA | New | Space Heating | Natural Gas | Gas Furnace - Maintenance | A | Original Unit Winter Peak Savings (kW) | Achievable Technical Potential | 0 | 0 | 0 | 0 | 0 | 0 | 0 | 0 | 0 | 0 | 0 | 0 | 0 | 0 | 0 | 0 | 0 | 0 | 0 | 0 | 0 | 0 | 0 | 0 | 0 | 0 | 0
F4_Industrial_Industrial - WA_New_Space Heating_Natural Gas_Gas Furnace - Maintenance_A_Achievable Technical Potential | F4 | Industrial | Industrial - WA | New | Space Heating | Natural Gas | Gas Furnace - Maintenance | A | Standalone Impact on Baseline Energy (%) | Achievable Technical Potential | 0 | 0 | 4.5122e-05 | 6.4204e-05 | 7.4388e-05 | 6.5259e-05 | 6.0166e-05 | 5.5878e-05 | 5.2218e-05 | 4.9058e-05 | 4.6303e-05 | 4.388e-05 | 4.1733e-05 | 3.9817e-05 | 3.8098e-05 | 3.6546e-05 | 3.5139e-05 | 3.3858e-05 | 3.2685e-05 | 3.1578e-05 | 3.0535e-05 | 2.9578e-05 | 2.8696e-05 | 2.7881e-05 | 2.7125e-05 | 2.6423e-05 | 2.5768e-05
F5_Industrial_Industrial - WA_New_Space Heating_Natural Gas_Gas Furnace - Maintenance_A_Achievable Technical Potential | F5 | Industrial | Industrial - WA | New | Space Heating | Natural Gas | Gas Furnace - Maintenance | A | Standalone Impact on Baseline Summer Peak (%) | Achievable Technical Potential | 0 | 0 | 0 | 0 | 0 | 0 | 0 | 0 | 0 | 0 | 0 | 0 | 0 | 0 | 0 | 0 | 0 | 0 | 0 | 0 | 0 | 0 | 0 | 0 | 0 | 0 | 0
F6_Industrial_Industrial - WA_New_Space Heating_Natural Gas_Gas Furnace - Maintenance_A_Achievable Technical Potential | F6 | Industrial | Industrial - WA | New | Space Heating | Natural Gas | Gas Furnace - Maintenance | A | Standalone Impact on Baseline Winter Peak (%) | Achievable Technical Potential | 0 | 0 | 0 | 0 | 0 | 0 | 0 | 0 | 0 | 0 | 0 | 0 | 0 | 0 | 0 | 0 | 0 | 0 | 0 | 0 | 0 | 0 | 0 | 0 | 0 | 0 | 0
F7_Industrial_Industrial - WA_New_Space Heating_Natural Gas_Gas Furnace - Maintenance_A_Achievable Technical Potential | F7 | Industrial | Industrial - WA | New | Space Heating | Natural Gas | Gas Furnace - Maintenance | A | Incremental Energy Savings (MWh or mTherms) | Achievable Technical Potential | 0 | 0 | 0.00072664 | 0.0006595 | 0.00053826 | 0 | 0 | 0 | 0 | 0 | 0 | 0 | 0 | 0 | 0 | 0 | 0 | 0 | 0 | 0 | 0 | 0 | 0 | 0 | 0 | 0 | 0
F8_Industrial_Industrial - WA_New_Space Heating_Natural Gas_Gas Furnace - Maintenance_A_Achievable Technical Potential | F8 | Industrial | Industrial - WA | New | Space Heating | Natural Gas | Gas Furnace - Maintenance | A | Incremental Summer Peak Savings (MW) | Achievable Technical Potential | 0 | 0 | 0 | 0 | 0 | 0 | 0 | 0 | 0 | 0 | 0 | 0 | 0 | 0 | 0 | 0 | 0 | 0 | 0 | 0 | 0 | 0 | 0 | 0 | 0 | 0 | 0
F9_Industrial_Industrial - WA_New_Space Heating_Natural Gas_Gas Furnace - Maintenance_A_Achievable Technical Potential | F9 | Industrial | Industrial - WA | New | Space Heating | Natural Gas | Gas Furnace - Maintenance | A | Incremental Winter Peak Savings (MW) | Achievable Technical Potential | 0 | 0 | 0 | 0 | 0 | 0 | 0 | 0 | 0 | 0 | 0 | 0 | 0 | 0 | 0 | 0 | 0 | 0 | 0 | 0 | 0 | 0 | 0 | 0 | 0 | 0 | 0
F10_Industrial_Industrial - WA_New_Space Heating_Natural Gas_Gas Furnace - Maintenance_A_Achievable Technical Potential | F10 | Industrial | Industrial - WA | New | Space Heating | Natural Gas | Gas Furnace - Maintenance | A | Cumulative Energy Savings (MWh or mTherms) | Achievable Technical Potential | 0 | 0 | 0.00072664 | 0.001366 | 0.0018851 | 0.001869 | 0.0018599 | 0.0018522 | 0.0018457 | 0.0018399 | 0.0018349 | 0.0018305 | 0.0018266 | 0.0018231 | 0.0018199 | 0.0018171 | 0.0018145 | 0.0018121 | 0.0018099 | 0.0018054 | 0.0017994 | 0.001794 | 0.0017893 | 0.0017851 | 0.0017813 | 0.001778 | 0.001775
F11_Industrial_Industrial - WA_New_Space Heating_Natural Gas_Gas Furnace - Maintenance_A_Achievable Technical Potential | F11 | Industrial | Industrial - WA | New | Space Heating | Natural Gas | Gas Furnace - Maintenance | A | Cumulative Summer Peak Savings (MW) | Achievable Technical Potential | 0 | 0 | 0 | 0 | 0 | 0 | 0 | 0 | 0 | 0 | 0 | 0 | 0 | 0 | 0 | 0 | 0 | 0 | 0 | 0 | 0 | 0 | 0 | 0 | 0 | 0 | 0
F12_Industrial_Industrial - WA_New_Space Heating_Natural Gas_Gas Furnace - Maintenance_A_Achievable Technical Potential | F12 | Industrial | Industrial - WA | New | Space Heating | Natural Gas | Gas Furnace - Maintenance | A | Cumulative Winter Peak Savings (MW) | Achievable Technical Potential | 0 | 0 | 0 | 0 | 0 | 0 | 0 | 0 | 0 | 0 | 0 | 0 | 0 | 0 | 0 | 0 | 0 | 0 | 0 | 0 | 0 | 0 | 0 | 0 | 0 | 0 | 0
F13_Industrial_Industrial - WA_New_Space Heating_Natural Gas_Gas Furnace - Maintenance_A_Achievable Technical Potential | F13 | Industrial | Industrial - WA | New | Space Heating | Natural Gas | Gas Furnace - Maintenance | A | Purchases (Incremental) | Achievable Technical Potential | 0 | 0 | 1.4951 | 1.3956 | 1.1552 | 0 | 0 | 0 | 0 | 0 | 0 | 0 | 0 | 0 | 0 | 0 | 0 | 0 | 0 | 0 | 0 | 0 | 0 | 0 | 0 | 0 | 0
F14_Industrial_Industrial - WA_New_Space Heating_Natural Gas_Gas Furnace - Maintenance_A_Achievable Technical Potential | F14 | Industrial | Industrial - WA | New | Space Heating | Natural Gas | Gas Furnace - Maintenance | A | Purchases (Cumulative) | Achievable Technical Potential | 0 | 0 | 1.4951 | 2.8906 | 4.0459 | 4.0459 | 4.0459 | 4.0459 | 4.0459 | 4.0459 | 4.0459 | 4.0459 | 4.0459 | 4.0459 | 4.0459 | 4.0459 | 4.0459 | 4.0459 | 4.0459 | 4.0459 | 4.0459 | 4.0459 | 4.0459 | 4.0459 | 4.0459 | 4.0459 | 4.0459
F1_Industrial_Industrial - WA_New_Space Heating_Natural Gas_Gas Furnace - Tube Inserts_A_Achievable Technical Potential | F1 | Industrial | Industrial - WA | New | Space Heating | Natural Gas | Gas Furnace - Tube Inserts | A | Original Unit Energy Savings (kWh or therms) | Achievable Technical Potential | 0 | 0 | 0 | 0 | 0 | 0 | 0 | 0 | 0 | 0 | 0 | 0 | 0 | 0 | 0 | 0 | 0 | 0 | 0 | 0 | 0 | 0 | 0 | 0 | 0 | 0 | 0
F2_Industrial_Industrial - WA_New_Space Heating_Natural Gas_Gas Furnace - Tube Inserts_A_Achievable Technical Potential | F2 | Industrial | Industrial - WA | New | Space Heating | Natural Gas | Gas Furnace - Tube Inserts | A | Original Unit Summer Peak Savings (kW) | Achievable Technical Potential | 0 | 0 | 0 | 0 | 0 | 0 | 0 | 0 | 0 | 0 | 0 | 0 | 0 | 0 | 0 | 0 | 0 | 0 | 0 | 0 | 0 | 0 | 0 | 0 | 0 | 0 | 0
F3_Industrial_Industrial - WA_New_Space Heating_Natural Gas_Gas Furnace - Tube Inserts_A_Achievable Technical Potential | F3 | Industrial | Industrial - WA | New | Space Heating | Natural Gas | Gas Furnace - Tube Inserts | A | Original Unit Winter Peak Savings (kW) | Achievable Technical Potential | 0 | 0 | 0 | 0 | 0 | 0 | 0 | 0 | 0 | 0 | 0 | 0 | 0 | 0 | 0 | 0 | 0 | 0 | 0 | 0 | 0 | 0 | 0 | 0 | 0 | 0 | 0
F4_Industrial_Industrial - WA_New_Space Heating_Natural Gas_Gas Furnace - Tube Inserts_A_Achievable Technical Potential | F4 | Industrial | Industrial - WA | New | Space Heating | Natural Gas | Gas Furnace - Tube Inserts | A | Standalone Impact on Baseline Energy (%) | Achievable Technical Potential | 0 | 0 | 0 | 0 | 0 | 0 | 0 | 0 | 0 | 0 | 0 | 0 | 0 | 0 | 0 | 0 | 0 | 0 | 0 | 0 | 0 | 0 | 0 | 0 | 0 | 0 | 0
F5_Industrial_Industrial - WA_New_Space Heating_Natural Gas_Gas Furnace - Tube Inserts_A_Achievable Technical Potential | F5 | Industrial | Industrial - WA | New | Space Heating | Natural Gas | Gas Furnace - Tube Inserts | A | Standalone Impact on Baseline Summer Peak (%) | Achievable Technical Potential | 0 | 0 | 0 | 0 | 0 | 0 | 0 | 0 | 0 | 0 | 0 | 0 | 0 | 0 | 0 | 0 | 0 | 0 | 0 | 0 | 0 | 0 | 0 | 0 | 0 | 0 | 0
F6_Industrial_Industrial - WA_New_Space Heating_Natural Gas_Gas Furnace - Tube Inserts_A_Achievable Technical Potential | F6 | Industrial | Industrial - WA | New | Space Heating | Natural Gas | Gas Furnace - Tube Inserts | A | Standalone Impact on Baseline Winter Peak (%) | Achievable Technical Potential | 0 | 0 | 0 | 0 | 0 | 0 | 0 | 0 | 0 | 0 | 0 | 0 | 0 | 0 | 0 | 0 | 0 | 0 | 0 | 0 | 0 | 0 | 0 | 0 | 0 | 0 | 0
F7_Industrial_Industrial - WA_New_Space Heating_Natural Gas_Gas Furnace - Tube Inserts_A_Achievable Technical Potential | F7 | Industrial | Industrial - WA | New | Space Heating | Natural Gas | Gas Furnace - Tube Inserts | A | Incremental Energy Savings (MWh or mTherms) | Achievable Technical Potential | 0 | 0 | 0 | 0 | 0 | 0 | 0 | 0 | 0 | 0 | 0 | 0 | 0 | 0 | 0 | 0 | 0 | 0 | 0 | 0 | 0 | 0 | 0 | 0 | 0 | 0 | 0
F8_Industrial_Industrial - WA_New_Space Heating_Natural Gas_Gas Furnace - Tube Inserts_A_Achievable Technical Potential | F8 | Industrial | Industrial - WA | New | Space Heating | Natural Gas | Gas Furnace - Tube Inserts | A | Incremental Summer Peak Savings (MW) | Achievable Technical Potential | 0 | 0 | 0 | 0 | 0 | 0 | 0 | 0 | 0 | 0 | 0 | 0 | 0 | 0 | 0 | 0 | 0 | 0 | 0 | 0 | 0 | 0 | 0 | 0 | 0 | 0 | 0
F9_Industrial_Industrial - WA_New_Space Heating_Natural Gas_Gas Furnace - Tube Inserts_A_Achievable Technical Potential | F9 | Industrial | Industrial - WA | New | Space Heating | Natural Gas | Gas Furnace - Tube Inserts | A | Incremental Winter Peak Savings (MW) | Achievable Technical Potential | 0 | 0 | 0 | 0 | 0 | 0 | 0 | 0 | 0 | 0 | 0 | 0 | 0 | 0 | 0 | 0 | 0 | 0 | 0 | 0 | 0 | 0 | 0 | 0 | 0 | 0 | 0
F10_Industrial_Industrial - WA_New_Space Heating_Natural Gas_Gas Furnace - Tube Inserts_A_Achievable Technical Potential | F10 | Industrial | Industrial - WA | New | Space Heating | Natural Gas | Gas Furnace - Tube Inserts | A | Cumulative Energy Savings (MWh or mTherms) | Achievable Technical Potential | 0 | 0 | 0 | 0 | 0 | 0 | 0 | 0 | 0 | 0 | 0 | 0 | 0 | 0 | 0 | 0 | 0 | 0 | 0 | 0 | 0 | 0 | 0 | 0 | 0 | 0 | 0
F11_Industrial_Industrial - WA_New_Space Heating_Natural Gas_Gas Furnace - Tube Inserts_A_Achievable Technical Potential | F11 | Industrial | Industrial - WA | New | Space Heating | Natural Gas | Gas Furnace - Tube Inserts | A | Cumulative Summer Peak Savings (MW) | Achievable Technical Potential | 0 | 0 | 0 | 0 | 0 | 0 | 0 | 0 | 0 | 0 | 0 | 0 | 0 | 0 | 0 | 0 | 0 | 0 | 0 | 0 | 0 | 0 | 0 | 0 | 0 | 0 | 0
F12_Industrial_Industrial - WA_New_Space Heating_Natural Gas_Gas Furnace - Tube Inserts_A_Achievable Technical Potential | F12 | Industrial | Industrial - WA | New | Space Heating | Natural Gas | Gas Furnace - Tube Inserts | A | Cumulative Winter Peak Savings (MW) | Achievable Technical Potential | 0 | 0 | 0 | 0 | 0 | 0 | 0 | 0 | 0 | 0 | 0 | 0 | 0 | 0 | 0 | 0 | 0 | 0 | 0 | 0 | 0 | 0 | 0 | 0 | 0 | 0 | 0
F13_Industrial_Industrial - WA_New_Space Heating_Natural Gas_Gas Furnace - Tube Inserts_A_Achievable Technical Potential | F13 | Industrial | Industrial - WA | New | Space Heating | Natural Gas | Gas Furnace - Tube Inserts | A | Purchases (Incremental) | Achievable Technical Potential | 0 | 0 | 0 | 0 | 0 | 0 | 0 | 0 | 0 | 0 | 0 | 0 | 0 | 0 | 0 | 0 | 0 | 0 | 0 | 0 | 0 | 0 | 0 | 0 | 0 | 0 | 0
F14_Industrial_Industrial - WA_New_Space Heating_Natural Gas_Gas Furnace - Tube Inserts_A_Achievable Technical Potential | F14 | Industrial | Industrial - WA | New | Space Heating | Natural Gas | Gas Furnace - Tube Inserts | A | Purchases (Cumulative) | Achievable Technical Potential | 0 | 0 | 0 | 0 | 0 | 0 | 0 | 0 | 0 | 0 | 0 | 0 | 0 | 0 | 0 | 0 | 0 | 0 | 0 | 0 | 0 | 0 | 0 | 0 | 0 | 0 | 0
F1_Industrial_Industrial - WA_New_Space Heating_Natural Gas_Gas Boiler - Burner Control Optimization_A_Achievable Technical Potential | F1 | Industrial | Industrial - WA | New | Space Heating | Natural Gas | Gas Boiler - Burner Control Optimization | A | Original Unit Energy Savings (kWh or therms) | Achievable Technical Potential | 0 | 0 | 0.26748 | 0.26748 | 0.26748 | 0.26748 | 0.26748 | 0.26748 | 0.26748 | 0.26748 | 0.26748 | 0.26748 | 0.26748 | 0.26748 | 0.26748 | 0.26748 | 0.26748 | 0.26748 | 0.26748 | 0.26748 | 0.26748 | 0.26748 | 0.26748 | 0.26748 | 0.26748 | 0.26748 | 0.26748
F2_Industrial_Industrial - WA_New_Space Heating_Natural Gas_Gas Boiler - Burner Control Optimization_A_Achievable Technical Potential | F2 | Industrial | Industrial - WA | New | Space Heating | Natural Gas | Gas Boiler - Burner Control Optimization | A | Original Unit Summer Peak Savings (kW) | Achievable Technical Potential | 0 | 0 | 0 | 0 | 0 | 0 | 0 | 0 | 0 | 0 | 0 | 0 | 0 | 0 | 0 | 0 | 0 | 0 | 0 | 0 | 0 | 0 | 0 | 0 | 0 | 0 | 0
F3_Industrial_Industrial - WA_New_Space Heating_Natural Gas_Gas Boiler - Burner Control Optimization_A_Achievable Technical Potential | F3 | Industrial | Industrial - WA | New | Space Heating | Natural Gas | Gas Boiler - Burner Control Optimization | A | Original Unit Winter Peak Savings (kW) | Achievable Technical Potential | 0 | 0 | 0 | 0 | 0 | 0 | 0 | 0 | 0 | 0 | 0 | 0 | 0 | 0 | 0 | 0 | 0 | 0 | 0 | 0 | 0 | 0 | 0 | 0 | 0 | 0 | 0
F4_Industrial_Industrial - WA_New_Space Heating_Natural Gas_Gas Boiler - Burner Control Optimization_A_Achievable Technical Potential | F4 | Industrial | Industrial - WA | New | Space Heating | Natural Gas | Gas Boiler - Burner Control Optimization | A | Standalone Impact on Baseline Energy (%) | Achievable Technical Potential | 0 | 0 | 1.5858e-05 | 3.7129e-05 | 8.1626e-05 | 0.00016073 | 0.00028676 | 0.00046064 | 0.00067815 | 0.00092652 | 0.0011866 | 0.0014372 | 0.0016593 | 0.0018396 | 0.001972 | 0.0020571 | 0.0021005 | 0.0021104 | 0.0020957 | 0.0020653 | 0.0020213 | 0.0019696 | 0.001916 | 0.0018659 | 0.0018192 | 0.0017754 | 0.0017343
F5_Industrial_Industrial - WA_New_Space Heating_Natural Gas_Gas Boiler - Burner Control Optimization_A_Achievable Technical Potential | F5 | Industrial | Industrial - WA | New | Space Heating | Natural Gas | Gas Boiler - Burner Control Optimization | A | Standalone Impact on Baseline Summer Peak (%) | Achievable Technical Potential | 0 | 0 | 0 | 0 | 0 | 0 | 0 | 0 | 0 | 0 | 0 | 0 | 0 | 0 | 0 | 0 | 0 | 0 | 0 | 0 | 0 | 0 | 0 | 0 | 0 | 0 | 0
F6_Industrial_Industrial - WA_New_Space Heating_Natural Gas_Gas Boiler - Burner Control Optimization_A_Achievable Technical Potential | F6 | Industrial | Industrial - WA | New | Space Heating | Natural Gas | Gas Boiler - Burner Control Optimization | A | Standalone Impact on Baseline Winter Peak (%) | Achievable Technical Potential | 0 | 0 | 0 | 0 | 0 | 0 | 0 | 0 | 0 | 0 | 0 | 0 | 0 | 0 | 0 | 0 | 0 | 0 | 0 | 0 | 0 | 0 | 0 | 0 | 0 | 0 | 0
F7_Industrial_Industrial - WA_New_Space Heating_Natural Gas_Gas Boiler - Burner Control Optimization_A_Achievable Technical Potential | F7 | Industrial | Industrial - WA | New | Space Heating | Natural Gas | Gas Boiler - Burner Control Optimization | A | Incremental Energy Savings (MWh or mTherms) | Achievable Technical Potential | 0 | 0 | 0.00025537 | 0.0005346 | 0.0012785 | 0.0025346 | 0.0042615 | 0.0064047 | 0.0087003 | 0.01078 | 0.012276 | 0.012931 | 0.01267 | 0.011603 | 0.0099741 | 0.0080778 | 0.0061839 | 0.0044883 | 0.0030968 | 0.0020361 | 0.0010232 | 0.00035715 | 0 | 0 | 0 | 0 | 0
F8_Industrial_Industrial - WA_New_Space Heating_Natural Gas_Gas Boiler - Burner Control Optimization_A_Achievable Technical Potential | F8 | Industrial | Industrial - WA | New | Space Heating | Natural Gas | Gas Boiler - Burner Control Optimization | A | Incremental Summer Peak Savings (MW) | Achievable Technical Potential | 0 | 0 | 0 | 0 | 0 | 0 | 0 | 0 | 0 | 0 | 0 | 0 | 0 | 0 | 0 | 0 | 0 | 0 | 0 | 0 | 0 | 0 | 0 | 0 | 0 | 0 | 0
F9_Industrial_Industrial - WA_New_Space Heating_Natural Gas_Gas Boiler - Burner Control Optimization_A_Achievable Technical Potential | F9 | Industrial | Industrial - WA | New | Space Heating | Natural Gas | Gas Boiler - Burner Control Optimization | A | Incremental Winter Peak Savings (MW) | Achievable Technical Potential | 0 | 0 | 0 | 0 | 0 | 0 | 0 | 0 | 0 | 0 | 0 | 0 | 0 | 0 | 0 | 0 | 0 | 0 | 0 | 0 | 0 | 0 | 0 | 0 | 0 | 0 | 0
F10_Industrial_Industrial - WA_New_Space Heating_Natural Gas_Gas Boiler - Burner Control Optimization_A_Achievable Technical Potential | F10 | Industrial | Industrial - WA | New | Space Heating | Natural Gas | Gas Boiler - Burner Control Optimization | A | Cumulative Energy Savings (MWh or mTherms) | Achievable Technical Potential | 0 | 0 | 0.00025537 | 0.00078997 | 0.0020685 | 0.0046031 | 0.0088646 | 0.015269 | 0.02397 | 0.03475 | 0.047025 | 0.059956 | 0.072625 | 0.084229 | 0.094203 | 0.10228 | 0.10846 | 0.11295 | 0.11605 | 0.11809 | 0.11911 | 0.11947 | 0.11947 | 0.11947 | 0.11947 | 0.11947 | 0.11947
F11_Industrial_Industrial - WA_New_Space Heating_Natural Gas_Gas Boiler - Burner Control Optimization_A_Achievable Technical Potential | F11 | Industrial | Industrial - WA | New | Space Heating | Natural Gas | Gas Boiler - Burner Control Optimization | A | Cumulative Summer Peak Savings (MW) | Achievable Technical Potential | 0 | 0 | 0 | 0 | 0 | 0 | 0 | 0 | 0 | 0 | 0 | 0 | 0 | 0 | 0 | 0 | 0 | 0 | 0 | 0 | 0 | 0 | 0 | 0 | 0 | 0 | 0
F12_Industrial_Industrial - WA_New_Space Heating_Natural Gas_Gas Boiler - Burner Control Optimization_A_Achievable Technical Potential | F12 | Industrial | Industrial - WA | New | Space Heating | Natural Gas | Gas Boiler - Burner Control Optimization | A | Cumulative Winter Peak Savings (MW) | Achievable Technical Potential | 0 | 0 | 0 | 0 | 0 | 0 | 0 | 0 | 0 | 0 | 0 | 0 | 0 | 0 | 0 | 0 | 0 | 0 | 0 | 0 | 0 | 0 | 0 | 0 | 0 | 0 | 0
F13_Industrial_Industrial - WA_New_Space Heating_Natural Gas_Gas Boiler - Burner Control Optimization_A_Achievable Technical Potential | F13 | Industrial | Industrial - WA | New | Space Heating | Natural Gas | Gas Boiler - Burner Control Optimization | A | Purchases (Incremental) | Achievable Technical Potential | 0 | 0 | 0.95473 | 1.9986 | 4.7798 | 9.4759 | 15.9319 | 23.9447 | 32.527 | 40.3015 | 45.893 | 48.3424 | 47.3669 | 43.3792 | 37.2892 | 30.1995 | 23.1191 | 16.78 | 11.5777 | 7.6122 | 3.8252 | 1.3352 | 0 | 0 | 0 | 0 | 0
F14_Industrial_Industrial - WA_New_Space Heating_Natural Gas_Gas Boiler - Burner Control Optimization_A_Achievable Technical Potential | F14 | Industrial | Industrial - WA | New | Space Heating | Natural Gas | Gas Boiler - Burner Control Optimization | A | Purchases (Cumulative) | Achievable Technical Potential | 0 | 0 | 0.95473 | 2.9534 | 7.7332 | 17.2091 | 33.1411 | 57.0858 | 89.6127 | 129.9142 | 175.8072 | 224.1496 | 271.5165 | 314.8957 | 352.1849 | 382.3844 | 405.5035 | 422.2835 | 433.8612 | 441.4734 | 445.2986 | 446.6339 | 446.6339 | 446.6339 | 446.6339 | 446.6339 | 446.6339
F1_Industrial_Industrial - WA_New_Space Heating_Natural Gas_Gas Boiler - High Turndown Burner_A_Achievable Technical Potential | F1 | Industrial | Industrial - WA | New | Space Heating | Natural Gas | Gas Boiler - High Turndown Burner | A | Original Unit Energy Savings (kWh or therms) | Achievable Technical Potential | 0 | 0 | 0.92235 | 0.92235 | 0.92235 | 0.92235 | 0.92235 | 0.92235 | 0.92235 | 0.92235 | 0.92235 | 0.92235 | 0.92235 | 0.92235 | 0.92235 | 0.92235 | 0.92235 | 0.92235 | 0.92235 | 0.92235 | 0.92235 | 0.92235 | 0.92235 | 0.92235 | 0.92235 | 0.92235 | 0.92235
F2_Industrial_Industrial - WA_New_Space Heating_Natural Gas_Gas Boiler - High Turndown Burner_A_Achievable Technical Potential | F2 | Industrial | Industrial - WA | New | Space Heating | Natural Gas | Gas Boiler - High Turndown Burner | A | Original Unit Summer Peak Savings (kW) | Achievable Technical Potential | 0 | 0 | 0 | 0 | 0 | 0 | 0 | 0 | 0 | 0 | 0 | 0 | 0 | 0 | 0 | 0 | 0 | 0 | 0 | 0 | 0 | 0 | 0 | 0 | 0 | 0 | 0
F3_Industrial_Industrial - WA_New_Space Heating_Natural Gas_Gas Boiler - High Turndown Burner_A_Achievable Technical Potential | F3 | Industrial | Industrial - WA | New | Space Heating | Natural Gas | Gas Boiler - High Turndown Burner | A | Original Unit Winter Peak Savings (kW) | Achievable Technical Potential | 0 | 0 | 0 | 0 | 0 | 0 | 0 | 0 | 0 | 0 | 0 | 0 | 0 | 0 | 0 | 0 | 0 | 0 | 0 | 0 | 0 | 0 | 0 | 0 | 0 | 0 | 0
F4_Industrial_Industrial - WA_New_Space Heating_Natural Gas_Gas Boiler - High Turndown Burner_A_Achievable Technical Potential | F4 | Industrial | Industrial - WA | New | Space Heating | Natural Gas | Gas Boiler - High Turndown Burner | A | Standalone Impact on Baseline Energy (%) | Achievable Technical Potential | 0 | 0 | 0 | 0 | 0 | 0 | 0 | 0 | 0 | 0 | 0 | 0 | 0 | 0 | 0 | 0 | 0 | 0 | 0 | 0 | 0 | 0 | 0 | 0 | 0 | 0 | 0
F5_Industrial_Industrial - WA_New_Space Heating_Natural Gas_Gas Boiler - High Turndown Burner_A_Achievable Technical Potential | F5 | Industrial | Industrial - WA | New | Space Heating | Natural Gas | Gas Boiler - High Turndown Burner | A | Standalone Impact on Baseline Summer Peak (%) | Achievable Technical Potential | 0 | 0 | 0 | 0 | 0 | 0 | 0 | 0 | 0 | 0 | 0 | 0 | 0 | 0 | 0 | 0 | 0 | 0 | 0 | 0 | 0 | 0 | 0 | 0 | 0 | 0 | 0
F6_Industrial_Industrial - WA_New_Space Heating_Natural Gas_Gas Boiler - High Turndown Burner_A_Achievable Technical Potential | F6 | Industrial | Industrial - WA | New | Space Heating | Natural Gas | Gas Boiler - High Turndown Burner | A | Standalone Impact on Baseline Winter Peak (%) | Achievable Technical Potential | 0 | 0 | 0 | 0 | 0 | 0 | 0 | 0 | 0 | 0 | 0 | 0 | 0 | 0 | 0 | 0 | 0 | 0 | 0 | 0 | 0 | 0 | 0 | 0 | 0 | 0 | 0
F7_Industrial_Industrial - WA_New_Space Heating_Natural Gas_Gas Boiler - High Turndown Burner_A_Achievable Technical Potential | F7 | Industrial | Industrial - WA | New | Space Heating | Natural Gas | Gas Boiler - High Turndown Burner | A | Incremental Energy Savings (MWh or mTherms) | Achievable Technical Potential | 0 | 0 | 0 | 0 | 0 | 0 | 0 | 0 | 0 | 0 | 0 | 0 | 0 | 0 | 0 | 0 | 0 | 0 | 0 | 0 | 0 | 0 | 0 | 0 | 0 | 0 | 0
F8_Industrial_Industrial - WA_New_Space Heating_Natural Gas_Gas Boiler - High Turndown Burner_A_Achievable Technical Potential | F8 | Industrial | Industrial - WA | New | Space Heating | Natural Gas | Gas Boiler - High Turndown Burner | A | Incremental Summer Peak Savings (MW) | Achievable Technical Potential | 0 | 0 | 0 | 0 | 0 | 0 | 0 | 0 | 0 | 0 | 0 | 0 | 0 | 0 | 0 | 0 | 0 | 0 | 0 | 0 | 0 | 0 | 0 | 0 | 0 | 0 | 0
F9_Industrial_Industrial - WA_New_Space Heating_Natural Gas_Gas Boiler - High Turndown Burner_A_Achievable Technical Potential | F9 | Industrial | Industrial - WA | New | Space Heating | Natural Gas | Gas Boiler - High Turndown Burner | A | Incremental Winter Peak Savings (MW) | Achievable Technical Potential | 0 | 0 | 0 | 0 | 0 | 0 | 0 | 0 | 0 | 0 | 0 | 0 | 0 | 0 | 0 | 0 | 0 | 0 | 0 | 0 | 0 | 0 | 0 | 0 | 0 | 0 | 0
F10_Industrial_Industrial - WA_New_Space Heating_Natural Gas_Gas Boiler - High Turndown Burner_A_Achievable Technical Potential | F10 | Industrial | Industrial - WA | New | Space Heating | Natural Gas | Gas Boiler - High Turndown Burner | A | Cumulative Energy Savings (MWh or mTherms) | Achievable Technical Potential | 0 | 0 | 0 | 0 | 0 | 0 | 0 | 0 | 0 | 0 | 0 | 0 | 0 | 0 | 0 | 0 | 0 | 0 | 0 | 0 | 0 | 0 | 0 | 0 | 0 | 0 | 0
F11_Industrial_Industrial - WA_New_Space Heating_Natural Gas_Gas Boiler - High Turndown Burner_A_Achievable Technical Potential | F11 | Industrial | Industrial - WA | New | Space Heating | Natural Gas | Gas Boiler - High Turndown Burner | A | Cumulative Summer Peak Savings (MW) | Achievable Technical Potential | 0 | 0 | 0 | 0 | 0 | 0 | 0 | 0 | 0 | 0 | 0 | 0 | 0 | 0 | 0 | 0 | 0 | 0 | 0 | 0 | 0 | 0 | 0 | 0 | 0 | 0 | 0
F12_Industrial_Industrial - WA_New_Space Heating_Natural Gas_Gas Boiler - High Turndown Burner_A_Achievable Technical Potential | F12 | Industrial | Industrial - WA | New | Space Heating | Natural Gas | Gas Boiler - High Turndown Burner | A | Cumulative Winter Peak Savings (MW) | Achievable Technical Potential | 0 | 0 | 0 | 0 | 0 | 0 | 0 | 0 | 0 | 0 | 0 | 0 | 0 | 0 | 0 | 0 | 0 | 0 | 0 | 0 | 0 | 0 | 0 | 0 | 0 | 0 | 0
F13_Industrial_Industrial - WA_New_Space Heating_Natural Gas_Gas Boiler - High Turndown Burner_A_Achievable Technical Potential | F13 | Industrial | Industrial - WA | New | Space Heating | Natural Gas | Gas Boiler - High Turndown Burner | A | Purchases (Incremental) | Achievable Technical Potential | 0 | 0 | 0 | 0 | 0 | 0 | 0 | 0 | 0 | 0 | 0 | 0 | 0 | 0 | 0 | 0 | 0 | 0 | 0 | 0 | 0 | 0 | 0 | 0 | 0 | 0 | 0
F14_Industrial_Industrial - WA_New_Space Heating_Natural Gas_Gas Boiler - High Turndown Burner_A_Achievable Technical Potential | F14 | Industrial | Industrial - WA | New | Space Heating | Natural Gas | Gas Boiler - High Turndown Burner | A | Purchases (Cumulative) | Achievable Technical Potential | 0 | 0 | 0 | 0 | 0 | 0 | 0 | 0 | 0 | 0 | 0 | 0 | 0 | 0 | 0 | 0 | 0 | 0 | 0 | 0 | 0 | 0 | 0 | 0 | 0 | 0 | 0
F1_Industrial_Industrial - WA_New_Space Heating_Natural Gas_Gas Boiler - Hot Water Reset_A_Achievable Technical Potential | F1 | Industrial | Industrial - WA | New | Space Heating | Natural Gas | Gas Boiler - Hot Water Reset | A | Original Unit Energy Savings (kWh or therms) | Achievable Technical Potential | 0 | 0 | 983.8371 | 983.8371 | 983.8371 | 983.8371 | 983.8371 | 983.8371 | 983.8371 | 983.8371 | 983.8371 | 983.8371 | 983.8371 | 983.8371 | 983.8371 | 983.8371 | 983.8371 | 983.8371 | 983.8371 | 983.8371 | 983.8371 | 983.8371 | 983.8371 | 983.8371 | 983.8371 | 983.8371 | 983.8371
F2_Industrial_Industrial - WA_New_Space Heating_Natural Gas_Gas Boiler - Hot Water Reset_A_Achievable Technical Potential | F2 | Industrial | Industrial - WA | New | Space Heating | Natural Gas | Gas Boiler - Hot Water Reset | A | Original Unit Summer Peak Savings (kW) | Achievable Technical Potential | 0 | 0 | 0 | 0 | 0 | 0 | 0 | 0 | 0 | 0 | 0 | 0 | 0 | 0 | 0 | 0 | 0 | 0 | 0 | 0 | 0 | 0 | 0 | 0 | 0 | 0 | 0
F3_Industrial_Industrial - WA_New_Space Heating_Natural Gas_Gas Boiler - Hot Water Reset_A_Achievable Technical Potential | F3 | Industrial | Industrial - WA | New | Space Heating | Natural Gas | Gas Boiler - Hot Water Reset | A | Original Unit Winter Peak Savings (kW) | Achievable Technical Potential | 0 | 0 | 0 | 0 | 0 | 0 | 0 | 0 | 0 | 0 | 0 | 0 | 0 | 0 | 0 | 0 | 0 | 0 | 0 | 0 | 0 | 0 | 0 | 0 | 0 | 0 | 0
F4_Industrial_Industrial - WA_New_Space Heating_Natural Gas_Gas Boiler - Hot Water Reset_A_Achievable Technical Potential | F4 | Industrial | Industrial - WA | New | Space Heating | Natural Gas | Gas Boiler - Hot Water Reset | A | Standalone Impact on Baseline Energy (%) | Achievable Technical Potential | 0 | 0 | 0 | 0 | 0 | 0 | 0 | 0 | 0 | 0 | 0 | 0 | 0 | 0 | 0 | 0 | 0 | 0 | 0 | 0 | 0 | 0 | 0 | 0 | 0 | 0 | 0
F5_Industrial_Industrial - WA_New_Space Heating_Natural Gas_Gas Boiler - Hot Water Reset_A_Achievable Technical Potential | F5 | Industrial | Industrial - WA | New | Space Heating | Natural Gas | Gas Boiler - Hot Water Reset | A | Standalone Impact on Baseline Summer Peak (%) | Achievable Technical Potential | 0 | 0 | 0 | 0 | 0 | 0 | 0 | 0 | 0 | 0 | 0 | 0 | 0 | 0 | 0 | 0 | 0 | 0 | 0 | 0 | 0 | 0 | 0 | 0 | 0 | 0 | 0
F6_Industrial_Industrial - WA_New_Space Heating_Natural Gas_Gas Boiler - Hot Water Reset_A_Achievable Technical Potential | F6 | Industrial | Industrial - WA | New | Space Heating | Natural Gas | Gas Boiler - Hot Water Reset | A | Standalone Impact on Baseline Winter Peak (%) | Achievable Technical Potential | 0 | 0 | 0 | 0 | 0 | 0 | 0 | 0 | 0 | 0 | 0 | 0 | 0 | 0 | 0 | 0 | 0 | 0 | 0 | 0 | 0 | 0 | 0 | 0 | 0 | 0 | 0
F7_Industrial_Industrial - WA_New_Space Heating_Natural Gas_Gas Boiler - Hot Water Reset_A_Achievable Technical Potential | F7 | Industrial | Industrial - WA | New | Space Heating | Natural Gas | Gas Boiler - Hot Water Reset | A | Incremental Energy Savings (MWh or mTherms) | Achievable Technical Potential | 0 | 0 | 0 | 0 | 0 | 0 | 0 | 0 | 0 | 0 | 0 | 0 | 0 | 0 | 0 | 0 | 0 | 0 | 0 | 0 | 0 | 0 | 0 | 0 | 0 | 0 | 0
F8_Industrial_Industrial - WA_New_Space Heating_Natural Gas_Gas Boiler - Hot Water Reset_A_Achievable Technical Potential | F8 | Industrial | Industrial - WA | New | Space Heating | Natural Gas | Gas Boiler - Hot Water Reset | A | Incremental Summer Peak Savings (MW) | Achievable Technical Potential | 0 | 0 | 0 | 0 | 0 | 0 | 0 | 0 | 0 | 0 | 0 | 0 | 0 | 0 | 0 | 0 | 0 | 0 | 0 | 0 | 0 | 0 | 0 | 0 | 0 | 0 | 0
F9_Industrial_Industrial - WA_New_Space Heating_Natural Gas_Gas Boiler - Hot Water Reset_A_Achievable Technical Potential | F9 | Industrial | Industrial - WA | New | Space Heating | Natural Gas | Gas Boiler - Hot Water Reset | A | Incremental Winter Peak Savings (MW) | Achievable Technical Potential | 0 | 0 | 0 | 0 | 0 | 0 | 0 | 0 | 0 | 0 | 0 | 0 | 0 | 0 | 0 | 0 | 0 | 0 | 0 | 0 | 0 | 0 | 0 | 0 | 0 | 0 | 0
F10_Industrial_Industrial - WA_New_Space Heating_Natural Gas_Gas Boiler - Hot Water Reset_A_Achievable Technical Potential | F10 | Industrial | Industrial - WA | New | Space Heating | Natural Gas | Gas Boiler - Hot Water Reset | A | Cumulative Energy Savings (MWh or mTherms) | Achievable Technical Potential | 0 | 0 | 0 | 0 | 0 | 0 | 0 | 0 | 0 | 0 | 0 | 0 | 0 | 0 | 0 | 0 | 0 | 0 | 0 | 0 | 0 | 0 | 0 | 0 | 0 | 0 | 0
F11_Industrial_Industrial - WA_New_Space Heating_Natural Gas_Gas Boiler - Hot Water Reset_A_Achievable Technical Potential | F11 | Industrial | Industrial - WA | New | Space Heating | Natural Gas | Gas Boiler - Hot Water Reset | A | Cumulative Summer Peak Savings (MW) | Achievable Technical Potential | 0 | 0 | 0 | 0 | 0 | 0 | 0 | 0 | 0 | 0 | 0 | 0 | 0 | 0 | 0 | 0 | 0 | 0 | 0 | 0 | 0 | 0 | 0 | 0 | 0 | 0 | 0
F12_Industrial_Industrial - WA_New_Space Heating_Natural Gas_Gas Boiler - Hot Water Reset_A_Achievable Technical Potential | F12 | Industrial | Industrial - WA | New | Space Heating | Natural Gas | Gas Boiler - Hot Water Reset | A | Cumulative Winter Peak Savings (MW) | Achievable Technical Potential | 0 | 0 | 0 | 0 | 0 | 0 | 0 | 0 | 0 | 0 | 0 | 0 | 0 | 0 | 0 | 0 | 0 | 0 | 0 | 0 | 0 | 0 | 0 | 0 | 0 | 0 | 0
F13_Industrial_Industrial - WA_New_Space Heating_Natural Gas_Gas Boiler - Hot Water Reset_A_Achievable Technical Potential | F13 | Industrial | Industrial - WA | New | Space Heating | Natural Gas | Gas Boiler - Hot Water Reset | A | Purchases (Incremental) | Achievable Technical Potential | 0 | 0 | 0 | 0 | 0 | 0 | 0 | 0 | 0 | 0 | 0 | 0 | 0 | 0 | 0 | 0 | 0 | 0 | 0 | 0 | 0 | 0 | 0 | 0 | 0 | 0 | 0
F14_Industrial_Industrial - WA_New_Space Heating_Natural Gas_Gas Boiler - Hot Water Reset_A_Achievable Technical Potential | F14 | Industrial | Industrial - WA | New | Space Heating | Natural Gas | Gas Boiler - Hot Water Reset | A | Purchases (Cumulative) | Achievable Technical Potential | 0 | 0 | 0 | 0 | 0 | 0 | 0 | 0 | 0 | 0 | 0 | 0 | 0 | 0 | 0 | 0 | 0 | 0 | 0 | 0 | 0 | 0 | 0 | 0 | 0 | 0 | 0
F1_Industrial_Industrial - WA_New_Space Heating_Natural Gas_Gas Boiler - Insulate Hot Water Lines_A_Achievable Technical Potential | F1 | Industrial | Industrial - WA | New | Space Heating | Natural Gas | Gas Boiler - Insulate Hot Water Lines | A | Original Unit Energy Savings (kWh or therms) | Achievable Technical Potential | 0 | 0 | 4.4284 | 4.4284 | 4.4284 | 4.4284 | 4.4284 | 4.4284 | 4.4284 | 4.4284 | 4.4284 | 4.4284 | 4.4284 | 4.4284 | 4.4284 | 4.4284 | 4.4284 | 4.4284 | 4.4284 | 4.4284 | 4.4284 | 4.4284 | 4.4284 | 4.4284 | 4.4284 | 4.4284 | 4.4284
F2_Industrial_Industrial - WA_New_Space Heating_Natural Gas_Gas Boiler - Insulate Hot Water Lines_A_Achievable Technical Potential | F2 | Industrial | Industrial - WA | New | Space Heating | Natural Gas | Gas Boiler - Insulate Hot Water Lines | A | Original Unit Summer Peak Savings (kW) | Achievable Technical Potential | 0 | 0 | 0 | 0 | 0 | 0 | 0 | 0 | 0 | 0 | 0 | 0 | 0 | 0 | 0 | 0 | 0 | 0 | 0 | 0 | 0 | 0 | 0 | 0 | 0 | 0 | 0
F3_Industrial_Industrial - WA_New_Space Heating_Natural Gas_Gas Boiler - Insulate Hot Water Lines_A_Achievable Technical Potential | F3 | Industrial | Industrial - WA | New | Space Heating | Natural Gas | Gas Boiler - Insulate Hot Water Lines | A | Original Unit Winter Peak Savings (kW) | Achievable Technical Potential | 0 | 0 | 0 | 0 | 0 | 0 | 0 | 0 | 0 | 0 | 0 | 0 | 0 | 0 | 0 | 0 | 0 | 0 | 0 | 0 | 0 | 0 | 0 | 0 | 0 | 0 | 0
F4_Industrial_Industrial - WA_New_Space Heating_Natural Gas_Gas Boiler - Insulate Hot Water Lines_A_Achievable Technical Potential | F4 | Industrial | Industrial - WA | New | Space Heating | Natural Gas | Gas Boiler - Insulate Hot Water Lines | A | Standalone Impact on Baseline Energy (%) | Achievable Technical Potential | 0 | 0 | 0 | 0 | 0 | 0 | 0 | 0 | 0 | 0 | 0 | 0 | 0 | 0 | 0 | 0 | 0 | 0 | 0 | 0 | 0 | 0 | 0 | 0 | 0 | 0 | 0
F5_Industrial_Industrial - WA_New_Space Heating_Natural Gas_Gas Boiler - Insulate Hot Water Lines_A_Achievable Technical Potential | F5 | Industrial | Industrial - WA | New | Space Heating | Natural Gas | Gas Boiler - Insulate Hot Water Lines | A | Standalone Impact on Baseline Summer Peak (%) | Achievable Technical Potential | 0 | 0 | 0 | 0 | 0 | 0 | 0 | 0 | 0 | 0 | 0 | 0 | 0 | 0 | 0 | 0 | 0 | 0 | 0 | 0 | 0 | 0 | 0 | 0 | 0 | 0 | 0
F6_Industrial_Industrial - WA_New_Space Heating_Natural Gas_Gas Boiler - Insulate Hot Water Lines_A_Achievable Technical Potential | F6 | Industrial | Industrial - WA | New | Space Heating | Natural Gas | Gas Boiler - Insulate Hot Water Lines | A | Standalone Impact on Baseline Winter Peak (%) | Achievable Technical Potential | 0 | 0 | 0 | 0 | 0 | 0 | 0 | 0 | 0 | 0 | 0 | 0 | 0 | 0 | 0 | 0 | 0 | 0 | 0 | 0 | 0 | 0 | 0 | 0 | 0 | 0 | 0
F7_Industrial_Industrial - WA_New_Space Heating_Natural Gas_Gas Boiler - Insulate Hot Water Lines_A_Achievable Technical Potential | F7 | Industrial | Industrial - WA | New | Space Heating | Natural Gas | Gas Boiler - Insulate Hot Water Lines | A | Incremental Energy Savings (MWh or mTherms) | Achievable Technical Potential | 0 | 0 | 0 | 0 | 0 | 0 | 0 | 0 | 0 | 0 | 0 | 0 | 0 | 0 | 0 | 0 | 0 | 0 | 0 | 0 | 0 | 0 | 0 | 0 | 0 | 0 | 0
F8_Industrial_Industrial - WA_New_Space Heating_Natural Gas_Gas Boiler - Insulate Hot Water Lines_A_Achievable Technical Potential | F8 | Industrial | Industrial - WA | New | Space Heating | Natural Gas | Gas Boiler - Insulate Hot Water Lines | A | Incremental Summer Peak Savings (MW) | Achievable Technical Potential | 0 | 0 | 0 | 0 | 0 | 0 | 0 | 0 | 0 | 0 | 0 | 0 | 0 | 0 | 0 | 0 | 0 | 0 | 0 | 0 | 0 | 0 | 0 | 0 | 0 | 0 | 0
F9_Industrial_Industrial - WA_New_Space Heating_Natural Gas_Gas Boiler - Insulate Hot Water Lines_A_Achievable Technical Potential | F9 | Industrial | Industrial - WA | New | Space Heating | Natural Gas | Gas Boiler - Insulate Hot Water Lines | A | Incremental Winter Peak Savings (MW) | Achievable Technical Potential | 0 | 0 | 0 | 0 | 0 | 0 | 0 | 0 | 0 | 0 | 0 | 0 | 0 | 0 | 0 | 0 | 0 | 0 | 0 | 0 | 0 | 0 | 0 | 0 | 0 | 0 | 0
F10_Industrial_Industrial - WA_New_Space Heating_Natural Gas_Gas Boiler - Insulate Hot Water Lines_A_Achievable Technical Potential | F10 | Industrial | Industrial - WA | New | Space Heating | Natural Gas | Gas Boiler - Insulate Hot Water Lines | A | Cumulative Energy Savings (MWh or mTherms) | Achievable Technical Potential | 0 | 0 | 0 | 0 | 0 | 0 | 0 | 0 | 0 | 0 | 0 | 0 | 0 | 0 | 0 | 0 | 0 | 0 | 0 | 0 | 0 | 0 | 0 | 0 | 0 | 0 | 0
F11_Industrial_Industrial - WA_New_Space Heating_Natural Gas_Gas Boiler - Insulate Hot Water Lines_A_Achievable Technical Potential | F11 | Industrial | Industrial - WA | New | Space Heating | Natural Gas | Gas Boiler - Insulate Hot Water Lines | A | Cumulative Summer Peak Savings (MW) | Achievable Technical Potential | 0 | 0 | 0 | 0 | 0 | 0 | 0 | 0 | 0 | 0 | 0 | 0 | 0 | 0 | 0 | 0 | 0 | 0 | 0 | 0 | 0 | 0 | 0 | 0 | 0 | 0 | 0
F12_Industrial_Industrial - WA_New_Space Heating_Natural Gas_Gas Boiler - Insulate Hot Water Lines_A_Achievable Technical Potential | F12 | Industrial | Industrial - WA | New | Space Heating | Natural Gas | Gas Boiler - Insulate Hot Water Lines | A | Cumulative Winter Peak Savings (MW) | Achievable Technical Potential | 0 | 0 | 0 | 0 | 0 | 0 | 0 | 0 | 0 | 0 | 0 | 0 | 0 | 0 | 0 | 0 | 0 | 0 | 0 | 0 | 0 | 0 | 0 | 0 | 0 | 0 | 0
F13_Industrial_Industrial - WA_New_Space Heating_Natural Gas_Gas Boiler - Insulate Hot Water Lines_A_Achievable Technical Potential | F13 | Industrial | Industrial - WA | New | Space Heating | Natural Gas | Gas Boiler - Insulate Hot Water Lines | A | Purchases (Incremental) | Achievable Technical Potential | 0 | 0 | 0 | 0 | 0 | 0 | 0 | 0 | 0 | 0 | 0 | 0 | 0 | 0 | 0 | 0 | 0 | 0 | 0 | 0 | 0 | 0 | 0 | 0 | 0 | 0 | 0
F14_Industrial_Industrial - WA_New_Space Heating_Natural Gas_Gas Boiler - Insulate Hot Water Lines_A_Achievable Technical Potential | F14 | Industrial | Industrial - WA | New | Space Heating | Natural Gas | Gas Boiler - Insulate Hot Water Lines | A | Purchases (Cumulative) | Achievable Technical Potential | 0 | 0 | 0 | 0 | 0 | 0 | 0 | 0 | 0 | 0 | 0 | 0 | 0 | 0 | 0 | 0 | 0 | 0 | 0 | 0 | 0 | 0 | 0 | 0 | 0 | 0 | 0
F1_Industrial_Industrial - WA_New_Space Heating_Natural Gas_Gas Boiler - Insulate Steam Lines/Condensate Tank_A_Achievable Technical Potential | F1 | Industrial | Industrial - WA | New | Space Heating | Natural Gas | Gas Boiler - Insulate Steam Lines/Condensate Tank | A | Original Unit Energy Savings (kWh or therms) | Achievable Technical Potential | 0 | 0 | 6.6149 | 6.6149 | 6.6149 | 6.6149 | 6.6149 | 6.6149 | 6.6149 | 6.6149 | 6.6149 | 6.6149 | 6.6149 | 6.6149 | 6.6149 | 6.6149 | 6.6149 | 6.6149 | 6.6149 | 6.6149 | 6.6149 | 6.6149 | 6.6149 | 6.6149 | 6.6149 | 6.6149 | 6.6149
F2_Industrial_Industrial - WA_New_Space Heating_Natural Gas_Gas Boiler - Insulate Steam Lines/Condensate Tank_A_Achievable Technical Potential | F2 | Industrial | Industrial - WA | New | Space Heating | Natural Gas | Gas Boiler - Insulate Steam Lines/Condensate Tank | A | Original Unit Summer Peak Savings (kW) | Achievable Technical Potential | 0 | 0 | 0 | 0 | 0 | 0 | 0 | 0 | 0 | 0 | 0 | 0 | 0 | 0 | 0 | 0 | 0 | 0 | 0 | 0 | 0 | 0 | 0 | 0 | 0 | 0 | 0
F3_Industrial_Industrial - WA_New_Space Heating_Natural Gas_Gas Boiler - Insulate Steam Lines/Condensate Tank_A_Achievable Technical Potential | F3 | Industrial | Industrial - WA | New | Space Heating | Natural Gas | Gas Boiler - Insulate Steam Lines/Condensate Tank | A | Original Unit Winter Peak Savings (kW) | Achievable Technical Potential | 0 | 0 | 0 | 0 | 0 | 0 | 0 | 0 | 0 | 0 | 0 | 0 | 0 | 0 | 0 | 0 | 0 | 0 | 0 | 0 | 0 | 0 | 0 | 0 | 0 | 0 | 0
F4_Industrial_Industrial - WA_New_Space Heating_Natural Gas_Gas Boiler - Insulate Steam Lines/Condensate Tank_A_Achievable Technical Potential | F4 | Industrial | Industrial - WA | New | Space Heating | Natural Gas | Gas Boiler - Insulate Steam Lines/Condensate Tank | A | Standalone Impact on Baseline Energy (%) | Achievable Technical Potential | 0 | 0 | 0 | 0 | 0 | 0 | 0 | 0 | 0 | 0 | 0 | 0 | 0 | 0 | 0 | 0 | 0 | 0 | 0 | 0 | 0 | 0 | 0 | 0 | 0 | 0 | 0
F5_Industrial_Industrial - WA_New_Space Heating_Natural Gas_Gas Boiler - Insulate Steam Lines/Condensate Tank_A_Achievable Technical Potential | F5 | Industrial | Industrial - WA | New | Space Heating | Natural Gas | Gas Boiler - Insulate Steam Lines/Condensate Tank | A | Standalone Impact on Baseline Summer Peak (%) | Achievable Technical Potential | 0 | 0 | 0 | 0 | 0 | 0 | 0 | 0 | 0 | 0 | 0 | 0 | 0 | 0 | 0 | 0 | 0 | 0 | 0 | 0 | 0 | 0 | 0 | 0 | 0 | 0 | 0
F6_Industrial_Industrial - WA_New_Space Heating_Natural Gas_Gas Boiler - Insulate Steam Lines/Condensate Tank_A_Achievable Technical Potential | F6 | Industrial | Industrial - WA | New | Space Heating | Natural Gas | Gas Boiler - Insulate Steam Lines/Condensate Tank | A | Standalone Impact on Baseline Winter Peak (%) | Achievable Technical Potential | 0 | 0 | 0 | 0 | 0 | 0 | 0 | 0 | 0 | 0 | 0 | 0 | 0 | 0 | 0 | 0 | 0 | 0 | 0 | 0 | 0 | 0 | 0 | 0 | 0 | 0 | 0
F7_Industrial_Industrial - WA_New_Space Heating_Natural Gas_Gas Boiler - Insulate Steam Lines/Condensate Tank_A_Achievable Technical Potential | F7 | Industrial | Industrial - WA | New | Space Heating | Natural Gas | Gas Boiler - Insulate Steam Lines/Condensate Tank | A | Incremental Energy Savings (MWh or mTherms) | Achievable Technical Potential | 0 | 0 | 0 | 0 | 0 | 0 | 0 | 0 | 0 | 0 | 0 | 0 | 0 | 0 | 0 | 0 | 0 | 0 | 0 | 0 | 0 | 0 | 0 | 0 | 0 | 0 | 0
F8_Industrial_Industrial - WA_New_Space Heating_Natural Gas_Gas Boiler - Insulate Steam Lines/Condensate Tank_A_Achievable Technical Potential | F8 | Industrial | Industrial - WA | New | Space Heating | Natural Gas | Gas Boiler - Insulate Steam Lines/Condensate Tank | A | Incremental Summer Peak Savings (MW) | Achievable Technical Potential | 0 | 0 | 0 | 0 | 0 | 0 | 0 | 0 | 0 | 0 | 0 | 0 | 0 | 0 | 0 | 0 | 0 | 0 | 0 | 0 | 0 | 0 | 0 | 0 | 0 | 0 | 0
F9_Industrial_Industrial - WA_New_Space Heating_Natural Gas_Gas Boiler - Insulate Steam Lines/Condensate Tank_A_Achievable Technical Potential | F9 | Industrial | Industrial - WA | New | Space Heating | Natural Gas | Gas Boiler - Insulate Steam Lines/Condensate Tank | A | Incremental Winter Peak Savings (MW) | Achievable Technical Potential | 0 | 0 | 0 | 0 | 0 | 0 | 0 | 0 | 0 | 0 | 0 | 0 | 0 | 0 | 0 | 0 | 0 | 0 | 0 | 0 | 0 | 0 | 0 | 0 | 0 | 0 | 0
F10_Industrial_Industrial - WA_New_Space Heating_Natural Gas_Gas Boiler - Insulate Steam Lines/Condensate Tank_A_Achievable Technical Potential | F10 | Industrial | Industrial - WA | New | Space Heating | Natural Gas | Gas Boiler - Insulate Steam Lines/Condensate Tank | A | Cumulative Energy Savings (MWh or mTherms) | Achievable Technical Potential | 0 | 0 | 0 | 0 | 0 | 0 | 0 | 0 | 0 | 0 | 0 | 0 | 0 | 0 | 0 | 0 | 0 | 0 | 0 | 0 | 0 | 0 | 0 | 0 | 0 | 0 | 0
F11_Industrial_Industrial - WA_New_Space Heating_Natural Gas_Gas Boiler - Insulate Steam Lines/Condensate Tank_A_Achievable Technical Potential | F11 | Industrial | Industrial - WA | New | Space Heating | Natural Gas | Gas Boiler - Insulate Steam Lines/Condensate Tank | A | Cumulative Summer Peak Savings (MW) | Achievable Technical Potential | 0 | 0 | 0 | 0 | 0 | 0 | 0 | 0 | 0 | 0 | 0 | 0 | 0 | 0 | 0 | 0 | 0 | 0 | 0 | 0 | 0 | 0 | 0 | 0 | 0 | 0 | 0
F12_Industrial_Industrial - WA_New_Space Heating_Natural Gas_Gas Boiler - Insulate Steam Lines/Condensate Tank_A_Achievable Technical Potential | F12 | Industrial | Industrial - WA | New | Space Heating | Natural Gas | Gas Boiler - Insulate Steam Lines/Condensate Tank | A | Cumulative Winter Peak Savings (MW) | Achievable Technical Potential | 0 | 0 | 0 | 0 | 0 | 0 | 0 | 0 | 0 | 0 | 0 | 0 | 0 | 0 | 0 | 0 | 0 | 0 | 0 | 0 | 0 | 0 | 0 | 0 | 0 | 0 | 0
F13_Industrial_Industrial - WA_New_Space Heating_Natural Gas_Gas Boiler - Insulate Steam Lines/Condensate Tank_A_Achievable Technical Potential | F13 | Industrial | Industrial - WA | New | Space Heating | Natural Gas | Gas Boiler - Insulate Steam Lines/Condensate Tank | A | Purchases (Incremental) | Achievable Technical Potential | 0 | 0 | 0 | 0 | 0 | 0 | 0 | 0 | 0 | 0 | 0 | 0 | 0 | 0 | 0 | 0 | 0 | 0 | 0 | 0 | 0 | 0 | 0 | 0 | 0 | 0 | 0
F14_Industrial_Industrial - WA_New_Space Heating_Natural Gas_Gas Boiler - Insulate Steam Lines/Condensate Tank_A_Achievable Technical Potential | F14 | Industrial | Industrial - WA | New | Space Heating | Natural Gas | Gas Boiler - Insulate Steam Lines/Condensate Tank | A | Purchases (Cumulative) | Achievable Technical Potential | 0 | 0 | 0 | 0 | 0 | 0 | 0 | 0 | 0 | 0 | 0 | 0 | 0 | 0 | 0 | 0 | 0 | 0 | 0 | 0 | 0 | 0 | 0 | 0 | 0 | 0 | 0
F1_Industrial_Industrial - WA_New_Space Heating_Natural Gas_Gas Boiler - Stack Economizer_A_Achievable Technical Potential | F1 | Industrial | Industrial - WA | New | Space Heating | Natural Gas | Gas Boiler - Stack Economizer | A | Original Unit Energy Savings (kWh or therms) | Achievable Technical Potential | 0 | 0 | 0.88545 | 0.88545 | 0.88545 | 0.88545 | 0.88545 | 0.88545 | 0.88545 | 0.88545 | 0.88545 | 0.88545 | 0.88545 | 0.88545 | 0.88545 | 0.88545 | 0.88545 | 0.88545 | 0.88545 | 0.88545 | 0.88545 | 0.88545 | 0.88545 | 0.88545 | 0.88545 | 0.88545 | 0.88545
F2_Industrial_Industrial - WA_New_Space Heating_Natural Gas_Gas Boiler - Stack Economizer_A_Achievable Technical Potential | F2 | Industrial | Industrial - WA | New | Space Heating | Natural Gas | Gas Boiler - Stack Economizer | A | Original Unit Summer Peak Savings (kW) | Achievable Technical Potential | 0 | 0 | 0 | 0 | 0 | 0 | 0 | 0 | 0 | 0 | 0 | 0 | 0 | 0 | 0 | 0 | 0 | 0 | 0 | 0 | 0 | 0 | 0 | 0 | 0 | 0 | 0
F3_Industrial_Industrial - WA_New_Space Heating_Natural Gas_Gas Boiler - Stack Economizer_A_Achievable Technical Potential | F3 | Industrial | Industrial - WA | New | Space Heating | Natural Gas | Gas Boiler - Stack Economizer | A | Original Unit Winter Peak Savings (kW) | Achievable Technical Potential | 0 | 0 | 0 | 0 | 0 | 0 | 0 | 0 | 0 | 0 | 0 | 0 | 0 | 0 | 0 | 0 | 0 | 0 | 0 | 0 | 0 | 0 | 0 | 0 | 0 | 0 | 0
F4_Industrial_Industrial - WA_New_Space Heating_Natural Gas_Gas Boiler - Stack Economizer_A_Achievable Technical Potential | F4 | Industrial | Industrial - WA | New | Space Heating | Natural Gas | Gas Boiler - Stack Economizer | A | Standalone Impact on Baseline Energy (%) | Achievable Technical Potential | 0 | 0 | 0.00051894 | 0.00091587 | 0.0012941 | 0.0016715 | 0.0020757 | 0.0024107 | 0.0026412 | 0.0027936 | 0.0028877 | 0.0029383 | 0.0029568 | 0.0029515 | 0.0029291 | 0.0028943 | 0.002851 | 0.0027506 | 0.0026585 | 0.0025748 | 0.0024982 | 0.0024271 | 0.002361 | 0.0022994 | 0.0022417 | 0.0021878 | 0.0021372
F5_Industrial_Industrial - WA_New_Space Heating_Natural Gas_Gas Boiler - Stack Economizer_A_Achievable Technical Potential | F5 | Industrial | Industrial - WA | New | Space Heating | Natural Gas | Gas Boiler - Stack Economizer | A | Standalone Impact on Baseline Summer Peak (%) | Achievable Technical Potential | 0 | 0 | 0 | 0 | 0 | 0 | 0 | 0 | 0 | 0 | 0 | 0 | 0 | 0 | 0 | 0 | 0 | 0 | 0 | 0 | 0 | 0 | 0 | 0 | 0 | 0 | 0
F6_Industrial_Industrial - WA_New_Space Heating_Natural Gas_Gas Boiler - Stack Economizer_A_Achievable Technical Potential | F6 | Industrial | Industrial - WA | New | Space Heating | Natural Gas | Gas Boiler - Stack Economizer | A | Standalone Impact on Baseline Winter Peak (%) | Achievable Technical Potential | 0 | 0 | 0 | 0 | 0 | 0 | 0 | 0 | 0 | 0 | 0 | 0 | 0 | 0 | 0 | 0 | 0 | 0 | 0 | 0 | 0 | 0 | 0 | 0 | 0 | 0 | 0
F7_Industrial_Industrial - WA_New_Space Heating_Natural Gas_Gas Boiler - Stack Economizer_A_Achievable Technical Potential | F7 | Industrial | Industrial - WA | New | Space Heating | Natural Gas | Gas Boiler - Stack Economizer | A | Incremental Energy Savings (MWh or mTherms) | Achievable Technical Potential | 0 | 0 | 0.008357 | 0.011129 | 0.013308 | 0.015076 | 0.016295 | 0.015744 | 0.013443 | 0.011421 | 0.0096616 | 0.0081418 | 0.0068379 | 0.0057255 | 0.004781 | 0.0039827 | 0.0033103 | 0 | 0 | 0 | 0 | 0 | 0 | 0 | 0 | 0 | 0
F8_Industrial_Industrial - WA_New_Space Heating_Natural Gas_Gas Boiler - Stack Economizer_A_Achievable Technical Potential | F8 | Industrial | Industrial - WA | New | Space Heating | Natural Gas | Gas Boiler - Stack Economizer | A | Incremental Summer Peak Savings (MW) | Achievable Technical Potential | 0 | 0 | 0 | 0 | 0 | 0 | 0 | 0 | 0 | 0 | 0 | 0 | 0 | 0 | 0 | 0 | 0 | 0 | 0 | 0 | 0 | 0 | 0 | 0 | 0 | 0 | 0
F9_Industrial_Industrial - WA_New_Space Heating_Natural Gas_Gas Boiler - Stack Economizer_A_Achievable Technical Potential | F9 | Industrial | Industrial - WA | New | Space Heating | Natural Gas | Gas Boiler - Stack Economizer | A | Incremental Winter Peak Savings (MW) | Achievable Technical Potential | 0 | 0 | 0 | 0 | 0 | 0 | 0 | 0 | 0 | 0 | 0 | 0 | 0 | 0 | 0 | 0 | 0 | 0 | 0 | 0 | 0 | 0 | 0 | 0 | 0 | 0 | 0
F10_Industrial_Industrial - WA_New_Space Heating_Natural Gas_Gas Boiler - Stack Economizer_A_Achievable Technical Potential | F10 | Industrial | Industrial - WA | New | Space Heating | Natural Gas | Gas Boiler - Stack Economizer | A | Cumulative Energy Savings (MWh or mTherms) | Achievable Technical Potential | 0 | 0 | 0.008357 | 0.019486 | 0.032795 | 0.047871 | 0.064166 | 0.07991 | 0.093353 | 0.10477 | 0.11444 | 0.12258 | 0.12942 | 0.13514 | 0.13992 | 0.1439 | 0.14721 | 0.14721 | 0.14721 | 0.14721 | 0.14721 | 0.14721 | 0.14721 | 0.14721 | 0.14721 | 0.14721 | 0.14721
F11_Industrial_Industrial - WA_New_Space Heating_Natural Gas_Gas Boiler - Stack Economizer_A_Achievable Technical Potential | F11 | Industrial | Industrial - WA | New | Space Heating | Natural Gas | Gas Boiler - Stack Economizer | A | Cumulative Summer Peak Savings (MW) | Achievable Technical Potential | 0 | 0 | 0 | 0 | 0 | 0 | 0 | 0 | 0 | 0 | 0 | 0 | 0 | 0 | 0 | 0 | 0 | 0 | 0 | 0 | 0 | 0 | 0 | 0 | 0 | 0 | 0
F12_Industrial_Industrial - WA_New_Space Heating_Natural Gas_Gas Boiler - Stack Economizer_A_Achievable Technical Potential | F12 | Industrial | Industrial - WA | New | Space Heating | Natural Gas | Gas Boiler - Stack Economizer | A | Cumulative Winter Peak Savings (MW) | Achievable Technical Potential | 0 | 0 | 0 | 0 | 0 | 0 | 0 | 0 | 0 | 0 | 0 | 0 | 0 | 0 | 0 | 0 | 0 | 0 | 0 | 0 | 0 | 0 | 0 | 0 | 0 | 0 | 0
F13_Industrial_Industrial - WA_New_Space Heating_Natural Gas_Gas Boiler - Stack Economizer_A_Achievable Technical Potential | F13 | Industrial | Industrial - WA | New | Space Heating | Natural Gas | Gas Boiler - Stack Economizer | A | Purchases (Incremental) | Achievable Technical Potential | 0 | 0 | 9.438 | 12.5692 | 15.0299 | 17.0266 | 18.403 | 17.7805 | 15.1821 | 12.8989 | 10.9115 | 9.1951 | 7.7225 | 6.4661 | 5.3995 | 4.4979 | 3.7385 | 0 | 0 | 0 | 0 | 0 | 0 | 0 | 0 | 0 | 0
F14_Industrial_Industrial - WA_New_Space Heating_Natural Gas_Gas Boiler - Stack Economizer_A_Achievable Technical Potential | F14 | Industrial | Industrial - WA | New | Space Heating | Natural Gas | Gas Boiler - Stack Economizer | A | Purchases (Cumulative) | Achievable Technical Potential | 0 | 0 | 9.438 | 22.0072 | 37.0371 | 54.0637 | 72.4667 | 90.2472 | 105.4293 | 118.3282 | 129.2397 | 138.4348 | 146.1573 | 152.6234 | 158.0229 | 162.5208 | 166.2593 | 166.2593 | 166.2593 | 166.2593 | 166.2593 | 166.2593 | 166.2593 | 166.2593 | 166.2593 | 166.2593 | 166.2593
F1_Industrial_Industrial - WA_New_Space Heating_Natural Gas_Gas Boiler - Steam Trap Replacement_A_Achievable Technical Potential | F1 | Industrial | Industrial - WA | New | Space Heating | Natural Gas | Gas Boiler - Steam Trap Replacement | A | Original Unit Energy Savings (kWh or therms) | Achievable Technical Potential | 0 | 0 | 29538.5507 | 29538.5507 | 29538.5507 | 29538.5507 | 29538.5507 | 29538.5507 | 29538.5507 | 29538.5507 | 29538.5507 | 29538.5507 | 29538.5507 | 29538.5507 | 29538.5507 | 29538.5507 | 29538.5507 | 29538.5507 | 29538.5507 | 29538.5507 | 29538.5507 | 29538.5507 | 29538.5507 | 29538.5507 | 29538.5507 | 29538.5507 | 29538.5507
F2_Industrial_Industrial - WA_New_Space Heating_Natural Gas_Gas Boiler - Steam Trap Replacement_A_Achievable Technical Potential | F2 | Industrial | Industrial - WA | New | Space Heating | Natural Gas | Gas Boiler - Steam Trap Replacement | A | Original Unit Summer Peak Savings (kW) | Achievable Technical Potential | 0 | 0 | 0 | 0 | 0 | 0 | 0 | 0 | 0 | 0 | 0 | 0 | 0 | 0 | 0 | 0 | 0 | 0 | 0 | 0 | 0 | 0 | 0 | 0 | 0 | 0 | 0
F3_Industrial_Industrial - WA_New_Space Heating_Natural Gas_Gas Boiler - Steam Trap Replacement_A_Achievable Technical Potential | F3 | Industrial | Industrial - WA | New | Space Heating | Natural Gas | Gas Boiler - Steam Trap Replacement | A | Original Unit Winter Peak Savings (kW) | Achievable Technical Potential | 0 | 0 | 0 | 0 | 0 | 0 | 0 | 0 | 0 | 0 | 0 | 0 | 0 | 0 | 0 | 0 | 0 | 0 | 0 | 0 | 0 | 0 | 0 | 0 | 0 | 0 | 0
F4_Industrial_Industrial - WA_New_Space Heating_Natural Gas_Gas Boiler - Steam Trap Replacement_A_Achievable Technical Potential | F4 | Industrial | Industrial - WA | New | Space Heating | Natural Gas | Gas Boiler - Steam Trap Replacement | A | Standalone Impact on Baseline Energy (%) | Achievable Technical Potential | 0 | 0 | 6.9568e-06 | 1.2278e-05 | 1.7349e-05 | 2.2408e-05 | 2.7827e-05 | 3.3025e-05 | 3.4884e-05 | 3.5984e-05 | 3.6647e-05 | 3.7066e-05 | 3.7438e-05 | 3.7772e-05 | 3.8073e-05 | 3.8345e-05 | 3.8593e-05 | 3.8819e-05 | 3.9026e-05 | 3.9231e-05 | 3.8064e-05 | 3.6981e-05 | 3.5973e-05 | 3.5034e-05 | 3.4156e-05 | 3.3334e-05 | 3.2563e-05
F5_Industrial_Industrial - WA_New_Space Heating_Natural Gas_Gas Boiler - Steam Trap Replacement_A_Achievable Technical Potential | F5 | Industrial | Industrial - WA | New | Space Heating | Natural Gas | Gas Boiler - Steam Trap Replacement | A | Standalone Impact on Baseline Summer Peak (%) | Achievable Technical Potential | 0 | 0 | 0 | 0 | 0 | 0 | 0 | 0 | 0 | 0 | 0 | 0 | 0 | 0 | 0 | 0 | 0 | 0 | 0 | 0 | 0 | 0 | 0 | 0 | 0 | 0 | 0
F6_Industrial_Industrial - WA_New_Space Heating_Natural Gas_Gas Boiler - Steam Trap Replacement_A_Achievable Technical Potential | F6 | Industrial | Industrial - WA | New | Space Heating | Natural Gas | Gas Boiler - Steam Trap Replacement | A | Standalone Impact on Baseline Winter Peak (%) | Achievable Technical Potential | 0 | 0 | 0 | 0 | 0 | 0 | 0 | 0 | 0 | 0 | 0 | 0 | 0 | 0 | 0 | 0 | 0 | 0 | 0 | 0 | 0 | 0 | 0 | 0 | 0 | 0 | 0
F7_Industrial_Industrial - WA_New_Space Heating_Natural Gas_Gas Boiler - Steam Trap Replacement_A_Achievable Technical Potential | F7 | Industrial | Industrial - WA | New | Space Heating | Natural Gas | Gas Boiler - Steam Trap Replacement | A | Incremental Energy Savings (MWh or mTherms) | Achievable Technical Potential | 0 | 0 | 0.00011203 | 0.0001492 | 0.00017841 | 0.00020211 | 0.00021845 | 0.00023451 | 0.00013827 | 0.00011662 | 0.00010267 | 9.3974e-05 | 9.2383e-05 | 9.0819e-05 | 8.9283e-05 | 8.7773e-05 | 8.6289e-05 | 8.483e-05 | 8.3397e-05 | 8.1989e-05 | 0 | 0 | 0 | 0 | 0 | 0 | 0
F8_Industrial_Industrial - WA_New_Space Heating_Natural Gas_Gas Boiler - Steam Trap Replacement_A_Achievable Technical Potential | F8 | Industrial | Industrial - WA | New | Space Heating | Natural Gas | Gas Boiler - Steam Trap Replacement | A | Incremental Summer Peak Savings (MW) | Achievable Technical Potential | 0 | 0 | 0 | 0 | 0 | 0 | 0 | 0 | 0 | 0 | 0 | 0 | 0 | 0 | 0 | 0 | 0 | 0 | 0 | 0 | 0 | 0 | 0 | 0 | 0 | 0 | 0
F9_Industrial_Industrial - WA_New_Space Heating_Natural Gas_Gas Boiler - Steam Trap Replacement_A_Achievable Technical Potential | F9 | Industrial | Industrial - WA | New | Space Heating | Natural Gas | Gas Boiler - Steam Trap Replacement | A | Incremental Winter Peak Savings (MW) | Achievable Technical Potential | 0 | 0 | 0 | 0 | 0 | 0 | 0 | 0 | 0 | 0 | 0 | 0 | 0 | 0 | 0 | 0 | 0 | 0 | 0 | 0 | 0 | 0 | 0 | 0 | 0 | 0 | 0
F10_Industrial_Industrial - WA_New_Space Heating_Natural Gas_Gas Boiler - Steam Trap Replacement_A_Achievable Technical Potential | F10 | Industrial | Industrial - WA | New | Space Heating | Natural Gas | Gas Boiler - Steam Trap Replacement | A | Cumulative Energy Savings (MWh or mTherms) | Achievable Technical Potential | 0 | 0 | 0.00011203 | 0.00026123 | 0.00043964 | 0.00064176 | 0.00086021 | 0.0010947 | 0.001233 | 0.0013496 | 0.0014523 | 0.0015463 | 0.0016386 | 0.0017295 | 0.0018187 | 0.0019065 | 0.0019928 | 0.0020776 | 0.002161 | 0.002243 | 0.002243 | 0.002243 | 0.002243 | 0.002243 | 0.002243 | 0.002243 | 0.002243
F11_Industrial_Industrial - WA_New_Space Heating_Natural Gas_Gas Boiler - Steam Trap Replacement_A_Achievable Technical Potential | F11 | Industrial | Industrial - WA | New | Space Heating | Natural Gas | Gas Boiler - Steam Trap Replacement | A | Cumulative Summer Peak Savings (MW) | Achievable Technical Potential | 0 | 0 | 0 | 0 | 0 | 0 | 0 | 0 | 0 | 0 | 0 | 0 | 0 | 0 | 0 | 0 | 0 | 0 | 0 | 0 | 0 | 0 | 0 | 0 | 0 | 0 | 0
F12_Industrial_Industrial - WA_New_Space Heating_Natural Gas_Gas Boiler - Steam Trap Replacement_A_Achievable Technical Potential | F12 | Industrial | Industrial - WA | New | Space Heating | Natural Gas | Gas Boiler - Steam Trap Replacement | A | Cumulative Winter Peak Savings (MW) | Achievable Technical Potential | 0 | 0 | 0 | 0 | 0 | 0 | 0 | 0 | 0 | 0 | 0 | 0 | 0 | 0 | 0 | 0 | 0 | 0 | 0 | 0 | 0 | 0 | 0 | 0 | 0 | 0 | 0
F13_Industrial_Industrial - WA_New_Space Heating_Natural Gas_Gas Boiler - Steam Trap Replacement_A_Achievable Technical Potential | F13 | Industrial | Industrial - WA | New | Space Heating | Natural Gas | Gas Boiler - Steam Trap Replacement | A | Purchases (Incremental) | Achievable Technical Potential | 0 | 0 | 3.7928e-06 | 5.0511e-06 | 6.0399e-06 | 6.8423e-06 | 7.3954e-06 | 7.9392e-06 | 4.681e-06 | 3.9482e-06 | 3.4759e-06 | 3.1814e-06 | 3.1275e-06 | 3.0746e-06 | 3.0226e-06 | 2.9715e-06 | 2.9212e-06 | 2.8719e-06 | 2.8233e-06 | 2.7757e-06 | 0 | 0 | 0 | 0 | 0 | 0 | 0
F14_Industrial_Industrial - WA_New_Space Heating_Natural Gas_Gas Boiler - Steam Trap Replacement_A_Achievable Technical Potential | F14 | Industrial | Industrial - WA | New | Space Heating | Natural Gas | Gas Boiler - Steam Trap Replacement | A | Purchases (Cumulative) | Achievable Technical Potential | 0 | 0 | 3.7928e-06 | 8.8438e-06 | 1.4884e-05 | 2.1726e-05 | 2.9121e-05 | 3.7061e-05 | 4.1742e-05 | 4.569e-05 | 4.9166e-05 | 5.2347e-05 | 5.5475e-05 | 5.8549e-05 | 6.1572e-05 | 6.4543e-05 | 6.7465e-05 | 7.0336e-05 | 7.316e-05 | 7.5935e-05 | 7.5935e-05 | 7.5935e-05 | 7.5935e-05 | 7.5935e-05 | 7.5935e-05 | 7.5935e-05 | 7.5935e-05
F1_Industrial_Industrial - WA_New_Process_Natural Gas_Process Boiler - Hot Water Reset_A_Achievable Technical Potential | F1 | Industrial | Industrial - WA | New | Process | Natural Gas | Process Boiler - Hot Water Reset | A | Original Unit Energy Savings (kWh or therms) | Achievable Technical Potential | 0 | 0 | 8443.765 | 8443.765 | 8443.765 | 8443.765 | 8443.765 | 8443.765 | 8443.765 | 8443.765 | 8443.765 | 8443.765 | 8443.765 | 8443.765 | 8443.765 | 8443.765 | 8443.765 | 8443.765 | 8443.765 | 8443.765 | 8443.765 | 8443.765 | 8443.765 | 8443.765 | 8443.765 | 8443.765 | 8443.765
F2_Industrial_Industrial - WA_New_Process_Natural Gas_Process Boiler - Hot Water Reset_A_Achievable Technical Potential | F2 | Industrial | Industrial - WA | New | Process | Natural Gas | Process Boiler - Hot Water Reset | A | Original Unit Summer Peak Savings (kW) | Achievable Technical Potential | 0 | 0 | 0 | 0 | 0 | 0 | 0 | 0 | 0 | 0 | 0 | 0 | 0 | 0 | 0 | 0 | 0 | 0 | 0 | 0 | 0 | 0 | 0 | 0 | 0 | 0 | 0
F3_Industrial_Industrial - WA_New_Process_Natural Gas_Process Boiler - Hot Water Reset_A_Achievable Technical Potential | F3 | Industrial | Industrial - WA | New | Process | Natural Gas | Process Boiler - Hot Water Reset | A | Original Unit Winter Peak Savings (kW) | Achievable Technical Potential | 0 | 0 | 0 | 0 | 0 | 0 | 0 | 0 | 0 | 0 | 0 | 0 | 0 | 0 | 0 | 0 | 0 | 0 | 0 | 0 | 0 | 0 | 0 | 0 | 0 | 0 | 0
F4_Industrial_Industrial - WA_New_Process_Natural Gas_Process Boiler - Hot Water Reset_A_Achievable Technical Potential | F4 | Industrial | Industrial - WA | New | Process | Natural Gas | Process Boiler - Hot Water Reset | A | Standalone Impact on Baseline Energy (%) | Achievable Technical Potential | 0 | 0 | 0 | 0 | 0 | 0 | 0 | 0 | 0 | 0 | 0 | 0 | 0 | 0 | 0 | 0 | 0 | 0 | 0 | 0 | 0 | 0 | 0 | 0 | 0 | 0 | 0
F5_Industrial_Industrial - WA_New_Process_Natural Gas_Process Boiler - Hot Water Reset_A_Achievable Technical Potential | F5 | Industrial | Industrial - WA | New | Process | Natural Gas | Process Boiler - Hot Water Reset | A | Standalone Impact on Baseline Summer Peak (%) | Achievable Technical Potential | 0 | 0 | 0 | 0 | 0 | 0 | 0 | 0 | 0 | 0 | 0 | 0 | 0 | 0 | 0 | 0 | 0 | 0 | 0 | 0 | 0 | 0 | 0 | 0 | 0 | 0 | 0
F6_Industrial_Industrial - WA_New_Process_Natural Gas_Process Boiler - Hot Water Reset_A_Achievable Technical Potential | F6 | Industrial | Industrial - WA | New | Process | Natural Gas | Process Boiler - Hot Water Reset | A | Standalone Impact on Baseline Winter Peak (%) | Achievable Technical Potential | 0 | 0 | 0 | 0 | 0 | 0 | 0 | 0 | 0 | 0 | 0 | 0 | 0 | 0 | 0 | 0 | 0 | 0 | 0 | 0 | 0 | 0 | 0 | 0 | 0 | 0 | 0
F7_Industrial_Industrial - WA_New_Process_Natural Gas_Process Boiler - Hot Water Reset_A_Achievable Technical Potential | F7 | Industrial | Industrial - WA | New | Process | Natural Gas | Process Boiler - Hot Water Reset | A | Incremental Energy Savings (MWh or mTherms) | Achievable Technical Potential | 0 | 0 | 0 | 0 | 0 | 0 | 0 | 0 | 0 | 0 | 0 | 0 | 0 | 0 | 0 | 0 | 0 | 0 | 0 | 0 | 0 | 0 | 0 | 0 | 0 | 0 | 0
F8_Industrial_Industrial - WA_New_Process_Natural Gas_Process Boiler - Hot Water Reset_A_Achievable Technical Potential | F8 | Industrial | Industrial - WA | New | Process | Natural Gas | Process Boiler - Hot Water Reset | A | Incremental Summer Peak Savings (MW) | Achievable Technical Potential | 0 | 0 | 0 | 0 | 0 | 0 | 0 | 0 | 0 | 0 | 0 | 0 | 0 | 0 | 0 | 0 | 0 | 0 | 0 | 0 | 0 | 0 | 0 | 0 | 0 | 0 | 0
F9_Industrial_Industrial - WA_New_Process_Natural Gas_Process Boiler - Hot Water Reset_A_Achievable Technical Potential | F9 | Industrial | Industrial - WA | New | Process | Natural Gas | Process Boiler - Hot Water Reset | A | Incremental Winter Peak Savings (MW) | Achievable Technical Potential | 0 | 0 | 0 | 0 | 0 | 0 | 0 | 0 | 0 | 0 | 0 | 0 | 0 | 0 | 0 | 0 | 0 | 0 | 0 | 0 | 0 | 0 | 0 | 0 | 0 | 0 | 0
F10_Industrial_Industrial - WA_New_Process_Natural Gas_Process Boiler - Hot Water Reset_A_Achievable Technical Potential | F10 | Industrial | Industrial - WA | New | Process | Natural Gas | Process Boiler - Hot Water Reset | A | Cumulative Energy Savings (MWh or mTherms) | Achievable Technical Potential | 0 | 0 | 0 | 0 | 0 | 0 | 0 | 0 | 0 | 0 | 0 | 0 | 0 | 0 | 0 | 0 | 0 | 0 | 0 | 0 | 0 | 0 | 0 | 0 | 0 | 0 | 0
F11_Industrial_Industrial - WA_New_Process_Natural Gas_Process Boiler - Hot Water Reset_A_Achievable Technical Potential | F11 | Industrial | Industrial - WA | New | Process | Natural Gas | Process Boiler - Hot Water Reset | A | Cumulative Summer Peak Savings (MW) | Achievable Technical Potential | 0 | 0 | 0 | 0 | 0 | 0 | 0 | 0 | 0 | 0 | 0 | 0 | 0 | 0 | 0 | 0 | 0 | 0 | 0 | 0 | 0 | 0 | 0 | 0 | 0 | 0 | 0
F12_Industrial_Industrial - WA_New_Process_Natural Gas_Process Boiler - Hot Water Reset_A_Achievable Technical Potential | F12 | Industrial | Industrial - WA | New | Process | Natural Gas | Process Boiler - Hot Water Reset | A | Cumulative Winter Peak Savings (MW) | Achievable Technical Potential | 0 | 0 | 0 | 0 | 0 | 0 | 0 | 0 | 0 | 0 | 0 | 0 | 0 | 0 | 0 | 0 | 0 | 0 | 0 | 0 | 0 | 0 | 0 | 0 | 0 | 0 | 0
F13_Industrial_Industrial - WA_New_Process_Natural Gas_Process Boiler - Hot Water Reset_A_Achievable Technical Potential | F13 | Industrial | Industrial - WA | New | Process | Natural Gas | Process Boiler - Hot Water Reset | A | Purchases (Incremental) | Achievable Technical Potential | 0 | 0 | 0 | 0 | 0 | 0 | 0 | 0 | 0 | 0 | 0 | 0 | 0 | 0 | 0 | 0 | 0 | 0 | 0 | 0 | 0 | 0 | 0 | 0 | 0 | 0 | 0
F14_Industrial_Industrial - WA_New_Process_Natural Gas_Process Boiler - Hot Water Reset_A_Achievable Technical Potential | F14 | Industrial | Industrial - WA | New | Process | Natural Gas | Process Boiler - Hot Water Reset | A | Purchases (Cumulative) | Achievable Technical Potential | 0 | 0 | 0 | 0 | 0 | 0 | 0 | 0 | 0 | 0 | 0 | 0 | 0 | 0 | 0 | 0 | 0 | 0 | 0 | 0 | 0 | 0 | 0 | 0 | 0 | 0 | 0
F1_Industrial_Industrial - WA_New_Process_Natural Gas_Process Boiler - Burner Control Optimization_A_Achievable Technical Potential | F1 | Industrial | Industrial - WA | New | Process | Natural Gas | Process Boiler - Burner Control Optimization | A | Original Unit Energy Savings (kWh or therms) | Achievable Technical Potential | 0 | 0 | 2.2956 | 2.2956 | 2.2956 | 2.2956 | 2.2956 | 2.2956 | 2.2956 | 2.2956 | 2.2956 | 2.2956 | 2.2956 | 2.2956 | 2.2956 | 2.2956 | 2.2956 | 2.2956 | 2.2956 | 2.2956 | 2.2956 | 2.2956 | 2.2956 | 2.2956 | 2.2956 | 2.2956 | 2.2956
F2_Industrial_Industrial - WA_New_Process_Natural Gas_Process Boiler - Burner Control Optimization_A_Achievable Technical Potential | F2 | Industrial | Industrial - WA | New | Process | Natural Gas | Process Boiler - Burner Control Optimization | A | Original Unit Summer Peak Savings (kW) | Achievable Technical Potential | 0 | 0 | 0 | 0 | 0 | 0 | 0 | 0 | 0 | 0 | 0 | 0 | 0 | 0 | 0 | 0 | 0 | 0 | 0 | 0 | 0 | 0 | 0 | 0 | 0 | 0 | 0
F3_Industrial_Industrial - WA_New_Process_Natural Gas_Process Boiler - Burner Control Optimization_A_Achievable Technical Potential | F3 | Industrial | Industrial - WA | New | Process | Natural Gas | Process Boiler - Burner Control Optimization | A | Original Unit Winter Peak Savings (kW) | Achievable Technical Potential | 0 | 0 | 0 | 0 | 0 | 0 | 0 | 0 | 0 | 0 | 0 | 0 | 0 | 0 | 0 | 0 | 0 | 0 | 0 | 0 | 0 | 0 | 0 | 0 | 0 | 0 | 0
F4_Industrial_Industrial - WA_New_Process_Natural Gas_Process Boiler - Burner Control Optimization_A_Achievable Technical Potential | F4 | Industrial | Industrial - WA | New | Process | Natural Gas | Process Boiler - Burner Control Optimization | A | Standalone Impact on Baseline Energy (%) | Achievable Technical Potential | 0 | 0 | 1.6229e-05 | 3.7696e-05 | 8.2545e-05 | 0.00016215 | 0.00028891 | 0.00046357 | 0.0006818 | 0.00093071 | 0.0011911 | 0.0014417 | 0.0016635 | 0.0018433 | 0.001975 | 0.0020594 | 0.002102 | 0.0021112 | 0.0020958 | 0.0020641 | 0.0020182 | 0.0019651 | 0.0019102 | 0.0018591 | 0.0018115 | 0.001767 | 0.0017254
F5_Industrial_Industrial - WA_New_Process_Natural Gas_Process Boiler - Burner Control Optimization_A_Achievable Technical Potential | F5 | Industrial | Industrial - WA | New | Process | Natural Gas | Process Boiler - Burner Control Optimization | A | Standalone Impact on Baseline Summer Peak (%) | Achievable Technical Potential | 0 | 0 | 0 | 0 | 0 | 0 | 0 | 0 | 0 | 0 | 0 | 0 | 0 | 0 | 0 | 0 | 0 | 0 | 0 | 0 | 0 | 0 | 0 | 0 | 0 | 0 | 0
F6_Industrial_Industrial - WA_New_Process_Natural Gas_Process Boiler - Burner Control Optimization_A_Achievable Technical Potential | F6 | Industrial | Industrial - WA | New | Process | Natural Gas | Process Boiler - Burner Control Optimization | A | Standalone Impact on Baseline Winter Peak (%) | Achievable Technical Potential | 0 | 0 | 0 | 0 | 0 | 0 | 0 | 0 | 0 | 0 | 0 | 0 | 0 | 0 | 0 | 0 | 0 | 0 | 0 | 0 | 0 | 0 | 0 | 0 | 0 | 0 | 0
F7_Industrial_Industrial - WA_New_Process_Natural Gas_Process Boiler - Burner Control Optimization_A_Achievable Technical Potential | F7 | Industrial | Industrial - WA | New | Process | Natural Gas | Process Boiler - Burner Control Optimization | A | Incremental Energy Savings (MWh or mTherms) | Achievable Technical Potential | 0 | 0 | 0.0042518 | 0.0089007 | 0.021286 | 0.0422 | 0.070951 | 0.10663 | 0.14485 | 0.17948 | 0.20438 | 0.21529 | 0.21094 | 0.19318 | 0.16606 | 0.13449 | 0.10296 | 0.074728 | 0.05156 | 0.0339 | 0.017035 | 0.0059463 | 0 | 0 | 0 | 0 | 0
F8_Industrial_Industrial - WA_New_Process_Natural Gas_Process Boiler - Burner Control Optimization_A_Achievable Technical Potential | F8 | Industrial | Industrial - WA | New | Process | Natural Gas | Process Boiler - Burner Control Optimization | A | Incremental Summer Peak Savings (MW) | Achievable Technical Potential | 0 | 0 | 0 | 0 | 0 | 0 | 0 | 0 | 0 | 0 | 0 | 0 | 0 | 0 | 0 | 0 | 0 | 0 | 0 | 0 | 0 | 0 | 0 | 0 | 0 | 0 | 0
F9_Industrial_Industrial - WA_New_Process_Natural Gas_Process Boiler - Burner Control Optimization_A_Achievable Technical Potential | F9 | Industrial | Industrial - WA | New | Process | Natural Gas | Process Boiler - Burner Control Optimization | A | Incremental Winter Peak Savings (MW) | Achievable Technical Potential | 0 | 0 | 0 | 0 | 0 | 0 | 0 | 0 | 0 | 0 | 0 | 0 | 0 | 0 | 0 | 0 | 0 | 0 | 0 | 0 | 0 | 0 | 0 | 0 | 0 | 0 | 0
F10_Industrial_Industrial - WA_New_Process_Natural Gas_Process Boiler - Burner Control Optimization_A_Achievable Technical Potential | F10 | Industrial | Industrial - WA | New | Process | Natural Gas | Process Boiler - Burner Control Optimization | A | Cumulative Energy Savings (MWh or mTherms) | Achievable Technical Potential | 0 | 0 | 0.0042518 | 0.013152 | 0.034439 | 0.076639 | 0.14759 | 0.25422 | 0.39908 | 0.57856 | 0.78293 | 0.99822 | 1.2092 | 1.4023 | 1.5684 | 1.7029 | 1.8059 | 1.8806 | 1.9321 | 1.966 | 1.9831 | 1.989 | 1.989 | 1.989 | 1.989 | 1.989 | 1.989
F11_Industrial_Industrial - WA_New_Process_Natural Gas_Process Boiler - Burner Control Optimization_A_Achievable Technical Potential | F11 | Industrial | Industrial - WA | New | Process | Natural Gas | Process Boiler - Burner Control Optimization | A | Cumulative Summer Peak Savings (MW) | Achievable Technical Potential | 0 | 0 | 0 | 0 | 0 | 0 | 0 | 0 | 0 | 0 | 0 | 0 | 0 | 0 | 0 | 0 | 0 | 0 | 0 | 0 | 0 | 0 | 0 | 0 | 0 | 0 | 0
F12_Industrial_Industrial - WA_New_Process_Natural Gas_Process Boiler - Burner Control Optimization_A_Achievable Technical Potential | F12 | Industrial | Industrial - WA | New | Process | Natural Gas | Process Boiler - Burner Control Optimization | A | Cumulative Winter Peak Savings (MW) | Achievable Technical Potential | 0 | 0 | 0 | 0 | 0 | 0 | 0 | 0 | 0 | 0 | 0 | 0 | 0 | 0 | 0 | 0 | 0 | 0 | 0 | 0 | 0 | 0 | 0 | 0 | 0 | 0 | 0
F13_Industrial_Industrial - WA_New_Process_Natural Gas_Process Boiler - Burner Control Optimization_A_Achievable Technical Potential | F13 | Industrial | Industrial - WA | New | Process | Natural Gas | Process Boiler - Burner Control Optimization | A | Purchases (Incremental) | Achievable Technical Potential | 0 | 0 | 1.8521 | 3.8772 | 9.2725 | 18.3825 | 30.9067 | 46.4507 | 63.0996 | 78.1815 | 89.0288 | 93.7802 | 91.8879 | 84.1522 | 72.338 | 58.5845 | 44.8493 | 32.5518 | 22.4598 | 14.7671 | 7.4206 | 2.5902 | 0 | 0 | 0 | 0 | 0
F14_Industrial_Industrial - WA_New_Process_Natural Gas_Process Boiler - Burner Control Optimization_A_Achievable Technical Potential | F14 | Industrial | Industrial - WA | New | Process | Natural Gas | Process Boiler - Burner Control Optimization | A | Purchases (Cumulative) | Achievable Technical Potential | 0 | 0 | 1.8521 | 5.7293 | 15.0018 | 33.3843 | 64.291 | 110.7417 | 173.8414 | 252.0229 | 341.0517 | 434.8319 | 526.7198 | 610.872 | 683.21 | 741.7944 | 786.6437 | 819.1955 | 841.6553 | 856.4224 | 863.843 | 866.4333 | 866.4333 | 866.4333 | 866.4333 | 866.4333 | 866.4333
F1_Industrial_Industrial - WA_New_Process_Natural Gas_Process Boiler - Insulate Hot Water Lines_A_Achievable Technical Potential | F1 | Industrial | Industrial - WA | New | Process | Natural Gas | Process Boiler - Insulate Hot Water Lines | A | Original Unit Energy Savings (kWh or therms) | Achievable Technical Potential | 0 | 0 | 38.0063 | 38.0063 | 38.0063 | 38.0063 | 38.0063 | 38.0063 | 38.0063 | 38.0063 | 38.0063 | 38.0063 | 38.0063 | 38.0063 | 38.0063 | 38.0063 | 38.0063 | 38.0063 | 38.0063 | 38.0063 | 38.0063 | 38.0063 | 38.0063 | 38.0063 | 38.0063 | 38.0063 | 38.0063
F2_Industrial_Industrial - WA_New_Process_Natural Gas_Process Boiler - Insulate Hot Water Lines_A_Achievable Technical Potential | F2 | Industrial | Industrial - WA | New | Process | Natural Gas | Process Boiler - Insulate Hot Water Lines | A | Original Unit Summer Peak Savings (kW) | Achievable Technical Potential | 0 | 0 | 0 | 0 | 0 | 0 | 0 | 0 | 0 | 0 | 0 | 0 | 0 | 0 | 0 | 0 | 0 | 0 | 0 | 0 | 0 | 0 | 0 | 0 | 0 | 0 | 0
F3_Industrial_Industrial - WA_New_Process_Natural Gas_Process Boiler - Insulate Hot Water Lines_A_Achievable Technical Potential | F3 | Industrial | Industrial - WA | New | Process | Natural Gas | Process Boiler - Insulate Hot Water Lines | A | Original Unit Winter Peak Savings (kW) | Achievable Technical Potential | 0 | 0 | 0 | 0 | 0 | 0 | 0 | 0 | 0 | 0 | 0 | 0 | 0 | 0 | 0 | 0 | 0 | 0 | 0 | 0 | 0 | 0 | 0 | 0 | 0 | 0 | 0
F4_Industrial_Industrial - WA_New_Process_Natural Gas_Process Boiler - Insulate Hot Water Lines_A_Achievable Technical Potential | F4 | Industrial | Industrial - WA | New | Process | Natural Gas | Process Boiler - Insulate Hot Water Lines | A | Standalone Impact on Baseline Energy (%) | Achievable Technical Potential | 0 | 0 | 0 | 0 | 0 | 0 | 0 | 0 | 0 | 0 | 0 | 0 | 0 | 0 | 0 | 0 | 0 | 0 | 0 | 0 | 0 | 0 | 0 | 0 | 0 | 0 | 0
F5_Industrial_Industrial - WA_New_Process_Natural Gas_Process Boiler - Insulate Hot Water Lines_A_Achievable Technical Potential | F5 | Industrial | Industrial - WA | New | Process | Natural Gas | Process Boiler - Insulate Hot Water Lines | A | Standalone Impact on Baseline Summer Peak (%) | Achievable Technical Potential | 0 | 0 | 0 | 0 | 0 | 0 | 0 | 0 | 0 | 0 | 0 | 0 | 0 | 0 | 0 | 0 | 0 | 0 | 0 | 0 | 0 | 0 | 0 | 0 | 0 | 0 | 0
F6_Industrial_Industrial - WA_New_Process_Natural Gas_Process Boiler - Insulate Hot Water Lines_A_Achievable Technical Potential | F6 | Industrial | Industrial - WA | New | Process | Natural Gas | Process Boiler - Insulate Hot Water Lines | A | Standalone Impact on Baseline Winter Peak (%) | Achievable Technical Potential | 0 | 0 | 0 | 0 | 0 | 0 | 0 | 0 | 0 | 0 | 0 | 0 | 0 | 0 | 0 | 0 | 0 | 0 | 0 | 0 | 0 | 0 | 0 | 0 | 0 | 0 | 0
F7_Industrial_Industrial - WA_New_Process_Natural Gas_Process Boiler - Insulate Hot Water Lines_A_Achievable Technical Potential | F7 | Industrial | Industrial - WA | New | Process | Natural Gas | Process Boiler - Insulate Hot Water Lines | A | Incremental Energy Savings (MWh or mTherms) | Achievable Technical Potential | 0 | 0 | 0 | 0 | 0 | 0 | 0 | 0 | 0 | 0 | 0 | 0 | 0 | 0 | 0 | 0 | 0 | 0 | 0 | 0 | 0 | 0 | 0 | 0 | 0 | 0 | 0
F8_Industrial_Industrial - WA_New_Process_Natural Gas_Process Boiler - Insulate Hot Water Lines_A_Achievable Technical Potential | F8 | Industrial | Industrial - WA | New | Process | Natural Gas | Process Boiler - Insulate Hot Water Lines | A | Incremental Summer Peak Savings (MW) | Achievable Technical Potential | 0 | 0 | 0 | 0 | 0 | 0 | 0 | 0 | 0 | 0 | 0 | 0 | 0 | 0 | 0 | 0 | 0 | 0 | 0 | 0 | 0 | 0 | 0 | 0 | 0 | 0 | 0
F9_Industrial_Industrial - WA_New_Process_Natural Gas_Process Boiler - Insulate Hot Water Lines_A_Achievable Technical Potential | F9 | Industrial | Industrial - WA | New | Process | Natural Gas | Process Boiler - Insulate Hot Water Lines | A | Incremental Winter Peak Savings (MW) | Achievable Technical Potential | 0 | 0 | 0 | 0 | 0 | 0 | 0 | 0 | 0 | 0 | 0 | 0 | 0 | 0 | 0 | 0 | 0 | 0 | 0 | 0 | 0 | 0 | 0 | 0 | 0 | 0 | 0
F10_Industrial_Industrial - WA_New_Process_Natural Gas_Process Boiler - Insulate Hot Water Lines_A_Achievable Technical Potential | F10 | Industrial | Industrial - WA | New | Process | Natural Gas | Process Boiler - Insulate Hot Water Lines | A | Cumulative Energy Savings (MWh or mTherms) | Achievable Technical Potential | 0 | 0 | 0 | 0 | 0 | 0 | 0 | 0 | 0 | 0 | 0 | 0 | 0 | 0 | 0 | 0 | 0 | 0 | 0 | 0 | 0 | 0 | 0 | 0 | 0 | 0 | 0
F11_Industrial_Industrial - WA_New_Process_Natural Gas_Process Boiler - Insulate Hot Water Lines_A_Achievable Technical Potential | F11 | Industrial | Industrial - WA | New | Process | Natural Gas | Process Boiler - Insulate Hot Water Lines | A | Cumulative Summer Peak Savings (MW) | Achievable Technical Potential | 0 | 0 | 0 | 0 | 0 | 0 | 0 | 0 | 0 | 0 | 0 | 0 | 0 | 0 | 0 | 0 | 0 | 0 | 0 | 0 | 0 | 0 | 0 | 0 | 0 | 0 | 0
F12_Industrial_Industrial - WA_New_Process_Natural Gas_Process Boiler - Insulate Hot Water Lines_A_Achievable Technical Potential | F12 | Industrial | Industrial - WA | New | Process | Natural Gas | Process Boiler - Insulate Hot Water Lines | A | Cumulative Winter Peak Savings (MW) | Achievable Technical Potential | 0 | 0 | 0 | 0 | 0 | 0 | 0 | 0 | 0 | 0 | 0 | 0 | 0 | 0 | 0 | 0 | 0 | 0 | 0 | 0 | 0 | 0 | 0 | 0 | 0 | 0 | 0
F13_Industrial_Industrial - WA_New_Process_Natural Gas_Process Boiler - Insulate Hot Water Lines_A_Achievable Technical Potential | F13 | Industrial | Industrial - WA | New | Process | Natural Gas | Process Boiler - Insulate Hot Water Lines | A | Purchases (Incremental) | Achievable Technical Potential | 0 | 0 | 0 | 0 | 0 | 0 | 0 | 0 | 0 | 0 | 0 | 0 | 0 | 0 | 0 | 0 | 0 | 0 | 0 | 0 | 0 | 0 | 0 | 0 | 0 | 0 | 0
F14_Industrial_Industrial - WA_New_Process_Natural Gas_Process Boiler - Insulate Hot Water Lines_A_Achievable Technical Potential | F14 | Industrial | Industrial - WA | New | Process | Natural Gas | Process Boiler - Insulate Hot Water Lines | A | Purchases (Cumulative) | Achievable Technical Potential | 0 | 0 | 0 | 0 | 0 | 0 | 0 | 0 | 0 | 0 | 0 | 0 | 0 | 0 | 0 | 0 | 0 | 0 | 0 | 0 | 0 | 0 | 0 | 0 | 0 | 0 | 0
F1_Industrial_Industrial - WA_New_Process_Natural Gas_Process Boiler - Insulate Steam Lines/Condensate Tank_A_Achievable Technical Potential | F1 | Industrial | Industrial - WA | New | Process | Natural Gas | Process Boiler - Insulate Steam Lines/Condensate Tank | A | Original Unit Energy Savings (kWh or therms) | Achievable Technical Potential | 0 | 0 | 56.7725 | 56.7725 | 56.7725 | 56.7725 | 56.7725 | 56.7725 | 56.7725 | 56.7725 | 56.7725 | 56.7725 | 56.7725 | 56.7725 | 56.7725 | 56.7725 | 56.7725 | 56.7725 | 56.7725 | 56.7725 | 56.7725 | 56.7725 | 56.7725 | 56.7725 | 56.7725 | 56.7725 | 56.7725
F2_Industrial_Industrial - WA_New_Process_Natural Gas_Process Boiler - Insulate Steam Lines/Condensate Tank_A_Achievable Technical Potential | F2 | Industrial | Industrial - WA | New | Process | Natural Gas | Process Boiler - Insulate Steam Lines/Condensate Tank | A | Original Unit Summer Peak Savings (kW) | Achievable Technical Potential | 0 | 0 | 0 | 0 | 0 | 0 | 0 | 0 | 0 | 0 | 0 | 0 | 0 | 0 | 0 | 0 | 0 | 0 | 0 | 0 | 0 | 0 | 0 | 0 | 0 | 0 | 0
F3_Industrial_Industrial - WA_New_Process_Natural Gas_Process Boiler - Insulate Steam Lines/Condensate Tank_A_Achievable Technical Potential | F3 | Industrial | Industrial - WA | New | Process | Natural Gas | Process Boiler - Insulate Steam Lines/Condensate Tank | A | Original Unit Winter Peak Savings (kW) | Achievable Technical Potential | 0 | 0 | 0 | 0 | 0 | 0 | 0 | 0 | 0 | 0 | 0 | 0 | 0 | 0 | 0 | 0 | 0 | 0 | 0 | 0 | 0 | 0 | 0 | 0 | 0 | 0 | 0
F4_Industrial_Industrial - WA_New_Process_Natural Gas_Process Boiler - Insulate Steam Lines/Condensate Tank_A_Achievable Technical Potential | F4 | Industrial | Industrial - WA | New | Process | Natural Gas | Process Boiler - Insulate Steam Lines/Condensate Tank | A | Standalone Impact on Baseline Energy (%) | Achievable Technical Potential | 0 | 0 | 0 | 0 | 0 | 0 | 0 | 0 | 0 | 0 | 0 | 0 | 0 | 0 | 0 | 0 | 0 | 0 | 0 | 0 | 0 | 0 | 0 | 0 | 0 | 0 | 0
F5_Industrial_Industrial - WA_New_Process_Natural Gas_Process Boiler - Insulate Steam Lines/Condensate Tank_A_Achievable Technical Potential | F5 | Industrial | Industrial - WA | New | Process | Natural Gas | Process Boiler - Insulate Steam Lines/Condensate Tank | A | Standalone Impact on Baseline Summer Peak (%) | Achievable Technical Potential | 0 | 0 | 0 | 0 | 0 | 0 | 0 | 0 | 0 | 0 | 0 | 0 | 0 | 0 | 0 | 0 | 0 | 0 | 0 | 0 | 0 | 0 | 0 | 0 | 0 | 0 | 0
F6_Industrial_Industrial - WA_New_Process_Natural Gas_Process Boiler - Insulate Steam Lines/Condensate Tank_A_Achievable Technical Potential | F6 | Industrial | Industrial - WA | New | Process | Natural Gas | Process Boiler - Insulate Steam Lines/Condensate Tank | A | Standalone Impact on Baseline Winter Peak (%) | Achievable Technical Potential | 0 | 0 | 0 | 0 | 0 | 0 | 0 | 0 | 0 | 0 | 0 | 0 | 0 | 0 | 0 | 0 | 0 | 0 | 0 | 0 | 0 | 0 | 0 | 0 | 0 | 0 | 0
F7_Industrial_Industrial - WA_New_Process_Natural Gas_Process Boiler - Insulate Steam Lines/Condensate Tank_A_Achievable Technical Potential | F7 | Industrial | Industrial - WA | New | Process | Natural Gas | Process Boiler - Insulate Steam Lines/Condensate Tank | A | Incremental Energy Savings (MWh or mTherms) | Achievable Technical Potential | 0 | 0 | 0 | 0 | 0 | 0 | 0 | 0 | 0 | 0 | 0 | 0 | 0 | 0 | 0 | 0 | 0 | 0 | 0 | 0 | 0 | 0 | 0 | 0 | 0 | 0 | 0
F8_Industrial_Industrial - WA_New_Process_Natural Gas_Process Boiler - Insulate Steam Lines/Condensate Tank_A_Achievable Technical Potential | F8 | Industrial | Industrial - WA | New | Process | Natural Gas | Process Boiler - Insulate Steam Lines/Condensate Tank | A | Incremental Summer Peak Savings (MW) | Achievable Technical Potential | 0 | 0 | 0 | 0 | 0 | 0 | 0 | 0 | 0 | 0 | 0 | 0 | 0 | 0 | 0 | 0 | 0 | 0 | 0 | 0 | 0 | 0 | 0 | 0 | 0 | 0 | 0
F9_Industrial_Industrial - WA_New_Process_Natural Gas_Process Boiler - Insulate Steam Lines/Condensate Tank_A_Achievable Technical Potential | F9 | Industrial | Industrial - WA | New | Process | Natural Gas | Process Boiler - Insulate Steam Lines/Condensate Tank | A | Incremental Winter Peak Savings (MW) | Achievable Technical Potential | 0 | 0 | 0 | 0 | 0 | 0 | 0 | 0 | 0 | 0 | 0 | 0 | 0 | 0 | 0 | 0 | 0 | 0 | 0 | 0 | 0 | 0 | 0 | 0 | 0 | 0 | 0
F10_Industrial_Industrial - WA_New_Process_Natural Gas_Process Boiler - Insulate Steam Lines/Condensate Tank_A_Achievable Technical Potential | F10 | Industrial | Industrial - WA | New | Process | Natural Gas | Process Boiler - Insulate Steam Lines/Condensate Tank | A | Cumulative Energy Savings (MWh or mTherms) | Achievable Technical Potential | 0 | 0 | 0 | 0 | 0 | 0 | 0 | 0 | 0 | 0 | 0 | 0 | 0 | 0 | 0 | 0 | 0 | 0 | 0 | 0 | 0 | 0 | 0 | 0 | 0 | 0 | 0
F11_Industrial_Industrial - WA_New_Process_Natural Gas_Process Boiler - Insulate Steam Lines/Condensate Tank_A_Achievable Technical Potential | F11 | Industrial | Industrial - WA | New | Process | Natural Gas | Process Boiler - Insulate Steam Lines/Condensate Tank | A | Cumulative Summer Peak Savings (MW) | Achievable Technical Potential | 0 | 0 | 0 | 0 | 0 | 0 | 0 | 0 | 0 | 0 | 0 | 0 | 0 | 0 | 0 | 0 | 0 | 0 | 0 | 0 | 0 | 0 | 0 | 0 | 0 | 0 | 0
F12_Industrial_Industrial - WA_New_Process_Natural Gas_Process Boiler - Insulate Steam Lines/Condensate Tank_A_Achievable Technical Potential | F12 | Industrial | Industrial - WA | New | Process | Natural Gas | Process Boiler - Insulate Steam Lines/Condensate Tank | A | Cumulative Winter Peak Savings (MW) | Achievable Technical Potential | 0 | 0 | 0 | 0 | 0 | 0 | 0 | 0 | 0 | 0 | 0 | 0 | 0 | 0 | 0 | 0 | 0 | 0 | 0 | 0 | 0 | 0 | 0 | 0 | 0 | 0 | 0
F13_Industrial_Industrial - WA_New_Process_Natural Gas_Process Boiler - Insulate Steam Lines/Condensate Tank_A_Achievable Technical Potential | F13 | Industrial | Industrial - WA | New | Process | Natural Gas | Process Boiler - Insulate Steam Lines/Condensate Tank | A | Purchases (Incremental) | Achievable Technical Potential | 0 | 0 | 0 | 0 | 0 | 0 | 0 | 0 | 0 | 0 | 0 | 0 | 0 | 0 | 0 | 0 | 0 | 0 | 0 | 0 | 0 | 0 | 0 | 0 | 0 | 0 | 0
F14_Industrial_Industrial - WA_New_Process_Natural Gas_Process Boiler - Insulate Steam Lines/Condensate Tank_A_Achievable Technical Potential | F14 | Industrial | Industrial - WA | New | Process | Natural Gas | Process Boiler - Insulate Steam Lines/Condensate Tank | A | Purchases (Cumulative) | Achievable Technical Potential | 0 | 0 | 0 | 0 | 0 | 0 | 0 | 0 | 0 | 0 | 0 | 0 | 0 | 0 | 0 | 0 | 0 | 0 | 0 | 0 | 0 | 0 | 0 | 0 | 0 | 0 | 0
F1_Industrial_Industrial - WA_New_Process_Natural Gas_Process Boiler - Stack Economizer_A_Achievable Technical Potential | F1 | Industrial | Industrial - WA | New | Process | Natural Gas | Process Boiler - Stack Economizer | A | Original Unit Energy Savings (kWh or therms) | Achievable Technical Potential | 0 | 0 | 7.5994 | 7.5994 | 7.5994 | 7.5994 | 7.5994 | 7.5994 | 7.5994 | 7.5994 | 7.5994 | 7.5994 | 7.5994 | 7.5994 | 7.5994 | 7.5994 | 7.5994 | 7.5994 | 7.5994 | 7.5994 | 7.5994 | 7.5994 | 7.5994 | 7.5994 | 7.5994 | 7.5994 | 7.5994
F2_Industrial_Industrial - WA_New_Process_Natural Gas_Process Boiler - Stack Economizer_A_Achievable Technical Potential | F2 | Industrial | Industrial - WA | New | Process | Natural Gas | Process Boiler - Stack Economizer | A | Original Unit Summer Peak Savings (kW) | Achievable Technical Potential | 0 | 0 | 0 | 0 | 0 | 0 | 0 | 0 | 0 | 0 | 0 | 0 | 0 | 0 | 0 | 0 | 0 | 0 | 0 | 0 | 0 | 0 | 0 | 0 | 0 | 0 | 0
F3_Industrial_Industrial - WA_New_Process_Natural Gas_Process Boiler - Stack Economizer_A_Achievable Technical Potential | F3 | Industrial | Industrial - WA | New | Process | Natural Gas | Process Boiler - Stack Economizer | A | Original Unit Winter Peak Savings (kW) | Achievable Technical Potential | 0 | 0 | 0 | 0 | 0 | 0 | 0 | 0 | 0 | 0 | 0 | 0 | 0 | 0 | 0 | 0 | 0 | 0 | 0 | 0 | 0 | 0 | 0 | 0 | 0 | 0 | 0
F4_Industrial_Industrial - WA_New_Process_Natural Gas_Process Boiler - Stack Economizer_A_Achievable Technical Potential | F4 | Industrial | Industrial - WA | New | Process | Natural Gas | Process Boiler - Stack Economizer | A | Standalone Impact on Baseline Energy (%) | Achievable Technical Potential | 0 | 0 | 0.00053108 | 0.00092987 | 0.0013087 | 0.0016863 | 0.0020913 | 0.002426 | 0.0026554 | 0.0028062 | 0.0028986 | 0.0029475 | 0.0029643 | 0.0029575 | 0.0029336 | 0.0028975 | 0.002853 | 0.0027516 | 0.0026587 | 0.0025732 | 0.0024944 | 0.0024215 | 0.0023539 | 0.0022909 | 0.0022323 | 0.0021775 | 0.0021261
F5_Industrial_Industrial - WA_New_Process_Natural Gas_Process Boiler - Stack Economizer_A_Achievable Technical Potential | F5 | Industrial | Industrial - WA | New | Process | Natural Gas | Process Boiler - Stack Economizer | A | Standalone Impact on Baseline Summer Peak (%) | Achievable Technical Potential | 0 | 0 | 0 | 0 | 0 | 0 | 0 | 0 | 0 | 0 | 0 | 0 | 0 | 0 | 0 | 0 | 0 | 0 | 0 | 0 | 0 | 0 | 0 | 0 | 0 | 0 | 0
F6_Industrial_Industrial - WA_New_Process_Natural Gas_Process Boiler - Stack Economizer_A_Achievable Technical Potential | F6 | Industrial | Industrial - WA | New | Process | Natural Gas | Process Boiler - Stack Economizer | A | Standalone Impact on Baseline Winter Peak (%) | Achievable Technical Potential | 0 | 0 | 0 | 0 | 0 | 0 | 0 | 0 | 0 | 0 | 0 | 0 | 0 | 0 | 0 | 0 | 0 | 0 | 0 | 0 | 0 | 0 | 0 | 0 | 0 | 0 | 0
F7_Industrial_Industrial - WA_New_Process_Natural Gas_Process Boiler - Stack Economizer_A_Achievable Technical Potential | F7 | Industrial | Industrial - WA | New | Process | Natural Gas | Process Boiler - Stack Economizer | A | Incremental Energy Savings (MWh or mTherms) | Achievable Technical Potential | 0 | 0 | 0.13914 | 0.1853 | 0.22157 | 0.25101 | 0.2713 | 0.26212 | 0.22382 | 0.19016 | 0.16086 | 0.13556 | 0.11385 | 0.095325 | 0.079601 | 0.066308 | 0.055113 | 0 | 0 | 0 | 0 | 0 | 0 | 0 | 0 | 0 | 0
F8_Industrial_Industrial - WA_New_Process_Natural Gas_Process Boiler - Stack Economizer_A_Achievable Technical Potential | F8 | Industrial | Industrial - WA | New | Process | Natural Gas | Process Boiler - Stack Economizer | A | Incremental Summer Peak Savings (MW) | Achievable Technical Potential | 0 | 0 | 0 | 0 | 0 | 0 | 0 | 0 | 0 | 0 | 0 | 0 | 0 | 0 | 0 | 0 | 0 | 0 | 0 | 0 | 0 | 0 | 0 | 0 | 0 | 0 | 0
F9_Industrial_Industrial - WA_New_Process_Natural Gas_Process Boiler - Stack Economizer_A_Achievable Technical Potential | F9 | Industrial | Industrial - WA | New | Process | Natural Gas | Process Boiler - Stack Economizer | A | Incremental Winter Peak Savings (MW) | Achievable Technical Potential | 0 | 0 | 0 | 0 | 0 | 0 | 0 | 0 | 0 | 0 | 0 | 0 | 0 | 0 | 0 | 0 | 0 | 0 | 0 | 0 | 0 | 0 | 0 | 0 | 0 | 0 | 0
F10_Industrial_Industrial - WA_New_Process_Natural Gas_Process Boiler - Stack Economizer_A_Achievable Technical Potential | F10 | Industrial | Industrial - WA | New | Process | Natural Gas | Process Boiler - Stack Economizer | A | Cumulative Energy Savings (MWh or mTherms) | Achievable Technical Potential | 0 | 0 | 0.13914 | 0.32444 | 0.54601 | 0.79702 | 1.0683 | 1.3304 | 1.5543 | 1.7444 | 1.9053 | 2.0408 | 2.1547 | 2.25 | 2.3296 | 2.3959 | 2.451 | 2.451 | 2.451 | 2.451 | 2.451 | 2.451 | 2.451 | 2.451 | 2.451 | 2.451 | 2.451
F11_Industrial_Industrial - WA_New_Process_Natural Gas_Process Boiler - Stack Economizer_A_Achievable Technical Potential | F11 | Industrial | Industrial - WA | New | Process | Natural Gas | Process Boiler - Stack Economizer | A | Cumulative Summer Peak Savings (MW) | Achievable Technical Potential | 0 | 0 | 0 | 0 | 0 | 0 | 0 | 0 | 0 | 0 | 0 | 0 | 0 | 0 | 0 | 0 | 0 | 0 | 0 | 0 | 0 | 0 | 0 | 0 | 0 | 0 | 0
F12_Industrial_Industrial - WA_New_Process_Natural Gas_Process Boiler - Stack Economizer_A_Achievable Technical Potential | F12 | Industrial | Industrial - WA | New | Process | Natural Gas | Process Boiler - Stack Economizer | A | Cumulative Winter Peak Savings (MW) | Achievable Technical Potential | 0 | 0 | 0 | 0 | 0 | 0 | 0 | 0 | 0 | 0 | 0 | 0 | 0 | 0 | 0 | 0 | 0 | 0 | 0 | 0 | 0 | 0 | 0 | 0 | 0 | 0 | 0
F13_Industrial_Industrial - WA_New_Process_Natural Gas_Process Boiler - Stack Economizer_A_Achievable Technical Potential | F13 | Industrial | Industrial - WA | New | Process | Natural Gas | Process Boiler - Stack Economizer | A | Purchases (Incremental) | Achievable Technical Potential | 0 | 0 | 18.309 | 24.3832 | 29.1568 | 33.0302 | 35.7003 | 34.4927 | 29.4521 | 25.0228 | 21.1674 | 17.8377 | 14.9809 | 12.5438 | 10.4747 | 8.7255 | 7.2524 | 0 | 0 | 0 | 0 | 0 | 0 | 0 | 0 | 0 | 0
F14_Industrial_Industrial - WA_New_Process_Natural Gas_Process Boiler - Stack Economizer_A_Achievable Technical Potential | F14 | Industrial | Industrial - WA | New | Process | Natural Gas | Process Boiler - Stack Economizer | A | Purchases (Cumulative) | Achievable Technical Potential | 0 | 0 | 18.309 | 42.6923 | 71.849 | 104.8792 | 140.5795 | 175.0722 | 204.5243 | 229.5471 | 250.7145 | 268.5522 | 283.5332 | 296.0769 | 306.5516 | 315.2771 | 322.5295 | 322.5295 | 322.5295 | 322.5295 | 322.5295 | 322.5295 | 322.5295 | 322.5295 | 322.5295 | 322.5295 | 322.5295
F1_Industrial_Industrial - WA_New_Process_Natural Gas_Process Boiler - Steam Trap Replacement_A_Achievable Technical Potential | F1 | Industrial | Industrial - WA | New | Process | Natural Gas | Process Boiler - Steam Trap Replacement | A | Original Unit Energy Savings (kWh or therms) | Achievable Technical Potential | 0 | 0 | 253514.0926 | 253514.0926 | 253514.0926 | 253514.0926 | 253514.0926 | 253514.0926 | 253514.0926 | 253514.0926 | 253514.0926 | 253514.0926 | 253514.0926 | 253514.0926 | 253514.0926 | 253514.0926 | 253514.0926 | 253514.0926 | 253514.0926 | 253514.0926 | 253514.0926 | 253514.0926 | 253514.0926 | 253514.0926 | 253514.0926 | 253514.0926 | 253514.0926
F2_Industrial_Industrial - WA_New_Process_Natural Gas_Process Boiler - Steam Trap Replacement_A_Achievable Technical Potential | F2 | Industrial | Industrial - WA | New | Process | Natural Gas | Process Boiler - Steam Trap Replacement | A | Original Unit Summer Peak Savings (kW) | Achievable Technical Potential | 0 | 0 | 0 | 0 | 0 | 0 | 0 | 0 | 0 | 0 | 0 | 0 | 0 | 0 | 0 | 0 | 0 | 0 | 0 | 0 | 0 | 0 | 0 | 0 | 0 | 0 | 0
F3_Industrial_Industrial - WA_New_Process_Natural Gas_Process Boiler - Steam Trap Replacement_A_Achievable Technical Potential | F3 | Industrial | Industrial - WA | New | Process | Natural Gas | Process Boiler - Steam Trap Replacement | A | Original Unit Winter Peak Savings (kW) | Achievable Technical Potential | 0 | 0 | 0 | 0 | 0 | 0 | 0 | 0 | 0 | 0 | 0 | 0 | 0 | 0 | 0 | 0 | 0 | 0 | 0 | 0 | 0 | 0 | 0 | 0 | 0 | 0 | 0
F4_Industrial_Industrial - WA_New_Process_Natural Gas_Process Boiler - Steam Trap Replacement_A_Achievable Technical Potential | F4 | Industrial | Industrial - WA | New | Process | Natural Gas | Process Boiler - Steam Trap Replacement | A | Standalone Impact on Baseline Energy (%) | Achievable Technical Potential | 0 | 0 | 7.1197e-06 | 1.2466e-05 | 1.7545e-05 | 2.2607e-05 | 2.8036e-05 | 3.3235e-05 | 3.5072e-05 | 3.6147e-05 | 3.6785e-05 | 3.7181e-05 | 3.7533e-05 | 3.7848e-05 | 3.8132e-05 | 3.8388e-05 | 3.8621e-05 | 3.8833e-05 | 3.9028e-05 | 3.9207e-05 | 3.8006e-05 | 3.6895e-05 | 3.5864e-05 | 3.4906e-05 | 3.4012e-05 | 3.3176e-05 | 3.2394e-05
F5_Industrial_Industrial - WA_New_Process_Natural Gas_Process Boiler - Steam Trap Replacement_A_Achievable Technical Potential | F5 | Industrial | Industrial - WA | New | Process | Natural Gas | Process Boiler - Steam Trap Replacement | A | Standalone Impact on Baseline Summer Peak (%) | Achievable Technical Potential | 0 | 0 | 0 | 0 | 0 | 0 | 0 | 0 | 0 | 0 | 0 | 0 | 0 | 0 | 0 | 0 | 0 | 0 | 0 | 0 | 0 | 0 | 0 | 0 | 0 | 0 | 0
F6_Industrial_Industrial - WA_New_Process_Natural Gas_Process Boiler - Steam Trap Replacement_A_Achievable Technical Potential | F6 | Industrial | Industrial - WA | New | Process | Natural Gas | Process Boiler - Steam Trap Replacement | A | Standalone Impact on Baseline Winter Peak (%) | Achievable Technical Potential | 0 | 0 | 0 | 0 | 0 | 0 | 0 | 0 | 0 | 0 | 0 | 0 | 0 | 0 | 0 | 0 | 0 | 0 | 0 | 0 | 0 | 0 | 0 | 0 | 0 | 0 | 0
F7_Industrial_Industrial - WA_New_Process_Natural Gas_Process Boiler - Steam Trap Replacement_A_Achievable Technical Potential | F7 | Industrial | Industrial - WA | New | Process | Natural Gas | Process Boiler - Steam Trap Replacement | A | Incremental Energy Savings (MWh or mTherms) | Achievable Technical Potential | 0 | 0 | 0.0018653 | 0.0024841 | 0.0029704 | 0.003365 | 0.003637 | 0.0039045 | 0.0023021 | 0.0019417 | 0.0017094 | 0.0015646 | 0.0015381 | 0.0015121 | 0.0014865 | 0.0014614 | 0.0014367 | 0.0014124 | 0.0013885 | 0.0013651 | 0 | 0 | 0 | 0 | 0 | 0 | 0
F8_Industrial_Industrial - WA_New_Process_Natural Gas_Process Boiler - Steam Trap Replacement_A_Achievable Technical Potential | F8 | Industrial | Industrial - WA | New | Process | Natural Gas | Process Boiler - Steam Trap Replacement | A | Incremental Summer Peak Savings (MW) | Achievable Technical Potential | 0 | 0 | 0 | 0 | 0 | 0 | 0 | 0 | 0 | 0 | 0 | 0 | 0 | 0 | 0 | 0 | 0 | 0 | 0 | 0 | 0 | 0 | 0 | 0 | 0 | 0 | 0
F9_Industrial_Industrial - WA_New_Process_Natural Gas_Process Boiler - Steam Trap Replacement_A_Achievable Technical Potential | F9 | Industrial | Industrial - WA | New | Process | Natural Gas | Process Boiler - Steam Trap Replacement | A | Incremental Winter Peak Savings (MW) | Achievable Technical Potential | 0 | 0 | 0 | 0 | 0 | 0 | 0 | 0 | 0 | 0 | 0 | 0 | 0 | 0 | 0 | 0 | 0 | 0 | 0 | 0 | 0 | 0 | 0 | 0 | 0 | 0 | 0
F10_Industrial_Industrial - WA_New_Process_Natural Gas_Process Boiler - Steam Trap Replacement_A_Achievable Technical Potential | F10 | Industrial | Industrial - WA | New | Process | Natural Gas | Process Boiler - Steam Trap Replacement | A | Cumulative Energy Savings (MWh or mTherms) | Achievable Technical Potential | 0 | 0 | 0.0018653 | 0.0043494 | 0.0073198 | 0.010685 | 0.014322 | 0.018226 | 0.020528 | 0.02247 | 0.02418 | 0.025744 | 0.027282 | 0.028794 | 0.030281 | 0.031742 | 0.033179 | 0.034591 | 0.03598 | 0.037345 | 0.037345 | 0.037345 | 0.037345 | 0.037345 | 0.037345 | 0.037345 | 0.037345
F11_Industrial_Industrial - WA_New_Process_Natural Gas_Process Boiler - Steam Trap Replacement_A_Achievable Technical Potential | F11 | Industrial | Industrial - WA | New | Process | Natural Gas | Process Boiler - Steam Trap Replacement | A | Cumulative Summer Peak Savings (MW) | Achievable Technical Potential | 0 | 0 | 0 | 0 | 0 | 0 | 0 | 0 | 0 | 0 | 0 | 0 | 0 | 0 | 0 | 0 | 0 | 0 | 0 | 0 | 0 | 0 | 0 | 0 | 0 | 0 | 0
F12_Industrial_Industrial - WA_New_Process_Natural Gas_Process Boiler - Steam Trap Replacement_A_Achievable Technical Potential | F12 | Industrial | Industrial - WA | New | Process | Natural Gas | Process Boiler - Steam Trap Replacement | A | Cumulative Winter Peak Savings (MW) | Achievable Technical Potential | 0 | 0 | 0 | 0 | 0 | 0 | 0 | 0 | 0 | 0 | 0 | 0 | 0 | 0 | 0 | 0 | 0 | 0 | 0 | 0 | 0 | 0 | 0 | 0 | 0 | 0 | 0
F13_Industrial_Industrial - WA_New_Process_Natural Gas_Process Boiler - Steam Trap Replacement_A_Achievable Technical Potential | F13 | Industrial | Industrial - WA | New | Process | Natural Gas | Process Boiler - Steam Trap Replacement | A | Purchases (Incremental) | Achievable Technical Potential | 0 | 0 | 7.3577e-06 | 9.7986e-06 | 1.1717e-05 | 1.3273e-05 | 1.4347e-05 | 1.5401e-05 | 9.0807e-06 | 7.6591e-06 | 6.743e-06 | 6.1716e-06 | 6.0672e-06 | 5.9645e-06 | 5.8636e-06 | 5.7644e-06 | 5.6669e-06 | 5.5712e-06 | 5.477e-06 | 5.3845e-06 | 0 | 0 | 0 | 0 | 0 | 0 | 0
F14_Industrial_Industrial - WA_New_Process_Natural Gas_Process Boiler - Steam Trap Replacement_A_Achievable Technical Potential | F14 | Industrial | Industrial - WA | New | Process | Natural Gas | Process Boiler - Steam Trap Replacement | A | Purchases (Cumulative) | Achievable Technical Potential | 0 | 0 | 7.3577e-06 | 1.7156e-05 | 2.8873e-05 | 4.2147e-05 | 5.6493e-05 | 7.1895e-05 | 8.0975e-05 | 8.8634e-05 | 9.5377e-05 | 0.00010155 | 0.00010762 | 0.00011358 | 0.00011944 | 0.00012521 | 0.00013088 | 0.00013645 | 0.00014192 | 0.00014731 | 0.00014731 | 0.00014731 | 0.00014731 | 0.00014731 | 0.00014731 | 0.00014731 | 0.00014731
F1_Industrial_Industrial - WA_New_Process_Natural Gas_Process Boiler - Maintenance_A_Achievable Technical Potential | F1 | Industrial | Industrial - WA | New | Process | Natural Gas | Process Boiler - Maintenance | A | Original Unit Energy Savings (kWh or therms) | Achievable Technical Potential | 0 | 0 | 4.7496 | 4.7496 | 4.7496 | 4.7496 | 4.7496 | 4.7496 | 4.7496 | 4.7496 | 4.7496 | 4.7496 | 4.7496 | 4.7496 | 4.7496 | 4.7496 | 4.7496 | 4.7496 | 4.7496 | 4.7496 | 4.7496 | 4.7496 | 4.7496 | 4.7496 | 4.7496 | 4.7496 | 4.7496
F2_Industrial_Industrial - WA_New_Process_Natural Gas_Process Boiler - Maintenance_A_Achievable Technical Potential | F2 | Industrial | Industrial - WA | New | Process | Natural Gas | Process Boiler - Maintenance | A | Original Unit Summer Peak Savings (kW) | Achievable Technical Potential | 0 | 0 | 0 | 0 | 0 | 0 | 0 | 0 | 0 | 0 | 0 | 0 | 0 | 0 | 0 | 0 | 0 | 0 | 0 | 0 | 0 | 0 | 0 | 0 | 0 | 0 | 0
F3_Industrial_Industrial - WA_New_Process_Natural Gas_Process Boiler - Maintenance_A_Achievable Technical Potential | F3 | Industrial | Industrial - WA | New | Process | Natural Gas | Process Boiler - Maintenance | A | Original Unit Winter Peak Savings (kW) | Achievable Technical Potential | 0 | 0 | 0 | 0 | 0 | 0 | 0 | 0 | 0 | 0 | 0 | 0 | 0 | 0 | 0 | 0 | 0 | 0 | 0 | 0 | 0 | 0 | 0 | 0 | 0 | 0 | 0
F4_Industrial_Industrial - WA_New_Process_Natural Gas_Process Boiler - Maintenance_A_Achievable Technical Potential | F4 | Industrial | Industrial - WA | New | Process | Natural Gas | Process Boiler - Maintenance | A | Standalone Impact on Baseline Energy (%) | Achievable Technical Potential | 0 | 0 | 8.3911e-05 | 0.00012182 | 0.00014259 | 0.00012587 | 0.00011646 | 0.00010848 | 0.00010164 | 9.5703e-05 | 9.0508e-05 | 8.5922e-05 | 8.1845e-05 | 7.8198e-05 | 7.4916e-05 | 7.1947e-05 | 6.9249e-05 | 6.6787e-05 | 6.4531e-05 | 6.2458e-05 | 6.0545e-05 | 5.8775e-05 | 5.7133e-05 | 5.5606e-05 | 5.4182e-05 | 5.2851e-05 | 5.1605e-05
F5_Industrial_Industrial - WA_New_Process_Natural Gas_Process Boiler - Maintenance_A_Achievable Technical Potential | F5 | Industrial | Industrial - WA | New | Process | Natural Gas | Process Boiler - Maintenance | A | Standalone Impact on Baseline Summer Peak (%) | Achievable Technical Potential | 0 | 0 | 0 | 0 | 0 | 0 | 0 | 0 | 0 | 0 | 0 | 0 | 0 | 0 | 0 | 0 | 0 | 0 | 0 | 0 | 0 | 0 | 0 | 0 | 0 | 0 | 0
F6_Industrial_Industrial - WA_New_Process_Natural Gas_Process Boiler - Maintenance_A_Achievable Technical Potential | F6 | Industrial | Industrial - WA | New | Process | Natural Gas | Process Boiler - Maintenance | A | Standalone Impact on Baseline Winter Peak (%) | Achievable Technical Potential | 0 | 0 | 0 | 0 | 0 | 0 | 0 | 0 | 0 | 0 | 0 | 0 | 0 | 0 | 0 | 0 | 0 | 0 | 0 | 0 | 0 | 0 | 0 | 0 | 0 | 0 | 0
F7_Industrial_Industrial - WA_New_Process_Natural Gas_Process Boiler - Maintenance_A_Achievable Technical Potential | F7 | Industrial | Industrial - WA | New | Process | Natural Gas | Process Boiler - Maintenance | A | Incremental Energy Savings (MWh or mTherms) | Achievable Technical Potential | 0 | 0 | 0.021984 | 0.020521 | 0.016987 | 0 | 0 | 0 | 0 | 0 | 0 | 0 | 0 | 0 | 0 | 0 | 0 | 0 | 0 | 0 | 0 | 0 | 0 | 0 | 0 | 0 | 0
F8_Industrial_Industrial - WA_New_Process_Natural Gas_Process Boiler - Maintenance_A_Achievable Technical Potential | F8 | Industrial | Industrial - WA | New | Process | Natural Gas | Process Boiler - Maintenance | A | Incremental Summer Peak Savings (MW) | Achievable Technical Potential | 0 | 0 | 0 | 0 | 0 | 0 | 0 | 0 | 0 | 0 | 0 | 0 | 0 | 0 | 0 | 0 | 0 | 0 | 0 | 0 | 0 | 0 | 0 | 0 | 0 | 0 | 0
F9_Industrial_Industrial - WA_New_Process_Natural Gas_Process Boiler - Maintenance_A_Achievable Technical Potential | F9 | Industrial | Industrial - WA | New | Process | Natural Gas | Process Boiler - Maintenance | A | Incremental Winter Peak Savings (MW) | Achievable Technical Potential | 0 | 0 | 0 | 0 | 0 | 0 | 0 | 0 | 0 | 0 | 0 | 0 | 0 | 0 | 0 | 0 | 0 | 0 | 0 | 0 | 0 | 0 | 0 | 0 | 0 | 0 | 0
F10_Industrial_Industrial - WA_New_Process_Natural Gas_Process Boiler - Maintenance_A_Achievable Technical Potential | F10 | Industrial | Industrial - WA | New | Process | Natural Gas | Process Boiler - Maintenance | A | Cumulative Energy Savings (MWh or mTherms) | Achievable Technical Potential | 0 | 0 | 0.021984 | 0.042505 | 0.059492 | 0.059492 | 0.059492 | 0.059492 | 0.059492 | 0.059492 | 0.059492 | 0.059492 | 0.059492 | 0.059492 | 0.059492 | 0.059492 | 0.059492 | 0.059492 | 0.059492 | 0.059492 | 0.059492 | 0.059492 | 0.059492 | 0.059492 | 0.059492 | 0.059492 | 0.059492
F11_Industrial_Industrial - WA_New_Process_Natural Gas_Process Boiler - Maintenance_A_Achievable Technical Potential | F11 | Industrial | Industrial - WA | New | Process | Natural Gas | Process Boiler - Maintenance | A | Cumulative Summer Peak Savings (MW) | Achievable Technical Potential | 0 | 0 | 0 | 0 | 0 | 0 | 0 | 0 | 0 | 0 | 0 | 0 | 0 | 0 | 0 | 0 | 0 | 0 | 0 | 0 | 0 | 0 | 0 | 0 | 0 | 0 | 0
F12_Industrial_Industrial - WA_New_Process_Natural Gas_Process Boiler - Maintenance_A_Achievable Technical Potential | F12 | Industrial | Industrial - WA | New | Process | Natural Gas | Process Boiler - Maintenance | A | Cumulative Winter Peak Savings (MW) | Achievable Technical Potential | 0 | 0 | 0 | 0 | 0 | 0 | 0 | 0 | 0 | 0 | 0 | 0 | 0 | 0 | 0 | 0 | 0 | 0 | 0 | 0 | 0 | 0 | 0 | 0 | 0 | 0 | 0
F13_Industrial_Industrial - WA_New_Process_Natural Gas_Process Boiler - Maintenance_A_Achievable Technical Potential | F13 | Industrial | Industrial - WA | New | Process | Natural Gas | Process Boiler - Maintenance | A | Purchases (Incremental) | Achievable Technical Potential | 0 | 0 | 4.6285 | 4.3205 | 3.5765 | 0 | 0 | 0 | 0 | 0 | 0 | 0 | 0 | 0 | 0 | 0 | 0 | 0 | 0 | 0 | 0 | 0 | 0 | 0 | 0 | 0 | 0
F14_Industrial_Industrial - WA_New_Process_Natural Gas_Process Boiler - Maintenance_A_Achievable Technical Potential | F14 | Industrial | Industrial - WA | New | Process | Natural Gas | Process Boiler - Maintenance | A | Purchases (Cumulative) | Achievable Technical Potential | 0 | 0 | 4.6285 | 8.9491 | 12.5256 | 12.5256 | 12.5256 | 12.5256 | 12.5256 | 12.5256 | 12.5256 | 12.5256 | 12.5256 | 12.5256 | 12.5256 | 12.5256 | 12.5256 | 12.5256 | 12.5256 | 12.5256 | 12.5256 | 12.5256 | 12.5256 | 12.5256 | 12.5256 | 12.5256 | 12.5256
F1_Industrial_Industrial - WA_New_Process_Natural Gas_Process - Heat Recovery_A_Achievable Technical Potential | F1 | Industrial | Industrial - WA | New | Process | Natural Gas | Process - Heat Recovery | A | Original Unit Energy Savings (kWh or therms) | Achievable Technical Potential | 0 | 0 | 0.7095 | 0.7095 | 0.7095 | 0.7095 | 0.7095 | 0.7095 | 0.7095 | 0.7095 | 0.7095 | 0.7095 | 0.7095 | 0.7095 | 0.7095 | 0.7095 | 0.7095 | 0.7095 | 0.7095 | 0.7095 | 0.7095 | 0.7095 | 0.7095 | 0.7095 | 0.7095 | 0.7095 | 0.7095
F2_Industrial_Industrial - WA_New_Process_Natural Gas_Process - Heat Recovery_A_Achievable Technical Potential | F2 | Industrial | Industrial - WA | New | Process | Natural Gas | Process - Heat Recovery | A | Original Unit Summer Peak Savings (kW) | Achievable Technical Potential | 0 | 0 | 0 | 0 | 0 | 0 | 0 | 0 | 0 | 0 | 0 | 0 | 0 | 0 | 0 | 0 | 0 | 0 | 0 | 0 | 0 | 0 | 0 | 0 | 0 | 0 | 0
F3_Industrial_Industrial - WA_New_Process_Natural Gas_Process - Heat Recovery_A_Achievable Technical Potential | F3 | Industrial | Industrial - WA | New | Process | Natural Gas | Process - Heat Recovery | A | Original Unit Winter Peak Savings (kW) | Achievable Technical Potential | 0 | 0 | 0 | 0 | 0 | 0 | 0 | 0 | 0 | 0 | 0 | 0 | 0 | 0 | 0 | 0 | 0 | 0 | 0 | 0 | 0 | 0 | 0 | 0 | 0 | 0 | 0
F4_Industrial_Industrial - WA_New_Process_Natural Gas_Process - Heat Recovery_A_Achievable Technical Potential | F4 | Industrial | Industrial - WA | New | Process | Natural Gas | Process - Heat Recovery | A | Standalone Impact on Baseline Energy (%) | Achievable Technical Potential | 0 | 0 | 0.0057375 | 0.010046 | 0.014139 | 0.018218 | 0.022593 | 0.026783 | 0.030831 | 0.034768 | 0.038618 | 0.042399 | 0.046125 | 0.049807 | 0.053454 | 0.057073 | 0.06067 | 0.064251 | 0.067818 | 0.071376 | 0.074928 | 0.078475 | 0.076283 | 0.074244 | 0.072343 | 0.070566 | 0.068903
F5_Industrial_Industrial - WA_New_Process_Natural Gas_Process - Heat Recovery_A_Achievable Technical Potential | F5 | Industrial | Industrial - WA | New | Process | Natural Gas | Process - Heat Recovery | A | Standalone Impact on Baseline Summer Peak (%) | Achievable Technical Potential | 0 | 0 | 0 | 0 | 0 | 0 | 0 | 0 | 0 | 0 | 0 | 0 | 0 | 0 | 0 | 0 | 0 | 0 | 0 | 0 | 0 | 0 | 0 | 0 | 0 | 0 | 0
F6_Industrial_Industrial - WA_New_Process_Natural Gas_Process - Heat Recovery_A_Achievable Technical Potential | F6 | Industrial | Industrial - WA | New | Process | Natural Gas | Process - Heat Recovery | A | Standalone Impact on Baseline Winter Peak (%) | Achievable Technical Potential | 0 | 0 | 0 | 0 | 0 | 0 | 0 | 0 | 0 | 0 | 0 | 0 | 0 | 0 | 0 | 0 | 0 | 0 | 0 | 0 | 0 | 0 | 0 | 0 | 0 | 0 | 0
F7_Industrial_Industrial - WA_New_Process_Natural Gas_Process - Heat Recovery_A_Achievable Technical Potential | F7 | Industrial | Industrial - WA | New | Process | Natural Gas | Process - Heat Recovery | A | Incremental Energy Savings (MWh or mTherms) | Achievable Technical Potential | 0 | 0 | 1.5032 | 2.0018 | 2.3937 | 2.7117 | 2.931 | 3.1465 | 3.3583 | 3.5666 | 3.7713 | 3.9726 | 4.1705 | 4.365 | 4.5562 | 4.7442 | 4.9291 | 5.1108 | 5.2894 | 5.465 | 5.6377 | 5.8075 | 0 | 0 | 0 | 0 | 0
F8_Industrial_Industrial - WA_New_Process_Natural Gas_Process - Heat Recovery_A_Achievable Technical Potential | F8 | Industrial | Industrial - WA | New | Process | Natural Gas | Process - Heat Recovery | A | Incremental Summer Peak Savings (MW) | Achievable Technical Potential | 0 | 0 | 0 | 0 | 0 | 0 | 0 | 0 | 0 | 0 | 0 | 0 | 0 | 0 | 0 | 0 | 0 | 0 | 0 | 0 | 0 | 0 | 0 | 0 | 0 | 0 | 0
F9_Industrial_Industrial - WA_New_Process_Natural Gas_Process - Heat Recovery_A_Achievable Technical Potential | F9 | Industrial | Industrial - WA | New | Process | Natural Gas | Process - Heat Recovery | A | Incremental Winter Peak Savings (MW) | Achievable Technical Potential | 0 | 0 | 0 | 0 | 0 | 0 | 0 | 0 | 0 | 0 | 0 | 0 | 0 | 0 | 0 | 0 | 0 | 0 | 0 | 0 | 0 | 0 | 0 | 0 | 0 | 0 | 0
F10_Industrial_Industrial - WA_New_Process_Natural Gas_Process - Heat Recovery_A_Achievable Technical Potential | F10 | Industrial | Industrial - WA | New | Process | Natural Gas | Process - Heat Recovery | A | Cumulative Energy Savings (MWh or mTherms) | Achievable Technical Potential | 0 | 0 | 1.5032 | 3.505 | 5.8987 | 8.6105 | 11.5414 | 14.6879 | 18.0462 | 21.6128 | 25.3841 | 29.3567 | 33.5272 | 37.8922 | 42.4484 | 47.1927 | 52.1217 | 57.2325 | 62.5219 | 67.987 | 73.6247 | 79.4322 | 79.4322 | 79.4322 | 79.4322 | 79.4322 | 79.4322
F11_Industrial_Industrial - WA_New_Process_Natural Gas_Process - Heat Recovery_A_Achievable Technical Potential | F11 | Industrial | Industrial - WA | New | Process | Natural Gas | Process - Heat Recovery | A | Cumulative Summer Peak Savings (MW) | Achievable Technical Potential | 0 | 0 | 0 | 0 | 0 | 0 | 0 | 0 | 0 | 0 | 0 | 0 | 0 | 0 | 0 | 0 | 0 | 0 | 0 | 0 | 0 | 0 | 0 | 0 | 0 | 0 | 0
F12_Industrial_Industrial - WA_New_Process_Natural Gas_Process - Heat Recovery_A_Achievable Technical Potential | F12 | Industrial | Industrial - WA | New | Process | Natural Gas | Process - Heat Recovery | A | Cumulative Winter Peak Savings (MW) | Achievable Technical Potential | 0 | 0 | 0 | 0 | 0 | 0 | 0 | 0 | 0 | 0 | 0 | 0 | 0 | 0 | 0 | 0 | 0 | 0 | 0 | 0 | 0 | 0 | 0 | 0 | 0 | 0 | 0
F13_Industrial_Industrial - WA_New_Process_Natural Gas_Process - Heat Recovery_A_Achievable Technical Potential | F13 | Industrial | Industrial - WA | New | Process | Natural Gas | Process - Heat Recovery | A | Purchases (Incremental) | Achievable Technical Potential | 0 | 0 | 2118.6253 | 2821.4983 | 3373.8669 | 3822.076 | 4131.051 | 4434.7913 | 4733.3871 | 5026.9271 | 5315.4985 | 5599.1871 | 5878.077 | 6152.2509 | 6421.7903 | 6686.7751 | 6947.2837 | 7203.3934 | 7455.1801 | 7702.7183 | 7946.0813 | 8185.3411 | 0 | 0 | 0 | 0 | 0
F14_Industrial_Industrial - WA_New_Process_Natural Gas_Process - Heat Recovery_A_Achievable Technical Potential | F14 | Industrial | Industrial - WA | New | Process | Natural Gas | Process - Heat Recovery | A | Purchases (Cumulative) | Achievable Technical Potential | 0 | 0 | 2118.6253 | 4940.1236 | 8313.9906 | 12136.0666 | 16267.1176 | 20701.9089 | 25435.2959 | 30462.223 | 35777.7215 | 41376.9086 | 47254.9856 | 53407.2365 | 59829.0269 | 66515.8019 | 73463.0856 | 80666.4791 | 88121.6592 | 95824.3775 | 103770.4588 | 111955.7999 | 111955.7999 | 111955.7999 | 111955.7999 | 111955.7999 | 111955.7999
F1_Industrial_Industrial - WA_New_Space Heating_Natural Gas_Strategic Energy Management_A_Achievable Technical Potential | F1 | Industrial | Industrial - WA | New | Space Heating | Natural Gas | Strategic Energy Management | A | Original Unit Energy Savings (kWh or therms) | Achievable Technical Potential | 0 | 0 | 0.028414 | 0.028188 | 0.028077 | 0.02801 | 0.027972 | 0.02794 | 0.027913 | 0.027889 | 0.027869 | 0.02785 | 0.027834 | 0.02782 | 0.027807 | 0.027795 | 0.027784 | 0.027774 | 0.027765 | 0.027746 | 0.027721 | 0.027699 | 0.027679 | 0.027662 | 0.027646 | 0.027633 | 0.02762
F2_Industrial_Industrial - WA_New_Space Heating_Natural Gas_Strategic Energy Management_A_Achievable Technical Potential | F2 | Industrial | Industrial - WA | New | Space Heating | Natural Gas | Strategic Energy Management | A | Original Unit Summer Peak Savings (kW) | Achievable Technical Potential | 0 | 0 | 0 | 0 | 0 | 0 | 0 | 0 | 0 | 0 | 0 | 0 | 0 | 0 | 0 | 0 | 0 | 0 | 0 | 0 | 0 | 0 | 0 | 0 | 0 | 0 | 0
F3_Industrial_Industrial - WA_New_Space Heating_Natural Gas_Strategic Energy Management_A_Achievable Technical Potential | F3 | Industrial | Industrial - WA | New | Space Heating | Natural Gas | Strategic Energy Management | A | Original Unit Winter Peak Savings (kW) | Achievable Technical Potential | 0 | 0 | 0 | 0 | 0 | 0 | 0 | 0 | 0 | 0 | 0 | 0 | 0 | 0 | 0 | 0 | 0 | 0 | 0 | 0 | 0 | 0 | 0 | 0 | 0 | 0 | 0
F4_Industrial_Industrial - WA_New_Space Heating_Natural Gas_Strategic Energy Management_A_Achievable Technical Potential | F4 | Industrial | Industrial - WA | New | Space Heating | Natural Gas | Strategic Energy Management | A | Standalone Impact on Baseline Energy (%) | Achievable Technical Potential | 0 | 0 | 0 | 0 | 0 | 0 | 0 | 0 | 0 | 0 | 0 | 0 | 0 | 0 | 0 | 0 | 0 | 0 | 0 | 0 | 0 | 0 | 0 | 0 | 0 | 0 | 0
F5_Industrial_Industrial - WA_New_Space Heating_Natural Gas_Strategic Energy Management_A_Achievable Technical Potential | F5 | Industrial | Industrial - WA | New | Space Heating | Natural Gas | Strategic Energy Management | A | Standalone Impact on Baseline Summer Peak (%) | Achievable Technical Potential | 0 | 0 | 0 | 0 | 0 | 0 | 0 | 0 | 0 | 0 | 0 | 0 | 0 | 0 | 0 | 0 | 0 | 0 | 0 | 0 | 0 | 0 | 0 | 0 | 0 | 0 | 0
F6_Industrial_Industrial - WA_New_Space Heating_Natural Gas_Strategic Energy Management_A_Achievable Technical Potential | F6 | Industrial | Industrial - WA | New | Space Heating | Natural Gas | Strategic Energy Management | A | Standalone Impact on Baseline Winter Peak (%) | Achievable Technical Potential | 0 | 0 | 0 | 0 | 0 | 0 | 0 | 0 | 0 | 0 | 0 | 0 | 0 | 0 | 0 | 0 | 0 | 0 | 0 | 0 | 0 | 0 | 0 | 0 | 0 | 0 | 0
F7_Industrial_Industrial - WA_New_Space Heating_Natural Gas_Strategic Energy Management_A_Achievable Technical Potential | F7 | Industrial | Industrial - WA | New | Space Heating | Natural Gas | Strategic Energy Management | A | Incremental Energy Savings (MWh or mTherms) | Achievable Technical Potential | 0 | 0 | 0 | 0 | 0 | 0 | 0 | 0 | 0 | 0 | 0 | 0 | 0 | 0 | 0 | 0 | 0 | 0 | 0 | 0 | 0 | 0 | 0 | 0 | 0 | 0 | 0
F8_Industrial_Industrial - WA_New_Space Heating_Natural Gas_Strategic Energy Management_A_Achievable Technical Potential | F8 | Industrial | Industrial - WA | New | Space Heating | Natural Gas | Strategic Energy Management | A | Incremental Summer Peak Savings (MW) | Achievable Technical Potential | 0 | 0 | 0 | 0 | 0 | 0 | 0 | 0 | 0 | 0 | 0 | 0 | 0 | 0 | 0 | 0 | 0 | 0 | 0 | 0 | 0 | 0 | 0 | 0 | 0 | 0 | 0
F9_Industrial_Industrial - WA_New_Space Heating_Natural Gas_Strategic Energy Management_A_Achievable Technical Potential | F9 | Industrial | Industrial - WA | New | Space Heating | Natural Gas | Strategic Energy Management | A | Incremental Winter Peak Savings (MW) | Achievable Technical Potential | 0 | 0 | 0 | 0 | 0 | 0 | 0 | 0 | 0 | 0 | 0 | 0 | 0 | 0 | 0 | 0 | 0 | 0 | 0 | 0 | 0 | 0 | 0 | 0 | 0 | 0 | 0
F10_Industrial_Industrial - WA_New_Space Heating_Natural Gas_Strategic Energy Management_A_Achievable Technical Potential | F10 | Industrial | Industrial - WA | New | Space Heating | Natural Gas | Strategic Energy Management | A | Cumulative Energy Savings (MWh or mTherms) | Achievable Technical Potential | 0 | 0 | 0 | 0 | 0 | 0 | 0 | 0 | 0 | 0 | 0 | 0 | 0 | 0 | 0 | 0 | 0 | 0 | 0 | 0 | 0 | 0 | 0 | 0 | 0 | 0 | 0
F11_Industrial_Industrial - WA_New_Space Heating_Natural Gas_Strategic Energy Management_A_Achievable Technical Potential | F11 | Industrial | Industrial - WA | New | Space Heating | Natural Gas | Strategic Energy Management | A | Cumulative Summer Peak Savings (MW) | Achievable Technical Potential | 0 | 0 | 0 | 0 | 0 | 0 | 0 | 0 | 0 | 0 | 0 | 0 | 0 | 0 | 0 | 0 | 0 | 0 | 0 | 0 | 0 | 0 | 0 | 0 | 0 | 0 | 0
F12_Industrial_Industrial - WA_New_Space Heating_Natural Gas_Strategic Energy Management_A_Achievable Technical Potential | F12 | Industrial | Industrial - WA | New | Space Heating | Natural Gas | Strategic Energy Management | A | Cumulative Winter Peak Savings (MW) | Achievable Technical Potential | 0 | 0 | 0 | 0 | 0 | 0 | 0 | 0 | 0 | 0 | 0 | 0 | 0 | 0 | 0 | 0 | 0 | 0 | 0 | 0 | 0 | 0 | 0 | 0 | 0 | 0 | 0
F13_Industrial_Industrial - WA_New_Space Heating_Natural Gas_Strategic Energy Management_A_Achievable Technical Potential | F13 | Industrial | Industrial - WA | New | Space Heating | Natural Gas | Strategic Energy Management | A | Purchases (Incremental) | Achievable Technical Potential | 0 | 0 | 0 | 0 | 0 | 0 | 0 | 0 | 0 | 0 | 0 | 0 | 0 | 0 | 0 | 0 | 0 | 0 | 0 | 0 | 0 | 0 | 0 | 0 | 0 | 0 | 0
F14_Industrial_Industrial - WA_New_Space Heating_Natural Gas_Strategic Energy Management_A_Achievable Technical Potential | F14 | Industrial | Industrial - WA | New | Space Heating | Natural Gas | Strategic Energy Management | A | Purchases (Cumulative) | Achievable Technical Potential | 0 | 0 | 0 | 0 | 0 | 0 | 0 | 0 | 0 | 0 | 0 | 0 | 0 | 0 | 0 | 0 | 0 | 0 | 0 | 0 | 0 | 0 | 0 | 0 | 0 | 0 | 0
F1_Industrial_Industrial - WA_New_Process_Natural Gas_Strategic Energy Management_A_Achievable Technical Potential | F1 | Industrial | Industrial - WA | New | Process | Natural Gas | Strategic Energy Management | A | Original Unit Energy Savings (kWh or therms) | Achievable Technical Potential | 0 | 0 | 0.11556 | 0.11556 | 0.11556 | 0.11556 | 0.11556 | 0.11556 | 0.11556 | 0.11556 | 0.11556 | 0.11556 | 0.11556 | 0.11556 | 0.11556 | 0.11556 | 0.11556 | 0.11556 | 0.11556 | 0.11556 | 0.11556 | 0.11556 | 0.11556 | 0.11556 | 0.11556 | 0.11556 | 0.11556
F2_Industrial_Industrial - WA_New_Process_Natural Gas_Strategic Energy Management_A_Achievable Technical Potential | F2 | Industrial | Industrial - WA | New | Process | Natural Gas | Strategic Energy Management | A | Original Unit Summer Peak Savings (kW) | Achievable Technical Potential | 0 | 0 | 0 | 0 | 0 | 0 | 0 | 0 | 0 | 0 | 0 | 0 | 0 | 0 | 0 | 0 | 0 | 0 | 0 | 0 | 0 | 0 | 0 | 0 | 0 | 0 | 0
F3_Industrial_Industrial - WA_New_Process_Natural Gas_Strategic Energy Management_A_Achievable Technical Potential | F3 | Industrial | Industrial - WA | New | Process | Natural Gas | Strategic Energy Management | A | Original Unit Winter Peak Savings (kW) | Achievable Technical Potential | 0 | 0 | 0 | 0 | 0 | 0 | 0 | 0 | 0 | 0 | 0 | 0 | 0 | 0 | 0 | 0 | 0 | 0 | 0 | 0 | 0 | 0 | 0 | 0 | 0 | 0 | 0
F4_Industrial_Industrial - WA_New_Process_Natural Gas_Strategic Energy Management_A_Achievable Technical Potential | F4 | Industrial | Industrial - WA | New | Process | Natural Gas | Strategic Energy Management | A | Standalone Impact on Baseline Energy (%) | Achievable Technical Potential | 0 | 0 | 0 | 0 | 0 | 0 | 0 | 0 | 0 | 0 | 0 | 0 | 0 | 0 | 0 | 0 | 0 | 0 | 0 | 0 | 0 | 0 | 0 | 0 | 0 | 0 | 0
F5_Industrial_Industrial - WA_New_Process_Natural Gas_Strategic Energy Management_A_Achievable Technical Potential | F5 | Industrial | Industrial - WA | New | Process | Natural Gas | Strategic Energy Management | A | Standalone Impact on Baseline Summer Peak (%) | Achievable Technical Potential | 0 | 0 | 0 | 0 | 0 | 0 | 0 | 0 | 0 | 0 | 0 | 0 | 0 | 0 | 0 | 0 | 0 | 0 | 0 | 0 | 0 | 0 | 0 | 0 | 0 | 0 | 0
F6_Industrial_Industrial - WA_New_Process_Natural Gas_Strategic Energy Management_A_Achievable Technical Potential | F6 | Industrial | Industrial - WA | New | Process | Natural Gas | Strategic Energy Management | A | Standalone Impact on Baseline Winter Peak (%) | Achievable Technical Potential | 0 | 0 | 0 | 0 | 0 | 0 | 0 | 0 | 0 | 0 | 0 | 0 | 0 | 0 | 0 | 0 | 0 | 0 | 0 | 0 | 0 | 0 | 0 | 0 | 0 | 0 | 0
F7_Industrial_Industrial - WA_New_Process_Natural Gas_Strategic Energy Management_A_Achievable Technical Potential | F7 | Industrial | Industrial - WA | New | Process | Natural Gas | Strategic Energy Management | A | Incremental Energy Savings (MWh or mTherms) | Achievable Technical Potential | 0 | 0 | 0 | 0 | 0 | 0 | 0 | 0 | 0 | 0 | 0 | 0 | 0 | 0 | 0 | 0 | 0 | 0 | 0 | 0 | 0 | 0 | 0 | 0 | 0 | 0 | 0
F8_Industrial_Industrial - WA_New_Process_Natural Gas_Strategic Energy Management_A_Achievable Technical Potential | F8 | Industrial | Industrial - WA | New | Process | Natural Gas | Strategic Energy Management | A | Incremental Summer Peak Savings (MW) | Achievable Technical Potential | 0 | 0 | 0 | 0 | 0 | 0 | 0 | 0 | 0 | 0 | 0 | 0 | 0 | 0 | 0 | 0 | 0 | 0 | 0 | 0 | 0 | 0 | 0 | 0 | 0 | 0 | 0
F9_Industrial_Industrial - WA_New_Process_Natural Gas_Strategic Energy Management_A_Achievable Technical Potential | F9 | Industrial | Industrial - WA | New | Process | Natural Gas | Strategic Energy Management | A | Incremental Winter Peak Savings (MW) | Achievable Technical Potential | 0 | 0 | 0 | 0 | 0 | 0 | 0 | 0 | 0 | 0 | 0 | 0 | 0 | 0 | 0 | 0 | 0 | 0 | 0 | 0 | 0 | 0 | 0 | 0 | 0 | 0 | 0
F10_Industrial_Industrial - WA_New_Process_Natural Gas_Strategic Energy Management_A_Achievable Technical Potential | F10 | Industrial | Industrial - WA | New | Process | Natural Gas | Strategic Energy Management | A | Cumulative Energy Savings (MWh or mTherms) | Achievable Technical Potential | 0 | 0 | 0 | 0 | 0 | 0 | 0 | 0 | 0 | 0 | 0 | 0 | 0 | 0 | 0 | 0 | 0 | 0 | 0 | 0 | 0 | 0 | 0 | 0 | 0 | 0 | 0
F11_Industrial_Industrial - WA_New_Process_Natural Gas_Strategic Energy Management_A_Achievable Technical Potential | F11 | Industrial | Industrial - WA | New | Process | Natural Gas | Strategic Energy Management | A | Cumulative Summer Peak Savings (MW) | Achievable Technical Potential | 0 | 0 | 0 | 0 | 0 | 0 | 0 | 0 | 0 | 0 | 0 | 0 | 0 | 0 | 0 | 0 | 0 | 0 | 0 | 0 | 0 | 0 | 0 | 0 | 0 | 0 | 0
F12_Industrial_Industrial - WA_New_Process_Natural Gas_Strategic Energy Management_A_Achievable Technical Potential | F12 | Industrial | Industrial - WA | New | Process | Natural Gas | Strategic Energy Management | A | Cumulative Winter Peak Savings (MW) | Achievable Technical Potential | 0 | 0 | 0 | 0 | 0 | 0 | 0 | 0 | 0 | 0 | 0 | 0 | 0 | 0 | 0 | 0 | 0 | 0 | 0 | 0 | 0 | 0 | 0 | 0 | 0 | 0 | 0
F13_Industrial_Industrial - WA_New_Process_Natural Gas_Strategic Energy Management_A_Achievable Technical Potential | F13 | Industrial | Industrial - WA | New | Process | Natural Gas | Strategic Energy Management | A | Purchases (Incremental) | Achievable Technical Potential | 0 | 0 | 0 | 0 | 0 | 0 | 0 | 0 | 0 | 0 | 0 | 0 | 0 | 0 | 0 | 0 | 0 | 0 | 0 | 0 | 0 | 0 | 0 | 0 | 0 | 0 | 0
F14_Industrial_Industrial - WA_New_Process_Natural Gas_Strategic Energy Management_A_Achievable Technical Potential | F14 | Industrial | Industrial - WA | New | Process | Natural Gas | Strategic Energy Management | A | Purchases (Cumulative) | Achievable Technical Potential | 0 | 0 | 0 | 0 | 0 | 0 | 0 | 0 | 0 | 0 | 0 | 0 | 0 | 0 | 0 | 0 | 0 | 0 | 0 | 0 | 0 | 0 | 0 | 0 | 0 | 0 | 0
F1_Industrial_Industrial - WA_New_Miscellaneous_Natural Gas_Strategic Energy Management_A_Achievable Technical Potential | F1 | Industrial | Industrial - WA | New | Miscellaneous | Natural Gas | Strategic Energy Management | A | Original Unit Energy Savings (kWh or therms) | Achievable Technical Potential | 0 | 0 | 0.025233 | 0.025233 | 0.025233 | 0.025233 | 0.025233 | 0.025233 | 0.025233 | 0.025233 | 0.025233 | 0.025233 | 0.025233 | 0.025233 | 0.025233 | 0.025233 | 0.025233 | 0.025233 | 0.025233 | 0.025233 | 0.025233 | 0.025233 | 0.025233 | 0.025233 | 0.025233 | 0.025233 | 0.025233
F2_Industrial_Industrial - WA_New_Miscellaneous_Natural Gas_Strategic Energy Management_A_Achievable Technical Potential | F2 | Industrial | Industrial - WA | New | Miscellaneous | Natural Gas | Strategic Energy Management | A | Original Unit Summer Peak Savings (kW) | Achievable Technical Potential | 0 | 0 | 0 | 0 | 0 | 0 | 0 | 0 | 0 | 0 | 0 | 0 | 0 | 0 | 0 | 0 | 0 | 0 | 0 | 0 | 0 | 0 | 0 | 0 | 0 | 0 | 0
F3_Industrial_Industrial - WA_New_Miscellaneous_Natural Gas_Strategic Energy Management_A_Achievable Technical Potential | F3 | Industrial | Industrial - WA | New | Miscellaneous | Natural Gas | Strategic Energy Management | A | Original Unit Winter Peak Savings (kW) | Achievable Technical Potential | 0 | 0 | 0 | 0 | 0 | 0 | 0 | 0 | 0 | 0 | 0 | 0 | 0 | 0 | 0 | 0 | 0 | 0 | 0 | 0 | 0 | 0 | 0 | 0 | 0 | 0 | 0
F4_Industrial_Industrial - WA_New_Miscellaneous_Natural Gas_Strategic Energy Management_A_Achievable Technical Potential | F4 | Industrial | Industrial - WA | New | Miscellaneous | Natural Gas | Strategic Energy Management | A | Standalone Impact on Baseline Energy (%) | Achievable Technical Potential | 0 | 0 | 0 | 0 | 0 | 0 | 0 | 0 | 0 | 0 | 0 | 0 | 0 | 0 | 0 | 0 | 0 | 0 | 0 | 0 | 0 | 0 | 0 | 0 | 0 | 0 | 0
F5_Industrial_Industrial - WA_New_Miscellaneous_Natural Gas_Strategic Energy Management_A_Achievable Technical Potential | F5 | Industrial | Industrial - WA | New | Miscellaneous | Natural Gas | Strategic Energy Management | A | Standalone Impact on Baseline Summer Peak (%) | Achievable Technical Potential | 0 | 0 | 0 | 0 | 0 | 0 | 0 | 0 | 0 | 0 | 0 | 0 | 0 | 0 | 0 | 0 | 0 | 0 | 0 | 0 | 0 | 0 | 0 | 0 | 0 | 0 | 0
F6_Industrial_Industrial - WA_New_Miscellaneous_Natural Gas_Strategic Energy Management_A_Achievable Technical Potential | F6 | Industrial | Industrial - WA | New | Miscellaneous | Natural Gas | Strategic Energy Management | A | Standalone Impact on Baseline Winter Peak (%) | Achievable Technical Potential | 0 | 0 | 0 | 0 | 0 | 0 | 0 | 0 | 0 | 0 | 0 | 0 | 0 | 0 | 0 | 0 | 0 | 0 | 0 | 0 | 0 | 0 | 0 | 0 | 0 | 0 | 0
F7_Industrial_Industrial - WA_New_Miscellaneous_Natural Gas_Strategic Energy Management_A_Achievable Technical Potential | F7 | Industrial | Industrial - WA | New | Miscellaneous | Natural Gas | Strategic Energy Management | A | Incremental Energy Savings (MWh or mTherms) | Achievable Technical Potential | 0 | 0 | 0 | 0 | 0 | 0 | 0 | 0 | 0 | 0 | 0 | 0 | 0 | 0 | 0 | 0 | 0 | 0 | 0 | 0 | 0 | 0 | 0 | 0 | 0 | 0 | 0
F8_Industrial_Industrial - WA_New_Miscellaneous_Natural Gas_Strategic Energy Management_A_Achievable Technical Potential | F8 | Industrial | Industrial - WA | New | Miscellaneous | Natural Gas | Strategic Energy Management | A | Incremental Summer Peak Savings (MW) | Achievable Technical Potential | 0 | 0 | 0 | 0 | 0 | 0 | 0 | 0 | 0 | 0 | 0 | 0 | 0 | 0 | 0 | 0 | 0 | 0 | 0 | 0 | 0 | 0 | 0 | 0 | 0 | 0 | 0
F9_Industrial_Industrial - WA_New_Miscellaneous_Natural Gas_Strategic Energy Management_A_Achievable Technical Potential | F9 | Industrial | Industrial - WA | New | Miscellaneous | Natural Gas | Strategic Energy Management | A | Incremental Winter Peak Savings (MW) | Achievable Technical Potential | 0 | 0 | 0 | 0 | 0 | 0 | 0 | 0 | 0 | 0 | 0 | 0 | 0 | 0 | 0 | 0 | 0 | 0 | 0 | 0 | 0 | 0 | 0 | 0 | 0 | 0 | 0
F10_Industrial_Industrial - WA_New_Miscellaneous_Natural Gas_Strategic Energy Management_A_Achievable Technical Potential | F10 | Industrial | Industrial - WA | New | Miscellaneous | Natural Gas | Strategic Energy Management | A | Cumulative Energy Savings (MWh or mTherms) | Achievable Technical Potential | 0 | 0 | 0 | 0 | 0 | 0 | 0 | 0 | 0 | 0 | 0 | 0 | 0 | 0 | 0 | 0 | 0 | 0 | 0 | 0 | 0 | 0 | 0 | 0 | 0 | 0 | 0
F11_Industrial_Industrial - WA_New_Miscellaneous_Natural Gas_Strategic Energy Management_A_Achievable Technical Potential | F11 | Industrial | Industrial - WA | New | Miscellaneous | Natural Gas | Strategic Energy Management | A | Cumulative Summer Peak Savings (MW) | Achievable Technical Potential | 0 | 0 | 0 | 0 | 0 | 0 | 0 | 0 | 0 | 0 | 0 | 0 | 0 | 0 | 0 | 0 | 0 | 0 | 0 | 0 | 0 | 0 | 0 | 0 | 0 | 0 | 0
F12_Industrial_Industrial - WA_New_Miscellaneous_Natural Gas_Strategic Energy Management_A_Achievable Technical Potential | F12 | Industrial | Industrial - WA | New | Miscellaneous | Natural Gas | Strategic Energy Management | A | Cumulative Winter Peak Savings (MW) | Achievable Technical Potential | 0 | 0 | 0 | 0 | 0 | 0 | 0 | 0 | 0 | 0 | 0 | 0 | 0 | 0 | 0 | 0 | 0 | 0 | 0 | 0 | 0 | 0 | 0 | 0 | 0 | 0 | 0
F13_Industrial_Industrial - WA_New_Miscellaneous_Natural Gas_Strategic Energy Management_A_Achievable Technical Potential | F13 | Industrial | Industrial - WA | New | Miscellaneous | Natural Gas | Strategic Energy Management | A | Purchases (Incremental) | Achievable Technical Potential | 0 | 0 | 0 | 0 | 0 | 0 | 0 | 0 | 0 | 0 | 0 | 0 | 0 | 0 | 0 | 0 | 0 | 0 | 0 | 0 | 0 | 0 | 0 | 0 | 0 | 0 | 0
F14_Industrial_Industrial - WA_New_Miscellaneous_Natural Gas_Strategic Energy Management_A_Achievable Technical Potential | F14 | Industrial | Industrial - WA | New | Miscellaneous | Natural Gas | Strategic Energy Management | A | Purchases (Cumulative) | Achievable Technical Potential | 0 | 0 | 0 | 0 | 0 | 0 | 0 | 0 | 0 | 0 | 0 | 0 | 0 | 0 | 0 | 0 | 0 | 0 | 0 | 0 | 0 | 0 | 0 | 0 | 0 | 0 | 0
F1_Industrial_Industrial - WA_New_Space Heating_Natural Gas_Retrocommissioning_A_Achievable Technical Potential | F1 | Industrial | Industrial - WA | New | Space Heating | Natural Gas | Retrocommissioning | A | Original Unit Energy Savings (kWh or therms) | Achievable Technical Potential | 0 | 0 | 0.034889 | 0.034612 | 0.034475 | 0.034393 | 0.034347 | 0.034308 | 0.034275 | 0.034246 | 0.03422 | 0.034198 | 0.034178 | 0.03416 | 0.034144 | 0.034129 | 0.034116 | 0.034104 | 0.034093 | 0.03407 | 0.034039 | 0.034012 | 0.033988 | 0.033966 | 0.033947 | 0.03393 | 0.033915
F2_Industrial_Industrial - WA_New_Space Heating_Natural Gas_Retrocommissioning_A_Achievable Technical Potential | F2 | Industrial | Industrial - WA | New | Space Heating | Natural Gas | Retrocommissioning | A | Original Unit Summer Peak Savings (kW) | Achievable Technical Potential | 0 | 0 | 0 | 0 | 0 | 0 | 0 | 0 | 0 | 0 | 0 | 0 | 0 | 0 | 0 | 0 | 0 | 0 | 0 | 0 | 0 | 0 | 0 | 0 | 0 | 0 | 0
F3_Industrial_Industrial - WA_New_Space Heating_Natural Gas_Retrocommissioning_A_Achievable Technical Potential | F3 | Industrial | Industrial - WA | New | Space Heating | Natural Gas | Retrocommissioning | A | Original Unit Winter Peak Savings (kW) | Achievable Technical Potential | 0 | 0 | 0 | 0 | 0 | 0 | 0 | 0 | 0 | 0 | 0 | 0 | 0 | 0 | 0 | 0 | 0 | 0 | 0 | 0 | 0 | 0 | 0 | 0 | 0 | 0 | 0
F4_Industrial_Industrial - WA_New_Space Heating_Natural Gas_Retrocommissioning_A_Achievable Technical Potential | F4 | Industrial | Industrial - WA | New | Space Heating | Natural Gas | Retrocommissioning | A | Standalone Impact on Baseline Energy (%) | Achievable Technical Potential | 0 | 0 | 0 | 0 | 0 | 0 | 0 | 0 | 0 | 0 | 0 | 0 | 0 | 0 | 0 | 0 | 0 | 0 | 0 | 0 | 0 | 0 | 0 | 0 | 0 | 0 | 0
F5_Industrial_Industrial - WA_New_Space Heating_Natural Gas_Retrocommissioning_A_Achievable Technical Potential | F5 | Industrial | Industrial - WA | New | Space Heating | Natural Gas | Retrocommissioning | A | Standalone Impact on Baseline Summer Peak (%) | Achievable Technical Potential | 0 | 0 | 0 | 0 | 0 | 0 | 0 | 0 | 0 | 0 | 0 | 0 | 0 | 0 | 0 | 0 | 0 | 0 | 0 | 0 | 0 | 0 | 0 | 0 | 0 | 0 | 0
F6_Industrial_Industrial - WA_New_Space Heating_Natural Gas_Retrocommissioning_A_Achievable Technical Potential | F6 | Industrial | Industrial - WA | New | Space Heating | Natural Gas | Retrocommissioning | A | Standalone Impact on Baseline Winter Peak (%) | Achievable Technical Potential | 0 | 0 | 0 | 0 | 0 | 0 | 0 | 0 | 0 | 0 | 0 | 0 | 0 | 0 | 0 | 0 | 0 | 0 | 0 | 0 | 0 | 0 | 0 | 0 | 0 | 0 | 0
F7_Industrial_Industrial - WA_New_Space Heating_Natural Gas_Retrocommissioning_A_Achievable Technical Potential | F7 | Industrial | Industrial - WA | New | Space Heating | Natural Gas | Retrocommissioning | A | Incremental Energy Savings (MWh or mTherms) | Achievable Technical Potential | 0 | 0 | 0 | 0 | 0 | 0 | 0 | 0 | 0 | 0 | 0 | 0 | 0 | 0 | 0 | 0 | 0 | 0 | 0 | 0 | 0 | 0 | 0 | 0 | 0 | 0 | 0
F8_Industrial_Industrial - WA_New_Space Heating_Natural Gas_Retrocommissioning_A_Achievable Technical Potential | F8 | Industrial | Industrial - WA | New | Space Heating | Natural Gas | Retrocommissioning | A | Incremental Summer Peak Savings (MW) | Achievable Technical Potential | 0 | 0 | 0 | 0 | 0 | 0 | 0 | 0 | 0 | 0 | 0 | 0 | 0 | 0 | 0 | 0 | 0 | 0 | 0 | 0 | 0 | 0 | 0 | 0 | 0 | 0 | 0
F9_Industrial_Industrial - WA_New_Space Heating_Natural Gas_Retrocommissioning_A_Achievable Technical Potential | F9 | Industrial | Industrial - WA | New | Space Heating | Natural Gas | Retrocommissioning | A | Incremental Winter Peak Savings (MW) | Achievable Technical Potential | 0 | 0 | 0 | 0 | 0 | 0 | 0 | 0 | 0 | 0 | 0 | 0 | 0 | 0 | 0 | 0 | 0 | 0 | 0 | 0 | 0 | 0 | 0 | 0 | 0 | 0 | 0
F10_Industrial_Industrial - WA_New_Space Heating_Natural Gas_Retrocommissioning_A_Achievable Technical Potential | F10 | Industrial | Industrial - WA | New | Space Heating | Natural Gas | Retrocommissioning | A | Cumulative Energy Savings (MWh or mTherms) | Achievable Technical Potential | 0 | 0 | 0 | 0 | 0 | 0 | 0 | 0 | 0 | 0 | 0 | 0 | 0 | 0 | 0 | 0 | 0 | 0 | 0 | 0 | 0 | 0 | 0 | 0 | 0 | 0 | 0
F11_Industrial_Industrial - WA_New_Space Heating_Natural Gas_Retrocommissioning_A_Achievable Technical Potential | F11 | Industrial | Industrial - WA | New | Space Heating | Natural Gas | Retrocommissioning | A | Cumulative Summer Peak Savings (MW) | Achievable Technical Potential | 0 | 0 | 0 | 0 | 0 | 0 | 0 | 0 | 0 | 0 | 0 | 0 | 0 | 0 | 0 | 0 | 0 | 0 | 0 | 0 | 0 | 0 | 0 | 0 | 0 | 0 | 0
F12_Industrial_Industrial - WA_New_Space Heating_Natural Gas_Retrocommissioning_A_Achievable Technical Potential | F12 | Industrial | Industrial - WA | New | Space Heating | Natural Gas | Retrocommissioning | A | Cumulative Winter Peak Savings (MW) | Achievable Technical Potential | 0 | 0 | 0 | 0 | 0 | 0 | 0 | 0 | 0 | 0 | 0 | 0 | 0 | 0 | 0 | 0 | 0 | 0 | 0 | 0 | 0 | 0 | 0 | 0 | 0 | 0 | 0
F13_Industrial_Industrial - WA_New_Space Heating_Natural Gas_Retrocommissioning_A_Achievable Technical Potential | F13 | Industrial | Industrial - WA | New | Space Heating | Natural Gas | Retrocommissioning | A | Purchases (Incremental) | Achievable Technical Potential | 0 | 0 | 0 | 0 | 0 | 0 | 0 | 0 | 0 | 0 | 0 | 0 | 0 | 0 | 0 | 0 | 0 | 0 | 0 | 0 | 0 | 0 | 0 | 0 | 0 | 0 | 0
F14_Industrial_Industrial - WA_New_Space Heating_Natural Gas_Retrocommissioning_A_Achievable Technical Potential | F14 | Industrial | Industrial - WA | New | Space Heating | Natural Gas | Retrocommissioning | A | Purchases (Cumulative) | Achievable Technical Potential | 0 | 0 | 0 | 0 | 0 | 0 | 0 | 0 | 0 | 0 | 0 | 0 | 0 | 0 | 0 | 0 | 0 | 0 | 0 | 0 | 0 | 0 | 0 | 0 | 0 | 0 | 0
F1_Industrial_Industrial - WA_New_Process_Natural Gas_Retrocommissioning_A_Achievable Technical Potential | F1 | Industrial | Industrial - WA | New | Process | Natural Gas | Retrocommissioning | A | Original Unit Energy Savings (kWh or therms) | Achievable Technical Potential | 0 | 0 | 0 | 0 | 0 | 0 | 0 | 0 | 0 | 0 | 0 | 0 | 0 | 0 | 0 | 0 | 0 | 0 | 0 | 0 | 0 | 0 | 0 | 0 | 0 | 0 | 0
F2_Industrial_Industrial - WA_New_Process_Natural Gas_Retrocommissioning_A_Achievable Technical Potential | F2 | Industrial | Industrial - WA | New | Process | Natural Gas | Retrocommissioning | A | Original Unit Summer Peak Savings (kW) | Achievable Technical Potential | 0 | 0 | 0 | 0 | 0 | 0 | 0 | 0 | 0 | 0 | 0 | 0 | 0 | 0 | 0 | 0 | 0 | 0 | 0 | 0 | 0 | 0 | 0 | 0 | 0 | 0 | 0
F3_Industrial_Industrial - WA_New_Process_Natural Gas_Retrocommissioning_A_Achievable Technical Potential | F3 | Industrial | Industrial - WA | New | Process | Natural Gas | Retrocommissioning | A | Original Unit Winter Peak Savings (kW) | Achievable Technical Potential | 0 | 0 | 0 | 0 | 0 | 0 | 0 | 0 | 0 | 0 | 0 | 0 | 0 | 0 | 0 | 0 | 0 | 0 | 0 | 0 | 0 | 0 | 0 | 0 | 0 | 0 | 0
F4_Industrial_Industrial - WA_New_Process_Natural Gas_Retrocommissioning_A_Achievable Technical Potential | F4 | Industrial | Industrial - WA | New | Process | Natural Gas | Retrocommissioning | A | Standalone Impact on Baseline Energy (%) | Achievable Technical Potential | 0 | 0 | 0 | 0 | 0 | 0 | 0 | 0 | 0 | 0 | 0 | 0 | 0 | 0 | 0 | 0 | 0 | 0 | 0 | 0 | 0 | 0 | 0 | 0 | 0 | 0 | 0
F5_Industrial_Industrial - WA_New_Process_Natural Gas_Retrocommissioning_A_Achievable Technical Potential | F5 | Industrial | Industrial - WA | New | Process | Natural Gas | Retrocommissioning | A | Standalone Impact on Baseline Summer Peak (%) | Achievable Technical Potential | 0 | 0 | 0 | 0 | 0 | 0 | 0 | 0 | 0 | 0 | 0 | 0 | 0 | 0 | 0 | 0 | 0 | 0 | 0 | 0 | 0 | 0 | 0 | 0 | 0 | 0 | 0
F6_Industrial_Industrial - WA_New_Process_Natural Gas_Retrocommissioning_A_Achievable Technical Potential | F6 | Industrial | Industrial - WA | New | Process | Natural Gas | Retrocommissioning | A | Standalone Impact on Baseline Winter Peak (%) | Achievable Technical Potential | 0 | 0 | 0 | 0 | 0 | 0 | 0 | 0 | 0 | 0 | 0 | 0 | 0 | 0 | 0 | 0 | 0 | 0 | 0 | 0 | 0 | 0 | 0 | 0 | 0 | 0 | 0
F7_Industrial_Industrial - WA_New_Process_Natural Gas_Retrocommissioning_A_Achievable Technical Potential | F7 | Industrial | Industrial - WA | New | Process | Natural Gas | Retrocommissioning | A | Incremental Energy Savings (MWh or mTherms) | Achievable Technical Potential | 0 | 0 | 0 | 0 | 0 | 0 | 0 | 0 | 0 | 0 | 0 | 0 | 0 | 0 | 0 | 0 | 0 | 0 | 0 | 0 | 0 | 0 | 0 | 0 | 0 | 0 | 0
F8_Industrial_Industrial - WA_New_Process_Natural Gas_Retrocommissioning_A_Achievable Technical Potential | F8 | Industrial | Industrial - WA | New | Process | Natural Gas | Retrocommissioning | A | Incremental Summer Peak Savings (MW) | Achievable Technical Potential | 0 | 0 | 0 | 0 | 0 | 0 | 0 | 0 | 0 | 0 | 0 | 0 | 0 | 0 | 0 | 0 | 0 | 0 | 0 | 0 | 0 | 0 | 0 | 0 | 0 | 0 | 0
F9_Industrial_Industrial - WA_New_Process_Natural Gas_Retrocommissioning_A_Achievable Technical Potential | F9 | Industrial | Industrial - WA | New | Process | Natural Gas | Retrocommissioning | A | Incremental Winter Peak Savings (MW) | Achievable Technical Potential | 0 | 0 | 0 | 0 | 0 | 0 | 0 | 0 | 0 | 0 | 0 | 0 | 0 | 0 | 0 | 0 | 0 | 0 | 0 | 0 | 0 | 0 | 0 | 0 | 0 | 0 | 0
F10_Industrial_Industrial - WA_New_Process_Natural Gas_Retrocommissioning_A_Achievable Technical Potential | F10 | Industrial | Industrial - WA | New | Process | Natural Gas | Retrocommissioning | A | Cumulative Energy Savings (MWh or mTherms) | Achievable Technical Potential | 0 | 0 | 0 | 0 | 0 | 0 | 0 | 0 | 0 | 0 | 0 | 0 | 0 | 0 | 0 | 0 | 0 | 0 | 0 | 0 | 0 | 0 | 0 | 0 | 0 | 0 | 0
F11_Industrial_Industrial - WA_New_Process_Natural Gas_Retrocommissioning_A_Achievable Technical Potential | F11 | Industrial | Industrial - WA | New | Process | Natural Gas | Retrocommissioning | A | Cumulative Summer Peak Savings (MW) | Achievable Technical Potential | 0 | 0 | 0 | 0 | 0 | 0 | 0 | 0 | 0 | 0 | 0 | 0 | 0 | 0 | 0 | 0 | 0 | 0 | 0 | 0 | 0 | 0 | 0 | 0 | 0 | 0 | 0
F12_Industrial_Industrial - WA_New_Process_Natural Gas_Retrocommissioning_A_Achievable Technical Potential | F12 | Industrial | Industrial - WA | New | Process | Natural Gas | Retrocommissioning | A | Cumulative Winter Peak Savings (MW) | Achievable Technical Potential | 0 | 0 | 0 | 0 | 0 | 0 | 0 | 0 | 0 | 0 | 0 | 0 | 0 | 0 | 0 | 0 | 0 | 0 | 0 | 0 | 0 | 0 | 0 | 0 | 0 | 0 | 0
F13_Industrial_Industrial - WA_New_Process_Natural Gas_Retrocommissioning_A_Achievable Technical Potential | F13 | Industrial | Industrial - WA | New | Process | Natural Gas | Retrocommissioning | A | Purchases (Incremental) | Achievable Technical Potential | 0 | 0 | 0 | 0 | 0 | 0 | 0 | 0 | 0 | 0 | 0 | 0 | 0 | 0 | 0 | 0 | 0 | 0 | 0 | 0 | 0 | 0 | 0 | 0 | 0 | 0 | 0
F14_Industrial_Industrial - WA_New_Process_Natural Gas_Retrocommissioning_A_Achievable Technical Potential | F14 | Industrial | Industrial - WA | New | Process | Natural Gas | Retrocommissioning | A | Purchases (Cumulative) | Achievable Technical Potential | 0 | 0 | 0 | 0 | 0 | 0 | 0 | 0 | 0 | 0 | 0 | 0 | 0 | 0 | 0 | 0 | 0 | 0 | 0 | 0 | 0 | 0 | 0 | 0 | 0 | 0 | 0
F1_Industrial_Industrial - ID_Existing_Space Heating_Natural Gas_Insulation - Ceiling_A_Achievable Technical Potential | F1 | Industrial | Industrial - ID | Existing | Space Heating | Natural Gas | Insulation - Ceiling | A | Original Unit Energy Savings (kWh or therms) | Achievable Technical Potential | 0 | 0 | 0.085421 | 0.08526 | 0.085088 | 0.084906 | 0.084715 | 0.084517 | 0.084314 | 0.084106 | 0.083894 | 0.083681 | 0.083466 | 0.08325 | 0.083035 | 0.082821 | 0.082608 | 0.082398 | 0.08219 | 0.081998 | 0.081819 | 0.081654 | 0.081502 | 0.081363 | 0.081235 | 0.081117 | 0.081009
F2_Industrial_Industrial - ID_Existing_Space Heating_Natural Gas_Insulation - Ceiling_A_Achievable Technical Potential | F2 | Industrial | Industrial - ID | Existing | Space Heating | Natural Gas | Insulation - Ceiling | A | Original Unit Summer Peak Savings (kW) | Achievable Technical Potential | 0 | 0 | 0 | 0 | 0 | 0 | 0 | 0 | 0 | 0 | 0 | 0 | 0 | 0 | 0 | 0 | 0 | 0 | 0 | 0 | 0 | 0 | 0 | 0 | 0 | 0 | 0
F3_Industrial_Industrial - ID_Existing_Space Heating_Natural Gas_Insulation - Ceiling_A_Achievable Technical Potential | F3 | Industrial | Industrial - ID | Existing | Space Heating | Natural Gas | Insulation - Ceiling | A | Original Unit Winter Peak Savings (kW) | Achievable Technical Potential | 0 | 0 | 0 | 0 | 0 | 0 | 0 | 0 | 0 | 0 | 0 | 0 | 0 | 0 | 0 | 0 | 0 | 0 | 0 | 0 | 0 | 0 | 0 | 0 | 0 | 0 | 0
F4_Industrial_Industrial - ID_Existing_Space Heating_Natural Gas_Insulation - Ceiling_A_Achievable Technical Potential | F4 | Industrial | Industrial - ID | Existing | Space Heating | Natural Gas | Insulation - Ceiling | A | Standalone Impact on Baseline Energy (%) | Achievable Technical Potential | 0 | 0 | 6.6897e-05 | 0.00020179 | 0.00044277 | 0.00083675 | 0.0014376 | 0.0023025 | 0.0034849 | 0.0050266 | 0.006946 | 0.0092272 | 0.011812 | 0.014596 | 0.01744 | 0.020186 | 0.022685 | 0.024857 | 0.02665 | 0.028056 | 0.029149 | 0.030051 | 0.030579 | 0.031115 | 0.031661 | 0.032216 | 0.032782
F5_Industrial_Industrial - ID_Existing_Space Heating_Natural Gas_Insulation - Ceiling_A_Achievable Technical Potential | F5 | Industrial | Industrial - ID | Existing | Space Heating | Natural Gas | Insulation - Ceiling | A | Standalone Impact on Baseline Summer Peak (%) | Achievable Technical Potential | 0 | 0 | 0 | 0 | 0 | 0 | 0 | 0 | 0 | 0 | 0 | 0 | 0 | 0 | 0 | 0 | 0 | 0 | 0 | 0 | 0 | 0 | 0 | 0 | 0 | 0 | 0
F6_Industrial_Industrial - ID_Existing_Space Heating_Natural Gas_Insulation - Ceiling_A_Achievable Technical Potential | F6 | Industrial | Industrial - ID | Existing | Space Heating | Natural Gas | Insulation - Ceiling | A | Standalone Impact on Baseline Winter Peak (%) | Achievable Technical Potential | 0 | 0 | 0 | 0 | 0 | 0 | 0 | 0 | 0 | 0 | 0 | 0 | 0 | 0 | 0 | 0 | 0 | 0 | 0 | 0 | 0 | 0 | 0 | 0 | 0 | 0 | 0
F7_Industrial_Industrial - ID_Existing_Space Heating_Natural Gas_Insulation - Ceiling_A_Achievable Technical Potential | F7 | Industrial | Industrial - ID | Existing | Space Heating | Natural Gas | Insulation - Ceiling | A | Incremental Energy Savings (MWh or mTherms) | Achievable Technical Potential | 0 | 0 | 0.009647 | 0.018916 | 0.03294 | 0.052544 | 0.078203 | 0.10982 | 0.14645 | 0.18612 | 0.22566 | 0.26085 | 0.28688 | 0.29915 | 0.29445 | 0.27208 | 0.23449 | 0.19009 | 0.1425 | 0.096726 | 0.060599 | 0.038761 | 0 | 0 | 0 | 0 | 0
F8_Industrial_Industrial - ID_Existing_Space Heating_Natural Gas_Insulation - Ceiling_A_Achievable Technical Potential | F8 | Industrial | Industrial - ID | Existing | Space Heating | Natural Gas | Insulation - Ceiling | A | Incremental Summer Peak Savings (MW) | Achievable Technical Potential | 0 | 0 | 0 | 0 | 0 | 0 | 0 | 0 | 0 | 0 | 0 | 0 | 0 | 0 | 0 | 0 | 0 | 0 | 0 | 0 | 0 | 0 | 0 | 0 | 0 | 0 | 0
F9_Industrial_Industrial - ID_Existing_Space Heating_Natural Gas_Insulation - Ceiling_A_Achievable Technical Potential | F9 | Industrial | Industrial - ID | Existing | Space Heating | Natural Gas | Insulation - Ceiling | A | Incremental Winter Peak Savings (MW) | Achievable Technical Potential | 0 | 0 | 0 | 0 | 0 | 0 | 0 | 0 | 0 | 0 | 0 | 0 | 0 | 0 | 0 | 0 | 0 | 0 | 0 | 0 | 0 | 0 | 0 | 0 | 0 | 0 | 0
F10_Industrial_Industrial - ID_Existing_Space Heating_Natural Gas_Insulation - Ceiling_A_Achievable Technical Potential | F10 | Industrial | Industrial - ID | Existing | Space Heating | Natural Gas | Insulation - Ceiling | A | Cumulative Energy Savings (MWh or mTherms) | Achievable Technical Potential | 0 | 0 | 0.009647 | 0.028544 | 0.061426 | 0.11384 | 0.19179 | 0.30115 | 0.44688 | 0.6319 | 0.85597 | 1.1146 | 1.3987 | 1.6942 | 1.9843 | 2.2512 | 2.4799 | 2.6637 | 2.7995 | 2.8897 | 2.944 | 2.9768 | 2.9713 | 2.9662 | 2.9615 | 2.9572 | 2.9533
F11_Industrial_Industrial - ID_Existing_Space Heating_Natural Gas_Insulation - Ceiling_A_Achievable Technical Potential | F11 | Industrial | Industrial - ID | Existing | Space Heating | Natural Gas | Insulation - Ceiling | A | Cumulative Summer Peak Savings (MW) | Achievable Technical Potential | 0 | 0 | 0 | 0 | 0 | 0 | 0 | 0 | 0 | 0 | 0 | 0 | 0 | 0 | 0 | 0 | 0 | 0 | 0 | 0 | 0 | 0 | 0 | 0 | 0 | 0 | 0
F12_Industrial_Industrial - ID_Existing_Space Heating_Natural Gas_Insulation - Ceiling_A_Achievable Technical Potential | F12 | Industrial | Industrial - ID | Existing | Space Heating | Natural Gas | Insulation - Ceiling | A | Cumulative Winter Peak Savings (MW) | Achievable Technical Potential | 0 | 0 | 0 | 0 | 0 | 0 | 0 | 0 | 0 | 0 | 0 | 0 | 0 | 0 | 0 | 0 | 0 | 0 | 0 | 0 | 0 | 0 | 0 | 0 | 0 | 0 | 0
F13_Industrial_Industrial - ID_Existing_Space Heating_Natural Gas_Insulation - Ceiling_A_Achievable Technical Potential | F13 | Industrial | Industrial - ID | Existing | Space Heating | Natural Gas | Insulation - Ceiling | A | Purchases (Incremental) | Achievable Technical Potential | 0 | 0 | 112.9342 | 221.8559 | 387.1235 | 618.8524 | 923.1362 | 1299.333 | 1736.9764 | 2212.9255 | 2689.8177 | 3117.2455 | 3437.0477 | 3593.3308 | 3546.1198 | 3285.1812 | 2838.6089 | 2307.0241 | 1733.7777 | 1179.6127 | 740.6476 | 474.7029 | 0 | 0 | 0 | 0 | 0
F14_Industrial_Industrial - ID_Existing_Space Heating_Natural Gas_Insulation - Ceiling_A_Achievable Technical Potential | F14 | Industrial | Industrial - ID | Existing | Space Heating | Natural Gas | Insulation - Ceiling | A | Purchases (Cumulative) | Achievable Technical Potential | 0 | 0 | 112.9342 | 334.7901 | 721.9136 | 1340.7661 | 2263.9023 | 3563.2352 | 5300.2116 | 7513.1371 | 10202.9548 | 13320.2002 | 16757.248 | 20350.5787 | 23896.6986 | 27181.8798 | 30020.4887 | 32327.5128 | 34061.2905 | 35240.9032 | 35981.5509 | 36456.2538 | 36456.2538 | 36456.2538 | 36456.2538 | 36456.2538 | 36456.2538
F1_Industrial_Industrial - ID_Existing_Space Heating_Natural Gas_Insulation - Wall Cavity_A_Achievable Technical Potential | F1 | Industrial | Industrial - ID | Existing | Space Heating | Natural Gas | Insulation - Wall Cavity | A | Original Unit Energy Savings (kWh or therms) | Achievable Technical Potential | 0 | 0 | 0.22735 | 0.22692 | 0.22646 | 0.22598 | 0.22547 | 0.22494 | 0.2244 | 0.22385 | 0.22328 | 0.22272 | 0.22214 | 0.22157 | 0.221 | 0.22043 | 0.21986 | 0.2193 | 0.21875 | 0.21824 | 0.21776 | 0.21732 | 0.21692 | 0.21655 | 0.21621 | 0.21589 | 0.21561
F2_Industrial_Industrial - ID_Existing_Space Heating_Natural Gas_Insulation - Wall Cavity_A_Achievable Technical Potential | F2 | Industrial | Industrial - ID | Existing | Space Heating | Natural Gas | Insulation - Wall Cavity | A | Original Unit Summer Peak Savings (kW) | Achievable Technical Potential | 0 | 0 | 0 | 0 | 0 | 0 | 0 | 0 | 0 | 0 | 0 | 0 | 0 | 0 | 0 | 0 | 0 | 0 | 0 | 0 | 0 | 0 | 0 | 0 | 0 | 0 | 0
F3_Industrial_Industrial - ID_Existing_Space Heating_Natural Gas_Insulation - Wall Cavity_A_Achievable Technical Potential | F3 | Industrial | Industrial - ID | Existing | Space Heating | Natural Gas | Insulation - Wall Cavity | A | Original Unit Winter Peak Savings (kW) | Achievable Technical Potential | 0 | 0 | 0 | 0 | 0 | 0 | 0 | 0 | 0 | 0 | 0 | 0 | 0 | 0 | 0 | 0 | 0 | 0 | 0 | 0 | 0 | 0 | 0 | 0 | 0 | 0 | 0
F4_Industrial_Industrial - ID_Existing_Space Heating_Natural Gas_Insulation - Wall Cavity_A_Achievable Technical Potential | F4 | Industrial | Industrial - ID | Existing | Space Heating | Natural Gas | Insulation - Wall Cavity | A | Standalone Impact on Baseline Energy (%) | Achievable Technical Potential | 0 | 0 | 8.0277e-05 | 0.00024215 | 0.00053132 | 0.0010041 | 0.0017252 | 0.002763 | 0.0041819 | 0.0060319 | 0.0083352 | 0.011073 | 0.014174 | 0.017516 | 0.020929 | 0.024223 | 0.027222 | 0.029829 | 0.03198 | 0.033668 | 0.034978 | 0.036062 | 0.036694 | 0.037338 | 0.037993 | 0.03866 | 0.039338
F5_Industrial_Industrial - ID_Existing_Space Heating_Natural Gas_Insulation - Wall Cavity_A_Achievable Technical Potential | F5 | Industrial | Industrial - ID | Existing | Space Heating | Natural Gas | Insulation - Wall Cavity | A | Standalone Impact on Baseline Summer Peak (%) | Achievable Technical Potential | 0 | 0 | 0 | 0 | 0 | 0 | 0 | 0 | 0 | 0 | 0 | 0 | 0 | 0 | 0 | 0 | 0 | 0 | 0 | 0 | 0 | 0 | 0 | 0 | 0 | 0 | 0
F6_Industrial_Industrial - ID_Existing_Space Heating_Natural Gas_Insulation - Wall Cavity_A_Achievable Technical Potential | F6 | Industrial | Industrial - ID | Existing | Space Heating | Natural Gas | Insulation - Wall Cavity | A | Standalone Impact on Baseline Winter Peak (%) | Achievable Technical Potential | 0 | 0 | 0 | 0 | 0 | 0 | 0 | 0 | 0 | 0 | 0 | 0 | 0 | 0 | 0 | 0 | 0 | 0 | 0 | 0 | 0 | 0 | 0 | 0 | 0 | 0 | 0
F7_Industrial_Industrial - ID_Existing_Space Heating_Natural Gas_Insulation - Wall Cavity_A_Achievable Technical Potential | F7 | Industrial | Industrial - ID | Existing | Space Heating | Natural Gas | Insulation - Wall Cavity | A | Incremental Energy Savings (MWh or mTherms) | Achievable Technical Potential | 0 | 0 | 0.011576 | 0.022699 | 0.039527 | 0.063053 | 0.093844 | 0.13178 | 0.17574 | 0.22334 | 0.27079 | 0.31302 | 0.34425 | 0.35897 | 0.35334 | 0.3265 | 0.28139 | 0.22811 | 0.171 | 0.11607 | 0.072719 | 0.046514 | 0 | 0 | 0 | 0 | 0
F8_Industrial_Industrial - ID_Existing_Space Heating_Natural Gas_Insulation - Wall Cavity_A_Achievable Technical Potential | F8 | Industrial | Industrial - ID | Existing | Space Heating | Natural Gas | Insulation - Wall Cavity | A | Incremental Summer Peak Savings (MW) | Achievable Technical Potential | 0 | 0 | 0 | 0 | 0 | 0 | 0 | 0 | 0 | 0 | 0 | 0 | 0 | 0 | 0 | 0 | 0 | 0 | 0 | 0 | 0 | 0 | 0 | 0 | 0 | 0 | 0
F9_Industrial_Industrial - ID_Existing_Space Heating_Natural Gas_Insulation - Wall Cavity_A_Achievable Technical Potential | F9 | Industrial | Industrial - ID | Existing | Space Heating | Natural Gas | Insulation - Wall Cavity | A | Incremental Winter Peak Savings (MW) | Achievable Technical Potential | 0 | 0 | 0 | 0 | 0 | 0 | 0 | 0 | 0 | 0 | 0 | 0 | 0 | 0 | 0 | 0 | 0 | 0 | 0 | 0 | 0 | 0 | 0 | 0 | 0 | 0 | 0
F10_Industrial_Industrial - ID_Existing_Space Heating_Natural Gas_Insulation - Wall Cavity_A_Achievable Technical Potential | F10 | Industrial | Industrial - ID | Existing | Space Heating | Natural Gas | Insulation - Wall Cavity | A | Cumulative Energy Savings (MWh or mTherms) | Achievable Technical Potential | 0 | 0 | 0.011576 | 0.034253 | 0.073711 | 0.13661 | 0.23014 | 0.36139 | 0.53626 | 0.75828 | 1.0272 | 1.3376 | 1.6784 | 2.033 | 2.3811 | 2.7015 | 2.9759 | 3.1965 | 3.3594 | 3.4676 | 3.5328 | 3.5722 | 3.5655 | 3.5594 | 3.5538 | 3.5487 | 3.544
F11_Industrial_Industrial - ID_Existing_Space Heating_Natural Gas_Insulation - Wall Cavity_A_Achievable Technical Potential | F11 | Industrial | Industrial - ID | Existing | Space Heating | Natural Gas | Insulation - Wall Cavity | A | Cumulative Summer Peak Savings (MW) | Achievable Technical Potential | 0 | 0 | 0 | 0 | 0 | 0 | 0 | 0 | 0 | 0 | 0 | 0 | 0 | 0 | 0 | 0 | 0 | 0 | 0 | 0 | 0 | 0 | 0 | 0 | 0 | 0 | 0
F12_Industrial_Industrial - ID_Existing_Space Heating_Natural Gas_Insulation - Wall Cavity_A_Achievable Technical Potential | F12 | Industrial | Industrial - ID | Existing | Space Heating | Natural Gas | Insulation - Wall Cavity | A | Cumulative Winter Peak Savings (MW) | Achievable Technical Potential | 0 | 0 | 0 | 0 | 0 | 0 | 0 | 0 | 0 | 0 | 0 | 0 | 0 | 0 | 0 | 0 | 0 | 0 | 0 | 0 | 0 | 0 | 0 | 0 | 0 | 0 | 0
F13_Industrial_Industrial - ID_Existing_Space Heating_Natural Gas_Insulation - Wall Cavity_A_Achievable Technical Potential | F13 | Industrial | Industrial - ID | Existing | Space Heating | Natural Gas | Insulation - Wall Cavity | A | Purchases (Incremental) | Achievable Technical Potential | 0 | 0 | 50.9192 | 100.0292 | 174.5442 | 279.0249 | 416.2188 | 585.8364 | 783.1588 | 997.7522 | 1212.7708 | 1405.4872 | 1549.678 | 1620.1421 | 1598.8558 | 1481.2052 | 1279.857 | 1040.1789 | 781.7166 | 531.8576 | 333.9393 | 214.0316 | 0 | 0 | 0 | 0 | 0
F14_Industrial_Industrial - ID_Existing_Space Heating_Natural Gas_Insulation - Wall Cavity_A_Achievable Technical Potential | F14 | Industrial | Industrial - ID | Existing | Space Heating | Natural Gas | Insulation - Wall Cavity | A | Purchases (Cumulative) | Achievable Technical Potential | 0 | 0 | 50.9192 | 150.9484 | 325.4926 | 604.5175 | 1020.7363 | 1606.5727 | 2389.7315 | 3387.4837 | 4600.2545 | 6005.7417 | 7555.4197 | 9175.5617 | 10774.4176 | 12255.6228 | 13535.4798 | 14575.6587 | 15357.3752 | 15889.2328 | 16223.1721 | 16437.2037 | 16437.2037 | 16437.2037 | 16437.2037 | 16437.2037 | 16437.2037
F1_Industrial_Industrial - ID_Existing_Space Heating_Natural Gas_Insulation - Ducting_A_Achievable Technical Potential | F1 | Industrial | Industrial - ID | Existing | Space Heating | Natural Gas | Insulation - Ducting | A | Original Unit Energy Savings (kWh or therms) | Achievable Technical Potential | 0 | 0 | 0.0068382 | 0.0068256 | 0.0068095 | 0.0067905 | 0.0067686 | 0.0067444 | 0.006718 | 0.0066896 | 0.0066596 | 0.0066282 | 0.0065954 | 0.0065616 | 0.0065269 | 0.0064915 | 0.0064554 | 0.0064189 | 0.006382 | 0.0063477 | 0.0063156 | 0.006286 | 0.0062586 | 0.0062333 | 0.00621 | 0.0061885 | 0.0061686
F2_Industrial_Industrial - ID_Existing_Space Heating_Natural Gas_Insulation - Ducting_A_Achievable Technical Potential | F2 | Industrial | Industrial - ID | Existing | Space Heating | Natural Gas | Insulation - Ducting | A | Original Unit Summer Peak Savings (kW) | Achievable Technical Potential | 0 | 0 | 0 | 0 | 0 | 0 | 0 | 0 | 0 | 0 | 0 | 0 | 0 | 0 | 0 | 0 | 0 | 0 | 0 | 0 | 0 | 0 | 0 | 0 | 0 | 0 | 0
F3_Industrial_Industrial - ID_Existing_Space Heating_Natural Gas_Insulation - Ducting_A_Achievable Technical Potential | F3 | Industrial | Industrial - ID | Existing | Space Heating | Natural Gas | Insulation - Ducting | A | Original Unit Winter Peak Savings (kW) | Achievable Technical Potential | 0 | 0 | 0 | 0 | 0 | 0 | 0 | 0 | 0 | 0 | 0 | 0 | 0 | 0 | 0 | 0 | 0 | 0 | 0 | 0 | 0 | 0 | 0 | 0 | 0 | 0 | 0
F4_Industrial_Industrial - ID_Existing_Space Heating_Natural Gas_Insulation - Ducting_A_Achievable Technical Potential | F4 | Industrial | Industrial - ID | Existing | Space Heating | Natural Gas | Insulation - Ducting | A | Standalone Impact on Baseline Energy (%) | Achievable Technical Potential | 0 | 0 | 3.4596e-07 | 1.0436e-06 | 2.2891e-06 | 4.3232e-06 | 7.4206e-06 | 1.187e-05 | 1.7938e-05 | 2.5828e-05 | 3.562e-05 | 4.7215e-05 | 6.0297e-05 | 7.4322e-05 | 8.8563e-05 | 0.00010221 | 0.00011452 | 0.00012509 | 0.00013368 | 0.00014031 | 0.00014535 | 0.00014945 | 0.00015169 | 0.000154 | 0.00015636 | 0.00015878 | 0.00016126
F5_Industrial_Industrial - ID_Existing_Space Heating_Natural Gas_Insulation - Ducting_A_Achievable Technical Potential | F5 | Industrial | Industrial - ID | Existing | Space Heating | Natural Gas | Insulation - Ducting | A | Standalone Impact on Baseline Summer Peak (%) | Achievable Technical Potential | 0 | 0 | 0 | 0 | 0 | 0 | 0 | 0 | 0 | 0 | 0 | 0 | 0 | 0 | 0 | 0 | 0 | 0 | 0 | 0 | 0 | 0 | 0 | 0 | 0 | 0 | 0
F6_Industrial_Industrial - ID_Existing_Space Heating_Natural Gas_Insulation - Ducting_A_Achievable Technical Potential | F6 | Industrial | Industrial - ID | Existing | Space Heating | Natural Gas | Insulation - Ducting | A | Standalone Impact on Baseline Winter Peak (%) | Achievable Technical Potential | 0 | 0 | 0 | 0 | 0 | 0 | 0 | 0 | 0 | 0 | 0 | 0 | 0 | 0 | 0 | 0 | 0 | 0 | 0 | 0 | 0 | 0 | 0 | 0 | 0 | 0 | 0
F7_Industrial_Industrial - ID_Existing_Space Heating_Natural Gas_Insulation - Ducting_A_Achievable Technical Potential | F7 | Industrial | Industrial - ID | Existing | Space Heating | Natural Gas | Insulation - Ducting | A | Incremental Energy Savings (MWh or mTherms) | Achievable Technical Potential | 0 | 0 | 4.989e-05 | 9.7826e-05 | 0.0001703 | 0.00027148 | 0.00040366 | 0.00056612 | 0.00075384 | 0.00095634 | 0.0011572 | 0.0013348 | 0.0014644 | 0.0015232 | 0.0014952 | 0.0013777 | 0.0011838 | 0.00095666 | 0.00071482 | 0.00048373 | 0.00030218 | 0.00019277 | 0 | 0 | 0 | 0 | 0
F8_Industrial_Industrial - ID_Existing_Space Heating_Natural Gas_Insulation - Ducting_A_Achievable Technical Potential | F8 | Industrial | Industrial - ID | Existing | Space Heating | Natural Gas | Insulation - Ducting | A | Incremental Summer Peak Savings (MW) | Achievable Technical Potential | 0 | 0 | 0 | 0 | 0 | 0 | 0 | 0 | 0 | 0 | 0 | 0 | 0 | 0 | 0 | 0 | 0 | 0 | 0 | 0 | 0 | 0 | 0 | 0 | 0 | 0 | 0
F9_Industrial_Industrial - ID_Existing_Space Heating_Natural Gas_Insulation - Ducting_A_Achievable Technical Potential | F9 | Industrial | Industrial - ID | Existing | Space Heating | Natural Gas | Insulation - Ducting | A | Incremental Winter Peak Savings (MW) | Achievable Technical Potential | 0 | 0 | 0 | 0 | 0 | 0 | 0 | 0 | 0 | 0 | 0 | 0 | 0 | 0 | 0 | 0 | 0 | 0 | 0 | 0 | 0 | 0 | 0 | 0 | 0 | 0 | 0
F10_Industrial_Industrial - ID_Existing_Space Heating_Natural Gas_Insulation - Ducting_A_Achievable Technical Potential | F10 | Industrial | Industrial - ID | Existing | Space Heating | Natural Gas | Insulation - Ducting | A | Cumulative Energy Savings (MWh or mTherms) | Achievable Technical Potential | 0 | 0 | 4.989e-05 | 0.00014762 | 0.00031758 | 0.00058816 | 0.00098993 | 0.0015525 | 0.0023003 | 0.0032469 | 0.0043896 | 0.0057036 | 0.0071399 | 0.0086265 | 0.010076 | 0.011399 | 0.012519 | 0.013405 | 0.014043 | 0.014451 | 0.01468 | 0.014804 | 0.01474 | 0.01468 | 0.014626 | 0.014575 | 0.014528
F11_Industrial_Industrial - ID_Existing_Space Heating_Natural Gas_Insulation - Ducting_A_Achievable Technical Potential | F11 | Industrial | Industrial - ID | Existing | Space Heating | Natural Gas | Insulation - Ducting | A | Cumulative Summer Peak Savings (MW) | Achievable Technical Potential | 0 | 0 | 0 | 0 | 0 | 0 | 0 | 0 | 0 | 0 | 0 | 0 | 0 | 0 | 0 | 0 | 0 | 0 | 0 | 0 | 0 | 0 | 0 | 0 | 0 | 0 | 0
F12_Industrial_Industrial - ID_Existing_Space Heating_Natural Gas_Insulation - Ducting_A_Achievable Technical Potential | F12 | Industrial | Industrial - ID | Existing | Space Heating | Natural Gas | Insulation - Ducting | A | Cumulative Winter Peak Savings (MW) | Achievable Technical Potential | 0 | 0 | 0 | 0 | 0 | 0 | 0 | 0 | 0 | 0 | 0 | 0 | 0 | 0 | 0 | 0 | 0 | 0 | 0 | 0 | 0 | 0 | 0 | 0 | 0 | 0 | 0
F13_Industrial_Industrial - ID_Existing_Space Heating_Natural Gas_Insulation - Ducting_A_Achievable Technical Potential | F13 | Industrial | Industrial - ID | Existing | Space Heating | Natural Gas | Insulation - Ducting | A | Purchases (Incremental) | Achievable Technical Potential | 0 | 0 | 7.2958 | 14.3323 | 25.0089 | 39.9791 | 59.6364 | 83.9394 | 112.212 | 142.9592 | 173.7674 | 201.38 | 222.0399 | 232.1361 | 229.0861 | 212.229 | 183.3796 | 149.0382 | 112.0054 | 76.2052 | 47.8473 | 30.6667 | 0 | 0 | 0 | 0 | 0
F14_Industrial_Industrial - ID_Existing_Space Heating_Natural Gas_Insulation - Ducting_A_Achievable Technical Potential | F14 | Industrial | Industrial - ID | Existing | Space Heating | Natural Gas | Insulation - Ducting | A | Purchases (Cumulative) | Achievable Technical Potential | 0 | 0 | 7.2958 | 21.6281 | 46.637 | 86.6161 | 146.2524 | 230.1918 | 342.4038 | 485.3631 | 659.1305 | 860.5105 | 1082.5504 | 1314.6864 | 1543.7726 | 1756.0016 | 1939.3812 | 2088.4194 | 2200.4247 | 2276.63 | 2324.4772 | 2355.144 | 2355.144 | 2355.144 | 2355.144 | 2355.144 | 2355.144
F1_Industrial_Industrial - ID_Existing_Space Heating_Natural Gas_Ducting - Repair and Sealing_A_Achievable Technical Potential | F1 | Industrial | Industrial - ID | Existing | Space Heating | Natural Gas | Ducting - Repair and Sealing | A | Original Unit Energy Savings (kWh or therms) | Achievable Technical Potential | 0 | 0 | 0.27895 | 0.27843 | 0.27778 | 0.277 | 0.27611 | 0.27512 | 0.27404 | 0.27289 | 0.27166 | 0.27038 | 0.26904 | 0.26766 | 0.26625 | 0.2648 | 0.26333 | 0.26184 | 0.26034 | 0.25894 | 0.25763 | 0.25642 | 0.2553 | 0.25427 | 0.25332 | 0.25244 | 0.25163
F2_Industrial_Industrial - ID_Existing_Space Heating_Natural Gas_Ducting - Repair and Sealing_A_Achievable Technical Potential | F2 | Industrial | Industrial - ID | Existing | Space Heating | Natural Gas | Ducting - Repair and Sealing | A | Original Unit Summer Peak Savings (kW) | Achievable Technical Potential | 0 | 0 | 0 | 0 | 0 | 0 | 0 | 0 | 0 | 0 | 0 | 0 | 0 | 0 | 0 | 0 | 0 | 0 | 0 | 0 | 0 | 0 | 0 | 0 | 0 | 0 | 0
F3_Industrial_Industrial - ID_Existing_Space Heating_Natural Gas_Ducting - Repair and Sealing_A_Achievable Technical Potential | F3 | Industrial | Industrial - ID | Existing | Space Heating | Natural Gas | Ducting - Repair and Sealing | A | Original Unit Winter Peak Savings (kW) | Achievable Technical Potential | 0 | 0 | 0 | 0 | 0 | 0 | 0 | 0 | 0 | 0 | 0 | 0 | 0 | 0 | 0 | 0 | 0 | 0 | 0 | 0 | 0 | 0 | 0 | 0 | 0 | 0 | 0
F4_Industrial_Industrial - ID_Existing_Space Heating_Natural Gas_Ducting - Repair and Sealing_A_Achievable Technical Potential | F4 | Industrial | Industrial - ID | Existing | Space Heating | Natural Gas | Ducting - Repair and Sealing | A | Standalone Impact on Baseline Energy (%) | Achievable Technical Potential | 0 | 0 | 2.4697e-05 | 7.4501e-05 | 0.00016341 | 0.00030862 | 0.00052973 | 0.00084733 | 0.0012805 | 0.0018438 | 0.0025428 | 0.0033705 | 0.0043044 | 0.0053056 | 0.0063222 | 0.0072966 | 0.0081753 | 0.0089301 | 0.0095431 | 0.010016 | 0.010344 | 0.010571 | 0.010729 | 0.010892 | 0.011059 | 0.011231 | 0.011406
F5_Industrial_Industrial - ID_Existing_Space Heating_Natural Gas_Ducting - Repair and Sealing_A_Achievable Technical Potential | F5 | Industrial | Industrial - ID | Existing | Space Heating | Natural Gas | Ducting - Repair and Sealing | A | Standalone Impact on Baseline Summer Peak (%) | Achievable Technical Potential | 0 | 0 | 0 | 0 | 0 | 0 | 0 | 0 | 0 | 0 | 0 | 0 | 0 | 0 | 0 | 0 | 0 | 0 | 0 | 0 | 0 | 0 | 0 | 0 | 0 | 0 | 0
F6_Industrial_Industrial - ID_Existing_Space Heating_Natural Gas_Ducting - Repair and Sealing_A_Achievable Technical Potential | F6 | Industrial | Industrial - ID | Existing | Space Heating | Natural Gas | Ducting - Repair and Sealing | A | Standalone Impact on Baseline Winter Peak (%) | Achievable Technical Potential | 0 | 0 | 0 | 0 | 0 | 0 | 0 | 0 | 0 | 0 | 0 | 0 | 0 | 0 | 0 | 0 | 0 | 0 | 0 | 0 | 0 | 0 | 0 | 0 | 0 | 0 | 0
F7_Industrial_Industrial - ID_Existing_Space Heating_Natural Gas_Ducting - Repair and Sealing_A_Achievable Technical Potential | F7 | Industrial | Industrial - ID | Existing | Space Heating | Natural Gas | Ducting - Repair and Sealing | A | Incremental Energy Savings (MWh or mTherms) | Achievable Technical Potential | 0 | 0 | 0.0035615 | 0.0069835 | 0.012157 | 0.01938 | 0.028816 | 0.040413 | 0.053814 | 0.06827 | 0.08261 | 0.095285 | 0.10454 | 0.10874 | 0.10674 | 0.098348 | 0.084507 | 0.068292 | 0.051028 | 0.034532 | 0.018283 | 0.0073298 | 0 | 0 | 0 | 0 | 0
F8_Industrial_Industrial - ID_Existing_Space Heating_Natural Gas_Ducting - Repair and Sealing_A_Achievable Technical Potential | F8 | Industrial | Industrial - ID | Existing | Space Heating | Natural Gas | Ducting - Repair and Sealing | A | Incremental Summer Peak Savings (MW) | Achievable Technical Potential | 0 | 0 | 0 | 0 | 0 | 0 | 0 | 0 | 0 | 0 | 0 | 0 | 0 | 0 | 0 | 0 | 0 | 0 | 0 | 0 | 0 | 0 | 0 | 0 | 0 | 0 | 0
F9_Industrial_Industrial - ID_Existing_Space Heating_Natural Gas_Ducting - Repair and Sealing_A_Achievable Technical Potential | F9 | Industrial | Industrial - ID | Existing | Space Heating | Natural Gas | Ducting - Repair and Sealing | A | Incremental Winter Peak Savings (MW) | Achievable Technical Potential | 0 | 0 | 0 | 0 | 0 | 0 | 0 | 0 | 0 | 0 | 0 | 0 | 0 | 0 | 0 | 0 | 0 | 0 | 0 | 0 | 0 | 0 | 0 | 0 | 0 | 0 | 0
F10_Industrial_Industrial - ID_Existing_Space Heating_Natural Gas_Ducting - Repair and Sealing_A_Achievable Technical Potential | F10 | Industrial | Industrial - ID | Existing | Space Heating | Natural Gas | Ducting - Repair and Sealing | A | Cumulative Energy Savings (MWh or mTherms) | Achievable Technical Potential | 0 | 0 | 0.0035615 | 0.010538 | 0.022671 | 0.041987 | 0.070668 | 0.11083 | 0.16421 | 0.23178 | 0.31336 | 0.40716 | 0.50969 | 0.61581 | 0.7193 | 0.81374 | 0.89372 | 0.95696 | 1.0025 | 1.0316 | 1.0447 | 1.0471 | 1.0426 | 1.0384 | 1.0345 | 1.0309 | 1.0276
F11_Industrial_Industrial - ID_Existing_Space Heating_Natural Gas_Ducting - Repair and Sealing_A_Achievable Technical Potential | F11 | Industrial | Industrial - ID | Existing | Space Heating | Natural Gas | Ducting - Repair and Sealing | A | Cumulative Summer Peak Savings (MW) | Achievable Technical Potential | 0 | 0 | 0 | 0 | 0 | 0 | 0 | 0 | 0 | 0 | 0 | 0 | 0 | 0 | 0 | 0 | 0 | 0 | 0 | 0 | 0 | 0 | 0 | 0 | 0 | 0 | 0
F12_Industrial_Industrial - ID_Existing_Space Heating_Natural Gas_Ducting - Repair and Sealing_A_Achievable Technical Potential | F12 | Industrial | Industrial - ID | Existing | Space Heating | Natural Gas | Ducting - Repair and Sealing | A | Cumulative Winter Peak Savings (MW) | Achievable Technical Potential | 0 | 0 | 0 | 0 | 0 | 0 | 0 | 0 | 0 | 0 | 0 | 0 | 0 | 0 | 0 | 0 | 0 | 0 | 0 | 0 | 0 | 0 | 0 | 0 | 0 | 0 | 0
F13_Industrial_Industrial - ID_Existing_Space Heating_Natural Gas_Ducting - Repair and Sealing_A_Achievable Technical Potential | F13 | Industrial | Industrial - ID | Existing | Space Heating | Natural Gas | Ducting - Repair and Sealing | A | Purchases (Incremental) | Achievable Technical Potential | 0 | 0 | 12.7676 | 25.0816 | 43.7656 | 69.9633 | 104.3636 | 146.894 | 196.371 | 250.1787 | 304.0929 | 352.4151 | 388.5698 | 406.2381 | 400.9008 | 371.4008 | 320.9143 | 260.8168 | 196.0094 | 133.3592 | 70.9651 | 28.5852 | 0 | 0 | 0 | 0 | 0
F14_Industrial_Industrial - ID_Existing_Space Heating_Natural Gas_Ducting - Repair and Sealing_A_Achievable Technical Potential | F14 | Industrial | Industrial - ID | Existing | Space Heating | Natural Gas | Ducting - Repair and Sealing | A | Purchases (Cumulative) | Achievable Technical Potential | 0 | 0 | 12.7676 | 37.8491 | 81.6148 | 151.5781 | 255.9418 | 402.8357 | 599.2067 | 849.3854 | 1153.4783 | 1505.8934 | 1894.4632 | 2300.7013 | 2701.602 | 3073.0028 | 3393.9171 | 3654.7339 | 3850.7433 | 3984.1025 | 4055.0676 | 4083.6528 | 4083.6528 | 4083.6528 | 4083.6528 | 4083.6528 | 4083.6528
F1_Industrial_Industrial - ID_Existing_Space Heating_Natural Gas_Building Shell - Air Sealing (Infiltration Control)_A_Achievable Technical Potential | F1 | Industrial | Industrial - ID | Existing | Space Heating | Natural Gas | Building Shell - Air Sealing (Infiltration Control) | A | Original Unit Energy Savings (kWh or therms) | Achievable Technical Potential | 0 | 0 | 64.2494 | 64.1285 | 63.9989 | 63.8617 | 63.7182 | 63.5695 | 63.4164 | 63.26 | 63.1011 | 62.9404 | 62.7787 | 62.6165 | 62.4546 | 62.2935 | 62.1336 | 61.9755 | 61.8195 | 61.6747 | 61.5399 | 61.4159 | 61.302 | 61.1973 | 61.101 | 61.0124 | 60.931
F2_Industrial_Industrial - ID_Existing_Space Heating_Natural Gas_Building Shell - Air Sealing (Infiltration Control)_A_Achievable Technical Potential | F2 | Industrial | Industrial - ID | Existing | Space Heating | Natural Gas | Building Shell - Air Sealing (Infiltration Control) | A | Original Unit Summer Peak Savings (kW) | Achievable Technical Potential | 0 | 0 | 0 | 0 | 0 | 0 | 0 | 0 | 0 | 0 | 0 | 0 | 0 | 0 | 0 | 0 | 0 | 0 | 0 | 0 | 0 | 0 | 0 | 0 | 0 | 0 | 0
F3_Industrial_Industrial - ID_Existing_Space Heating_Natural Gas_Building Shell - Air Sealing (Infiltration Control)_A_Achievable Technical Potential | F3 | Industrial | Industrial - ID | Existing | Space Heating | Natural Gas | Building Shell - Air Sealing (Infiltration Control) | A | Original Unit Winter Peak Savings (kW) | Achievable Technical Potential | 0 | 0 | 0 | 0 | 0 | 0 | 0 | 0 | 0 | 0 | 0 | 0 | 0 | 0 | 0 | 0 | 0 | 0 | 0 | 0 | 0 | 0 | 0 | 0 | 0 | 0 | 0
F4_Industrial_Industrial - ID_Existing_Space Heating_Natural Gas_Building Shell - Air Sealing (Infiltration Control)_A_Achievable Technical Potential | F4 | Industrial | Industrial - ID | Existing | Space Heating | Natural Gas | Building Shell - Air Sealing (Infiltration Control) | A | Standalone Impact on Baseline Energy (%) | Achievable Technical Potential | 0 | 0 | 4.2266e-06 | 1.2749e-05 | 2.7974e-05 | 5.2866e-05 | 9.0831e-05 | 0.00014547 | 0.00022018 | 0.00031758 | 0.00043885 | 0.00058298 | 0.00074125 | 0.00090703 | 0.0010686 | 0.0012125 | 0.0013252 | 0.0013974 | 0.0014219 | 0.0014468 | 0.0014722 | 0.0014981 | 0.0015243 | 0.0015511 | 0.0015783 | 0.001606 | 0.0016342
F5_Industrial_Industrial - ID_Existing_Space Heating_Natural Gas_Building Shell - Air Sealing (Infiltration Control)_A_Achievable Technical Potential | F5 | Industrial | Industrial - ID | Existing | Space Heating | Natural Gas | Building Shell - Air Sealing (Infiltration Control) | A | Standalone Impact on Baseline Summer Peak (%) | Achievable Technical Potential | 0 | 0 | 0 | 0 | 0 | 0 | 0 | 0 | 0 | 0 | 0 | 0 | 0 | 0 | 0 | 0 | 0 | 0 | 0 | 0 | 0 | 0 | 0 | 0 | 0 | 0 | 0
F6_Industrial_Industrial - ID_Existing_Space Heating_Natural Gas_Building Shell - Air Sealing (Infiltration Control)_A_Achievable Technical Potential | F6 | Industrial | Industrial - ID | Existing | Space Heating | Natural Gas | Building Shell - Air Sealing (Infiltration Control) | A | Standalone Impact on Baseline Winter Peak (%) | Achievable Technical Potential | 0 | 0 | 0 | 0 | 0 | 0 | 0 | 0 | 0 | 0 | 0 | 0 | 0 | 0 | 0 | 0 | 0 | 0 | 0 | 0 | 0 | 0 | 0 | 0 | 0 | 0 | 0
F7_Industrial_Industrial - ID_Existing_Space Heating_Natural Gas_Building Shell - Air Sealing (Infiltration Control)_A_Achievable Technical Potential | F7 | Industrial | Industrial - ID | Existing | Space Heating | Natural Gas | Building Shell - Air Sealing (Infiltration Control) | A | Incremental Energy Savings (MWh or mTherms) | Achievable Technical Potential | 0 | 0 | 0.0006095 | 0.0011951 | 0.0020811 | 0.0033198 | 0.0049409 | 0.0069382 | 0.0092528 | 0.011759 | 0.014257 | 0.016481 | 0.017529 | 0.017733 | 0.016573 | 0.013952 | 0.0099973 | 0.005246 | 0 | 0 | 0 | 0 | 0 | 0 | 0 | 0 | 0
F8_Industrial_Industrial - ID_Existing_Space Heating_Natural Gas_Building Shell - Air Sealing (Infiltration Control)_A_Achievable Technical Potential | F8 | Industrial | Industrial - ID | Existing | Space Heating | Natural Gas | Building Shell - Air Sealing (Infiltration Control) | A | Incremental Summer Peak Savings (MW) | Achievable Technical Potential | 0 | 0 | 0 | 0 | 0 | 0 | 0 | 0 | 0 | 0 | 0 | 0 | 0 | 0 | 0 | 0 | 0 | 0 | 0 | 0 | 0 | 0 | 0 | 0 | 0 | 0 | 0
F9_Industrial_Industrial - ID_Existing_Space Heating_Natural Gas_Building Shell - Air Sealing (Infiltration Control)_A_Achievable Technical Potential | F9 | Industrial | Industrial - ID | Existing | Space Heating | Natural Gas | Building Shell - Air Sealing (Infiltration Control) | A | Incremental Winter Peak Savings (MW) | Achievable Technical Potential | 0 | 0 | 0 | 0 | 0 | 0 | 0 | 0 | 0 | 0 | 0 | 0 | 0 | 0 | 0 | 0 | 0 | 0 | 0 | 0 | 0 | 0 | 0 | 0 | 0 | 0 | 0
F10_Industrial_Industrial - ID_Existing_Space Heating_Natural Gas_Building Shell - Air Sealing (Infiltration Control)_A_Achievable Technical Potential | F10 | Industrial | Industrial - ID | Existing | Space Heating | Natural Gas | Building Shell - Air Sealing (Infiltration Control) | A | Cumulative Energy Savings (MWh or mTherms) | Achievable Technical Potential | 0 | 0 | 0.0006095 | 0.0018034 | 0.0038809 | 0.0071924 | 0.012117 | 0.019027 | 0.028234 | 0.039924 | 0.054081 | 0.070424 | 0.087772 | 0.10528 | 0.12158 | 0.13522 | 0.14487 | 0.14975 | 0.14937 | 0.14902 | 0.14869 | 0.14839 | 0.14812 | 0.14786 | 0.14763 | 0.14742 | 0.14722
F11_Industrial_Industrial - ID_Existing_Space Heating_Natural Gas_Building Shell - Air Sealing (Infiltration Control)_A_Achievable Technical Potential | F11 | Industrial | Industrial - ID | Existing | Space Heating | Natural Gas | Building Shell - Air Sealing (Infiltration Control) | A | Cumulative Summer Peak Savings (MW) | Achievable Technical Potential | 0 | 0 | 0 | 0 | 0 | 0 | 0 | 0 | 0 | 0 | 0 | 0 | 0 | 0 | 0 | 0 | 0 | 0 | 0 | 0 | 0 | 0 | 0 | 0 | 0 | 0 | 0
F12_Industrial_Industrial - ID_Existing_Space Heating_Natural Gas_Building Shell - Air Sealing (Infiltration Control)_A_Achievable Technical Potential | F12 | Industrial | Industrial - ID | Existing | Space Heating | Natural Gas | Building Shell - Air Sealing (Infiltration Control) | A | Cumulative Winter Peak Savings (MW) | Achievable Technical Potential | 0 | 0 | 0 | 0 | 0 | 0 | 0 | 0 | 0 | 0 | 0 | 0 | 0 | 0 | 0 | 0 | 0 | 0 | 0 | 0 | 0 | 0 | 0 | 0 | 0 | 0 | 0
F13_Industrial_Industrial - ID_Existing_Space Heating_Natural Gas_Building Shell - Air Sealing (Infiltration Control)_A_Achievable Technical Potential | F13 | Industrial | Industrial - ID | Existing | Space Heating | Natural Gas | Building Shell - Air Sealing (Infiltration Control) | A | Purchases (Incremental) | Achievable Technical Potential | 0 | 0 | 0.0094865 | 0.018636 | 0.032518 | 0.051984 | 0.077543 | 0.10914 | 0.14591 | 0.18589 | 0.22594 | 0.26185 | 0.27923 | 0.2832 | 0.26536 | 0.22397 | 0.1609 | 0.084646 | 0 | 0 | 0 | 0 | 0 | 0 | 0 | 0 | 0
F14_Industrial_Industrial - ID_Existing_Space Heating_Natural Gas_Building Shell - Air Sealing (Infiltration Control)_A_Achievable Technical Potential | F14 | Industrial | Industrial - ID | Existing | Space Heating | Natural Gas | Building Shell - Air Sealing (Infiltration Control) | A | Purchases (Cumulative) | Achievable Technical Potential | 0 | 0 | 0.0094865 | 0.028122 | 0.060641 | 0.11262 | 0.19017 | 0.29931 | 0.44522 | 0.6311 | 0.85705 | 1.1189 | 1.3981 | 1.6813 | 1.9467 | 2.1707 | 2.3316 | 2.4162 | 2.4162 | 2.4162 | 2.4162 | 2.4162 | 2.4162 | 2.4162 | 2.4162 | 2.4162 | 2.4162
F1_Industrial_Industrial - ID_Existing_Space Heating_Natural Gas_Ventilation - Demand Controlled_A_Achievable Technical Potential | F1 | Industrial | Industrial - ID | Existing | Space Heating | Natural Gas | Ventilation - Demand Controlled | A | Original Unit Energy Savings (kWh or therms) | Achievable Technical Potential | 0 | 0 | 0.051484 | 0.051389 | 0.051269 | 0.051125 | 0.050961 | 0.050778 | 0.050579 | 0.050366 | 0.05014 | 0.049903 | 0.049657 | 0.049402 | 0.049141 | 0.048874 | 0.048602 | 0.048327 | 0.04805 | 0.047792 | 0.04755 | 0.047327 | 0.047121 | 0.04693 | 0.046755 | 0.046593 | 0.046443
F2_Industrial_Industrial - ID_Existing_Space Heating_Natural Gas_Ventilation - Demand Controlled_A_Achievable Technical Potential | F2 | Industrial | Industrial - ID | Existing | Space Heating | Natural Gas | Ventilation - Demand Controlled | A | Original Unit Summer Peak Savings (kW) | Achievable Technical Potential | 0 | 0 | 0 | 0 | 0 | 0 | 0 | 0 | 0 | 0 | 0 | 0 | 0 | 0 | 0 | 0 | 0 | 0 | 0 | 0 | 0 | 0 | 0 | 0 | 0 | 0 | 0
F3_Industrial_Industrial - ID_Existing_Space Heating_Natural Gas_Ventilation - Demand Controlled_A_Achievable Technical Potential | F3 | Industrial | Industrial - ID | Existing | Space Heating | Natural Gas | Ventilation - Demand Controlled | A | Original Unit Winter Peak Savings (kW) | Achievable Technical Potential | 0 | 0 | 0 | 0 | 0 | 0 | 0 | 0 | 0 | 0 | 0 | 0 | 0 | 0 | 0 | 0 | 0 | 0 | 0 | 0 | 0 | 0 | 0 | 0 | 0 | 0 | 0
F4_Industrial_Industrial - ID_Existing_Space Heating_Natural Gas_Ventilation - Demand Controlled_A_Achievable Technical Potential | F4 | Industrial | Industrial - ID | Existing | Space Heating | Natural Gas | Ventilation - Demand Controlled | A | Standalone Impact on Baseline Energy (%) | Achievable Technical Potential | 0 | 0 | 0.00044438 | 0.00089659 | 0.0013563 | 0.0018231 | 0.0022968 | 0.0027329 | 0.0030951 | 0.0033981 | 0.003654 | 0.003872 | 0.0039306 | 0.0039894 | 0.0040484 | 0.0041076 | 0.0041672 | 0.004227 | 0.0042873 | 0.0043492 | 0.0044128 | 0.0044782 | 0.0045453 | 0.0046143 | 0.004685 | 0.0047576 | 0.004832
F5_Industrial_Industrial - ID_Existing_Space Heating_Natural Gas_Ventilation - Demand Controlled_A_Achievable Technical Potential | F5 | Industrial | Industrial - ID | Existing | Space Heating | Natural Gas | Ventilation - Demand Controlled | A | Standalone Impact on Baseline Summer Peak (%) | Achievable Technical Potential | 0 | 0 | 0 | 0 | 0 | 0 | 0 | 0 | 0 | 0 | 0 | 0 | 0 | 0 | 0 | 0 | 0 | 0 | 0 | 0 | 0 | 0 | 0 | 0 | 0 | 0 | 0
F6_Industrial_Industrial - ID_Existing_Space Heating_Natural Gas_Ventilation - Demand Controlled_A_Achievable Technical Potential | F6 | Industrial | Industrial - ID | Existing | Space Heating | Natural Gas | Ventilation - Demand Controlled | A | Standalone Impact on Baseline Winter Peak (%) | Achievable Technical Potential | 0 | 0 | 0 | 0 | 0 | 0 | 0 | 0 | 0 | 0 | 0 | 0 | 0 | 0 | 0 | 0 | 0 | 0 | 0 | 0 | 0 | 0 | 0 | 0 | 0 | 0 | 0
F7_Industrial_Industrial - ID_Existing_Space Heating_Natural Gas_Ventilation - Demand Controlled_A_Achievable Technical Potential | F7 | Industrial | Industrial - ID | Existing | Space Heating | Natural Gas | Ventilation - Demand Controlled | A | Incremental Energy Savings (MWh or mTherms) | Achievable Technical Potential | 0 | 0 | 0.064082 | 0.062861 | 0.061632 | 0.0604 | 0.059168 | 0.052145 | 0.040836 | 0.03197 | 0.025023 | 0.01958 | 0 | 0 | 0 | 0 | 0 | 0 | 0 | 0 | 0 | 0 | 0 | 0 | 0 | 0 | 0
F8_Industrial_Industrial - ID_Existing_Space Heating_Natural Gas_Ventilation - Demand Controlled_A_Achievable Technical Potential | F8 | Industrial | Industrial - ID | Existing | Space Heating | Natural Gas | Ventilation - Demand Controlled | A | Incremental Summer Peak Savings (MW) | Achievable Technical Potential | 0 | 0 | 0 | 0 | 0 | 0 | 0 | 0 | 0 | 0 | 0 | 0 | 0 | 0 | 0 | 0 | 0 | 0 | 0 | 0 | 0 | 0 | 0 | 0 | 0 | 0 | 0
F9_Industrial_Industrial - ID_Existing_Space Heating_Natural Gas_Ventilation - Demand Controlled_A_Achievable Technical Potential | F9 | Industrial | Industrial - ID | Existing | Space Heating | Natural Gas | Ventilation - Demand Controlled | A | Incremental Winter Peak Savings (MW) | Achievable Technical Potential | 0 | 0 | 0 | 0 | 0 | 0 | 0 | 0 | 0 | 0 | 0 | 0 | 0 | 0 | 0 | 0 | 0 | 0 | 0 | 0 | 0 | 0 | 0 | 0 | 0 | 0 | 0
F10_Industrial_Industrial - ID_Existing_Space Heating_Natural Gas_Ventilation - Demand Controlled_A_Achievable Technical Potential | F10 | Industrial | Industrial - ID | Existing | Space Heating | Natural Gas | Ventilation - Demand Controlled | A | Cumulative Energy Savings (MWh or mTherms) | Achievable Technical Potential | 0 | 0 | 0.064082 | 0.12682 | 0.18816 | 0.24803 | 0.3064 | 0.35745 | 0.39689 | 0.42718 | 0.45029 | 0.46774 | 0.46543 | 0.46305 | 0.4606 | 0.45809 | 0.45555 | 0.45297 | 0.45037 | 0.44795 | 0.44568 | 0.44359 | 0.44166 | 0.43988 | 0.43823 | 0.43672 | 0.43531
F11_Industrial_Industrial - ID_Existing_Space Heating_Natural Gas_Ventilation - Demand Controlled_A_Achievable Technical Potential | F11 | Industrial | Industrial - ID | Existing | Space Heating | Natural Gas | Ventilation - Demand Controlled | A | Cumulative Summer Peak Savings (MW) | Achievable Technical Potential | 0 | 0 | 0 | 0 | 0 | 0 | 0 | 0 | 0 | 0 | 0 | 0 | 0 | 0 | 0 | 0 | 0 | 0 | 0 | 0 | 0 | 0 | 0 | 0 | 0 | 0 | 0
F12_Industrial_Industrial - ID_Existing_Space Heating_Natural Gas_Ventilation - Demand Controlled_A_Achievable Technical Potential | F12 | Industrial | Industrial - ID | Existing | Space Heating | Natural Gas | Ventilation - Demand Controlled | A | Cumulative Winter Peak Savings (MW) | Achievable Technical Potential | 0 | 0 | 0 | 0 | 0 | 0 | 0 | 0 | 0 | 0 | 0 | 0 | 0 | 0 | 0 | 0 | 0 | 0 | 0 | 0 | 0 | 0 | 0 | 0 | 0 | 0 | 0
F13_Industrial_Industrial - ID_Existing_Space Heating_Natural Gas_Ventilation - Demand Controlled_A_Achievable Technical Potential | F13 | Industrial | Industrial - ID | Existing | Space Heating | Natural Gas | Ventilation - Demand Controlled | A | Purchases (Incremental) | Achievable Technical Potential | 0 | 0 | 1244.6927 | 1223.2325 | 1202.1423 | 1181.4157 | 1161.0465 | 1026.9256 | 807.376 | 634.7646 | 499.0563 | 392.3615 | 0 | 0 | 0 | 0 | 0 | 0 | 0 | 0 | 0 | 0 | 0 | 0 | 0 | 0 | 0
F14_Industrial_Industrial - ID_Existing_Space Heating_Natural Gas_Ventilation - Demand Controlled_A_Achievable Technical Potential | F14 | Industrial | Industrial - ID | Existing | Space Heating | Natural Gas | Ventilation - Demand Controlled | A | Purchases (Cumulative) | Achievable Technical Potential | 0 | 0 | 1244.6927 | 2467.9252 | 3670.0675 | 4851.4832 | 6012.5297 | 7039.4553 | 7846.8312 | 8481.5958 | 8980.6521 | 9373.0135 | 9373.0135 | 9373.0135 | 9373.0135 | 9373.0135 | 9373.0135 | 9373.0135 | 9373.0135 | 9373.0135 | 9373.0135 | 9373.0135 | 9373.0135 | 9373.0135 | 9373.0135 | 9373.0135 | 9373.0135
F1_Industrial_Industrial - ID_Existing_Space Heating_Natural Gas_Destratification Fans (HVLS)_A_Achievable Technical Potential | F1 | Industrial | Industrial - ID | Existing | Space Heating | Natural Gas | Destratification Fans (HVLS) | A | Original Unit Energy Savings (kWh or therms) | Achievable Technical Potential | 0 | 0 | 166639.6552 | 166326.0774 | 165989.7736 | 165634.0224 | 165261.8428 | 164876.015 | 164479.0995 | 164073.4539 | 163661.2499 | 163244.4873 | 162825.0081 | 162404.5089 | 161984.5521 | 161566.5773 | 161151.91 | 160741.7716 | 160337.2869 | 159961.7894 | 159612.0618 | 159290.5848 | 158995.0625 | 158723.3871 | 158473.6228 | 158243.992 | 158032.8624
F2_Industrial_Industrial - ID_Existing_Space Heating_Natural Gas_Destratification Fans (HVLS)_A_Achievable Technical Potential | F2 | Industrial | Industrial - ID | Existing | Space Heating | Natural Gas | Destratification Fans (HVLS) | A | Original Unit Summer Peak Savings (kW) | Achievable Technical Potential | 0 | 0 | 0 | 0 | 0 | 0 | 0 | 0 | 0 | 0 | 0 | 0 | 0 | 0 | 0 | 0 | 0 | 0 | 0 | 0 | 0 | 0 | 0 | 0 | 0 | 0 | 0
F3_Industrial_Industrial - ID_Existing_Space Heating_Natural Gas_Destratification Fans (HVLS)_A_Achievable Technical Potential | F3 | Industrial | Industrial - ID | Existing | Space Heating | Natural Gas | Destratification Fans (HVLS) | A | Original Unit Winter Peak Savings (kW) | Achievable Technical Potential | 0 | 0 | 0 | 0 | 0 | 0 | 0 | 0 | 0 | 0 | 0 | 0 | 0 | 0 | 0 | 0 | 0 | 0 | 0 | 0 | 0 | 0 | 0 | 0 | 0 | 0 | 0
F4_Industrial_Industrial - ID_Existing_Space Heating_Natural Gas_Destratification Fans (HVLS)_A_Achievable Technical Potential | F4 | Industrial | Industrial - ID | Existing | Space Heating | Natural Gas | Destratification Fans (HVLS) | A | Standalone Impact on Baseline Energy (%) | Achievable Technical Potential | 0 | 0 | 0.001618 | 0.0032645 | 0.0049398 | 0.0066445 | 0.0083791 | 0.010144 | 0.01194 | 0.013768 | 0.015627 | 0.01752 | 0.019445 | 0.021404 | 0.023398 | 0.025426 | 0.02749 | 0.027973 | 0.028463 | 0.028963 | 0.029471 | 0.029988 | 0.030514 | 0.031049 | 0.031594 | 0.032148 | 0.032712
F5_Industrial_Industrial - ID_Existing_Space Heating_Natural Gas_Destratification Fans (HVLS)_A_Achievable Technical Potential | F5 | Industrial | Industrial - ID | Existing | Space Heating | Natural Gas | Destratification Fans (HVLS) | A | Standalone Impact on Baseline Summer Peak (%) | Achievable Technical Potential | 0 | 0 | 0 | 0 | 0 | 0 | 0 | 0 | 0 | 0 | 0 | 0 | 0 | 0 | 0 | 0 | 0 | 0 | 0 | 0 | 0 | 0 | 0 | 0 | 0 | 0 | 0
F6_Industrial_Industrial - ID_Existing_Space Heating_Natural Gas_Destratification Fans (HVLS)_A_Achievable Technical Potential | F6 | Industrial | Industrial - ID | Existing | Space Heating | Natural Gas | Destratification Fans (HVLS) | A | Standalone Impact on Baseline Winter Peak (%) | Achievable Technical Potential | 0 | 0 | 0 | 0 | 0 | 0 | 0 | 0 | 0 | 0 | 0 | 0 | 0 | 0 | 0 | 0 | 0 | 0 | 0 | 0 | 0 | 0 | 0 | 0 | 0 | 0 | 0
F7_Industrial_Industrial - ID_Existing_Space Heating_Natural Gas_Destratification Fans (HVLS)_A_Achievable Technical Potential | F7 | Industrial | Industrial - ID | Existing | Space Heating | Natural Gas | Destratification Fans (HVLS) | A | Incremental Energy Savings (MWh or mTherms) | Achievable Technical Potential | 0 | 0 | 0.23333 | 0.22888 | 0.22448 | 0.22013 | 0.21585 | 0.21164 | 0.20749 | 0.20341 | 0.1994 | 0.19546 | 0.1916 | 0.18781 | 0.18409 | 0.18045 | 0.17688 | 0 | 0 | 0 | 0 | 0 | 0 | 0 | 0 | 0 | 0
F8_Industrial_Industrial - ID_Existing_Space Heating_Natural Gas_Destratification Fans (HVLS)_A_Achievable Technical Potential | F8 | Industrial | Industrial - ID | Existing | Space Heating | Natural Gas | Destratification Fans (HVLS) | A | Incremental Summer Peak Savings (MW) | Achievable Technical Potential | 0 | 0 | 0 | 0 | 0 | 0 | 0 | 0 | 0 | 0 | 0 | 0 | 0 | 0 | 0 | 0 | 0 | 0 | 0 | 0 | 0 | 0 | 0 | 0 | 0 | 0 | 0
F9_Industrial_Industrial - ID_Existing_Space Heating_Natural Gas_Destratification Fans (HVLS)_A_Achievable Technical Potential | F9 | Industrial | Industrial - ID | Existing | Space Heating | Natural Gas | Destratification Fans (HVLS) | A | Incremental Winter Peak Savings (MW) | Achievable Technical Potential | 0 | 0 | 0 | 0 | 0 | 0 | 0 | 0 | 0 | 0 | 0 | 0 | 0 | 0 | 0 | 0 | 0 | 0 | 0 | 0 | 0 | 0 | 0 | 0 | 0 | 0 | 0
F10_Industrial_Industrial - ID_Existing_Space Heating_Natural Gas_Destratification Fans (HVLS)_A_Achievable Technical Potential | F10 | Industrial | Industrial - ID | Existing | Space Heating | Natural Gas | Destratification Fans (HVLS) | A | Cumulative Energy Savings (MWh or mTherms) | Achievable Technical Potential | 0 | 0 | 0.23333 | 0.46177 | 0.68532 | 0.90398 | 1.1178 | 1.3268 | 1.5311 | 1.7307 | 1.9258 | 2.1164 | 2.3025 | 2.4844 | 2.662 | 2.8356 | 3.0052 | 2.9976 | 2.99 | 2.983 | 2.9765 | 2.9705 | 2.965 | 2.9599 | 2.9553 | 2.951 | 2.9471
F11_Industrial_Industrial - ID_Existing_Space Heating_Natural Gas_Destratification Fans (HVLS)_A_Achievable Technical Potential | F11 | Industrial | Industrial - ID | Existing | Space Heating | Natural Gas | Destratification Fans (HVLS) | A | Cumulative Summer Peak Savings (MW) | Achievable Technical Potential | 0 | 0 | 0 | 0 | 0 | 0 | 0 | 0 | 0 | 0 | 0 | 0 | 0 | 0 | 0 | 0 | 0 | 0 | 0 | 0 | 0 | 0 | 0 | 0 | 0 | 0 | 0
F12_Industrial_Industrial - ID_Existing_Space Heating_Natural Gas_Destratification Fans (HVLS)_A_Achievable Technical Potential | F12 | Industrial | Industrial - ID | Existing | Space Heating | Natural Gas | Destratification Fans (HVLS) | A | Cumulative Winter Peak Savings (MW) | Achievable Technical Potential | 0 | 0 | 0 | 0 | 0 | 0 | 0 | 0 | 0 | 0 | 0 | 0 | 0 | 0 | 0 | 0 | 0 | 0 | 0 | 0 | 0 | 0 | 0 | 0 | 0 | 0 | 0
F13_Industrial_Industrial - ID_Existing_Space Heating_Natural Gas_Destratification Fans (HVLS)_A_Achievable Technical Potential | F13 | Industrial | Industrial - ID | Existing | Space Heating | Natural Gas | Destratification Fans (HVLS) | A | Purchases (Incremental) | Achievable Technical Potential | 0 | 0 | 0.0014002 | 0.0013761 | 0.0013524 | 0.001329 | 0.0013061 | 0.0012836 | 0.0012615 | 0.0012397 | 0.0012183 | 0.0011973 | 0.0011767 | 0.0011564 | 0.0011365 | 0.0011169 | 0.0010976 | 0 | 0 | 0 | 0 | 0 | 0 | 0 | 0 | 0 | 0
F14_Industrial_Industrial - ID_Existing_Space Heating_Natural Gas_Destratification Fans (HVLS)_A_Achievable Technical Potential | F14 | Industrial | Industrial - ID | Existing | Space Heating | Natural Gas | Destratification Fans (HVLS) | A | Purchases (Cumulative) | Achievable Technical Potential | 0 | 0 | 0.0014002 | 0.0027763 | 0.0041287 | 0.0054577 | 0.0067638 | 0.0080474 | 0.0093089 | 0.010549 | 0.011767 | 0.012964 | 0.014141 | 0.015297 | 0.016434 | 0.017551 | 0.018648 | 0.018648 | 0.018648 | 0.018648 | 0.018648 | 0.018648 | 0.018648 | 0.018648 | 0.018648 | 0.018648 | 0.018648
F1_Industrial_Industrial - ID_Existing_Space Heating_Natural Gas_Condensing RTU_A_Achievable Technical Potential | F1 | Industrial | Industrial - ID | Existing | Space Heating | Natural Gas | Condensing RTU | A | Original Unit Energy Savings (kWh or therms) | Achievable Technical Potential | 0 | 0 | 0.082869 | 0.082716 | 0.082522 | 0.082291 | 0.082026 | 0.081732 | 0.081412 | 0.081069 | 0.080705 | 0.080324 | 0.079927 | 0.079517 | 0.079097 | 0.078667 | 0.07823 | 0.077788 | 0.077341 | 0.076925 | 0.076536 | 0.076177 | 0.075845 | 0.075539 | 0.075257 | 0.074996 | 0.074755
F2_Industrial_Industrial - ID_Existing_Space Heating_Natural Gas_Condensing RTU_A_Achievable Technical Potential | F2 | Industrial | Industrial - ID | Existing | Space Heating | Natural Gas | Condensing RTU | A | Original Unit Summer Peak Savings (kW) | Achievable Technical Potential | 0 | 0 | 0 | 0 | 0 | 0 | 0 | 0 | 0 | 0 | 0 | 0 | 0 | 0 | 0 | 0 | 0 | 0 | 0 | 0 | 0 | 0 | 0 | 0 | 0 | 0 | 0
F3_Industrial_Industrial - ID_Existing_Space Heating_Natural Gas_Condensing RTU_A_Achievable Technical Potential | F3 | Industrial | Industrial - ID | Existing | Space Heating | Natural Gas | Condensing RTU | A | Original Unit Winter Peak Savings (kW) | Achievable Technical Potential | 0 | 0 | 0 | 0 | 0 | 0 | 0 | 0 | 0 | 0 | 0 | 0 | 0 | 0 | 0 | 0 | 0 | 0 | 0 | 0 | 0 | 0 | 0 | 0 | 0 | 0 | 0
F4_Industrial_Industrial - ID_Existing_Space Heating_Natural Gas_Condensing RTU_A_Achievable Technical Potential | F4 | Industrial | Industrial - ID | Existing | Space Heating | Natural Gas | Condensing RTU | A | Standalone Impact on Baseline Energy (%) | Achievable Technical Potential | 0 | 0 | 7.0301e-05 | 0.00015786 | 0.00026617 | 0.00039317 | 0.00053927 | 0.0006346 | 0.00072957 | 0.00080865 | 0.00085982 | 0.00087299 | 0.0008862 | 0.00089945 | 0.00091274 | 0.0009261 | 0.00093953 | 0.00095302 | 0.00096661 | 0.00098058 | 0.00099491 | 0.0010096 | 0.0010248 | 0.0010403 | 0.0010563 | 0.0010727 | 0.0010894
F5_Industrial_Industrial - ID_Existing_Space Heating_Natural Gas_Condensing RTU_A_Achievable Technical Potential | F5 | Industrial | Industrial - ID | Existing | Space Heating | Natural Gas | Condensing RTU | A | Standalone Impact on Baseline Summer Peak (%) | Achievable Technical Potential | 0 | 0 | 0 | 0 | 0 | 0 | 0 | 0 | 0 | 0 | 0 | 0 | 0 | 0 | 0 | 0 | 0 | 0 | 0 | 0 | 0 | 0 | 0 | 0 | 0 | 0 | 0
F6_Industrial_Industrial - ID_Existing_Space Heating_Natural Gas_Condensing RTU_A_Achievable Technical Potential | F6 | Industrial | Industrial - ID | Existing | Space Heating | Natural Gas | Condensing RTU | A | Standalone Impact on Baseline Winter Peak (%) | Achievable Technical Potential | 0 | 0 | 0 | 0 | 0 | 0 | 0 | 0 | 0 | 0 | 0 | 0 | 0 | 0 | 0 | 0 | 0 | 0 | 0 | 0 | 0 | 0 | 0 | 0 | 0 | 0 | 0
F7_Industrial_Industrial - ID_Existing_Space Heating_Natural Gas_Condensing RTU_A_Achievable Technical Potential | F7 | Industrial | Industrial - ID | Existing | Space Heating | Natural Gas | Condensing RTU | A | Incremental Energy Savings (MWh or mTherms) | Achievable Technical Potential | 0 | 0 | 0.010138 | 0.01221 | 0.01465 | 0.016666 | 0.018622 | 0.011321 | 0.010877 | 0.0084962 | 0.0047573 | 0 | 0 | 0 | 0 | 0 | 0 | 0 | 0 | 0 | 0 | 0 | 0 | 0 | 0 | 0 | 0
F8_Industrial_Industrial - ID_Existing_Space Heating_Natural Gas_Condensing RTU_A_Achievable Technical Potential | F8 | Industrial | Industrial - ID | Existing | Space Heating | Natural Gas | Condensing RTU | A | Incremental Summer Peak Savings (MW) | Achievable Technical Potential | 0 | 0 | 0 | 0 | 0 | 0 | 0 | 0 | 0 | 0 | 0 | 0 | 0 | 0 | 0 | 0 | 0 | 0 | 0 | 0 | 0 | 0 | 0 | 0 | 0 | 0 | 0
F9_Industrial_Industrial - ID_Existing_Space Heating_Natural Gas_Condensing RTU_A_Achievable Technical Potential | F9 | Industrial | Industrial - ID | Existing | Space Heating | Natural Gas | Condensing RTU | A | Incremental Winter Peak Savings (MW) | Achievable Technical Potential | 0 | 0 | 0 | 0 | 0 | 0 | 0 | 0 | 0 | 0 | 0 | 0 | 0 | 0 | 0 | 0 | 0 | 0 | 0 | 0 | 0 | 0 | 0 | 0 | 0 | 0 | 0
F10_Industrial_Industrial - ID_Existing_Space Heating_Natural Gas_Condensing RTU_A_Achievable Technical Potential | F10 | Industrial | Industrial - ID | Existing | Space Heating | Natural Gas | Condensing RTU | A | Cumulative Energy Savings (MWh or mTherms) | Achievable Technical Potential | 0 | 0 | 0.010138 | 0.02233 | 0.036927 | 0.05349 | 0.07194 | 0.083003 | 0.093554 | 0.10166 | 0.10596 | 0.10546 | 0.10494 | 0.1044 | 0.10385 | 0.10328 | 0.10271 | 0.10213 | 0.10154 | 0.10099 | 0.10048 | 0.10001 | 0.099577 | 0.099175 | 0.098804 | 0.098462 | 0.098146
F11_Industrial_Industrial - ID_Existing_Space Heating_Natural Gas_Condensing RTU_A_Achievable Technical Potential | F11 | Industrial | Industrial - ID | Existing | Space Heating | Natural Gas | Condensing RTU | A | Cumulative Summer Peak Savings (MW) | Achievable Technical Potential | 0 | 0 | 0 | 0 | 0 | 0 | 0 | 0 | 0 | 0 | 0 | 0 | 0 | 0 | 0 | 0 | 0 | 0 | 0 | 0 | 0 | 0 | 0 | 0 | 0 | 0 | 0
F12_Industrial_Industrial - ID_Existing_Space Heating_Natural Gas_Condensing RTU_A_Achievable Technical Potential | F12 | Industrial | Industrial - ID | Existing | Space Heating | Natural Gas | Condensing RTU | A | Cumulative Winter Peak Savings (MW) | Achievable Technical Potential | 0 | 0 | 0 | 0 | 0 | 0 | 0 | 0 | 0 | 0 | 0 | 0 | 0 | 0 | 0 | 0 | 0 | 0 | 0 | 0 | 0 | 0 | 0 | 0 | 0 | 0 | 0
F13_Industrial_Industrial - ID_Existing_Space Heating_Natural Gas_Condensing RTU_A_Achievable Technical Potential | F13 | Industrial | Industrial - ID | Existing | Space Heating | Natural Gas | Condensing RTU | A | Purchases (Incremental) | Achievable Technical Potential | 0 | 0 | 122.336 | 147.6192 | 177.5282 | 202.5292 | 227.0272 | 138.5099 | 133.5991 | 104.803 | 58.9468 | 0 | 0 | 0 | 0 | 0 | 0 | 0 | 0 | 0 | 0 | 0 | 0 | 0 | 0 | 0 | 0
F14_Industrial_Industrial - ID_Existing_Space Heating_Natural Gas_Condensing RTU_A_Achievable Technical Potential | F14 | Industrial | Industrial - ID | Existing | Space Heating | Natural Gas | Condensing RTU | A | Purchases (Cumulative) | Achievable Technical Potential | 0 | 0 | 122.336 | 269.9552 | 447.4834 | 650.0126 | 877.0398 | 1015.5497 | 1149.1488 | 1253.9517 | 1312.8985 | 1312.8985 | 1312.8985 | 1312.8985 | 1312.8985 | 1312.8985 | 1312.8985 | 1312.8985 | 1312.8985 | 1312.8985 | 1312.8985 | 1312.8985 | 1312.8985 | 1312.8985 | 1312.8985 | 1312.8985 | 1312.8985
F1_Industrial_Industrial - ID_Existing_Space Heating_Natural Gas_Industrial Air Curtains_A_Achievable Technical Potential | F1 | Industrial | Industrial - ID | Existing | Space Heating | Natural Gas | Industrial Air Curtains | A | Original Unit Energy Savings (kWh or therms) | Achievable Technical Potential | 0 | 0 | -0.018168 | -0.018134 | -0.018098 | -0.018059 | -0.018018 | -0.017976 | -0.017933 | -0.017889 | -0.017844 | -0.017798 | -0.017753 | -0.017707 | -0.017661 | -0.017615 | -0.01757 | -0.017525 | -0.017481 | -0.01744 | -0.017402 | -0.017367 | -0.017335 | -0.017305 | -0.017278 | -0.017253 | -0.01723
F2_Industrial_Industrial - ID_Existing_Space Heating_Natural Gas_Industrial Air Curtains_A_Achievable Technical Potential | F2 | Industrial | Industrial - ID | Existing | Space Heating | Natural Gas | Industrial Air Curtains | A | Original Unit Summer Peak Savings (kW) | Achievable Technical Potential | 0 | 0 | 0 | 0 | 0 | 0 | 0 | 0 | 0 | 0 | 0 | 0 | 0 | 0 | 0 | 0 | 0 | 0 | 0 | 0 | 0 | 0 | 0 | 0 | 0 | 0 | 0
F3_Industrial_Industrial - ID_Existing_Space Heating_Natural Gas_Industrial Air Curtains_A_Achievable Technical Potential | F3 | Industrial | Industrial - ID | Existing | Space Heating | Natural Gas | Industrial Air Curtains | A | Original Unit Winter Peak Savings (kW) | Achievable Technical Potential | 0 | 0 | 0 | 0 | 0 | 0 | 0 | 0 | 0 | 0 | 0 | 0 | 0 | 0 | 0 | 0 | 0 | 0 | 0 | 0 | 0 | 0 | 0 | 0 | 0 | 0 | 0
F4_Industrial_Industrial - ID_Existing_Space Heating_Natural Gas_Industrial Air Curtains_A_Achievable Technical Potential | F4 | Industrial | Industrial - ID | Existing | Space Heating | Natural Gas | Industrial Air Curtains | A | Standalone Impact on Baseline Energy (%) | Achievable Technical Potential | 0 | 0 | -3.4148e-05 | -0.00010301 | -0.00022602 | -0.00042713 | -0.00073386 | -0.0011753 | -0.0017789 | -0.0025659 | -0.0035457 | -0.0047102 | -0.0060295 | -0.0074509 | -0.0089027 | -0.010304 | -0.01158 | -0.012644 | -0.01347 | -0.014028 | -0.014325 | -0.014576 | -0.014832 | -0.015092 | -0.015357 | -0.015626 | -0.0159
F5_Industrial_Industrial - ID_Existing_Space Heating_Natural Gas_Industrial Air Curtains_A_Achievable Technical Potential | F5 | Industrial | Industrial - ID | Existing | Space Heating | Natural Gas | Industrial Air Curtains | A | Standalone Impact on Baseline Summer Peak (%) | Achievable Technical Potential | 0 | 0 | 0 | 0 | 0 | 0 | 0 | 0 | 0 | 0 | 0 | 0 | 0 | 0 | 0 | 0 | 0 | 0 | 0 | 0 | 0 | 0 | 0 | 0 | 0 | 0 | 0
F6_Industrial_Industrial - ID_Existing_Space Heating_Natural Gas_Industrial Air Curtains_A_Achievable Technical Potential | F6 | Industrial | Industrial - ID | Existing | Space Heating | Natural Gas | Industrial Air Curtains | A | Standalone Impact on Baseline Winter Peak (%) | Achievable Technical Potential | 0 | 0 | 0 | 0 | 0 | 0 | 0 | 0 | 0 | 0 | 0 | 0 | 0 | 0 | 0 | 0 | 0 | 0 | 0 | 0 | 0 | 0 | 0 | 0 | 0 | 0 | 0
F7_Industrial_Industrial - ID_Existing_Space Heating_Natural Gas_Industrial Air Curtains_A_Achievable Technical Potential | F7 | Industrial | Industrial - ID | Existing | Space Heating | Natural Gas | Industrial Air Curtains | A | Incremental Energy Savings (MWh or mTherms) | Achievable Technical Potential | 0 | 0 | -0.0049244 | -0.0096557 | -0.016814 | -0.026822 | -0.03992 | -0.056057 | -0.074758 | -0.095007 | -0.11519 | -0.13316 | -0.14644 | -0.1527 | -0.15031 | -0.13889 | -0.1197 | -0.092286 | -0.063433 | -0.033171 | -0.0050868 | 0 | 0 | 0 | 0 | 0 | 0
F8_Industrial_Industrial - ID_Existing_Space Heating_Natural Gas_Industrial Air Curtains_A_Achievable Technical Potential | F8 | Industrial | Industrial - ID | Existing | Space Heating | Natural Gas | Industrial Air Curtains | A | Incremental Summer Peak Savings (MW) | Achievable Technical Potential | 0 | 0 | 0 | 0 | 0 | 0 | 0 | 0 | 0 | 0 | 0 | 0 | 0 | 0 | 0 | 0 | 0 | 0 | 0 | 0 | 0 | 0 | 0 | 0 | 0 | 0 | 0
F9_Industrial_Industrial - ID_Existing_Space Heating_Natural Gas_Industrial Air Curtains_A_Achievable Technical Potential | F9 | Industrial | Industrial - ID | Existing | Space Heating | Natural Gas | Industrial Air Curtains | A | Incremental Winter Peak Savings (MW) | Achievable Technical Potential | 0 | 0 | 0 | 0 | 0 | 0 | 0 | 0 | 0 | 0 | 0 | 0 | 0 | 0 | 0 | 0 | 0 | 0 | 0 | 0 | 0 | 0 | 0 | 0 | 0 | 0 | 0
F10_Industrial_Industrial - ID_Existing_Space Heating_Natural Gas_Industrial Air Curtains_A_Achievable Technical Potential | F10 | Industrial | Industrial - ID | Existing | Space Heating | Natural Gas | Industrial Air Curtains | A | Cumulative Energy Savings (MWh or mTherms) | Achievable Technical Potential | 0 | 0 | -0.0049244 | -0.014571 | -0.031356 | -0.05811 | -0.0979 | -0.15373 | -0.22812 | -0.32256 | -0.43694 | -0.56898 | -0.71396 | -0.86482 | -1.0129 | -1.1492 | -1.2659 | -1.355 | -1.415 | -1.4449 | -1.4468 | -1.4439 | -1.4412 | -1.4387 | -1.4365 | -1.4344 | -1.4325
F11_Industrial_Industrial - ID_Existing_Space Heating_Natural Gas_Industrial Air Curtains_A_Achievable Technical Potential | F11 | Industrial | Industrial - ID | Existing | Space Heating | Natural Gas | Industrial Air Curtains | A | Cumulative Summer Peak Savings (MW) | Achievable Technical Potential | 0 | 0 | 0 | 0 | 0 | 0 | 0 | 0 | 0 | 0 | 0 | 0 | 0 | 0 | 0 | 0 | 0 | 0 | 0 | 0 | 0 | 0 | 0 | 0 | 0 | 0 | 0
F12_Industrial_Industrial - ID_Existing_Space Heating_Natural Gas_Industrial Air Curtains_A_Achievable Technical Potential | F12 | Industrial | Industrial - ID | Existing | Space Heating | Natural Gas | Industrial Air Curtains | A | Cumulative Winter Peak Savings (MW) | Achievable Technical Potential | 0 | 0 | 0 | 0 | 0 | 0 | 0 | 0 | 0 | 0 | 0 | 0 | 0 | 0 | 0 | 0 | 0 | 0 | 0 | 0 | 0 | 0 | 0 | 0 | 0 | 0 | 0
F13_Industrial_Industrial - ID_Existing_Space Heating_Natural Gas_Industrial Air Curtains_A_Achievable Technical Potential | F13 | Industrial | Industrial - ID | Existing | Space Heating | Natural Gas | Industrial Air Curtains | A | Purchases (Incremental) | Achievable Technical Potential | 0 | 0 | 271.0421 | 532.4541 | 929.0965 | 1485.2458 | 2215.5269 | 3118.3991 | 4168.7433 | 5311.0212 | 6455.5624 | 7481.3891 | 8248.9146 | 8623.9939 | 8510.6876 | 7884.435 | 6812.6614 | 5265.8157 | 3628.6124 | 1901.974 | 292.3085 | 0 | 0 | 0 | 0 | 0 | 0
F14_Industrial_Industrial - ID_Existing_Space Heating_Natural Gas_Industrial Air Curtains_A_Achievable Technical Potential | F14 | Industrial | Industrial - ID | Existing | Space Heating | Natural Gas | Industrial Air Curtains | A | Purchases (Cumulative) | Achievable Technical Potential | 0 | 0 | 271.0421 | 803.4963 | 1732.5928 | 3217.8386 | 5433.3655 | 8551.7646 | 12720.5079 | 18031.529 | 24487.0914 | 31968.4805 | 40217.3951 | 48841.389 | 57352.0766 | 65236.5116 | 72049.1729 | 77314.9886 | 80943.601 | 82845.575 | 83137.8835 | 83137.8835 | 83137.8835 | 83137.8835 | 83137.8835 | 83137.8835 | 83137.8835
F1_Industrial_Industrial - ID_Existing_Space Heating_Natural Gas_HVAC - Energy Recovery Ventilator_A_Achievable Technical Potential | F1 | Industrial | Industrial - ID | Existing | Space Heating | Natural Gas | HVAC - Energy Recovery Ventilator | A | Original Unit Energy Savings (kWh or therms) | Achievable Technical Potential | 0 | 0 | 0.20875 | 0.20836 | 0.20793 | 0.20749 | 0.20702 | 0.20654 | 0.20604 | 0.20553 | 0.20502 | 0.2045 | 0.20397 | 0.20344 | 0.20292 | 0.20239 | 0.20187 | 0.20136 | 0.20085 | 0.20038 | 0.19995 | 0.19954 | 0.19917 | 0.19883 | 0.19852 | 0.19823 | 0.19797
F2_Industrial_Industrial - ID_Existing_Space Heating_Natural Gas_HVAC - Energy Recovery Ventilator_A_Achievable Technical Potential | F2 | Industrial | Industrial - ID | Existing | Space Heating | Natural Gas | HVAC - Energy Recovery Ventilator | A | Original Unit Summer Peak Savings (kW) | Achievable Technical Potential | 0 | 0 | 0 | 0 | 0 | 0 | 0 | 0 | 0 | 0 | 0 | 0 | 0 | 0 | 0 | 0 | 0 | 0 | 0 | 0 | 0 | 0 | 0 | 0 | 0 | 0 | 0
F3_Industrial_Industrial - ID_Existing_Space Heating_Natural Gas_HVAC - Energy Recovery Ventilator_A_Achievable Technical Potential | F3 | Industrial | Industrial - ID | Existing | Space Heating | Natural Gas | HVAC - Energy Recovery Ventilator | A | Original Unit Winter Peak Savings (kW) | Achievable Technical Potential | 0 | 0 | 0 | 0 | 0 | 0 | 0 | 0 | 0 | 0 | 0 | 0 | 0 | 0 | 0 | 0 | 0 | 0 | 0 | 0 | 0 | 0 | 0 | 0 | 0 | 0 | 0
F4_Industrial_Industrial - ID_Existing_Space Heating_Natural Gas_HVAC - Energy Recovery Ventilator_A_Achievable Technical Potential | F4 | Industrial | Industrial - ID | Existing | Space Heating | Natural Gas | HVAC - Energy Recovery Ventilator | A | Standalone Impact on Baseline Energy (%) | Achievable Technical Potential | 0 | 0 | 0.0006375 | 0.0012862 | 0.0019462 | 0.0026179 | 0.0033013 | 0.0039967 | 0.0047044 | 0.0054244 | 0.0061571 | 0.0069026 | 0.0076612 | 0.0084331 | 0.0092185 | 0.010018 | 0.010831 | 0.011659 | 0.012501 | 0.013357 | 0.014229 | 0.015116 | 0.015382 | 0.015651 | 0.015926 | 0.016205 | 0.01649
F5_Industrial_Industrial - ID_Existing_Space Heating_Natural Gas_HVAC - Energy Recovery Ventilator_A_Achievable Technical Potential | F5 | Industrial | Industrial - ID | Existing | Space Heating | Natural Gas | HVAC - Energy Recovery Ventilator | A | Standalone Impact on Baseline Summer Peak (%) | Achievable Technical Potential | 0 | 0 | 0 | 0 | 0 | 0 | 0 | 0 | 0 | 0 | 0 | 0 | 0 | 0 | 0 | 0 | 0 | 0 | 0 | 0 | 0 | 0 | 0 | 0 | 0 | 0 | 0
F6_Industrial_Industrial - ID_Existing_Space Heating_Natural Gas_HVAC - Energy Recovery Ventilator_A_Achievable Technical Potential | F6 | Industrial | Industrial - ID | Existing | Space Heating | Natural Gas | HVAC - Energy Recovery Ventilator | A | Standalone Impact on Baseline Winter Peak (%) | Achievable Technical Potential | 0 | 0 | 0 | 0 | 0 | 0 | 0 | 0 | 0 | 0 | 0 | 0 | 0 | 0 | 0 | 0 | 0 | 0 | 0 | 0 | 0 | 0 | 0 | 0 | 0 | 0 | 0
F7_Industrial_Industrial - ID_Existing_Space Heating_Natural Gas_HVAC - Energy Recovery Ventilator_A_Achievable Technical Potential | F7 | Industrial | Industrial - ID | Existing | Space Heating | Natural Gas | HVAC - Energy Recovery Ventilator | A | Incremental Energy Savings (MWh or mTherms) | Achievable Technical Potential | 0 | 0 | 0.091931 | 0.090176 | 0.088442 | 0.086731 | 0.085044 | 0.083383 | 0.081748 | 0.08014 | 0.078561 | 0.07701 | 0.075488 | 0.073994 | 0.072531 | 0.071096 | 0.069691 | 0.068315 | 0.066968 | 0.06566 | 0.064386 | 0.063149 | 0 | 0 | 0 | 0 | 0
F8_Industrial_Industrial - ID_Existing_Space Heating_Natural Gas_HVAC - Energy Recovery Ventilator_A_Achievable Technical Potential | F8 | Industrial | Industrial - ID | Existing | Space Heating | Natural Gas | HVAC - Energy Recovery Ventilator | A | Incremental Summer Peak Savings (MW) | Achievable Technical Potential | 0 | 0 | 0 | 0 | 0 | 0 | 0 | 0 | 0 | 0 | 0 | 0 | 0 | 0 | 0 | 0 | 0 | 0 | 0 | 0 | 0 | 0 | 0 | 0 | 0 | 0 | 0
F9_Industrial_Industrial - ID_Existing_Space Heating_Natural Gas_HVAC - Energy Recovery Ventilator_A_Achievable Technical Potential | F9 | Industrial | Industrial - ID | Existing | Space Heating | Natural Gas | HVAC - Energy Recovery Ventilator | A | Incremental Winter Peak Savings (MW) | Achievable Technical Potential | 0 | 0 | 0 | 0 | 0 | 0 | 0 | 0 | 0 | 0 | 0 | 0 | 0 | 0 | 0 | 0 | 0 | 0 | 0 | 0 | 0 | 0 | 0 | 0 | 0 | 0 | 0
F10_Industrial_Industrial - ID_Existing_Space Heating_Natural Gas_HVAC - Energy Recovery Ventilator_A_Achievable Technical Potential | F10 | Industrial | Industrial - ID | Existing | Space Heating | Natural Gas | HVAC - Energy Recovery Ventilator | A | Cumulative Energy Savings (MWh or mTherms) | Achievable Technical Potential | 0 | 0 | 0.091931 | 0.18193 | 0.27001 | 0.35616 | 0.44041 | 0.52276 | 0.60325 | 0.6819 | 0.75875 | 0.83383 | 0.90717 | 0.97882 | 1.0488 | 1.1172 | 1.184 | 1.2493 | 1.3132 | 1.3757 | 1.4371 | 1.4974 | 1.4946 | 1.492 | 1.4897 | 1.4875 | 1.4856
F11_Industrial_Industrial - ID_Existing_Space Heating_Natural Gas_HVAC - Energy Recovery Ventilator_A_Achievable Technical Potential | F11 | Industrial | Industrial - ID | Existing | Space Heating | Natural Gas | HVAC - Energy Recovery Ventilator | A | Cumulative Summer Peak Savings (MW) | Achievable Technical Potential | 0 | 0 | 0 | 0 | 0 | 0 | 0 | 0 | 0 | 0 | 0 | 0 | 0 | 0 | 0 | 0 | 0 | 0 | 0 | 0 | 0 | 0 | 0 | 0 | 0 | 0 | 0
F12_Industrial_Industrial - ID_Existing_Space Heating_Natural Gas_HVAC - Energy Recovery Ventilator_A_Achievable Technical Potential | F12 | Industrial | Industrial - ID | Existing | Space Heating | Natural Gas | HVAC - Energy Recovery Ventilator | A | Cumulative Winter Peak Savings (MW) | Achievable Technical Potential | 0 | 0 | 0 | 0 | 0 | 0 | 0 | 0 | 0 | 0 | 0 | 0 | 0 | 0 | 0 | 0 | 0 | 0 | 0 | 0 | 0 | 0 | 0 | 0 | 0 | 0 | 0
F13_Industrial_Industrial - ID_Existing_Space Heating_Natural Gas_HVAC - Energy Recovery Ventilator_A_Achievable Technical Potential | F13 | Industrial | Industrial - ID | Existing | Space Heating | Natural Gas | HVAC - Energy Recovery Ventilator | A | Purchases (Incremental) | Achievable Technical Potential | 0 | 0 | 440.3929 | 432.7999 | 425.3378 | 418.0044 | 410.7974 | 403.7147 | 396.7541 | 389.9135 | 383.1909 | 376.5842 | 370.0913 | 363.7104 | 357.4396 | 351.2768 | 345.2203 | 339.2682 | 333.4188 | 327.6702 | 322.0207 | 316.4686 | 0 | 0 | 0 | 0 | 0
F14_Industrial_Industrial - ID_Existing_Space Heating_Natural Gas_HVAC - Energy Recovery Ventilator_A_Achievable Technical Potential | F14 | Industrial | Industrial - ID | Existing | Space Heating | Natural Gas | HVAC - Energy Recovery Ventilator | A | Purchases (Cumulative) | Achievable Technical Potential | 0 | 0 | 440.3929 | 873.1928 | 1298.5306 | 1716.535 | 2127.3325 | 2531.0472 | 2927.8013 | 3317.7149 | 3700.9058 | 4077.4899 | 4447.5812 | 4811.2917 | 5168.7313 | 5520.0081 | 5865.2284 | 6204.4966 | 6537.9154 | 6865.5856 | 7187.6063 | 7504.075 | 7504.075 | 7504.075 | 7504.075 | 7504.075 | 7504.075
F1_Industrial_Industrial - ID_Existing_Space Heating_Natural Gas_Thermostat - Connected_A_Achievable Technical Potential | F1 | Industrial | Industrial - ID | Existing | Space Heating | Natural Gas | Thermostat - Connected | A | Original Unit Energy Savings (kWh or therms) | Achievable Technical Potential | 0 | 0 | 10062.5451 | 10043.6097 | 10023.302 | 10001.8199 | 9979.3458 | 9956.0476 | 9932.0798 | 9907.5849 | 9882.6939 | 9857.5277 | 9832.1974 | 9806.8055 | 9781.4464 | 9756.207 | 9731.1673 | 9706.4011 | 9681.9762 | 9659.3018 | 9638.1835 | 9618.7711 | 9600.9259 | 9584.5208 | 9569.4388 | 9555.5725 | 9542.8234
F2_Industrial_Industrial - ID_Existing_Space Heating_Natural Gas_Thermostat - Connected_A_Achievable Technical Potential | F2 | Industrial | Industrial - ID | Existing | Space Heating | Natural Gas | Thermostat - Connected | A | Original Unit Summer Peak Savings (kW) | Achievable Technical Potential | 0 | 0 | 0 | 0 | 0 | 0 | 0 | 0 | 0 | 0 | 0 | 0 | 0 | 0 | 0 | 0 | 0 | 0 | 0 | 0 | 0 | 0 | 0 | 0 | 0 | 0 | 0
F3_Industrial_Industrial - ID_Existing_Space Heating_Natural Gas_Thermostat - Connected_A_Achievable Technical Potential | F3 | Industrial | Industrial - ID | Existing | Space Heating | Natural Gas | Thermostat - Connected | A | Original Unit Winter Peak Savings (kW) | Achievable Technical Potential | 0 | 0 | 0 | 0 | 0 | 0 | 0 | 0 | 0 | 0 | 0 | 0 | 0 | 0 | 0 | 0 | 0 | 0 | 0 | 0 | 0 | 0 | 0 | 0 | 0 | 0 | 0
F4_Industrial_Industrial - ID_Existing_Space Heating_Natural Gas_Thermostat - Connected_A_Achievable Technical Potential | F4 | Industrial | Industrial - ID | Existing | Space Heating | Natural Gas | Thermostat - Connected | A | Standalone Impact on Baseline Energy (%) | Achievable Technical Potential | 0 | 0 | 0.0015496 | 0.0031263 | 0.0047307 | 0.0063632 | 0.0080244 | 0.0081652 | 0.0083084 | 0.0084542 | 0.0086025 | 0.0087534 | 0.008907 | 0.0090633 | 0.0092223 | 0.0093841 | 0.0095487 | 0.0097162 | 0.0098867 | 0.01006 | 0.010237 | 0.010416 | 0.010599 | 0.010785 | 0.010974 | 0.011167 | 0.011363
F5_Industrial_Industrial - ID_Existing_Space Heating_Natural Gas_Thermostat - Connected_A_Achievable Technical Potential | F5 | Industrial | Industrial - ID | Existing | Space Heating | Natural Gas | Thermostat - Connected | A | Standalone Impact on Baseline Summer Peak (%) | Achievable Technical Potential | 0 | 0 | 0 | 0 | 0 | 0 | 0 | 0 | 0 | 0 | 0 | 0 | 0 | 0 | 0 | 0 | 0 | 0 | 0 | 0 | 0 | 0 | 0 | 0 | 0 | 0 | 0
F6_Industrial_Industrial - ID_Existing_Space Heating_Natural Gas_Thermostat - Connected_A_Achievable Technical Potential | F6 | Industrial | Industrial - ID | Existing | Space Heating | Natural Gas | Thermostat - Connected | A | Standalone Impact on Baseline Winter Peak (%) | Achievable Technical Potential | 0 | 0 | 0 | 0 | 0 | 0 | 0 | 0 | 0 | 0 | 0 | 0 | 0 | 0 | 0 | 0 | 0 | 0 | 0 | 0 | 0 | 0 | 0 | 0 | 0 | 0 | 0
F7_Industrial_Industrial - ID_Existing_Space Heating_Natural Gas_Thermostat - Connected_A_Achievable Technical Potential | F7 | Industrial | Industrial - ID | Existing | Space Heating | Natural Gas | Thermostat - Connected | A | Incremental Energy Savings (MWh or mTherms) | Achievable Technical Potential | 0 | 0 | 0.22345 | 0.21919 | 0.21497 | 0.21081 | 0.20671 | 0 | 0 | 0 | 0 | 0 | 0 | 0 | 0 | 0 | 0 | 0 | 0 | 0 | 0 | 0 | 0 | 0 | 0 | 0 | 0
F8_Industrial_Industrial - ID_Existing_Space Heating_Natural Gas_Thermostat - Connected_A_Achievable Technical Potential | F8 | Industrial | Industrial - ID | Existing | Space Heating | Natural Gas | Thermostat - Connected | A | Incremental Summer Peak Savings (MW) | Achievable Technical Potential | 0 | 0 | 0 | 0 | 0 | 0 | 0 | 0 | 0 | 0 | 0 | 0 | 0 | 0 | 0 | 0 | 0 | 0 | 0 | 0 | 0 | 0 | 0 | 0 | 0 | 0 | 0
F9_Industrial_Industrial - ID_Existing_Space Heating_Natural Gas_Thermostat - Connected_A_Achievable Technical Potential | F9 | Industrial | Industrial - ID | Existing | Space Heating | Natural Gas | Thermostat - Connected | A | Incremental Winter Peak Savings (MW) | Achievable Technical Potential | 0 | 0 | 0 | 0 | 0 | 0 | 0 | 0 | 0 | 0 | 0 | 0 | 0 | 0 | 0 | 0 | 0 | 0 | 0 | 0 | 0 | 0 | 0 | 0 | 0 | 0 | 0
F10_Industrial_Industrial - ID_Existing_Space Heating_Natural Gas_Thermostat - Connected_A_Achievable Technical Potential | F10 | Industrial | Industrial - ID | Existing | Space Heating | Natural Gas | Thermostat - Connected | A | Cumulative Energy Savings (MWh or mTherms) | Achievable Technical Potential | 0 | 0 | 0.22345 | 0.44222 | 0.6563 | 0.86571 | 1.0705 | 1.068 | 1.0654 | 1.0628 | 1.0601 | 1.0574 | 1.0547 | 1.052 | 1.0493 | 1.0465 | 1.0439 | 1.0412 | 1.0386 | 1.0361 | 1.0339 | 1.0318 | 1.0299 | 1.0281 | 1.0265 | 1.025 | 1.0237
F11_Industrial_Industrial - ID_Existing_Space Heating_Natural Gas_Thermostat - Connected_A_Achievable Technical Potential | F11 | Industrial | Industrial - ID | Existing | Space Heating | Natural Gas | Thermostat - Connected | A | Cumulative Summer Peak Savings (MW) | Achievable Technical Potential | 0 | 0 | 0 | 0 | 0 | 0 | 0 | 0 | 0 | 0 | 0 | 0 | 0 | 0 | 0 | 0 | 0 | 0 | 0 | 0 | 0 | 0 | 0 | 0 | 0 | 0 | 0
F12_Industrial_Industrial - ID_Existing_Space Heating_Natural Gas_Thermostat - Connected_A_Achievable Technical Potential | F12 | Industrial | Industrial - ID | Existing | Space Heating | Natural Gas | Thermostat - Connected | A | Cumulative Winter Peak Savings (MW) | Achievable Technical Potential | 0 | 0 | 0 | 0 | 0 | 0 | 0 | 0 | 0 | 0 | 0 | 0 | 0 | 0 | 0 | 0 | 0 | 0 | 0 | 0 | 0 | 0 | 0 | 0 | 0 | 0 | 0
F13_Industrial_Industrial - ID_Existing_Space Heating_Natural Gas_Thermostat - Connected_A_Achievable Technical Potential | F13 | Industrial | Industrial - ID | Existing | Space Heating | Natural Gas | Thermostat - Connected | A | Purchases (Incremental) | Achievable Technical Potential | 0 | 0 | 0.022207 | 0.021824 | 0.021447 | 0.021078 | 0.020714 | 0 | 0 | 0 | 0 | 0 | 0 | 0 | 0 | 0 | 0 | 0 | 0 | 0 | 0 | 0 | 0 | 0 | 0 | 0 | 0
F14_Industrial_Industrial - ID_Existing_Space Heating_Natural Gas_Thermostat - Connected_A_Achievable Technical Potential | F14 | Industrial | Industrial - ID | Existing | Space Heating | Natural Gas | Thermostat - Connected | A | Purchases (Cumulative) | Achievable Technical Potential | 0 | 0 | 0.022207 | 0.04403 | 0.065478 | 0.086555 | 0.10727 | 0.10727 | 0.10727 | 0.10727 | 0.10727 | 0.10727 | 0.10727 | 0.10727 | 0.10727 | 0.10727 | 0.10727 | 0.10727 | 0.10727 | 0.10727 | 0.10727 | 0.10727 | 0.10727 | 0.10727 | 0.10727 | 0.10727 | 0.10727
F1_Industrial_Industrial - ID_Existing_Space Heating_Natural Gas_Gas Boiler - Maintenance_A_Achievable Technical Potential | F1 | Industrial | Industrial - ID | Existing | Space Heating | Natural Gas | Gas Boiler - Maintenance | A | Original Unit Energy Savings (kWh or therms) | Achievable Technical Potential | 0 | 0 | 0.70293 | 0.70117 | 0.69945 | 0.69777 | 0.69613 | 0.69453 | 0.69299 | 0.69149 | 0.69005 | 0.68867 | 0.68735 | 0.68609 | 0.68489 | 0.68375 | 0.68269 | 0.68169 | 0.68075 | 0.67989 | 0.6791 | 0.67838 | 0.67773 | 0.67714 | 0.67659 | 0.6761 | 0.67566
F2_Industrial_Industrial - ID_Existing_Space Heating_Natural Gas_Gas Boiler - Maintenance_A_Achievable Technical Potential | F2 | Industrial | Industrial - ID | Existing | Space Heating | Natural Gas | Gas Boiler - Maintenance | A | Original Unit Summer Peak Savings (kW) | Achievable Technical Potential | 0 | 0 | 0 | 0 | 0 | 0 | 0 | 0 | 0 | 0 | 0 | 0 | 0 | 0 | 0 | 0 | 0 | 0 | 0 | 0 | 0 | 0 | 0 | 0 | 0 | 0 | 0
F3_Industrial_Industrial - ID_Existing_Space Heating_Natural Gas_Gas Boiler - Maintenance_A_Achievable Technical Potential | F3 | Industrial | Industrial - ID | Existing | Space Heating | Natural Gas | Gas Boiler - Maintenance | A | Original Unit Winter Peak Savings (kW) | Achievable Technical Potential | 0 | 0 | 0 | 0 | 0 | 0 | 0 | 0 | 0 | 0 | 0 | 0 | 0 | 0 | 0 | 0 | 0 | 0 | 0 | 0 | 0 | 0 | 0 | 0 | 0 | 0 | 0
F4_Industrial_Industrial - ID_Existing_Space Heating_Natural Gas_Gas Boiler - Maintenance_A_Achievable Technical Potential | F4 | Industrial | Industrial - ID | Existing | Space Heating | Natural Gas | Gas Boiler - Maintenance | A | Standalone Impact on Baseline Energy (%) | Achievable Technical Potential | 0 | 0 | 0.00017406 | 0.00029894 | 0.00038842 | 0.00039513 | 0.00040202 | 0.00040909 | 0.00041634 | 0.00042378 | 0.0004314 | 0.00043921 | 0.0004472 | 0.00045539 | 0.00046377 | 0.00047234 | 0.00048111 | 0.00049008 | 0.00049926 | 0.00050856 | 0.00051802 | 0.00052761 | 0.00053735 | 0.00054723 | 0.00055726 | 0.00056745 | 0.00057779
F5_Industrial_Industrial - ID_Existing_Space Heating_Natural Gas_Gas Boiler - Maintenance_A_Achievable Technical Potential | F5 | Industrial | Industrial - ID | Existing | Space Heating | Natural Gas | Gas Boiler - Maintenance | A | Standalone Impact on Baseline Summer Peak (%) | Achievable Technical Potential | 0 | 0 | 0 | 0 | 0 | 0 | 0 | 0 | 0 | 0 | 0 | 0 | 0 | 0 | 0 | 0 | 0 | 0 | 0 | 0 | 0 | 0 | 0 | 0 | 0 | 0 | 0
F6_Industrial_Industrial - ID_Existing_Space Heating_Natural Gas_Gas Boiler - Maintenance_A_Achievable Technical Potential | F6 | Industrial | Industrial - ID | Existing | Space Heating | Natural Gas | Gas Boiler - Maintenance | A | Standalone Impact on Baseline Winter Peak (%) | Achievable Technical Potential | 0 | 0 | 0 | 0 | 0 | 0 | 0 | 0 | 0 | 0 | 0 | 0 | 0 | 0 | 0 | 0 | 0 | 0 | 0 | 0 | 0 | 0 | 0 | 0 | 0 | 0 | 0
F7_Industrial_Industrial - ID_Existing_Space Heating_Natural Gas_Gas Boiler - Maintenance_A_Achievable Technical Potential | F7 | Industrial | Industrial - ID | Existing | Space Heating | Natural Gas | Gas Boiler - Maintenance | A | Incremental Energy Savings (MWh or mTherms) | Achievable Technical Potential | 0 | 0 | 0.025101 | 0.017247 | 0.011705 | 0 | 0 | 0 | 0 | 0 | 0 | 0 | 0 | 0 | 0 | 0 | 0 | 0 | 0 | 0 | 0 | 0 | 0 | 0 | 0 | 0 | 0
F8_Industrial_Industrial - ID_Existing_Space Heating_Natural Gas_Gas Boiler - Maintenance_A_Achievable Technical Potential | F8 | Industrial | Industrial - ID | Existing | Space Heating | Natural Gas | Gas Boiler - Maintenance | A | Incremental Summer Peak Savings (MW) | Achievable Technical Potential | 0 | 0 | 0 | 0 | 0 | 0 | 0 | 0 | 0 | 0 | 0 | 0 | 0 | 0 | 0 | 0 | 0 | 0 | 0 | 0 | 0 | 0 | 0 | 0 | 0 | 0 | 0
F9_Industrial_Industrial - ID_Existing_Space Heating_Natural Gas_Gas Boiler - Maintenance_A_Achievable Technical Potential | F9 | Industrial | Industrial - ID | Existing | Space Heating | Natural Gas | Gas Boiler - Maintenance | A | Incremental Winter Peak Savings (MW) | Achievable Technical Potential | 0 | 0 | 0 | 0 | 0 | 0 | 0 | 0 | 0 | 0 | 0 | 0 | 0 | 0 | 0 | 0 | 0 | 0 | 0 | 0 | 0 | 0 | 0 | 0 | 0 | 0 | 0
F10_Industrial_Industrial - ID_Existing_Space Heating_Natural Gas_Gas Boiler - Maintenance_A_Achievable Technical Potential | F10 | Industrial | Industrial - ID | Existing | Space Heating | Natural Gas | Gas Boiler - Maintenance | A | Cumulative Energy Savings (MWh or mTherms) | Achievable Technical Potential | 0 | 0 | 0.025101 | 0.042285 | 0.053887 | 0.053757 | 0.05363 | 0.053508 | 0.053389 | 0.053273 | 0.053163 | 0.053056 | 0.052954 | 0.052857 | 0.052765 | 0.052677 | 0.052595 | 0.052518 | 0.052446 | 0.05238 | 0.052319 | 0.052263 | 0.052213 | 0.052167 | 0.052126 | 0.052088 | 0.052053
F11_Industrial_Industrial - ID_Existing_Space Heating_Natural Gas_Gas Boiler - Maintenance_A_Achievable Technical Potential | F11 | Industrial | Industrial - ID | Existing | Space Heating | Natural Gas | Gas Boiler - Maintenance | A | Cumulative Summer Peak Savings (MW) | Achievable Technical Potential | 0 | 0 | 0 | 0 | 0 | 0 | 0 | 0 | 0 | 0 | 0 | 0 | 0 | 0 | 0 | 0 | 0 | 0 | 0 | 0 | 0 | 0 | 0 | 0 | 0 | 0 | 0
F12_Industrial_Industrial - ID_Existing_Space Heating_Natural Gas_Gas Boiler - Maintenance_A_Achievable Technical Potential | F12 | Industrial | Industrial - ID | Existing | Space Heating | Natural Gas | Gas Boiler - Maintenance | A | Cumulative Winter Peak Savings (MW) | Achievable Technical Potential | 0 | 0 | 0 | 0 | 0 | 0 | 0 | 0 | 0 | 0 | 0 | 0 | 0 | 0 | 0 | 0 | 0 | 0 | 0 | 0 | 0 | 0 | 0 | 0 | 0 | 0 | 0
F13_Industrial_Industrial - ID_Existing_Space Heating_Natural Gas_Gas Boiler - Maintenance_A_Achievable Technical Potential | F13 | Industrial | Industrial - ID | Existing | Space Heating | Natural Gas | Gas Boiler - Maintenance | A | Purchases (Incremental) | Achievable Technical Potential | 0 | 0 | 35.709 | 24.5977 | 16.7346 | 0 | 0 | 0 | 0 | 0 | 0 | 0 | 0 | 0 | 0 | 0 | 0 | 0 | 0 | 0 | 0 | 0 | 0 | 0 | 0 | 0 | 0
F14_Industrial_Industrial - ID_Existing_Space Heating_Natural Gas_Gas Boiler - Maintenance_A_Achievable Technical Potential | F14 | Industrial | Industrial - ID | Existing | Space Heating | Natural Gas | Gas Boiler - Maintenance | A | Purchases (Cumulative) | Achievable Technical Potential | 0 | 0 | 35.709 | 60.3067 | 77.0412 | 77.0412 | 77.0412 | 77.0412 | 77.0412 | 77.0412 | 77.0412 | 77.0412 | 77.0412 | 77.0412 | 77.0412 | 77.0412 | 77.0412 | 77.0412 | 77.0412 | 77.0412 | 77.0412 | 77.0412 | 77.0412 | 77.0412 | 77.0412 | 77.0412 | 77.0412
F1_Industrial_Industrial - ID_Existing_Space Heating_Natural Gas_Gas Furnace - Maintenance_A_Achievable Technical Potential | F1 | Industrial | Industrial - ID | Existing | Space Heating | Natural Gas | Gas Furnace - Maintenance | A | Original Unit Energy Savings (kWh or therms) | Achievable Technical Potential | 0 | 0 | 0.70608 | 0.70478 | 0.70312 | 0.70115 | 0.6989 | 0.69639 | 0.69367 | 0.69074 | 0.68764 | 0.68439 | 0.68101 | 0.67752 | 0.67394 | 0.67028 | 0.66656 | 0.66278 | 0.65898 | 0.65544 | 0.65212 | 0.64906 | 0.64624 | 0.64363 | 0.64122 | 0.639 | 0.63695
F2_Industrial_Industrial - ID_Existing_Space Heating_Natural Gas_Gas Furnace - Maintenance_A_Achievable Technical Potential | F2 | Industrial | Industrial - ID | Existing | Space Heating | Natural Gas | Gas Furnace - Maintenance | A | Original Unit Summer Peak Savings (kW) | Achievable Technical Potential | 0 | 0 | 0 | 0 | 0 | 0 | 0 | 0 | 0 | 0 | 0 | 0 | 0 | 0 | 0 | 0 | 0 | 0 | 0 | 0 | 0 | 0 | 0 | 0 | 0 | 0 | 0
F3_Industrial_Industrial - ID_Existing_Space Heating_Natural Gas_Gas Furnace - Maintenance_A_Achievable Technical Potential | F3 | Industrial | Industrial - ID | Existing | Space Heating | Natural Gas | Gas Furnace - Maintenance | A | Original Unit Winter Peak Savings (kW) | Achievable Technical Potential | 0 | 0 | 0 | 0 | 0 | 0 | 0 | 0 | 0 | 0 | 0 | 0 | 0 | 0 | 0 | 0 | 0 | 0 | 0 | 0 | 0 | 0 | 0 | 0 | 0 | 0 | 0
F4_Industrial_Industrial - ID_Existing_Space Heating_Natural Gas_Gas Furnace - Maintenance_A_Achievable Technical Potential | F4 | Industrial | Industrial - ID | Existing | Space Heating | Natural Gas | Gas Furnace - Maintenance | A | Standalone Impact on Baseline Energy (%) | Achievable Technical Potential | 0 | 0 | 0.00010956 | 0.00018828 | 0.00024467 | 0.00024879 | 0.00025291 | 0.00025703 | 0.00026114 | 0.00026526 | 0.00026938 | 0.0002735 | 0.00027764 | 0.00028179 | 0.00028596 | 0.00029014 | 0.00029435 | 0.00029858 | 0.00030283 | 0.00030721 | 0.0003117 | 0.00031632 | 0.00032106 | 0.00032593 | 0.00033093 | 0.00033606 | 0.00034131
F5_Industrial_Industrial - ID_Existing_Space Heating_Natural Gas_Gas Furnace - Maintenance_A_Achievable Technical Potential | F5 | Industrial | Industrial - ID | Existing | Space Heating | Natural Gas | Gas Furnace - Maintenance | A | Standalone Impact on Baseline Summer Peak (%) | Achievable Technical Potential | 0 | 0 | 0 | 0 | 0 | 0 | 0 | 0 | 0 | 0 | 0 | 0 | 0 | 0 | 0 | 0 | 0 | 0 | 0 | 0 | 0 | 0 | 0 | 0 | 0 | 0 | 0
F6_Industrial_Industrial - ID_Existing_Space Heating_Natural Gas_Gas Furnace - Maintenance_A_Achievable Technical Potential | F6 | Industrial | Industrial - ID | Existing | Space Heating | Natural Gas | Gas Furnace - Maintenance | A | Standalone Impact on Baseline Winter Peak (%) | Achievable Technical Potential | 0 | 0 | 0 | 0 | 0 | 0 | 0 | 0 | 0 | 0 | 0 | 0 | 0 | 0 | 0 | 0 | 0 | 0 | 0 | 0 | 0 | 0 | 0 | 0 | 0 | 0 | 0
F7_Industrial_Industrial - ID_Existing_Space Heating_Natural Gas_Gas Furnace - Maintenance_A_Achievable Technical Potential | F7 | Industrial | Industrial - ID | Existing | Space Heating | Natural Gas | Gas Furnace - Maintenance | A | Incremental Energy Savings (MWh or mTherms) | Achievable Technical Potential | 0 | 0 | 0.015799 | 0.010863 | 0.007373 | 0 | 0 | 0 | 0 | 0 | 0 | 0 | 0 | 0 | 0 | 0 | 0 | 0 | 0 | 0 | 0 | 0 | 0 | 0 | 0 | 0 | 0
F8_Industrial_Industrial - ID_Existing_Space Heating_Natural Gas_Gas Furnace - Maintenance_A_Achievable Technical Potential | F8 | Industrial | Industrial - ID | Existing | Space Heating | Natural Gas | Gas Furnace - Maintenance | A | Incremental Summer Peak Savings (MW) | Achievable Technical Potential | 0 | 0 | 0 | 0 | 0 | 0 | 0 | 0 | 0 | 0 | 0 | 0 | 0 | 0 | 0 | 0 | 0 | 0 | 0 | 0 | 0 | 0 | 0 | 0 | 0 | 0 | 0
F9_Industrial_Industrial - ID_Existing_Space Heating_Natural Gas_Gas Furnace - Maintenance_A_Achievable Technical Potential | F9 | Industrial | Industrial - ID | Existing | Space Heating | Natural Gas | Gas Furnace - Maintenance | A | Incremental Winter Peak Savings (MW) | Achievable Technical Potential | 0 | 0 | 0 | 0 | 0 | 0 | 0 | 0 | 0 | 0 | 0 | 0 | 0 | 0 | 0 | 0 | 0 | 0 | 0 | 0 | 0 | 0 | 0 | 0 | 0 | 0 | 0
F10_Industrial_Industrial - ID_Existing_Space Heating_Natural Gas_Gas Furnace - Maintenance_A_Achievable Technical Potential | F10 | Industrial | Industrial - ID | Existing | Space Heating | Natural Gas | Gas Furnace - Maintenance | A | Cumulative Energy Savings (MWh or mTherms) | Achievable Technical Potential | 0 | 0 | 0.015799 | 0.026633 | 0.033943 | 0.033848 | 0.033739 | 0.033618 | 0.033487 | 0.033345 | 0.033196 | 0.033039 | 0.032876 | 0.032707 | 0.032534 | 0.032358 | 0.032178 | 0.031996 | 0.031812 | 0.031641 | 0.031481 | 0.031333 | 0.031197 | 0.031071 | 0.030955 | 0.030848 | 0.030749
F11_Industrial_Industrial - ID_Existing_Space Heating_Natural Gas_Gas Furnace - Maintenance_A_Achievable Technical Potential | F11 | Industrial | Industrial - ID | Existing | Space Heating | Natural Gas | Gas Furnace - Maintenance | A | Cumulative Summer Peak Savings (MW) | Achievable Technical Potential | 0 | 0 | 0 | 0 | 0 | 0 | 0 | 0 | 0 | 0 | 0 | 0 | 0 | 0 | 0 | 0 | 0 | 0 | 0 | 0 | 0 | 0 | 0 | 0 | 0 | 0 | 0
F12_Industrial_Industrial - ID_Existing_Space Heating_Natural Gas_Gas Furnace - Maintenance_A_Achievable Technical Potential | F12 | Industrial | Industrial - ID | Existing | Space Heating | Natural Gas | Gas Furnace - Maintenance | A | Cumulative Winter Peak Savings (MW) | Achievable Technical Potential | 0 | 0 | 0 | 0 | 0 | 0 | 0 | 0 | 0 | 0 | 0 | 0 | 0 | 0 | 0 | 0 | 0 | 0 | 0 | 0 | 0 | 0 | 0 | 0 | 0 | 0 | 0
F13_Industrial_Industrial - ID_Existing_Space Heating_Natural Gas_Gas Furnace - Maintenance_A_Achievable Technical Potential | F13 | Industrial | Industrial - ID | Existing | Space Heating | Natural Gas | Gas Furnace - Maintenance | A | Purchases (Incremental) | Achievable Technical Potential | 0 | 0 | 22.3757 | 15.4132 | 10.4861 | 0 | 0 | 0 | 0 | 0 | 0 | 0 | 0 | 0 | 0 | 0 | 0 | 0 | 0 | 0 | 0 | 0 | 0 | 0 | 0 | 0 | 0
F14_Industrial_Industrial - ID_Existing_Space Heating_Natural Gas_Gas Furnace - Maintenance_A_Achievable Technical Potential | F14 | Industrial | Industrial - ID | Existing | Space Heating | Natural Gas | Gas Furnace - Maintenance | A | Purchases (Cumulative) | Achievable Technical Potential | 0 | 0 | 22.3757 | 37.7889 | 48.275 | 48.275 | 48.275 | 48.275 | 48.275 | 48.275 | 48.275 | 48.275 | 48.275 | 48.275 | 48.275 | 48.275 | 48.275 | 48.275 | 48.275 | 48.275 | 48.275 | 48.275 | 48.275 | 48.275 | 48.275 | 48.275 | 48.275
F1_Industrial_Industrial - ID_Existing_Space Heating_Natural Gas_Gas Furnace - Tube Inserts_A_Achievable Technical Potential | F1 | Industrial | Industrial - ID | Existing | Space Heating | Natural Gas | Gas Furnace - Tube Inserts | A | Original Unit Energy Savings (kWh or therms) | Achievable Technical Potential | 0 | 0 | 0 | 0 | 0 | 0 | 0 | 0 | 0 | 0 | 0 | 0 | 0 | 0 | 0 | 0 | 0 | 0 | 0 | 0 | 0 | 0 | 0 | 0 | 0 | 0 | 0
F2_Industrial_Industrial - ID_Existing_Space Heating_Natural Gas_Gas Furnace - Tube Inserts_A_Achievable Technical Potential | F2 | Industrial | Industrial - ID | Existing | Space Heating | Natural Gas | Gas Furnace - Tube Inserts | A | Original Unit Summer Peak Savings (kW) | Achievable Technical Potential | 0 | 0 | 0 | 0 | 0 | 0 | 0 | 0 | 0 | 0 | 0 | 0 | 0 | 0 | 0 | 0 | 0 | 0 | 0 | 0 | 0 | 0 | 0 | 0 | 0 | 0 | 0
F3_Industrial_Industrial - ID_Existing_Space Heating_Natural Gas_Gas Furnace - Tube Inserts_A_Achievable Technical Potential | F3 | Industrial | Industrial - ID | Existing | Space Heating | Natural Gas | Gas Furnace - Tube Inserts | A | Original Unit Winter Peak Savings (kW) | Achievable Technical Potential | 0 | 0 | 0 | 0 | 0 | 0 | 0 | 0 | 0 | 0 | 0 | 0 | 0 | 0 | 0 | 0 | 0 | 0 | 0 | 0 | 0 | 0 | 0 | 0 | 0 | 0 | 0
F4_Industrial_Industrial - ID_Existing_Space Heating_Natural Gas_Gas Furnace - Tube Inserts_A_Achievable Technical Potential | F4 | Industrial | Industrial - ID | Existing | Space Heating | Natural Gas | Gas Furnace - Tube Inserts | A | Standalone Impact on Baseline Energy (%) | Achievable Technical Potential | 0 | 0 | 0 | 0 | 0 | 0 | 0 | 0 | 0 | 0 | 0 | 0 | 0 | 0 | 0 | 0 | 0 | 0 | 0 | 0 | 0 | 0 | 0 | 0 | 0 | 0 | 0
F5_Industrial_Industrial - ID_Existing_Space Heating_Natural Gas_Gas Furnace - Tube Inserts_A_Achievable Technical Potential | F5 | Industrial | Industrial - ID | Existing | Space Heating | Natural Gas | Gas Furnace - Tube Inserts | A | Standalone Impact on Baseline Summer Peak (%) | Achievable Technical Potential | 0 | 0 | 0 | 0 | 0 | 0 | 0 | 0 | 0 | 0 | 0 | 0 | 0 | 0 | 0 | 0 | 0 | 0 | 0 | 0 | 0 | 0 | 0 | 0 | 0 | 0 | 0
F6_Industrial_Industrial - ID_Existing_Space Heating_Natural Gas_Gas Furnace - Tube Inserts_A_Achievable Technical Potential | F6 | Industrial | Industrial - ID | Existing | Space Heating | Natural Gas | Gas Furnace - Tube Inserts | A | Standalone Impact on Baseline Winter Peak (%) | Achievable Technical Potential | 0 | 0 | 0 | 0 | 0 | 0 | 0 | 0 | 0 | 0 | 0 | 0 | 0 | 0 | 0 | 0 | 0 | 0 | 0 | 0 | 0 | 0 | 0 | 0 | 0 | 0 | 0
F7_Industrial_Industrial - ID_Existing_Space Heating_Natural Gas_Gas Furnace - Tube Inserts_A_Achievable Technical Potential | F7 | Industrial | Industrial - ID | Existing | Space Heating | Natural Gas | Gas Furnace - Tube Inserts | A | Incremental Energy Savings (MWh or mTherms) | Achievable Technical Potential | 0 | 0 | 0 | 0 | 0 | 0 | 0 | 0 | 0 | 0 | 0 | 0 | 0 | 0 | 0 | 0 | 0 | 0 | 0 | 0 | 0 | 0 | 0 | 0 | 0 | 0 | 0
F8_Industrial_Industrial - ID_Existing_Space Heating_Natural Gas_Gas Furnace - Tube Inserts_A_Achievable Technical Potential | F8 | Industrial | Industrial - ID | Existing | Space Heating | Natural Gas | Gas Furnace - Tube Inserts | A | Incremental Summer Peak Savings (MW) | Achievable Technical Potential | 0 | 0 | 0 | 0 | 0 | 0 | 0 | 0 | 0 | 0 | 0 | 0 | 0 | 0 | 0 | 0 | 0 | 0 | 0 | 0 | 0 | 0 | 0 | 0 | 0 | 0 | 0
F9_Industrial_Industrial - ID_Existing_Space Heating_Natural Gas_Gas Furnace - Tube Inserts_A_Achievable Technical Potential | F9 | Industrial | Industrial - ID | Existing | Space Heating | Natural Gas | Gas Furnace - Tube Inserts | A | Incremental Winter Peak Savings (MW) | Achievable Technical Potential | 0 | 0 | 0 | 0 | 0 | 0 | 0 | 0 | 0 | 0 | 0 | 0 | 0 | 0 | 0 | 0 | 0 | 0 | 0 | 0 | 0 | 0 | 0 | 0 | 0 | 0 | 0
F10_Industrial_Industrial - ID_Existing_Space Heating_Natural Gas_Gas Furnace - Tube Inserts_A_Achievable Technical Potential | F10 | Industrial | Industrial - ID | Existing | Space Heating | Natural Gas | Gas Furnace - Tube Inserts | A | Cumulative Energy Savings (MWh or mTherms) | Achievable Technical Potential | 0 | 0 | 0 | 0 | 0 | 0 | 0 | 0 | 0 | 0 | 0 | 0 | 0 | 0 | 0 | 0 | 0 | 0 | 0 | 0 | 0 | 0 | 0 | 0 | 0 | 0 | 0
F11_Industrial_Industrial - ID_Existing_Space Heating_Natural Gas_Gas Furnace - Tube Inserts_A_Achievable Technical Potential | F11 | Industrial | Industrial - ID | Existing | Space Heating | Natural Gas | Gas Furnace - Tube Inserts | A | Cumulative Summer Peak Savings (MW) | Achievable Technical Potential | 0 | 0 | 0 | 0 | 0 | 0 | 0 | 0 | 0 | 0 | 0 | 0 | 0 | 0 | 0 | 0 | 0 | 0 | 0 | 0 | 0 | 0 | 0 | 0 | 0 | 0 | 0
F12_Industrial_Industrial - ID_Existing_Space Heating_Natural Gas_Gas Furnace - Tube Inserts_A_Achievable Technical Potential | F12 | Industrial | Industrial - ID | Existing | Space Heating | Natural Gas | Gas Furnace - Tube Inserts | A | Cumulative Winter Peak Savings (MW) | Achievable Technical Potential | 0 | 0 | 0 | 0 | 0 | 0 | 0 | 0 | 0 | 0 | 0 | 0 | 0 | 0 | 0 | 0 | 0 | 0 | 0 | 0 | 0 | 0 | 0 | 0 | 0 | 0 | 0
F13_Industrial_Industrial - ID_Existing_Space Heating_Natural Gas_Gas Furnace - Tube Inserts_A_Achievable Technical Potential | F13 | Industrial | Industrial - ID | Existing | Space Heating | Natural Gas | Gas Furnace - Tube Inserts | A | Purchases (Incremental) | Achievable Technical Potential | 0 | 0 | 0 | 0 | 0 | 0 | 0 | 0 | 0 | 0 | 0 | 0 | 0 | 0 | 0 | 0 | 0 | 0 | 0 | 0 | 0 | 0 | 0 | 0 | 0 | 0 | 0
F14_Industrial_Industrial - ID_Existing_Space Heating_Natural Gas_Gas Furnace - Tube Inserts_A_Achievable Technical Potential | F14 | Industrial | Industrial - ID | Existing | Space Heating | Natural Gas | Gas Furnace - Tube Inserts | A | Purchases (Cumulative) | Achievable Technical Potential | 0 | 0 | 0 | 0 | 0 | 0 | 0 | 0 | 0 | 0 | 0 | 0 | 0 | 0 | 0 | 0 | 0 | 0 | 0 | 0 | 0 | 0 | 0 | 0 | 0 | 0 | 0
F1_Industrial_Industrial - ID_Existing_Space Heating_Natural Gas_Gas Boiler - Burner Control Optimization_A_Achievable Technical Potential | F1 | Industrial | Industrial - ID | Existing | Space Heating | Natural Gas | Gas Boiler - Burner Control Optimization | A | Original Unit Energy Savings (kWh or therms) | Achievable Technical Potential | 0 | 0 | 0.33975 | 0.3389 | 0.33807 | 0.33725 | 0.33646 | 0.33569 | 0.33494 | 0.33422 | 0.33353 | 0.33286 | 0.33222 | 0.33161 | 0.33103 | 0.33048 | 0.32996 | 0.32948 | 0.32903 | 0.32861 | 0.32823 | 0.32788 | 0.32757 | 0.32728 | 0.32702 | 0.32678 | 0.32657
F2_Industrial_Industrial - ID_Existing_Space Heating_Natural Gas_Gas Boiler - Burner Control Optimization_A_Achievable Technical Potential | F2 | Industrial | Industrial - ID | Existing | Space Heating | Natural Gas | Gas Boiler - Burner Control Optimization | A | Original Unit Summer Peak Savings (kW) | Achievable Technical Potential | 0 | 0 | 0 | 0 | 0 | 0 | 0 | 0 | 0 | 0 | 0 | 0 | 0 | 0 | 0 | 0 | 0 | 0 | 0 | 0 | 0 | 0 | 0 | 0 | 0 | 0 | 0
F3_Industrial_Industrial - ID_Existing_Space Heating_Natural Gas_Gas Boiler - Burner Control Optimization_A_Achievable Technical Potential | F3 | Industrial | Industrial - ID | Existing | Space Heating | Natural Gas | Gas Boiler - Burner Control Optimization | A | Original Unit Winter Peak Savings (kW) | Achievable Technical Potential | 0 | 0 | 0 | 0 | 0 | 0 | 0 | 0 | 0 | 0 | 0 | 0 | 0 | 0 | 0 | 0 | 0 | 0 | 0 | 0 | 0 | 0 | 0 | 0 | 0 | 0 | 0
F4_Industrial_Industrial - ID_Existing_Space Heating_Natural Gas_Gas Boiler - Burner Control Optimization_A_Achievable Technical Potential | F4 | Industrial | Industrial - ID | Existing | Space Heating | Natural Gas | Gas Boiler - Burner Control Optimization | A | Standalone Impact on Baseline Energy (%) | Achievable Technical Potential | 0 | 0 | 1.6832e-05 | 4.356e-05 | 9.7167e-05 | 0.00019133 | 0.00033852 | 0.00054587 | 0.00081192 | 0.0011256 | 0.0014682 | 0.0018173 | 0.0021516 | 0.0024547 | 0.0027173 | 0.0029368 | 0.0031162 | 0.0032617 | 0.0033812 | 0.0034814 | 0.0035461 | 0.0036118 | 0.0036784 | 0.0037461 | 0.0038148 | 0.0038845 | 0.0039553
F5_Industrial_Industrial - ID_Existing_Space Heating_Natural Gas_Gas Boiler - Burner Control Optimization_A_Achievable Technical Potential | F5 | Industrial | Industrial - ID | Existing | Space Heating | Natural Gas | Gas Boiler - Burner Control Optimization | A | Standalone Impact on Baseline Summer Peak (%) | Achievable Technical Potential | 0 | 0 | 0 | 0 | 0 | 0 | 0 | 0 | 0 | 0 | 0 | 0 | 0 | 0 | 0 | 0 | 0 | 0 | 0 | 0 | 0 | 0 | 0 | 0 | 0 | 0 | 0
F6_Industrial_Industrial - ID_Existing_Space Heating_Natural Gas_Gas Boiler - Burner Control Optimization_A_Achievable Technical Potential | F6 | Industrial | Industrial - ID | Existing | Space Heating | Natural Gas | Gas Boiler - Burner Control Optimization | A | Standalone Impact on Baseline Winter Peak (%) | Achievable Technical Potential | 0 | 0 | 0 | 0 | 0 | 0 | 0 | 0 | 0 | 0 | 0 | 0 | 0 | 0 | 0 | 0 | 0 | 0 | 0 | 0 | 0 | 0 | 0 | 0 | 0 | 0 | 0
F7_Industrial_Industrial - ID_Existing_Space Heating_Natural Gas_Gas Boiler - Burner Control Optimization_A_Achievable Technical Potential | F7 | Industrial | Industrial - ID | Existing | Space Heating | Natural Gas | Gas Boiler - Burner Control Optimization | A | Incremental Energy Savings (MWh or mTherms) | Achievable Technical Potential | 0 | 0 | 0.0024273 | 0.0037404 | 0.0073337 | 0.012582 | 0.01919 | 0.026342 | 0.032875 | 0.037612 | 0.039724 | 0.038961 | 0.035668 | 0.030615 | 0.024734 | 0.018875 | 0.013647 | 0.0093741 | 0.0061333 | 0.0038308 | 0 | 0 | 0 | 0 | 0 | 0 | 0
F8_Industrial_Industrial - ID_Existing_Space Heating_Natural Gas_Gas Boiler - Burner Control Optimization_A_Achievable Technical Potential | F8 | Industrial | Industrial - ID | Existing | Space Heating | Natural Gas | Gas Boiler - Burner Control Optimization | A | Incremental Summer Peak Savings (MW) | Achievable Technical Potential | 0 | 0 | 0 | 0 | 0 | 0 | 0 | 0 | 0 | 0 | 0 | 0 | 0 | 0 | 0 | 0 | 0 | 0 | 0 | 0 | 0 | 0 | 0 | 0 | 0 | 0 | 0
F9_Industrial_Industrial - ID_Existing_Space Heating_Natural Gas_Gas Boiler - Burner Control Optimization_A_Achievable Technical Potential | F9 | Industrial | Industrial - ID | Existing | Space Heating | Natural Gas | Gas Boiler - Burner Control Optimization | A | Incremental Winter Peak Savings (MW) | Achievable Technical Potential | 0 | 0 | 0 | 0 | 0 | 0 | 0 | 0 | 0 | 0 | 0 | 0 | 0 | 0 | 0 | 0 | 0 | 0 | 0 | 0 | 0 | 0 | 0 | 0 | 0 | 0 | 0
F10_Industrial_Industrial - ID_Existing_Space Heating_Natural Gas_Gas Boiler - Burner Control Optimization_A_Achievable Technical Potential | F10 | Industrial | Industrial - ID | Existing | Space Heating | Natural Gas | Gas Boiler - Burner Control Optimization | A | Cumulative Energy Savings (MWh or mTherms) | Achievable Technical Potential | 0 | 0 | 0.0024273 | 0.0061616 | 0.01348 | 0.02603 | 0.045159 | 0.071398 | 0.10411 | 0.1415 | 0.18093 | 0.21953 | 0.25477 | 0.28492 | 0.30916 | 0.32752 | 0.34066 | 0.34953 | 0.35519 | 0.35857 | 0.35815 | 0.35777 | 0.35743 | 0.35711 | 0.35683 | 0.35657 | 0.35633
F11_Industrial_Industrial - ID_Existing_Space Heating_Natural Gas_Gas Boiler - Burner Control Optimization_A_Achievable Technical Potential | F11 | Industrial | Industrial - ID | Existing | Space Heating | Natural Gas | Gas Boiler - Burner Control Optimization | A | Cumulative Summer Peak Savings (MW) | Achievable Technical Potential | 0 | 0 | 0 | 0 | 0 | 0 | 0 | 0 | 0 | 0 | 0 | 0 | 0 | 0 | 0 | 0 | 0 | 0 | 0 | 0 | 0 | 0 | 0 | 0 | 0 | 0 | 0
F12_Industrial_Industrial - ID_Existing_Space Heating_Natural Gas_Gas Boiler - Burner Control Optimization_A_Achievable Technical Potential | F12 | Industrial | Industrial - ID | Existing | Space Heating | Natural Gas | Gas Boiler - Burner Control Optimization | A | Cumulative Winter Peak Savings (MW) | Achievable Technical Potential | 0 | 0 | 0 | 0 | 0 | 0 | 0 | 0 | 0 | 0 | 0 | 0 | 0 | 0 | 0 | 0 | 0 | 0 | 0 | 0 | 0 | 0 | 0 | 0 | 0 | 0 | 0
F13_Industrial_Industrial - ID_Existing_Space Heating_Natural Gas_Gas Boiler - Burner Control Optimization_A_Achievable Technical Potential | F13 | Industrial | Industrial - ID | Existing | Space Heating | Natural Gas | Gas Boiler - Burner Control Optimization | A | Purchases (Incremental) | Achievable Technical Potential | 0 | 0 | 7.1445 | 11.0368 | 21.6931 | 37.3083 | 57.0346 | 78.4717 | 98.1511 | 112.5354 | 119.1024 | 117.0489 | 107.3621 | 92.3222 | 74.7192 | 57.1129 | 41.3576 | 28.4512 | 18.6404 | 11.6576 | 0 | 0 | 0 | 0 | 0 | 0 | 0
F14_Industrial_Industrial - ID_Existing_Space Heating_Natural Gas_Gas Boiler - Burner Control Optimization_A_Achievable Technical Potential | F14 | Industrial | Industrial - ID | Existing | Space Heating | Natural Gas | Gas Boiler - Burner Control Optimization | A | Purchases (Cumulative) | Achievable Technical Potential | 0 | 0 | 7.1445 | 18.1813 | 39.8744 | 77.1827 | 134.2173 | 212.689 | 310.8402 | 423.3755 | 542.4779 | 659.5269 | 766.889 | 859.2112 | 933.9303 | 991.0432 | 1032.4009 | 1060.8521 | 1079.4925 | 1091.1501 | 1091.1501 | 1091.1501 | 1091.1501 | 1091.1501 | 1091.1501 | 1091.1501 | 1091.1501
F1_Industrial_Industrial - ID_Existing_Space Heating_Natural Gas_Gas Boiler - High Turndown Burner_A_Achievable Technical Potential | F1 | Industrial | Industrial - ID | Existing | Space Heating | Natural Gas | Gas Boiler - High Turndown Burner | A | Original Unit Energy Savings (kWh or therms) | Achievable Technical Potential | 0 | 0 | 1.1715 | 1.1686 | 1.1658 | 1.1629 | 1.1602 | 1.1576 | 1.155 | 1.1525 | 1.1501 | 1.1478 | 1.1456 | 1.1435 | 1.1415 | 1.1396 | 1.1378 | 1.1361 | 1.1346 | 1.1332 | 1.1318 | 1.1306 | 1.1295 | 1.1286 | 1.1277 | 1.1268 | 1.1261
F2_Industrial_Industrial - ID_Existing_Space Heating_Natural Gas_Gas Boiler - High Turndown Burner_A_Achievable Technical Potential | F2 | Industrial | Industrial - ID | Existing | Space Heating | Natural Gas | Gas Boiler - High Turndown Burner | A | Original Unit Summer Peak Savings (kW) | Achievable Technical Potential | 0 | 0 | 0 | 0 | 0 | 0 | 0 | 0 | 0 | 0 | 0 | 0 | 0 | 0 | 0 | 0 | 0 | 0 | 0 | 0 | 0 | 0 | 0 | 0 | 0 | 0 | 0
F3_Industrial_Industrial - ID_Existing_Space Heating_Natural Gas_Gas Boiler - High Turndown Burner_A_Achievable Technical Potential | F3 | Industrial | Industrial - ID | Existing | Space Heating | Natural Gas | Gas Boiler - High Turndown Burner | A | Original Unit Winter Peak Savings (kW) | Achievable Technical Potential | 0 | 0 | 0 | 0 | 0 | 0 | 0 | 0 | 0 | 0 | 0 | 0 | 0 | 0 | 0 | 0 | 0 | 0 | 0 | 0 | 0 | 0 | 0 | 0 | 0 | 0 | 0
F4_Industrial_Industrial - ID_Existing_Space Heating_Natural Gas_Gas Boiler - High Turndown Burner_A_Achievable Technical Potential | F4 | Industrial | Industrial - ID | Existing | Space Heating | Natural Gas | Gas Boiler - High Turndown Burner | A | Standalone Impact on Baseline Energy (%) | Achievable Technical Potential | 0 | 0 | 0.00035861 | 0.00072307 | 0.0010937 | 0.0014707 | 0.0018545 | 0.0022094 | 0.0025065 | 0.0027576 | 0.0029724 | 0.0031584 | 0.0033217 | 0.0034672 | 0.0035989 | 0.0037197 | 0.0038323 | 0.0039038 | 0.0039768 | 0.004051 | 0.0041263 | 0.0042027 | 0.0042802 | 0.004359 | 0.0044389 | 0.00452 | 0.0046024
F5_Industrial_Industrial - ID_Existing_Space Heating_Natural Gas_Gas Boiler - High Turndown Burner_A_Achievable Technical Potential | F5 | Industrial | Industrial - ID | Existing | Space Heating | Natural Gas | Gas Boiler - High Turndown Burner | A | Standalone Impact on Baseline Summer Peak (%) | Achievable Technical Potential | 0 | 0 | 0 | 0 | 0 | 0 | 0 | 0 | 0 | 0 | 0 | 0 | 0 | 0 | 0 | 0 | 0 | 0 | 0 | 0 | 0 | 0 | 0 | 0 | 0 | 0 | 0
F6_Industrial_Industrial - ID_Existing_Space Heating_Natural Gas_Gas Boiler - High Turndown Burner_A_Achievable Technical Potential | F6 | Industrial | Industrial - ID | Existing | Space Heating | Natural Gas | Gas Boiler - High Turndown Burner | A | Standalone Impact on Baseline Winter Peak (%) | Achievable Technical Potential | 0 | 0 | 0 | 0 | 0 | 0 | 0 | 0 | 0 | 0 | 0 | 0 | 0 | 0 | 0 | 0 | 0 | 0 | 0 | 0 | 0 | 0 | 0 | 0 | 0 | 0 | 0
F7_Industrial_Industrial - ID_Existing_Space Heating_Natural Gas_Gas Boiler - High Turndown Burner_A_Achievable Technical Potential | F7 | Industrial | Industrial - ID | Existing | Space Heating | Natural Gas | Gas Boiler - High Turndown Burner | A | Incremental Energy Savings (MWh or mTherms) | Achievable Technical Potential | 0 | 0 | 0.051714 | 0.050696 | 0.049699 | 0.048725 | 0.047772 | 0.042157 | 0.03307 | 0.025944 | 0.020355 | 0.015971 | 0.012532 | 0.009835 | 0.0077189 | 0.0060586 | 0.0047559 | 0 | 0 | 0 | 0 | 0 | 0 | 0 | 0 | 0 | 0
F8_Industrial_Industrial - ID_Existing_Space Heating_Natural Gas_Gas Boiler - High Turndown Burner_A_Achievable Technical Potential | F8 | Industrial | Industrial - ID | Existing | Space Heating | Natural Gas | Gas Boiler - High Turndown Burner | A | Incremental Summer Peak Savings (MW) | Achievable Technical Potential | 0 | 0 | 0 | 0 | 0 | 0 | 0 | 0 | 0 | 0 | 0 | 0 | 0 | 0 | 0 | 0 | 0 | 0 | 0 | 0 | 0 | 0 | 0 | 0 | 0 | 0 | 0
F9_Industrial_Industrial - ID_Existing_Space Heating_Natural Gas_Gas Boiler - High Turndown Burner_A_Achievable Technical Potential | F9 | Industrial | Industrial - ID | Existing | Space Heating | Natural Gas | Gas Boiler - High Turndown Burner | A | Incremental Winter Peak Savings (MW) | Achievable Technical Potential | 0 | 0 | 0 | 0 | 0 | 0 | 0 | 0 | 0 | 0 | 0 | 0 | 0 | 0 | 0 | 0 | 0 | 0 | 0 | 0 | 0 | 0 | 0 | 0 | 0 | 0 | 0
F10_Industrial_Industrial - ID_Existing_Space Heating_Natural Gas_Gas Boiler - High Turndown Burner_A_Achievable Technical Potential | F10 | Industrial | Industrial - ID | Existing | Space Heating | Natural Gas | Gas Boiler - High Turndown Burner | A | Cumulative Energy Savings (MWh or mTherms) | Achievable Technical Potential | 0 | 0 | 0.051714 | 0.10228 | 0.15173 | 0.20009 | 0.24739 | 0.28898 | 0.32141 | 0.34666 | 0.36629 | 0.38153 | 0.39333 | 0.40244 | 0.40946 | 0.41484 | 0.41895 | 0.41833 | 0.41776 | 0.41723 | 0.41675 | 0.41631 | 0.4159 | 0.41554 | 0.41521 | 0.41491 | 0.41463
F11_Industrial_Industrial - ID_Existing_Space Heating_Natural Gas_Gas Boiler - High Turndown Burner_A_Achievable Technical Potential | F11 | Industrial | Industrial - ID | Existing | Space Heating | Natural Gas | Gas Boiler - High Turndown Burner | A | Cumulative Summer Peak Savings (MW) | Achievable Technical Potential | 0 | 0 | 0 | 0 | 0 | 0 | 0 | 0 | 0 | 0 | 0 | 0 | 0 | 0 | 0 | 0 | 0 | 0 | 0 | 0 | 0 | 0 | 0 | 0 | 0 | 0 | 0
F12_Industrial_Industrial - ID_Existing_Space Heating_Natural Gas_Gas Boiler - High Turndown Burner_A_Achievable Technical Potential | F12 | Industrial | Industrial - ID | Existing | Space Heating | Natural Gas | Gas Boiler - High Turndown Burner | A | Cumulative Winter Peak Savings (MW) | Achievable Technical Potential | 0 | 0 | 0 | 0 | 0 | 0 | 0 | 0 | 0 | 0 | 0 | 0 | 0 | 0 | 0 | 0 | 0 | 0 | 0 | 0 | 0 | 0 | 0 | 0 | 0 | 0 | 0
F13_Industrial_Industrial - ID_Existing_Space Heating_Natural Gas_Gas Boiler - High Turndown Burner_A_Achievable Technical Potential | F13 | Industrial | Industrial - ID | Existing | Space Heating | Natural Gas | Gas Boiler - High Turndown Burner | A | Purchases (Incremental) | Achievable Technical Potential | 0 | 0 | 44.1419 | 43.3808 | 42.6329 | 41.8978 | 41.1754 | 36.419 | 28.6328 | 22.5113 | 17.6986 | 13.9147 | 10.9399 | 8.601 | 6.7622 | 5.3165 | 4.1798 | 0 | 0 | 0 | 0 | 0 | 0 | 0 | 0 | 0 | 0
F14_Industrial_Industrial - ID_Existing_Space Heating_Natural Gas_Gas Boiler - High Turndown Burner_A_Achievable Technical Potential | F14 | Industrial | Industrial - ID | Existing | Space Heating | Natural Gas | Gas Boiler - High Turndown Burner | A | Purchases (Cumulative) | Achievable Technical Potential | 0 | 0 | 44.1419 | 87.5227 | 130.1555 | 172.0534 | 213.2288 | 249.6478 | 278.2806 | 300.7919 | 318.4905 | 332.4052 | 343.3451 | 351.9461 | 358.7083 | 364.0247 | 368.2045 | 368.2045 | 368.2045 | 368.2045 | 368.2045 | 368.2045 | 368.2045 | 368.2045 | 368.2045 | 368.2045 | 368.2045
F1_Industrial_Industrial - ID_Existing_Space Heating_Natural Gas_Gas Boiler - Hot Water Reset_A_Achievable Technical Potential | F1 | Industrial | Industrial - ID | Existing | Space Heating | Natural Gas | Gas Boiler - Hot Water Reset | A | Original Unit Energy Savings (kWh or therms) | Achievable Technical Potential | 0 | 0 | 1249.6482 | 1246.5277 | 1243.4678 | 1240.4761 | 1237.5596 | 1234.7244 | 1231.9763 | 1229.3205 | 1226.7618 | 1224.3045 | 1221.9525 | 1219.7092 | 1217.5781 | 1215.5619 | 1213.6634 | 1211.8849 | 1210.2288 | 1208.697 | 1207.2913 | 1206.0134 | 1204.8517 | 1203.7956 | 1202.8355 | 1201.9627 | 1201.1692
F2_Industrial_Industrial - ID_Existing_Space Heating_Natural Gas_Gas Boiler - Hot Water Reset_A_Achievable Technical Potential | F2 | Industrial | Industrial - ID | Existing | Space Heating | Natural Gas | Gas Boiler - Hot Water Reset | A | Original Unit Summer Peak Savings (kW) | Achievable Technical Potential | 0 | 0 | 0 | 0 | 0 | 0 | 0 | 0 | 0 | 0 | 0 | 0 | 0 | 0 | 0 | 0 | 0 | 0 | 0 | 0 | 0 | 0 | 0 | 0 | 0 | 0 | 0
F3_Industrial_Industrial - ID_Existing_Space Heating_Natural Gas_Gas Boiler - Hot Water Reset_A_Achievable Technical Potential | F3 | Industrial | Industrial - ID | Existing | Space Heating | Natural Gas | Gas Boiler - Hot Water Reset | A | Original Unit Winter Peak Savings (kW) | Achievable Technical Potential | 0 | 0 | 0 | 0 | 0 | 0 | 0 | 0 | 0 | 0 | 0 | 0 | 0 | 0 | 0 | 0 | 0 | 0 | 0 | 0 | 0 | 0 | 0 | 0 | 0 | 0 | 0
F4_Industrial_Industrial - ID_Existing_Space Heating_Natural Gas_Gas Boiler - Hot Water Reset_A_Achievable Technical Potential | F4 | Industrial | Industrial - ID | Existing | Space Heating | Natural Gas | Gas Boiler - Hot Water Reset | A | Standalone Impact on Baseline Energy (%) | Achievable Technical Potential | 0 | 0 | 0.00030077 | 0.00067493 | 0.0011379 | 0.0016815 | 0.0023083 | 0.0030475 | 0.0038681 | 0.0047205 | 0.0055439 | 0.0062794 | 0.0068855 | 0.0073373 | 0.0076616 | 0.0078944 | 0.0080797 | 0.0082444 | 0.0084031 | 0.0085607 | 0.00872 | 0.0088815 | 0.0090454 | 0.0092117 | 0.0093806 | 0.0095521 | 0.0097262
F5_Industrial_Industrial - ID_Existing_Space Heating_Natural Gas_Gas Boiler - Hot Water Reset_A_Achievable Technical Potential | F5 | Industrial | Industrial - ID | Existing | Space Heating | Natural Gas | Gas Boiler - Hot Water Reset | A | Standalone Impact on Baseline Summer Peak (%) | Achievable Technical Potential | 0 | 0 | 0 | 0 | 0 | 0 | 0 | 0 | 0 | 0 | 0 | 0 | 0 | 0 | 0 | 0 | 0 | 0 | 0 | 0 | 0 | 0 | 0 | 0 | 0 | 0 | 0
F6_Industrial_Industrial - ID_Existing_Space Heating_Natural Gas_Gas Boiler - Hot Water Reset_A_Achievable Technical Potential | F6 | Industrial | Industrial - ID | Existing | Space Heating | Natural Gas | Gas Boiler - Hot Water Reset | A | Standalone Impact on Baseline Winter Peak (%) | Achievable Technical Potential | 0 | 0 | 0 | 0 | 0 | 0 | 0 | 0 | 0 | 0 | 0 | 0 | 0 | 0 | 0 | 0 | 0 | 0 | 0 | 0 | 0 | 0 | 0 | 0 | 0 | 0 | 0
F7_Industrial_Industrial - ID_Existing_Space Heating_Natural Gas_Gas Boiler - Hot Water Reset_A_Achievable Technical Potential | F7 | Industrial | Industrial - ID | Existing | Space Heating | Natural Gas | Gas Boiler - Hot Water Reset | A | Incremental Energy Savings (MWh or mTherms) | Achievable Technical Potential | 0 | 0 | 0.043373 | 0.052206 | 0.06263 | 0.071278 | 0.079712 | 0.091376 | 0.098293 | 0.09847 | 0.091006 | 0.076725 | 0.058237 | 0.037808 | 0.021537 | 0.010174 | 0.0042236 | 0.0015072 | 0.00046202 | 9.8838e-05 | 1.5947e-05 | 1.8792e-06 | 0 | 0 | 0 | 0 | 0
F8_Industrial_Industrial - ID_Existing_Space Heating_Natural Gas_Gas Boiler - Hot Water Reset_A_Achievable Technical Potential | F8 | Industrial | Industrial - ID | Existing | Space Heating | Natural Gas | Gas Boiler - Hot Water Reset | A | Incremental Summer Peak Savings (MW) | Achievable Technical Potential | 0 | 0 | 0 | 0 | 0 | 0 | 0 | 0 | 0 | 0 | 0 | 0 | 0 | 0 | 0 | 0 | 0 | 0 | 0 | 0 | 0 | 0 | 0 | 0 | 0 | 0 | 0
F9_Industrial_Industrial - ID_Existing_Space Heating_Natural Gas_Gas Boiler - Hot Water Reset_A_Achievable Technical Potential | F9 | Industrial | Industrial - ID | Existing | Space Heating | Natural Gas | Gas Boiler - Hot Water Reset | A | Incremental Winter Peak Savings (MW) | Achievable Technical Potential | 0 | 0 | 0 | 0 | 0 | 0 | 0 | 0 | 0 | 0 | 0 | 0 | 0 | 0 | 0 | 0 | 0 | 0 | 0 | 0 | 0 | 0 | 0 | 0 | 0 | 0 | 0
F10_Industrial_Industrial - ID_Existing_Space Heating_Natural Gas_Gas Boiler - Hot Water Reset_A_Achievable Technical Potential | F10 | Industrial | Industrial - ID | Existing | Space Heating | Natural Gas | Gas Boiler - Hot Water Reset | A | Cumulative Energy Savings (MWh or mTherms) | Achievable Technical Potential | 0 | 0 | 0.043373 | 0.095471 | 0.15787 | 0.22876 | 0.30794 | 0.39861 | 0.49602 | 0.59342 | 0.68319 | 0.75854 | 0.81532 | 0.85163 | 0.87168 | 0.88041 | 0.88326 | 0.88348 | 0.88273 | 0.88171 | 0.8807 | 0.87977 | 0.87892 | 0.87815 | 0.87745 | 0.87682 | 0.87624
F11_Industrial_Industrial - ID_Existing_Space Heating_Natural Gas_Gas Boiler - Hot Water Reset_A_Achievable Technical Potential | F11 | Industrial | Industrial - ID | Existing | Space Heating | Natural Gas | Gas Boiler - Hot Water Reset | A | Cumulative Summer Peak Savings (MW) | Achievable Technical Potential | 0 | 0 | 0 | 0 | 0 | 0 | 0 | 0 | 0 | 0 | 0 | 0 | 0 | 0 | 0 | 0 | 0 | 0 | 0 | 0 | 0 | 0 | 0 | 0 | 0 | 0 | 0
F12_Industrial_Industrial - ID_Existing_Space Heating_Natural Gas_Gas Boiler - Hot Water Reset_A_Achievable Technical Potential | F12 | Industrial | Industrial - ID | Existing | Space Heating | Natural Gas | Gas Boiler - Hot Water Reset | A | Cumulative Winter Peak Savings (MW) | Achievable Technical Potential | 0 | 0 | 0 | 0 | 0 | 0 | 0 | 0 | 0 | 0 | 0 | 0 | 0 | 0 | 0 | 0 | 0 | 0 | 0 | 0 | 0 | 0 | 0 | 0 | 0 | 0 | 0
F13_Industrial_Industrial - ID_Existing_Space Heating_Natural Gas_Gas Boiler - Hot Water Reset_A_Achievable Technical Potential | F13 | Industrial | Industrial - ID | Existing | Space Heating | Natural Gas | Gas Boiler - Hot Water Reset | A | Purchases (Incremental) | Achievable Technical Potential | 0 | 0 | 0.034708 | 0.041881 | 0.050367 | 0.05746 | 0.06441 | 0.074005 | 0.079785 | 0.080101 | 0.074184 | 0.062668 | 0.047659 | 0.030998 | 0.017688 | 0.0083698 | 0.00348 | 0.0012436 | 0.00038176 | 8.1772e-05 | 1.3209e-05 | 1.5582e-06 | 0 | 0 | 0 | 0 | 0
F14_Industrial_Industrial - ID_Existing_Space Heating_Natural Gas_Gas Boiler - Hot Water Reset_A_Achievable Technical Potential | F14 | Industrial | Industrial - ID | Existing | Space Heating | Natural Gas | Gas Boiler - Hot Water Reset | A | Purchases (Cumulative) | Achievable Technical Potential | 0 | 0 | 0.034708 | 0.07659 | 0.12696 | 0.18442 | 0.24883 | 0.32283 | 0.40262 | 0.48272 | 0.5569 | 0.61957 | 0.66723 | 0.69823 | 0.71592 | 0.72429 | 0.72777 | 0.72901 | 0.72939 | 0.72947 | 0.72949 | 0.72949 | 0.72949 | 0.72949 | 0.72949 | 0.72949 | 0.72949
F1_Industrial_Industrial - ID_Existing_Space Heating_Natural Gas_Gas Boiler - Insulate Hot Water Lines_A_Achievable Technical Potential | F1 | Industrial | Industrial - ID | Existing | Space Heating | Natural Gas | Gas Boiler - Insulate Hot Water Lines | A | Original Unit Energy Savings (kWh or therms) | Achievable Technical Potential | 0 | 0 | 5.2341 | 5.221 | 5.2082 | 5.1957 | 5.1835 | 5.1716 | 5.1601 | 5.149 | 5.1383 | 5.128 | 5.1181 | 5.1087 | 5.0998 | 5.0913 | 5.0834 | 5.0759 | 5.069 | 5.0626 | 5.0567 | 5.0513 | 5.0465 | 5.0421 | 5.038 | 5.0344 | 5.0311
F2_Industrial_Industrial - ID_Existing_Space Heating_Natural Gas_Gas Boiler - Insulate Hot Water Lines_A_Achievable Technical Potential | F2 | Industrial | Industrial - ID | Existing | Space Heating | Natural Gas | Gas Boiler - Insulate Hot Water Lines | A | Original Unit Summer Peak Savings (kW) | Achievable Technical Potential | 0 | 0 | 0 | 0 | 0 | 0 | 0 | 0 | 0 | 0 | 0 | 0 | 0 | 0 | 0 | 0 | 0 | 0 | 0 | 0 | 0 | 0 | 0 | 0 | 0 | 0 | 0
F3_Industrial_Industrial - ID_Existing_Space Heating_Natural Gas_Gas Boiler - Insulate Hot Water Lines_A_Achievable Technical Potential | F3 | Industrial | Industrial - ID | Existing | Space Heating | Natural Gas | Gas Boiler - Insulate Hot Water Lines | A | Original Unit Winter Peak Savings (kW) | Achievable Technical Potential | 0 | 0 | 0 | 0 | 0 | 0 | 0 | 0 | 0 | 0 | 0 | 0 | 0 | 0 | 0 | 0 | 0 | 0 | 0 | 0 | 0 | 0 | 0 | 0 | 0 | 0 | 0
F4_Industrial_Industrial - ID_Existing_Space Heating_Natural Gas_Gas Boiler - Insulate Hot Water Lines_A_Achievable Technical Potential | F4 | Industrial | Industrial - ID | Existing | Space Heating | Natural Gas | Gas Boiler - Insulate Hot Water Lines | A | Standalone Impact on Baseline Energy (%) | Achievable Technical Potential | 0 | 0 | 0.00020845 | 0.0004203 | 0.00063572 | 0.00085488 | 0.0010779 | 0.0013051 | 0.0015364 | 0.0017721 | 0.0020124 | 0.0022572 | 0.0025069 | 0.0025528 | 0.0025998 | 0.0026479 | 0.002697 | 0.0027473 | 0.0027987 | 0.0028509 | 0.0029039 | 0.0029577 | 0.0030123 | 0.0030677 | 0.0031239 | 0.003181 | 0.003239
F5_Industrial_Industrial - ID_Existing_Space Heating_Natural Gas_Gas Boiler - Insulate Hot Water Lines_A_Achievable Technical Potential | F5 | Industrial | Industrial - ID | Existing | Space Heating | Natural Gas | Gas Boiler - Insulate Hot Water Lines | A | Standalone Impact on Baseline Summer Peak (%) | Achievable Technical Potential | 0 | 0 | 0 | 0 | 0 | 0 | 0 | 0 | 0 | 0 | 0 | 0 | 0 | 0 | 0 | 0 | 0 | 0 | 0 | 0 | 0 | 0 | 0 | 0 | 0 | 0 | 0
F6_Industrial_Industrial - ID_Existing_Space Heating_Natural Gas_Gas Boiler - Insulate Hot Water Lines_A_Achievable Technical Potential | F6 | Industrial | Industrial - ID | Existing | Space Heating | Natural Gas | Gas Boiler - Insulate Hot Water Lines | A | Standalone Impact on Baseline Winter Peak (%) | Achievable Technical Potential | 0 | 0 | 0 | 0 | 0 | 0 | 0 | 0 | 0 | 0 | 0 | 0 | 0 | 0 | 0 | 0 | 0 | 0 | 0 | 0 | 0 | 0 | 0 | 0 | 0 | 0 | 0
F7_Industrial_Industrial - ID_Existing_Space Heating_Natural Gas_Gas Boiler - Insulate Hot Water Lines_A_Achievable Technical Potential | F7 | Industrial | Industrial - ID | Existing | Space Heating | Natural Gas | Gas Boiler - Insulate Hot Water Lines | A | Incremental Energy Savings (MWh or mTherms) | Achievable Technical Potential | 0 | 0 | 0.03006 | 0.029468 | 0.028889 | 0.028322 | 0.027769 | 0.027227 | 0.026698 | 0.026182 | 0.025677 | 0.025183 | 0.024702 | 0 | 0 | 0 | 0 | 0 | 0 | 0 | 0 | 0 | 0 | 0 | 0 | 0 | 0
F8_Industrial_Industrial - ID_Existing_Space Heating_Natural Gas_Gas Boiler - Insulate Hot Water Lines_A_Achievable Technical Potential | F8 | Industrial | Industrial - ID | Existing | Space Heating | Natural Gas | Gas Boiler - Insulate Hot Water Lines | A | Incremental Summer Peak Savings (MW) | Achievable Technical Potential | 0 | 0 | 0 | 0 | 0 | 0 | 0 | 0 | 0 | 0 | 0 | 0 | 0 | 0 | 0 | 0 | 0 | 0 | 0 | 0 | 0 | 0 | 0 | 0 | 0 | 0 | 0
F9_Industrial_Industrial - ID_Existing_Space Heating_Natural Gas_Gas Boiler - Insulate Hot Water Lines_A_Achievable Technical Potential | F9 | Industrial | Industrial - ID | Existing | Space Heating | Natural Gas | Gas Boiler - Insulate Hot Water Lines | A | Incremental Winter Peak Savings (MW) | Achievable Technical Potential | 0 | 0 | 0 | 0 | 0 | 0 | 0 | 0 | 0 | 0 | 0 | 0 | 0 | 0 | 0 | 0 | 0 | 0 | 0 | 0 | 0 | 0 | 0 | 0 | 0 | 0 | 0
F10_Industrial_Industrial - ID_Existing_Space Heating_Natural Gas_Gas Boiler - Insulate Hot Water Lines_A_Achievable Technical Potential | F10 | Industrial | Industrial - ID | Existing | Space Heating | Natural Gas | Gas Boiler - Insulate Hot Water Lines | A | Cumulative Energy Savings (MWh or mTherms) | Achievable Technical Potential | 0 | 0 | 0.03006 | 0.059453 | 0.088196 | 0.11631 | 0.1438 | 0.1707 | 0.19702 | 0.22277 | 0.24799 | 0.27267 | 0.29685 | 0.29631 | 0.29579 | 0.2953 | 0.29484 | 0.29441 | 0.294 | 0.29363 | 0.29329 | 0.29298 | 0.2927 | 0.29244 | 0.29221 | 0.292 | 0.2918
F11_Industrial_Industrial - ID_Existing_Space Heating_Natural Gas_Gas Boiler - Insulate Hot Water Lines_A_Achievable Technical Potential | F11 | Industrial | Industrial - ID | Existing | Space Heating | Natural Gas | Gas Boiler - Insulate Hot Water Lines | A | Cumulative Summer Peak Savings (MW) | Achievable Technical Potential | 0 | 0 | 0 | 0 | 0 | 0 | 0 | 0 | 0 | 0 | 0 | 0 | 0 | 0 | 0 | 0 | 0 | 0 | 0 | 0 | 0 | 0 | 0 | 0 | 0 | 0 | 0
F12_Industrial_Industrial - ID_Existing_Space Heating_Natural Gas_Gas Boiler - Insulate Hot Water Lines_A_Achievable Technical Potential | F12 | Industrial | Industrial - ID | Existing | Space Heating | Natural Gas | Gas Boiler - Insulate Hot Water Lines | A | Cumulative Winter Peak Savings (MW) | Achievable Technical Potential | 0 | 0 | 0 | 0 | 0 | 0 | 0 | 0 | 0 | 0 | 0 | 0 | 0 | 0 | 0 | 0 | 0 | 0 | 0 | 0 | 0 | 0 | 0 | 0 | 0 | 0 | 0
F13_Industrial_Industrial - ID_Existing_Space Heating_Natural Gas_Gas Boiler - Insulate Hot Water Lines_A_Achievable Technical Potential | F13 | Industrial | Industrial - ID | Existing | Space Heating | Natural Gas | Gas Boiler - Insulate Hot Water Lines | A | Purchases (Incremental) | Achievable Technical Potential | 0 | 0 | 5.7431 | 5.6441 | 5.5468 | 5.4511 | 5.3572 | 5.2648 | 5.174 | 5.0848 | 4.9971 | 4.911 | 4.8263 | 0 | 0 | 0 | 0 | 0 | 0 | 0 | 0 | 0 | 0 | 0 | 0 | 0 | 0
F14_Industrial_Industrial - ID_Existing_Space Heating_Natural Gas_Gas Boiler - Insulate Hot Water Lines_A_Achievable Technical Potential | F14 | Industrial | Industrial - ID | Existing | Space Heating | Natural Gas | Gas Boiler - Insulate Hot Water Lines | A | Purchases (Cumulative) | Achievable Technical Potential | 0 | 0 | 5.7431 | 11.3872 | 16.934 | 22.3851 | 27.7423 | 33.0071 | 38.1811 | 43.2659 | 48.263 | 53.174 | 58.0003 | 58.0003 | 58.0003 | 58.0003 | 58.0003 | 58.0003 | 58.0003 | 58.0003 | 58.0003 | 58.0003 | 58.0003 | 58.0003 | 58.0003 | 58.0003 | 58.0003
F1_Industrial_Industrial - ID_Existing_Space Heating_Natural Gas_Gas Boiler - Insulate Steam Lines/Condensate Tank_A_Achievable Technical Potential | F1 | Industrial | Industrial - ID | Existing | Space Heating | Natural Gas | Gas Boiler - Insulate Steam Lines/Condensate Tank | A | Original Unit Energy Savings (kWh or therms) | Achievable Technical Potential | 0 | 0 | 7.8185 | 7.799 | 7.7799 | 7.7612 | 7.7429 | 7.7252 | 7.708 | 7.6914 | 7.6753 | 7.66 | 7.6453 | 7.6312 | 7.6179 | 7.6053 | 7.5934 | 7.5823 | 7.5719 | 7.5623 | 7.5535 | 7.5455 | 7.5383 | 7.5317 | 7.5256 | 7.5202 | 7.5152
F2_Industrial_Industrial - ID_Existing_Space Heating_Natural Gas_Gas Boiler - Insulate Steam Lines/Condensate Tank_A_Achievable Technical Potential | F2 | Industrial | Industrial - ID | Existing | Space Heating | Natural Gas | Gas Boiler - Insulate Steam Lines/Condensate Tank | A | Original Unit Summer Peak Savings (kW) | Achievable Technical Potential | 0 | 0 | 0 | 0 | 0 | 0 | 0 | 0 | 0 | 0 | 0 | 0 | 0 | 0 | 0 | 0 | 0 | 0 | 0 | 0 | 0 | 0 | 0 | 0 | 0 | 0 | 0
F3_Industrial_Industrial - ID_Existing_Space Heating_Natural Gas_Gas Boiler - Insulate Steam Lines/Condensate Tank_A_Achievable Technical Potential | F3 | Industrial | Industrial - ID | Existing | Space Heating | Natural Gas | Gas Boiler - Insulate Steam Lines/Condensate Tank | A | Original Unit Winter Peak Savings (kW) | Achievable Technical Potential | 0 | 0 | 0 | 0 | 0 | 0 | 0 | 0 | 0 | 0 | 0 | 0 | 0 | 0 | 0 | 0 | 0 | 0 | 0 | 0 | 0 | 0 | 0 | 0 | 0 | 0 | 0
F4_Industrial_Industrial - ID_Existing_Space Heating_Natural Gas_Gas Boiler - Insulate Steam Lines/Condensate Tank_A_Achievable Technical Potential | F4 | Industrial | Industrial - ID | Existing | Space Heating | Natural Gas | Gas Boiler - Insulate Steam Lines/Condensate Tank | A | Standalone Impact on Baseline Energy (%) | Achievable Technical Potential | 0 | 0 | 0.00031138 | 0.00062783 | 0.00094962 | 0.001277 | 0.0016102 | 0.0019495 | 0.002295 | 0.0026471 | 0.003006 | 0.0033718 | 0.0037448 | 0.0041252 | 0.0045132 | 0.004909 | 0.0053129 | 0.0054119 | 0.0055132 | 0.005616 | 0.0057204 | 0.0058263 | 0.0059339 | 0.006043 | 0.0061538 | 0.0062663 | 0.0063805
F5_Industrial_Industrial - ID_Existing_Space Heating_Natural Gas_Gas Boiler - Insulate Steam Lines/Condensate Tank_A_Achievable Technical Potential | F5 | Industrial | Industrial - ID | Existing | Space Heating | Natural Gas | Gas Boiler - Insulate Steam Lines/Condensate Tank | A | Standalone Impact on Baseline Summer Peak (%) | Achievable Technical Potential | 0 | 0 | 0 | 0 | 0 | 0 | 0 | 0 | 0 | 0 | 0 | 0 | 0 | 0 | 0 | 0 | 0 | 0 | 0 | 0 | 0 | 0 | 0 | 0 | 0 | 0 | 0
F6_Industrial_Industrial - ID_Existing_Space Heating_Natural Gas_Gas Boiler - Insulate Steam Lines/Condensate Tank_A_Achievable Technical Potential | F6 | Industrial | Industrial - ID | Existing | Space Heating | Natural Gas | Gas Boiler - Insulate Steam Lines/Condensate Tank | A | Standalone Impact on Baseline Winter Peak (%) | Achievable Technical Potential | 0 | 0 | 0 | 0 | 0 | 0 | 0 | 0 | 0 | 0 | 0 | 0 | 0 | 0 | 0 | 0 | 0 | 0 | 0 | 0 | 0 | 0 | 0 | 0 | 0 | 0 | 0
F7_Industrial_Industrial - ID_Existing_Space Heating_Natural Gas_Gas Boiler - Insulate Steam Lines/Condensate Tank_A_Achievable Technical Potential | F7 | Industrial | Industrial - ID | Existing | Space Heating | Natural Gas | Gas Boiler - Insulate Steam Lines/Condensate Tank | A | Incremental Energy Savings (MWh or mTherms) | Achievable Technical Potential | 0 | 0 | 0.044903 | 0.044018 | 0.043153 | 0.042307 | 0.04148 | 0.040671 | 0.039881 | 0.039109 | 0.038355 | 0.037618 | 0.036898 | 0.036196 | 0.035509 | 0.034839 | 0.034185 | 0 | 0 | 0 | 0 | 0 | 0 | 0 | 0 | 0 | 0
F8_Industrial_Industrial - ID_Existing_Space Heating_Natural Gas_Gas Boiler - Insulate Steam Lines/Condensate Tank_A_Achievable Technical Potential | F8 | Industrial | Industrial - ID | Existing | Space Heating | Natural Gas | Gas Boiler - Insulate Steam Lines/Condensate Tank | A | Incremental Summer Peak Savings (MW) | Achievable Technical Potential | 0 | 0 | 0 | 0 | 0 | 0 | 0 | 0 | 0 | 0 | 0 | 0 | 0 | 0 | 0 | 0 | 0 | 0 | 0 | 0 | 0 | 0 | 0 | 0 | 0 | 0 | 0
F9_Industrial_Industrial - ID_Existing_Space Heating_Natural Gas_Gas Boiler - Insulate Steam Lines/Condensate Tank_A_Achievable Technical Potential | F9 | Industrial | Industrial - ID | Existing | Space Heating | Natural Gas | Gas Boiler - Insulate Steam Lines/Condensate Tank | A | Incremental Winter Peak Savings (MW) | Achievable Technical Potential | 0 | 0 | 0 | 0 | 0 | 0 | 0 | 0 | 0 | 0 | 0 | 0 | 0 | 0 | 0 | 0 | 0 | 0 | 0 | 0 | 0 | 0 | 0 | 0 | 0 | 0 | 0
F10_Industrial_Industrial - ID_Existing_Space Heating_Natural Gas_Gas Boiler - Insulate Steam Lines/Condensate Tank_A_Achievable Technical Potential | F10 | Industrial | Industrial - ID | Existing | Space Heating | Natural Gas | Gas Boiler - Insulate Steam Lines/Condensate Tank | A | Cumulative Energy Savings (MWh or mTherms) | Achievable Technical Potential | 0 | 0 | 0.044903 | 0.088809 | 0.13174 | 0.17373 | 0.21481 | 0.25498 | 0.2943 | 0.33277 | 0.37044 | 0.40731 | 0.44343 | 0.47881 | 0.51348 | 0.54747 | 0.5808 | 0.57995 | 0.57916 | 0.57842 | 0.57775 | 0.57714 | 0.57658 | 0.57608 | 0.57562 | 0.5752 | 0.57482
F11_Industrial_Industrial - ID_Existing_Space Heating_Natural Gas_Gas Boiler - Insulate Steam Lines/Condensate Tank_A_Achievable Technical Potential | F11 | Industrial | Industrial - ID | Existing | Space Heating | Natural Gas | Gas Boiler - Insulate Steam Lines/Condensate Tank | A | Cumulative Summer Peak Savings (MW) | Achievable Technical Potential | 0 | 0 | 0 | 0 | 0 | 0 | 0 | 0 | 0 | 0 | 0 | 0 | 0 | 0 | 0 | 0 | 0 | 0 | 0 | 0 | 0 | 0 | 0 | 0 | 0 | 0 | 0
F12_Industrial_Industrial - ID_Existing_Space Heating_Natural Gas_Gas Boiler - Insulate Steam Lines/Condensate Tank_A_Achievable Technical Potential | F12 | Industrial | Industrial - ID | Existing | Space Heating | Natural Gas | Gas Boiler - Insulate Steam Lines/Condensate Tank | A | Cumulative Winter Peak Savings (MW) | Achievable Technical Potential | 0 | 0 | 0 | 0 | 0 | 0 | 0 | 0 | 0 | 0 | 0 | 0 | 0 | 0 | 0 | 0 | 0 | 0 | 0 | 0 | 0 | 0 | 0 | 0 | 0 | 0 | 0
F13_Industrial_Industrial - ID_Existing_Space Heating_Natural Gas_Gas Boiler - Insulate Steam Lines/Condensate Tank_A_Achievable Technical Potential | F13 | Industrial | Industrial - ID | Existing | Space Heating | Natural Gas | Gas Boiler - Insulate Steam Lines/Condensate Tank | A | Purchases (Incremental) | Achievable Technical Potential | 0 | 0 | 5.7431 | 5.6441 | 5.5468 | 5.4511 | 5.3572 | 5.2648 | 5.174 | 5.0848 | 4.9971 | 4.911 | 4.8263 | 4.7431 | 4.6613 | 4.581 | 4.502 | 0 | 0 | 0 | 0 | 0 | 0 | 0 | 0 | 0 | 0
F14_Industrial_Industrial - ID_Existing_Space Heating_Natural Gas_Gas Boiler - Insulate Steam Lines/Condensate Tank_A_Achievable Technical Potential | F14 | Industrial | Industrial - ID | Existing | Space Heating | Natural Gas | Gas Boiler - Insulate Steam Lines/Condensate Tank | A | Purchases (Cumulative) | Achievable Technical Potential | 0 | 0 | 5.7431 | 11.3872 | 16.934 | 22.3851 | 27.7423 | 33.0071 | 38.1811 | 43.2659 | 48.263 | 53.174 | 58.0003 | 62.7434 | 67.4047 | 71.9857 | 76.4877 | 76.4877 | 76.4877 | 76.4877 | 76.4877 | 76.4877 | 76.4877 | 76.4877 | 76.4877 | 76.4877 | 76.4877
F1_Industrial_Industrial - ID_Existing_Space Heating_Natural Gas_Gas Boiler - Stack Economizer_A_Achievable Technical Potential | F1 | Industrial | Industrial - ID | Existing | Space Heating | Natural Gas | Gas Boiler - Stack Economizer | A | Original Unit Energy Savings (kWh or therms) | Achievable Technical Potential | 0 | 0 | 1.1247 | 1.1219 | 1.1191 | 1.1164 | 1.1138 | 1.1113 | 1.1088 | 1.1064 | 1.1041 | 1.1019 | 1.0998 | 1.0977 | 1.0958 | 1.094 | 1.0923 | 1.0907 | 1.0892 | 1.0878 | 1.0866 | 1.0854 | 1.0844 | 1.0834 | 1.0826 | 1.0818 | 1.0811
F2_Industrial_Industrial - ID_Existing_Space Heating_Natural Gas_Gas Boiler - Stack Economizer_A_Achievable Technical Potential | F2 | Industrial | Industrial - ID | Existing | Space Heating | Natural Gas | Gas Boiler - Stack Economizer | A | Original Unit Summer Peak Savings (kW) | Achievable Technical Potential | 0 | 0 | 0 | 0 | 0 | 0 | 0 | 0 | 0 | 0 | 0 | 0 | 0 | 0 | 0 | 0 | 0 | 0 | 0 | 0 | 0 | 0 | 0 | 0 | 0 | 0 | 0
F3_Industrial_Industrial - ID_Existing_Space Heating_Natural Gas_Gas Boiler - Stack Economizer_A_Achievable Technical Potential | F3 | Industrial | Industrial - ID | Existing | Space Heating | Natural Gas | Gas Boiler - Stack Economizer | A | Original Unit Winter Peak Savings (kW) | Achievable Technical Potential | 0 | 0 | 0 | 0 | 0 | 0 | 0 | 0 | 0 | 0 | 0 | 0 | 0 | 0 | 0 | 0 | 0 | 0 | 0 | 0 | 0 | 0 | 0 | 0 | 0 | 0 | 0
F4_Industrial_Industrial - ID_Existing_Space Heating_Natural Gas_Gas Boiler - Stack Economizer_A_Achievable Technical Potential | F4 | Industrial | Industrial - ID | Existing | Space Heating | Natural Gas | Gas Boiler - Stack Economizer | A | Standalone Impact on Baseline Energy (%) | Achievable Technical Potential | 0 | 0 | 0.00055083 | 0.0011106 | 0.0016799 | 0.002259 | 0.0028485 | 0.0033936 | 0.0038499 | 0.0042357 | 0.0045656 | 0.0048513 | 0.0051021 | 0.0053257 | 0.0055279 | 0.0057135 | 0.0058864 | 0.0059962 | 0.0061084 | 0.0062223 | 0.006338 | 0.0064553 | 0.0065744 | 0.0066954 | 0.0068181 | 0.0069428 | 0.0070693
F5_Industrial_Industrial - ID_Existing_Space Heating_Natural Gas_Gas Boiler - Stack Economizer_A_Achievable Technical Potential | F5 | Industrial | Industrial - ID | Existing | Space Heating | Natural Gas | Gas Boiler - Stack Economizer | A | Standalone Impact on Baseline Summer Peak (%) | Achievable Technical Potential | 0 | 0 | 0 | 0 | 0 | 0 | 0 | 0 | 0 | 0 | 0 | 0 | 0 | 0 | 0 | 0 | 0 | 0 | 0 | 0 | 0 | 0 | 0 | 0 | 0 | 0 | 0
F6_Industrial_Industrial - ID_Existing_Space Heating_Natural Gas_Gas Boiler - Stack Economizer_A_Achievable Technical Potential | F6 | Industrial | Industrial - ID | Existing | Space Heating | Natural Gas | Gas Boiler - Stack Economizer | A | Standalone Impact on Baseline Winter Peak (%) | Achievable Technical Potential | 0 | 0 | 0 | 0 | 0 | 0 | 0 | 0 | 0 | 0 | 0 | 0 | 0 | 0 | 0 | 0 | 0 | 0 | 0 | 0 | 0 | 0 | 0 | 0 | 0 | 0 | 0
F7_Industrial_Industrial - ID_Existing_Space Heating_Natural Gas_Gas Boiler - Stack Economizer_A_Achievable Technical Potential | F7 | Industrial | Industrial - ID | Existing | Space Heating | Natural Gas | Gas Boiler - Stack Economizer | A | Incremental Energy Savings (MWh or mTherms) | Achievable Technical Potential | 0 | 0 | 0.079433 | 0.077869 | 0.076338 | 0.074841 | 0.073378 | 0.064753 | 0.050796 | 0.03985 | 0.031265 | 0.024532 | 0.01925 | 0.015107 | 0.011856 | 0.009306 | 0.007305 | 0 | 0 | 0 | 0 | 0 | 0 | 0 | 0 | 0 | 0
F8_Industrial_Industrial - ID_Existing_Space Heating_Natural Gas_Gas Boiler - Stack Economizer_A_Achievable Technical Potential | F8 | Industrial | Industrial - ID | Existing | Space Heating | Natural Gas | Gas Boiler - Stack Economizer | A | Incremental Summer Peak Savings (MW) | Achievable Technical Potential | 0 | 0 | 0 | 0 | 0 | 0 | 0 | 0 | 0 | 0 | 0 | 0 | 0 | 0 | 0 | 0 | 0 | 0 | 0 | 0 | 0 | 0 | 0 | 0 | 0 | 0 | 0
F9_Industrial_Industrial - ID_Existing_Space Heating_Natural Gas_Gas Boiler - Stack Economizer_A_Achievable Technical Potential | F9 | Industrial | Industrial - ID | Existing | Space Heating | Natural Gas | Gas Boiler - Stack Economizer | A | Incremental Winter Peak Savings (MW) | Achievable Technical Potential | 0 | 0 | 0 | 0 | 0 | 0 | 0 | 0 | 0 | 0 | 0 | 0 | 0 | 0 | 0 | 0 | 0 | 0 | 0 | 0 | 0 | 0 | 0 | 0 | 0 | 0 | 0
F10_Industrial_Industrial - ID_Existing_Space Heating_Natural Gas_Gas Boiler - Stack Economizer_A_Achievable Technical Potential | F10 | Industrial | Industrial - ID | Existing | Space Heating | Natural Gas | Gas Boiler - Stack Economizer | A | Cumulative Energy Savings (MWh or mTherms) | Achievable Technical Potential | 0 | 0 | 0.079433 | 0.1571 | 0.23306 | 0.30734 | 0.37999 | 0.44387 | 0.49368 | 0.53247 | 0.56263 | 0.58603 | 0.60415 | 0.61815 | 0.62893 | 0.63719 | 0.6435 | 0.64256 | 0.64168 | 0.64087 | 0.64012 | 0.63945 | 0.63883 | 0.63827 | 0.63776 | 0.6373 | 0.63688
F11_Industrial_Industrial - ID_Existing_Space Heating_Natural Gas_Gas Boiler - Stack Economizer_A_Achievable Technical Potential | F11 | Industrial | Industrial - ID | Existing | Space Heating | Natural Gas | Gas Boiler - Stack Economizer | A | Cumulative Summer Peak Savings (MW) | Achievable Technical Potential | 0 | 0 | 0 | 0 | 0 | 0 | 0 | 0 | 0 | 0 | 0 | 0 | 0 | 0 | 0 | 0 | 0 | 0 | 0 | 0 | 0 | 0 | 0 | 0 | 0 | 0 | 0
F12_Industrial_Industrial - ID_Existing_Space Heating_Natural Gas_Gas Boiler - Stack Economizer_A_Achievable Technical Potential | F12 | Industrial | Industrial - ID | Existing | Space Heating | Natural Gas | Gas Boiler - Stack Economizer | A | Cumulative Winter Peak Savings (MW) | Achievable Technical Potential | 0 | 0 | 0 | 0 | 0 | 0 | 0 | 0 | 0 | 0 | 0 | 0 | 0 | 0 | 0 | 0 | 0 | 0 | 0 | 0 | 0 | 0 | 0 | 0 | 0 | 0 | 0
F13_Industrial_Industrial - ID_Existing_Space Heating_Natural Gas_Gas Boiler - Stack Economizer_A_Achievable Technical Potential | F13 | Industrial | Industrial - ID | Existing | Space Heating | Natural Gas | Gas Boiler - Stack Economizer | A | Purchases (Incremental) | Achievable Technical Potential | 0 | 0 | 70.627 | 69.4093 | 68.2126 | 67.0365 | 65.8807 | 58.2703 | 45.8125 | 36.0181 | 28.3177 | 22.2636 | 17.5038 | 13.7616 | 10.8195 | 8.5063 | 6.6877 | 0 | 0 | 0 | 0 | 0 | 0 | 0 | 0 | 0 | 0
F14_Industrial_Industrial - ID_Existing_Space Heating_Natural Gas_Gas Boiler - Stack Economizer_A_Achievable Technical Potential | F14 | Industrial | Industrial - ID | Existing | Space Heating | Natural Gas | Gas Boiler - Stack Economizer | A | Purchases (Cumulative) | Achievable Technical Potential | 0 | 0 | 70.627 | 140.0363 | 208.2489 | 275.2854 | 341.1661 | 399.4364 | 445.2489 | 481.2671 | 509.5848 | 531.8484 | 549.3522 | 563.1137 | 573.9332 | 582.4395 | 589.1273 | 589.1273 | 589.1273 | 589.1273 | 589.1273 | 589.1273 | 589.1273 | 589.1273 | 589.1273 | 589.1273 | 589.1273
F1_Industrial_Industrial - ID_Existing_Space Heating_Natural Gas_Gas Boiler - Steam Trap Replacement_A_Achievable Technical Potential | F1 | Industrial | Industrial - ID | Existing | Space Heating | Natural Gas | Gas Boiler - Steam Trap Replacement | A | Original Unit Energy Savings (kWh or therms) | Achievable Technical Potential | 0 | 0 | 47339.4589 | 47221.25 | 47105.3351 | 46992.0028 | 46881.5156 | 46774.1119 | 46670.0086 | 46569.403 | 46472.4742 | 46379.3852 | 46290.284 | 46205.3055 | 46124.5718 | 46048.1945 | 45976.2745 | 45908.904 | 45846.1665 | 45788.138 | 45734.8876 | 45686.4782 | 45642.4696 | 45602.4618 | 45566.0911 | 45533.0268 | 45502.9684
F2_Industrial_Industrial - ID_Existing_Space Heating_Natural Gas_Gas Boiler - Steam Trap Replacement_A_Achievable Technical Potential | F2 | Industrial | Industrial - ID | Existing | Space Heating | Natural Gas | Gas Boiler - Steam Trap Replacement | A | Original Unit Summer Peak Savings (kW) | Achievable Technical Potential | 0 | 0 | 0 | 0 | 0 | 0 | 0 | 0 | 0 | 0 | 0 | 0 | 0 | 0 | 0 | 0 | 0 | 0 | 0 | 0 | 0 | 0 | 0 | 0 | 0 | 0 | 0
F3_Industrial_Industrial - ID_Existing_Space Heating_Natural Gas_Gas Boiler - Steam Trap Replacement_A_Achievable Technical Potential | F3 | Industrial | Industrial - ID | Existing | Space Heating | Natural Gas | Gas Boiler - Steam Trap Replacement | A | Original Unit Winter Peak Savings (kW) | Achievable Technical Potential | 0 | 0 | 0 | 0 | 0 | 0 | 0 | 0 | 0 | 0 | 0 | 0 | 0 | 0 | 0 | 0 | 0 | 0 | 0 | 0 | 0 | 0 | 0 | 0 | 0 | 0 | 0
F4_Industrial_Industrial - ID_Existing_Space Heating_Natural Gas_Gas Boiler - Steam Trap Replacement_A_Achievable Technical Potential | F4 | Industrial | Industrial - ID | Existing | Space Heating | Natural Gas | Gas Boiler - Steam Trap Replacement | A | Standalone Impact on Baseline Energy (%) | Achievable Technical Potential | 0 | 0 | 1.8553e-05 | 3.7409e-05 | 5.6582e-05 | 7.6088e-05 | 9.5942e-05 | 0.00011616 | 0.00011822 | 0.00012033 | 0.00012249 | 0.00012471 | 0.00012698 | 0.0001293 | 0.00013168 | 0.00013412 | 0.00013661 | 0.00013915 | 0.00014176 | 0.0001444 | 0.00014709 | 0.00014981 | 0.00015257 | 0.00015538 | 0.00015823 | 0.00016112 | 0.00016406
F5_Industrial_Industrial - ID_Existing_Space Heating_Natural Gas_Gas Boiler - Steam Trap Replacement_A_Achievable Technical Potential | F5 | Industrial | Industrial - ID | Existing | Space Heating | Natural Gas | Gas Boiler - Steam Trap Replacement | A | Standalone Impact on Baseline Summer Peak (%) | Achievable Technical Potential | 0 | 0 | 0 | 0 | 0 | 0 | 0 | 0 | 0 | 0 | 0 | 0 | 0 | 0 | 0 | 0 | 0 | 0 | 0 | 0 | 0 | 0 | 0 | 0 | 0 | 0 | 0
F6_Industrial_Industrial - ID_Existing_Space Heating_Natural Gas_Gas Boiler - Steam Trap Replacement_A_Achievable Technical Potential | F6 | Industrial | Industrial - ID | Existing | Space Heating | Natural Gas | Gas Boiler - Steam Trap Replacement | A | Standalone Impact on Baseline Winter Peak (%) | Achievable Technical Potential | 0 | 0 | 0 | 0 | 0 | 0 | 0 | 0 | 0 | 0 | 0 | 0 | 0 | 0 | 0 | 0 | 0 | 0 | 0 | 0 | 0 | 0 | 0 | 0 | 0 | 0 | 0
F7_Industrial_Industrial - ID_Existing_Space Heating_Natural Gas_Gas Boiler - Steam Trap Replacement_A_Achievable Technical Potential | F7 | Industrial | Industrial - ID | Existing | Space Heating | Natural Gas | Gas Boiler - Steam Trap Replacement | A | Incremental Energy Savings (MWh or mTherms) | Achievable Technical Potential | 0 | 0 | 0.0026755 | 0.0026228 | 0.0025712 | 0.0025208 | 0.0024715 | 0.0024233 | 0 | 0 | 0 | 0 | 0 | 0 | 0 | 0 | 0 | 0 | 0 | 0 | 0 | 0 | 0 | 0 | 0 | 0 | 0
F8_Industrial_Industrial - ID_Existing_Space Heating_Natural Gas_Gas Boiler - Steam Trap Replacement_A_Achievable Technical Potential | F8 | Industrial | Industrial - ID | Existing | Space Heating | Natural Gas | Gas Boiler - Steam Trap Replacement | A | Incremental Summer Peak Savings (MW) | Achievable Technical Potential | 0 | 0 | 0 | 0 | 0 | 0 | 0 | 0 | 0 | 0 | 0 | 0 | 0 | 0 | 0 | 0 | 0 | 0 | 0 | 0 | 0 | 0 | 0 | 0 | 0 | 0 | 0
F9_Industrial_Industrial - ID_Existing_Space Heating_Natural Gas_Gas Boiler - Steam Trap Replacement_A_Achievable Technical Potential | F9 | Industrial | Industrial - ID | Existing | Space Heating | Natural Gas | Gas Boiler - Steam Trap Replacement | A | Incremental Winter Peak Savings (MW) | Achievable Technical Potential | 0 | 0 | 0 | 0 | 0 | 0 | 0 | 0 | 0 | 0 | 0 | 0 | 0 | 0 | 0 | 0 | 0 | 0 | 0 | 0 | 0 | 0 | 0 | 0 | 0 | 0 | 0
F10_Industrial_Industrial - ID_Existing_Space Heating_Natural Gas_Gas Boiler - Steam Trap Replacement_A_Achievable Technical Potential | F10 | Industrial | Industrial - ID | Existing | Space Heating | Natural Gas | Gas Boiler - Steam Trap Replacement | A | Cumulative Energy Savings (MWh or mTherms) | Achievable Technical Potential | 0 | 0 | 0.0026755 | 0.0052915 | 0.0078498 | 0.010352 | 0.012799 | 0.015193 | 0.015159 | 0.015126 | 0.015095 | 0.015065 | 0.015036 | 0.015008 | 0.014982 | 0.014957 | 0.014934 | 0.014912 | 0.014891 | 0.014873 | 0.014855 | 0.01484 | 0.014825 | 0.014812 | 0.014801 | 0.01479 | 0.01478
F11_Industrial_Industrial - ID_Existing_Space Heating_Natural Gas_Gas Boiler - Steam Trap Replacement_A_Achievable Technical Potential | F11 | Industrial | Industrial - ID | Existing | Space Heating | Natural Gas | Gas Boiler - Steam Trap Replacement | A | Cumulative Summer Peak Savings (MW) | Achievable Technical Potential | 0 | 0 | 0 | 0 | 0 | 0 | 0 | 0 | 0 | 0 | 0 | 0 | 0 | 0 | 0 | 0 | 0 | 0 | 0 | 0 | 0 | 0 | 0 | 0 | 0 | 0 | 0
F12_Industrial_Industrial - ID_Existing_Space Heating_Natural Gas_Gas Boiler - Steam Trap Replacement_A_Achievable Technical Potential | F12 | Industrial | Industrial - ID | Existing | Space Heating | Natural Gas | Gas Boiler - Steam Trap Replacement | A | Cumulative Winter Peak Savings (MW) | Achievable Technical Potential | 0 | 0 | 0 | 0 | 0 | 0 | 0 | 0 | 0 | 0 | 0 | 0 | 0 | 0 | 0 | 0 | 0 | 0 | 0 | 0 | 0 | 0 | 0 | 0 | 0 | 0 | 0
F13_Industrial_Industrial - ID_Existing_Space Heating_Natural Gas_Gas Boiler - Steam Trap Replacement_A_Achievable Technical Potential | F13 | Industrial | Industrial - ID | Existing | Space Heating | Natural Gas | Gas Boiler - Steam Trap Replacement | A | Purchases (Incremental) | Achievable Technical Potential | 0 | 0 | 5.6517e-05 | 5.5542e-05 | 5.4584e-05 | 5.3643e-05 | 5.2718e-05 | 5.181e-05 | 0 | 0 | 0 | 0 | 0 | 0 | 0 | 0 | 0 | 0 | 0 | 0 | 0 | 0 | 0 | 0 | 0 | 0 | 0
F14_Industrial_Industrial - ID_Existing_Space Heating_Natural Gas_Gas Boiler - Steam Trap Replacement_A_Achievable Technical Potential | F14 | Industrial | Industrial - ID | Existing | Space Heating | Natural Gas | Gas Boiler - Steam Trap Replacement | A | Purchases (Cumulative) | Achievable Technical Potential | 0 | 0 | 5.6517e-05 | 0.00011206 | 0.00016664 | 0.00022029 | 0.000273 | 0.00032481 | 0.00032481 | 0.00032481 | 0.00032481 | 0.00032481 | 0.00032481 | 0.00032481 | 0.00032481 | 0.00032481 | 0.00032481 | 0.00032481 | 0.00032481 | 0.00032481 | 0.00032481 | 0.00032481 | 0.00032481 | 0.00032481 | 0.00032481 | 0.00032481 | 0.00032481
F1_Industrial_Industrial - ID_Existing_Process_Natural Gas_Process Boiler - Hot Water Reset_A_Achievable Technical Potential | F1 | Industrial | Industrial - ID | Existing | Process | Natural Gas | Process Boiler - Hot Water Reset | A | Original Unit Energy Savings (kWh or therms) | Achievable Technical Potential | 0 | 0 | 8529.0556 | 8529.0556 | 8529.0556 | 8529.0556 | 8529.0556 | 8529.0556 | 8529.0556 | 8529.0556 | 8529.0556 | 8529.0556 | 8529.0556 | 8529.0556 | 8529.0556 | 8529.0556 | 8529.0556 | 8529.0556 | 8529.0556 | 8529.0556 | 8529.0556 | 8529.0556 | 8529.0556 | 8529.0556 | 8529.0556 | 8529.0556 | 8529.0556
F2_Industrial_Industrial - ID_Existing_Process_Natural Gas_Process Boiler - Hot Water Reset_A_Achievable Technical Potential | F2 | Industrial | Industrial - ID | Existing | Process | Natural Gas | Process Boiler - Hot Water Reset | A | Original Unit Summer Peak Savings (kW) | Achievable Technical Potential | 0 | 0 | 0 | 0 | 0 | 0 | 0 | 0 | 0 | 0 | 0 | 0 | 0 | 0 | 0 | 0 | 0 | 0 | 0 | 0 | 0 | 0 | 0 | 0 | 0 | 0 | 0
F3_Industrial_Industrial - ID_Existing_Process_Natural Gas_Process Boiler - Hot Water Reset_A_Achievable Technical Potential | F3 | Industrial | Industrial - ID | Existing | Process | Natural Gas | Process Boiler - Hot Water Reset | A | Original Unit Winter Peak Savings (kW) | Achievable Technical Potential | 0 | 0 | 0 | 0 | 0 | 0 | 0 | 0 | 0 | 0 | 0 | 0 | 0 | 0 | 0 | 0 | 0 | 0 | 0 | 0 | 0 | 0 | 0 | 0 | 0 | 0 | 0
F4_Industrial_Industrial - ID_Existing_Process_Natural Gas_Process Boiler - Hot Water Reset_A_Achievable Technical Potential | F4 | Industrial | Industrial - ID | Existing | Process | Natural Gas | Process Boiler - Hot Water Reset | A | Standalone Impact on Baseline Energy (%) | Achievable Technical Potential | 0 | 0 | 0.00028999 | 0.00065114 | 0.0010983 | 0.0016233 | 0.0022287 | 0.0029423 | 0.0037339 | 0.0045553 | 0.0053475 | 0.0060537 | 0.0066337 | 0.0070637 | 0.0073697 | 0.0075867 | 0.0077569 | 0.0079064 | 0.0080493 | 0.0081915 | 0.0083353 | 0.0084816 | 0.0086304 | 0.0087818 | 0.0089359 | 0.0090926 | 0.0092522
F5_Industrial_Industrial - ID_Existing_Process_Natural Gas_Process Boiler - Hot Water Reset_A_Achievable Technical Potential | F5 | Industrial | Industrial - ID | Existing | Process | Natural Gas | Process Boiler - Hot Water Reset | A | Standalone Impact on Baseline Summer Peak (%) | Achievable Technical Potential | 0 | 0 | 0 | 0 | 0 | 0 | 0 | 0 | 0 | 0 | 0 | 0 | 0 | 0 | 0 | 0 | 0 | 0 | 0 | 0 | 0 | 0 | 0 | 0 | 0 | 0 | 0
F6_Industrial_Industrial - ID_Existing_Process_Natural Gas_Process Boiler - Hot Water Reset_A_Achievable Technical Potential | F6 | Industrial | Industrial - ID | Existing | Process | Natural Gas | Process Boiler - Hot Water Reset | A | Standalone Impact on Baseline Winter Peak (%) | Achievable Technical Potential | 0 | 0 | 0 | 0 | 0 | 0 | 0 | 0 | 0 | 0 | 0 | 0 | 0 | 0 | 0 | 0 | 0 | 0 | 0 | 0 | 0 | 0 | 0 | 0 | 0 | 0 | 0
F7_Industrial_Industrial - ID_Existing_Process_Natural Gas_Process Boiler - Hot Water Reset_A_Achievable Technical Potential | F7 | Industrial | Industrial - ID | Existing | Process | Natural Gas | Process Boiler - Hot Water Reset | A | Incremental Energy Savings (MWh or mTherms) | Achievable Technical Potential | 0 | 0 | 0.57427 | 0.69296 | 0.83336 | 0.95072 | 1.0657 | 1.2245 | 1.3201 | 1.3253 | 1.2274 | 1.0369 | 0.78855 | 0.51288 | 0.29267 | 0.13848 | 0.057579 | 0.020577 | 0.0063165 | 0.001353 | 0.00021856 | 2.5782e-05 | 0 | 0 | 0 | 0 | 0
F8_Industrial_Industrial - ID_Existing_Process_Natural Gas_Process Boiler - Hot Water Reset_A_Achievable Technical Potential | F8 | Industrial | Industrial - ID | Existing | Process | Natural Gas | Process Boiler - Hot Water Reset | A | Incremental Summer Peak Savings (MW) | Achievable Technical Potential | 0 | 0 | 0 | 0 | 0 | 0 | 0 | 0 | 0 | 0 | 0 | 0 | 0 | 0 | 0 | 0 | 0 | 0 | 0 | 0 | 0 | 0 | 0 | 0 | 0 | 0 | 0
F9_Industrial_Industrial - ID_Existing_Process_Natural Gas_Process Boiler - Hot Water Reset_A_Achievable Technical Potential | F9 | Industrial | Industrial - ID | Existing | Process | Natural Gas | Process Boiler - Hot Water Reset | A | Incremental Winter Peak Savings (MW) | Achievable Technical Potential | 0 | 0 | 0 | 0 | 0 | 0 | 0 | 0 | 0 | 0 | 0 | 0 | 0 | 0 | 0 | 0 | 0 | 0 | 0 | 0 | 0 | 0 | 0 | 0 | 0 | 0 | 0
F10_Industrial_Industrial - ID_Existing_Process_Natural Gas_Process Boiler - Hot Water Reset_A_Achievable Technical Potential | F10 | Industrial | Industrial - ID | Existing | Process | Natural Gas | Process Boiler - Hot Water Reset | A | Cumulative Energy Savings (MWh or mTherms) | Achievable Technical Potential | 0 | 0 | 0.57427 | 1.2672 | 2.1006 | 3.0513 | 4.117 | 5.3415 | 6.6616 | 7.9869 | 9.2143 | 10.2512 | 11.0398 | 11.5526 | 11.8453 | 11.9838 | 12.0414 | 12.062 | 12.0683 | 12.0696 | 12.0698 | 12.0699 | 12.0699 | 12.0699 | 12.0699 | 12.0699 | 12.0699
F11_Industrial_Industrial - ID_Existing_Process_Natural Gas_Process Boiler - Hot Water Reset_A_Achievable Technical Potential | F11 | Industrial | Industrial - ID | Existing | Process | Natural Gas | Process Boiler - Hot Water Reset | A | Cumulative Summer Peak Savings (MW) | Achievable Technical Potential | 0 | 0 | 0 | 0 | 0 | 0 | 0 | 0 | 0 | 0 | 0 | 0 | 0 | 0 | 0 | 0 | 0 | 0 | 0 | 0 | 0 | 0 | 0 | 0 | 0 | 0 | 0
F12_Industrial_Industrial - ID_Existing_Process_Natural Gas_Process Boiler - Hot Water Reset_A_Achievable Technical Potential | F12 | Industrial | Industrial - ID | Existing | Process | Natural Gas | Process Boiler - Hot Water Reset | A | Cumulative Winter Peak Savings (MW) | Achievable Technical Potential | 0 | 0 | 0 | 0 | 0 | 0 | 0 | 0 | 0 | 0 | 0 | 0 | 0 | 0 | 0 | 0 | 0 | 0 | 0 | 0 | 0 | 0 | 0 | 0 | 0 | 0 | 0
F13_Industrial_Industrial - ID_Existing_Process_Natural Gas_Process Boiler - Hot Water Reset_A_Achievable Technical Potential | F13 | Industrial | Industrial - ID | Existing | Process | Natural Gas | Process Boiler - Hot Water Reset | A | Purchases (Incremental) | Achievable Technical Potential | 0 | 0 | 0.067331 | 0.081247 | 0.097708 | 0.11147 | 0.12495 | 0.14356 | 0.15478 | 0.15539 | 0.14391 | 0.12157 | 0.092455 | 0.060133 | 0.034314 | 0.016237 | 0.006751 | 0.0024126 | 0.00074059 | 0.00015863 | 2.5625e-05 | 3.0228e-06 | 0 | 0 | 0 | 0 | 0
F14_Industrial_Industrial - ID_Existing_Process_Natural Gas_Process Boiler - Hot Water Reset_A_Achievable Technical Potential | F14 | Industrial | Industrial - ID | Existing | Process | Natural Gas | Process Boiler - Hot Water Reset | A | Purchases (Cumulative) | Achievable Technical Potential | 0 | 0 | 0.067331 | 0.14858 | 0.24629 | 0.35775 | 0.4827 | 0.62627 | 0.78105 | 0.93643 | 1.0803 | 1.2019 | 1.2944 | 1.3545 | 1.3888 | 1.4051 | 1.4118 | 1.4142 | 1.415 | 1.4151 | 1.4151 | 1.4151 | 1.4151 | 1.4151 | 1.4151 | 1.4151 | 1.4151
F1_Industrial_Industrial - ID_Existing_Process_Natural Gas_Process Boiler - Burner Control Optimization_A_Achievable Technical Potential | F1 | Industrial | Industrial - ID | Existing | Process | Natural Gas | Process Boiler - Burner Control Optimization | A | Original Unit Energy Savings (kWh or therms) | Achievable Technical Potential | 0 | 0 | 2.3188 | 2.3188 | 2.3188 | 2.3188 | 2.3188 | 2.3188 | 2.3188 | 2.3188 | 2.3188 | 2.3188 | 2.3188 | 2.3188 | 2.3188 | 2.3188 | 2.3188 | 2.3188 | 2.3188 | 2.3188 | 2.3188 | 2.3188 | 2.3188 | 2.3188 | 2.3188 | 2.3188 | 2.3188
F2_Industrial_Industrial - ID_Existing_Process_Natural Gas_Process Boiler - Burner Control Optimization_A_Achievable Technical Potential | F2 | Industrial | Industrial - ID | Existing | Process | Natural Gas | Process Boiler - Burner Control Optimization | A | Original Unit Summer Peak Savings (kW) | Achievable Technical Potential | 0 | 0 | 0 | 0 | 0 | 0 | 0 | 0 | 0 | 0 | 0 | 0 | 0 | 0 | 0 | 0 | 0 | 0 | 0 | 0 | 0 | 0 | 0 | 0 | 0 | 0 | 0
F3_Industrial_Industrial - ID_Existing_Process_Natural Gas_Process Boiler - Burner Control Optimization_A_Achievable Technical Potential | F3 | Industrial | Industrial - ID | Existing | Process | Natural Gas | Process Boiler - Burner Control Optimization | A | Original Unit Winter Peak Savings (kW) | Achievable Technical Potential | 0 | 0 | 0 | 0 | 0 | 0 | 0 | 0 | 0 | 0 | 0 | 0 | 0 | 0 | 0 | 0 | 0 | 0 | 0 | 0 | 0 | 0 | 0 | 0 | 0 | 0 | 0
F4_Industrial_Industrial - ID_Existing_Process_Natural Gas_Process Boiler - Burner Control Optimization_A_Achievable Technical Potential | F4 | Industrial | Industrial - ID | Existing | Process | Natural Gas | Process Boiler - Burner Control Optimization | A | Standalone Impact on Baseline Energy (%) | Achievable Technical Potential | 0 | 0 | 1.6229e-05 | 4.2024e-05 | 9.3782e-05 | 0.00018471 | 0.00032684 | 0.00052702 | 0.00078375 | 0.0010862 | 0.0014162 | 0.001752 | 0.0020729 | 0.0023632 | 0.0026138 | 0.0028223 | 0.0029917 | 0.003128 | 0.0032388 | 0.0033312 | 0.0033897 | 0.0034492 | 0.0035097 | 0.0035712 | 0.0036339 | 0.0036976 | 0.0037625
F5_Industrial_Industrial - ID_Existing_Process_Natural Gas_Process Boiler - Burner Control Optimization_A_Achievable Technical Potential | F5 | Industrial | Industrial - ID | Existing | Process | Natural Gas | Process Boiler - Burner Control Optimization | A | Standalone Impact on Baseline Summer Peak (%) | Achievable Technical Potential | 0 | 0 | 0 | 0 | 0 | 0 | 0 | 0 | 0 | 0 | 0 | 0 | 0 | 0 | 0 | 0 | 0 | 0 | 0 | 0 | 0 | 0 | 0 | 0 | 0 | 0 | 0
F6_Industrial_Industrial - ID_Existing_Process_Natural Gas_Process Boiler - Burner Control Optimization_A_Achievable Technical Potential | F6 | Industrial | Industrial - ID | Existing | Process | Natural Gas | Process Boiler - Burner Control Optimization | A | Standalone Impact on Baseline Winter Peak (%) | Achievable Technical Potential | 0 | 0 | 0 | 0 | 0 | 0 | 0 | 0 | 0 | 0 | 0 | 0 | 0 | 0 | 0 | 0 | 0 | 0 | 0 | 0 | 0 | 0 | 0 | 0 | 0 | 0 | 0
F7_Industrial_Industrial - ID_Existing_Process_Natural Gas_Process Boiler - Burner Control Optimization_A_Achievable Technical Potential | F7 | Industrial | Industrial - ID | Existing | Process | Natural Gas | Process Boiler - Burner Control Optimization | A | Incremental Energy Savings (MWh or mTherms) | Achievable Technical Potential | 0 | 0 | 0.032138 | 0.049648 | 0.097583 | 0.16783 | 0.25656 | 0.35299 | 0.44152 | 0.50622 | 0.53576 | 0.52653 | 0.48295 | 0.4153 | 0.33611 | 0.25691 | 0.18604 | 0.12798 | 0.083851 | 0.05244 | 0 | 0 | 0 | 0 | 0 | 0 | 0
F8_Industrial_Industrial - ID_Existing_Process_Natural Gas_Process Boiler - Burner Control Optimization_A_Achievable Technical Potential | F8 | Industrial | Industrial - ID | Existing | Process | Natural Gas | Process Boiler - Burner Control Optimization | A | Incremental Summer Peak Savings (MW) | Achievable Technical Potential | 0 | 0 | 0 | 0 | 0 | 0 | 0 | 0 | 0 | 0 | 0 | 0 | 0 | 0 | 0 | 0 | 0 | 0 | 0 | 0 | 0 | 0 | 0 | 0 | 0 | 0 | 0
F9_Industrial_Industrial - ID_Existing_Process_Natural Gas_Process Boiler - Burner Control Optimization_A_Achievable Technical Potential | F9 | Industrial | Industrial - ID | Existing | Process | Natural Gas | Process Boiler - Burner Control Optimization | A | Incremental Winter Peak Savings (MW) | Achievable Technical Potential | 0 | 0 | 0 | 0 | 0 | 0 | 0 | 0 | 0 | 0 | 0 | 0 | 0 | 0 | 0 | 0 | 0 | 0 | 0 | 0 | 0 | 0 | 0 | 0 | 0 | 0 | 0
F10_Industrial_Industrial - ID_Existing_Process_Natural Gas_Process Boiler - Burner Control Optimization_A_Achievable Technical Potential | F10 | Industrial | Industrial - ID | Existing | Process | Natural Gas | Process Boiler - Burner Control Optimization | A | Cumulative Energy Savings (MWh or mTherms) | Achievable Technical Potential | 0 | 0 | 0.032138 | 0.081786 | 0.17937 | 0.3472 | 0.60376 | 0.95675 | 1.3983 | 1.9045 | 2.4403 | 2.9668 | 3.4497 | 3.865 | 4.2011 | 4.4581 | 4.6441 | 4.7721 | 4.8559 | 4.9084 | 4.9084 | 4.9084 | 4.9084 | 4.9084 | 4.9084 | 4.9084 | 4.9084
F11_Industrial_Industrial - ID_Existing_Process_Natural Gas_Process Boiler - Burner Control Optimization_A_Achievable Technical Potential | F11 | Industrial | Industrial - ID | Existing | Process | Natural Gas | Process Boiler - Burner Control Optimization | A | Cumulative Summer Peak Savings (MW) | Achievable Technical Potential | 0 | 0 | 0 | 0 | 0 | 0 | 0 | 0 | 0 | 0 | 0 | 0 | 0 | 0 | 0 | 0 | 0 | 0 | 0 | 0 | 0 | 0 | 0 | 0 | 0 | 0 | 0
F12_Industrial_Industrial - ID_Existing_Process_Natural Gas_Process Boiler - Burner Control Optimization_A_Achievable Technical Potential | F12 | Industrial | Industrial - ID | Existing | Process | Natural Gas | Process Boiler - Burner Control Optimization | A | Cumulative Winter Peak Savings (MW) | Achievable Technical Potential | 0 | 0 | 0 | 0 | 0 | 0 | 0 | 0 | 0 | 0 | 0 | 0 | 0 | 0 | 0 | 0 | 0 | 0 | 0 | 0 | 0 | 0 | 0 | 0 | 0 | 0 | 0
F13_Industrial_Industrial - ID_Existing_Process_Natural Gas_Process Boiler - Burner Control Optimization_A_Achievable Technical Potential | F13 | Industrial | Industrial - ID | Existing | Process | Natural Gas | Process Boiler - Burner Control Optimization | A | Purchases (Incremental) | Achievable Technical Potential | 0 | 0 | 13.8597 | 21.4105 | 42.0828 | 72.3751 | 110.6424 | 152.2287 | 190.4052 | 218.3094 | 231.049 | 227.0654 | 208.2737 | 179.0975 | 144.9491 | 110.7944 | 80.2304 | 55.193 | 36.1609 | 22.6148 | 0 | 0 | 0 | 0 | 0 | 0 | 0
F14_Industrial_Industrial - ID_Existing_Process_Natural Gas_Process Boiler - Burner Control Optimization_A_Achievable Technical Potential | F14 | Industrial | Industrial - ID | Existing | Process | Natural Gas | Process Boiler - Burner Control Optimization | A | Purchases (Cumulative) | Achievable Technical Potential | 0 | 0 | 13.8597 | 35.2702 | 77.353 | 149.7281 | 260.3706 | 412.5993 | 603.0045 | 821.3139 | 1052.3629 | 1279.4283 | 1487.702 | 1666.7995 | 1811.7486 | 1922.543 | 2002.7734 | 2057.9664 | 2094.1273 | 2116.7421 | 2116.7421 | 2116.7421 | 2116.7421 | 2116.7421 | 2116.7421 | 2116.7421 | 2116.7421
F1_Industrial_Industrial - ID_Existing_Process_Natural Gas_Process Boiler - Insulate Hot Water Lines_A_Achievable Technical Potential | F1 | Industrial | Industrial - ID | Existing | Process | Natural Gas | Process Boiler - Insulate Hot Water Lines | A | Original Unit Energy Savings (kWh or therms) | Achievable Technical Potential | 0 | 0 | 35.7237 | 35.7237 | 35.7237 | 35.7237 | 35.7237 | 35.7237 | 35.7237 | 35.7237 | 35.7237 | 35.7237 | 35.7237 | 35.7237 | 35.7237 | 35.7237 | 35.7237 | 35.7237 | 35.7237 | 35.7237 | 35.7237 | 35.7237 | 35.7237 | 35.7237 | 35.7237 | 35.7237 | 35.7237
F2_Industrial_Industrial - ID_Existing_Process_Natural Gas_Process Boiler - Insulate Hot Water Lines_A_Achievable Technical Potential | F2 | Industrial | Industrial - ID | Existing | Process | Natural Gas | Process Boiler - Insulate Hot Water Lines | A | Original Unit Summer Peak Savings (kW) | Achievable Technical Potential | 0 | 0 | 0 | 0 | 0 | 0 | 0 | 0 | 0 | 0 | 0 | 0 | 0 | 0 | 0 | 0 | 0 | 0 | 0 | 0 | 0 | 0 | 0 | 0 | 0 | 0 | 0
F3_Industrial_Industrial - ID_Existing_Process_Natural Gas_Process Boiler - Insulate Hot Water Lines_A_Achievable Technical Potential | F3 | Industrial | Industrial - ID | Existing | Process | Natural Gas | Process Boiler - Insulate Hot Water Lines | A | Original Unit Winter Peak Savings (kW) | Achievable Technical Potential | 0 | 0 | 0 | 0 | 0 | 0 | 0 | 0 | 0 | 0 | 0 | 0 | 0 | 0 | 0 | 0 | 0 | 0 | 0 | 0 | 0 | 0 | 0 | 0 | 0 | 0 | 0
F4_Industrial_Industrial - ID_Existing_Process_Natural Gas_Process Boiler - Insulate Hot Water Lines_A_Achievable Technical Potential | F4 | Industrial | Industrial - ID | Existing | Process | Natural Gas | Process Boiler - Insulate Hot Water Lines | A | Standalone Impact on Baseline Energy (%) | Achievable Technical Potential | 0 | 0 | 0.00020098 | 0.00040549 | 0.00061358 | 0.00082532 | 0.0010408 | 0.00126 | 0.0014831 | 0.0017101 | 0.0019411 | 0.0021761 | 0.0024153 | 0.0024576 | 0.0025008 | 0.0025446 | 0.0025893 | 0.0026347 | 0.0026809 | 0.002728 | 0.0027758 | 0.0028245 | 0.0028741 | 0.0029245 | 0.0029758 | 0.003028 | 0.0030811
F5_Industrial_Industrial - ID_Existing_Process_Natural Gas_Process Boiler - Insulate Hot Water Lines_A_Achievable Technical Potential | F5 | Industrial | Industrial - ID | Existing | Process | Natural Gas | Process Boiler - Insulate Hot Water Lines | A | Standalone Impact on Baseline Summer Peak (%) | Achievable Technical Potential | 0 | 0 | 0 | 0 | 0 | 0 | 0 | 0 | 0 | 0 | 0 | 0 | 0 | 0 | 0 | 0 | 0 | 0 | 0 | 0 | 0 | 0 | 0 | 0 | 0 | 0 | 0
F6_Industrial_Industrial - ID_Existing_Process_Natural Gas_Process Boiler - Insulate Hot Water Lines_A_Achievable Technical Potential | F6 | Industrial | Industrial - ID | Existing | Process | Natural Gas | Process Boiler - Insulate Hot Water Lines | A | Standalone Impact on Baseline Winter Peak (%) | Achievable Technical Potential | 0 | 0 | 0 | 0 | 0 | 0 | 0 | 0 | 0 | 0 | 0 | 0 | 0 | 0 | 0 | 0 | 0 | 0 | 0 | 0 | 0 | 0 | 0 | 0 | 0 | 0 | 0
F7_Industrial_Industrial - ID_Existing_Process_Natural Gas_Process Boiler - Insulate Hot Water Lines_A_Achievable Technical Potential | F7 | Industrial | Industrial - ID | Existing | Process | Natural Gas | Process Boiler - Insulate Hot Water Lines | A | Incremental Energy Savings (MWh or mTherms) | Achievable Technical Potential | 0 | 0 | 0.398 | 0.39114 | 0.3844 | 0.37777 | 0.37126 | 0.36486 | 0.35856 | 0.35238 | 0.34631 | 0.34034 | 0.33447 | 0 | 0 | 0 | 0 | 0 | 0 | 0 | 0 | 0 | 0 | 0 | 0 | 0 | 0
F8_Industrial_Industrial - ID_Existing_Process_Natural Gas_Process Boiler - Insulate Hot Water Lines_A_Achievable Technical Potential | F8 | Industrial | Industrial - ID | Existing | Process | Natural Gas | Process Boiler - Insulate Hot Water Lines | A | Incremental Summer Peak Savings (MW) | Achievable Technical Potential | 0 | 0 | 0 | 0 | 0 | 0 | 0 | 0 | 0 | 0 | 0 | 0 | 0 | 0 | 0 | 0 | 0 | 0 | 0 | 0 | 0 | 0 | 0 | 0 | 0 | 0 | 0
F9_Industrial_Industrial - ID_Existing_Process_Natural Gas_Process Boiler - Insulate Hot Water Lines_A_Achievable Technical Potential | F9 | Industrial | Industrial - ID | Existing | Process | Natural Gas | Process Boiler - Insulate Hot Water Lines | A | Incremental Winter Peak Savings (MW) | Achievable Technical Potential | 0 | 0 | 0 | 0 | 0 | 0 | 0 | 0 | 0 | 0 | 0 | 0 | 0 | 0 | 0 | 0 | 0 | 0 | 0 | 0 | 0 | 0 | 0 | 0 | 0 | 0 | 0
F10_Industrial_Industrial - ID_Existing_Process_Natural Gas_Process Boiler - Insulate Hot Water Lines_A_Achievable Technical Potential | F10 | Industrial | Industrial - ID | Existing | Process | Natural Gas | Process Boiler - Insulate Hot Water Lines | A | Cumulative Energy Savings (MWh or mTherms) | Achievable Technical Potential | 0 | 0 | 0.398 | 0.78914 | 1.1735 | 1.5513 | 1.9226 | 2.2874 | 2.646 | 2.9984 | 3.3447 | 3.685 | 4.0195 | 4.0195 | 4.0195 | 4.0195 | 4.0195 | 4.0195 | 4.0195 | 4.0195 | 4.0195 | 4.0195 | 4.0195 | 4.0195 | 4.0195 | 4.0195 | 4.0195
F11_Industrial_Industrial - ID_Existing_Process_Natural Gas_Process Boiler - Insulate Hot Water Lines_A_Achievable Technical Potential | F11 | Industrial | Industrial - ID | Existing | Process | Natural Gas | Process Boiler - Insulate Hot Water Lines | A | Cumulative Summer Peak Savings (MW) | Achievable Technical Potential | 0 | 0 | 0 | 0 | 0 | 0 | 0 | 0 | 0 | 0 | 0 | 0 | 0 | 0 | 0 | 0 | 0 | 0 | 0 | 0 | 0 | 0 | 0 | 0 | 0 | 0 | 0
F12_Industrial_Industrial - ID_Existing_Process_Natural Gas_Process Boiler - Insulate Hot Water Lines_A_Achievable Technical Potential | F12 | Industrial | Industrial - ID | Existing | Process | Natural Gas | Process Boiler - Insulate Hot Water Lines | A | Cumulative Winter Peak Savings (MW) | Achievable Technical Potential | 0 | 0 | 0 | 0 | 0 | 0 | 0 | 0 | 0 | 0 | 0 | 0 | 0 | 0 | 0 | 0 | 0 | 0 | 0 | 0 | 0 | 0 | 0 | 0 | 0 | 0 | 0
F13_Industrial_Industrial - ID_Existing_Process_Natural Gas_Process Boiler - Insulate Hot Water Lines_A_Achievable Technical Potential | F13 | Industrial | Industrial - ID | Existing | Process | Natural Gas | Process Boiler - Insulate Hot Water Lines | A | Purchases (Incremental) | Achievable Technical Potential | 0 | 0 | 11.1412 | 10.9491 | 10.7603 | 10.5748 | 10.3924 | 10.2133 | 10.0372 | 9.8641 | 9.694 | 9.5269 | 9.3627 | 0 | 0 | 0 | 0 | 0 | 0 | 0 | 0 | 0 | 0 | 0 | 0 | 0 | 0
F14_Industrial_Industrial - ID_Existing_Process_Natural Gas_Process Boiler - Insulate Hot Water Lines_A_Achievable Technical Potential | F14 | Industrial | Industrial - ID | Existing | Process | Natural Gas | Process Boiler - Insulate Hot Water Lines | A | Purchases (Cumulative) | Achievable Technical Potential | 0 | 0 | 11.1412 | 22.0902 | 32.8505 | 43.4253 | 53.8177 | 64.031 | 74.0682 | 83.9323 | 93.6263 | 103.1532 | 112.5159 | 112.5159 | 112.5159 | 112.5159 | 112.5159 | 112.5159 | 112.5159 | 112.5159 | 112.5159 | 112.5159 | 112.5159 | 112.5159 | 112.5159 | 112.5159 | 112.5159
F1_Industrial_Industrial - ID_Existing_Process_Natural Gas_Process Boiler - Insulate Steam Lines/Condensate Tank_A_Achievable Technical Potential | F1 | Industrial | Industrial - ID | Existing | Process | Natural Gas | Process Boiler - Insulate Steam Lines/Condensate Tank | A | Original Unit Energy Savings (kWh or therms) | Achievable Technical Potential | 0 | 0 | 53.3628 | 53.3628 | 53.3628 | 53.3628 | 53.3628 | 53.3628 | 53.3628 | 53.3628 | 53.3628 | 53.3628 | 53.3628 | 53.3628 | 53.3628 | 53.3628 | 53.3628 | 53.3628 | 53.3628 | 53.3628 | 53.3628 | 53.3628 | 53.3628 | 53.3628 | 53.3628 | 53.3628 | 53.3628
F2_Industrial_Industrial - ID_Existing_Process_Natural Gas_Process Boiler - Insulate Steam Lines/Condensate Tank_A_Achievable Technical Potential | F2 | Industrial | Industrial - ID | Existing | Process | Natural Gas | Process Boiler - Insulate Steam Lines/Condensate Tank | A | Original Unit Summer Peak Savings (kW) | Achievable Technical Potential | 0 | 0 | 0 | 0 | 0 | 0 | 0 | 0 | 0 | 0 | 0 | 0 | 0 | 0 | 0 | 0 | 0 | 0 | 0 | 0 | 0 | 0 | 0 | 0 | 0 | 0 | 0
F3_Industrial_Industrial - ID_Existing_Process_Natural Gas_Process Boiler - Insulate Steam Lines/Condensate Tank_A_Achievable Technical Potential | F3 | Industrial | Industrial - ID | Existing | Process | Natural Gas | Process Boiler - Insulate Steam Lines/Condensate Tank | A | Original Unit Winter Peak Savings (kW) | Achievable Technical Potential | 0 | 0 | 0 | 0 | 0 | 0 | 0 | 0 | 0 | 0 | 0 | 0 | 0 | 0 | 0 | 0 | 0 | 0 | 0 | 0 | 0 | 0 | 0 | 0 | 0 | 0 | 0
F4_Industrial_Industrial - ID_Existing_Process_Natural Gas_Process Boiler - Insulate Steam Lines/Condensate Tank_A_Achievable Technical Potential | F4 | Industrial | Industrial - ID | Existing | Process | Natural Gas | Process Boiler - Insulate Steam Lines/Condensate Tank | A | Standalone Impact on Baseline Energy (%) | Achievable Technical Potential | 0 | 0 | 0.00030022 | 0.0006057 | 0.00091654 | 0.0012328 | 0.0015547 | 0.0018822 | 0.0022154 | 0.0025545 | 0.0028995 | 0.0032506 | 0.0036079 | 0.0039714 | 0.0043413 | 0.0047176 | 0.0051006 | 0.0051901 | 0.0052812 | 0.0053738 | 0.0054681 | 0.005564 | 0.0056616 | 0.005761 | 0.005862 | 0.0059649 | 0.0060695
F5_Industrial_Industrial - ID_Existing_Process_Natural Gas_Process Boiler - Insulate Steam Lines/Condensate Tank_A_Achievable Technical Potential | F5 | Industrial | Industrial - ID | Existing | Process | Natural Gas | Process Boiler - Insulate Steam Lines/Condensate Tank | A | Standalone Impact on Baseline Summer Peak (%) | Achievable Technical Potential | 0 | 0 | 0 | 0 | 0 | 0 | 0 | 0 | 0 | 0 | 0 | 0 | 0 | 0 | 0 | 0 | 0 | 0 | 0 | 0 | 0 | 0 | 0 | 0 | 0 | 0 | 0
F6_Industrial_Industrial - ID_Existing_Process_Natural Gas_Process Boiler - Insulate Steam Lines/Condensate Tank_A_Achievable Technical Potential | F6 | Industrial | Industrial - ID | Existing | Process | Natural Gas | Process Boiler - Insulate Steam Lines/Condensate Tank | A | Standalone Impact on Baseline Winter Peak (%) | Achievable Technical Potential | 0 | 0 | 0 | 0 | 0 | 0 | 0 | 0 | 0 | 0 | 0 | 0 | 0 | 0 | 0 | 0 | 0 | 0 | 0 | 0 | 0 | 0 | 0 | 0 | 0 | 0 | 0
F7_Industrial_Industrial - ID_Existing_Process_Natural Gas_Process Boiler - Insulate Steam Lines/Condensate Tank_A_Achievable Technical Potential | F7 | Industrial | Industrial - ID | Existing | Process | Natural Gas | Process Boiler - Insulate Steam Lines/Condensate Tank | A | Incremental Energy Savings (MWh or mTherms) | Achievable Technical Potential | 0 | 0 | 0.59452 | 0.58427 | 0.5742 | 0.5643 | 0.55457 | 0.54501 | 0.53561 | 0.52638 | 0.5173 | 0.50838 | 0.49962 | 0.491 | 0.48254 | 0.47422 | 0.46604 | 0 | 0 | 0 | 0 | 0 | 0 | 0 | 0 | 0 | 0
F8_Industrial_Industrial - ID_Existing_Process_Natural Gas_Process Boiler - Insulate Steam Lines/Condensate Tank_A_Achievable Technical Potential | F8 | Industrial | Industrial - ID | Existing | Process | Natural Gas | Process Boiler - Insulate Steam Lines/Condensate Tank | A | Incremental Summer Peak Savings (MW) | Achievable Technical Potential | 0 | 0 | 0 | 0 | 0 | 0 | 0 | 0 | 0 | 0 | 0 | 0 | 0 | 0 | 0 | 0 | 0 | 0 | 0 | 0 | 0 | 0 | 0 | 0 | 0 | 0 | 0
F9_Industrial_Industrial - ID_Existing_Process_Natural Gas_Process Boiler - Insulate Steam Lines/Condensate Tank_A_Achievable Technical Potential | F9 | Industrial | Industrial - ID | Existing | Process | Natural Gas | Process Boiler - Insulate Steam Lines/Condensate Tank | A | Incremental Winter Peak Savings (MW) | Achievable Technical Potential | 0 | 0 | 0 | 0 | 0 | 0 | 0 | 0 | 0 | 0 | 0 | 0 | 0 | 0 | 0 | 0 | 0 | 0 | 0 | 0 | 0 | 0 | 0 | 0 | 0 | 0 | 0
F10_Industrial_Industrial - ID_Existing_Process_Natural Gas_Process Boiler - Insulate Steam Lines/Condensate Tank_A_Achievable Technical Potential | F10 | Industrial | Industrial - ID | Existing | Process | Natural Gas | Process Boiler - Insulate Steam Lines/Condensate Tank | A | Cumulative Energy Savings (MWh or mTherms) | Achievable Technical Potential | 0 | 0 | 0.59452 | 1.1788 | 1.753 | 2.3173 | 2.8719 | 3.4169 | 3.9525 | 4.4789 | 4.9962 | 5.5045 | 6.0042 | 6.4952 | 6.9777 | 7.4519 | 7.918 | 7.918 | 7.918 | 7.918 | 7.918 | 7.918 | 7.918 | 7.918 | 7.918 | 7.918 | 7.918
F11_Industrial_Industrial - ID_Existing_Process_Natural Gas_Process Boiler - Insulate Steam Lines/Condensate Tank_A_Achievable Technical Potential | F11 | Industrial | Industrial - ID | Existing | Process | Natural Gas | Process Boiler - Insulate Steam Lines/Condensate Tank | A | Cumulative Summer Peak Savings (MW) | Achievable Technical Potential | 0 | 0 | 0 | 0 | 0 | 0 | 0 | 0 | 0 | 0 | 0 | 0 | 0 | 0 | 0 | 0 | 0 | 0 | 0 | 0 | 0 | 0 | 0 | 0 | 0 | 0 | 0
F12_Industrial_Industrial - ID_Existing_Process_Natural Gas_Process Boiler - Insulate Steam Lines/Condensate Tank_A_Achievable Technical Potential | F12 | Industrial | Industrial - ID | Existing | Process | Natural Gas | Process Boiler - Insulate Steam Lines/Condensate Tank | A | Cumulative Winter Peak Savings (MW) | Achievable Technical Potential | 0 | 0 | 0 | 0 | 0 | 0 | 0 | 0 | 0 | 0 | 0 | 0 | 0 | 0 | 0 | 0 | 0 | 0 | 0 | 0 | 0 | 0 | 0 | 0 | 0 | 0 | 0
F13_Industrial_Industrial - ID_Existing_Process_Natural Gas_Process Boiler - Insulate Steam Lines/Condensate Tank_A_Achievable Technical Potential | F13 | Industrial | Industrial - ID | Existing | Process | Natural Gas | Process Boiler - Insulate Steam Lines/Condensate Tank | A | Purchases (Incremental) | Achievable Technical Potential | 0 | 0 | 11.1412 | 10.9491 | 10.7603 | 10.5748 | 10.3924 | 10.2133 | 10.0372 | 9.8641 | 9.694 | 9.5269 | 9.3627 | 9.2012 | 9.0426 | 8.8867 | 8.7335 | 0 | 0 | 0 | 0 | 0 | 0 | 0 | 0 | 0 | 0
F14_Industrial_Industrial - ID_Existing_Process_Natural Gas_Process Boiler - Insulate Steam Lines/Condensate Tank_A_Achievable Technical Potential | F14 | Industrial | Industrial - ID | Existing | Process | Natural Gas | Process Boiler - Insulate Steam Lines/Condensate Tank | A | Purchases (Cumulative) | Achievable Technical Potential | 0 | 0 | 11.1412 | 22.0902 | 32.8505 | 43.4253 | 53.8177 | 64.031 | 74.0682 | 83.9323 | 93.6263 | 103.1532 | 112.5159 | 121.7171 | 130.7597 | 139.6464 | 148.3798 | 148.3798 | 148.3798 | 148.3798 | 148.3798 | 148.3798 | 148.3798 | 148.3798 | 148.3798 | 148.3798 | 148.3798
F1_Industrial_Industrial - ID_Existing_Process_Natural Gas_Process Boiler - Stack Economizer_A_Achievable Technical Potential | F1 | Industrial | Industrial - ID | Existing | Process | Natural Gas | Process Boiler - Stack Economizer | A | Original Unit Energy Savings (kWh or therms) | Achievable Technical Potential | 0 | 0 | 7.6762 | 7.6762 | 7.6762 | 7.6762 | 7.6762 | 7.6762 | 7.6762 | 7.6762 | 7.6762 | 7.6762 | 7.6762 | 7.6762 | 7.6762 | 7.6762 | 7.6762 | 7.6762 | 7.6762 | 7.6762 | 7.6762 | 7.6762 | 7.6762 | 7.6762 | 7.6762 | 7.6762 | 7.6762
F2_Industrial_Industrial - ID_Existing_Process_Natural Gas_Process Boiler - Stack Economizer_A_Achievable Technical Potential | F2 | Industrial | Industrial - ID | Existing | Process | Natural Gas | Process Boiler - Stack Economizer | A | Original Unit Summer Peak Savings (kW) | Achievable Technical Potential | 0 | 0 | 0 | 0 | 0 | 0 | 0 | 0 | 0 | 0 | 0 | 0 | 0 | 0 | 0 | 0 | 0 | 0 | 0 | 0 | 0 | 0 | 0 | 0 | 0 | 0 | 0
F3_Industrial_Industrial - ID_Existing_Process_Natural Gas_Process Boiler - Stack Economizer_A_Achievable Technical Potential | F3 | Industrial | Industrial - ID | Existing | Process | Natural Gas | Process Boiler - Stack Economizer | A | Original Unit Winter Peak Savings (kW) | Achievable Technical Potential | 0 | 0 | 0 | 0 | 0 | 0 | 0 | 0 | 0 | 0 | 0 | 0 | 0 | 0 | 0 | 0 | 0 | 0 | 0 | 0 | 0 | 0 | 0 | 0 | 0 | 0 | 0
F4_Industrial_Industrial - ID_Existing_Process_Natural Gas_Process Boiler - Stack Economizer_A_Achievable Technical Potential | F4 | Industrial | Industrial - ID | Existing | Process | Natural Gas | Process Boiler - Stack Economizer | A | Standalone Impact on Baseline Energy (%) | Achievable Technical Potential | 0 | 0 | 0.00053108 | 0.0010715 | 0.0016214 | 0.0021809 | 0.0027502 | 0.0032765 | 0.0037163 | 0.0040874 | 0.0044039 | 0.0046769 | 0.0049156 | 0.0051271 | 0.0053173 | 0.0054908 | 0.0056513 | 0.0057504 | 0.0058513 | 0.0059539 | 0.0060584 | 0.0061647 | 0.0062728 | 0.0063829 | 0.0064949 | 0.0066088 | 0.0067248
F5_Industrial_Industrial - ID_Existing_Process_Natural Gas_Process Boiler - Stack Economizer_A_Achievable Technical Potential | F5 | Industrial | Industrial - ID | Existing | Process | Natural Gas | Process Boiler - Stack Economizer | A | Standalone Impact on Baseline Summer Peak (%) | Achievable Technical Potential | 0 | 0 | 0 | 0 | 0 | 0 | 0 | 0 | 0 | 0 | 0 | 0 | 0 | 0 | 0 | 0 | 0 | 0 | 0 | 0 | 0 | 0 | 0 | 0 | 0 | 0 | 0
F6_Industrial_Industrial - ID_Existing_Process_Natural Gas_Process Boiler - Stack Economizer_A_Achievable Technical Potential | F6 | Industrial | Industrial - ID | Existing | Process | Natural Gas | Process Boiler - Stack Economizer | A | Standalone Impact on Baseline Winter Peak (%) | Achievable Technical Potential | 0 | 0 | 0 | 0 | 0 | 0 | 0 | 0 | 0 | 0 | 0 | 0 | 0 | 0 | 0 | 0 | 0 | 0 | 0 | 0 | 0 | 0 | 0 | 0 | 0 | 0 | 0
F7_Industrial_Industrial - ID_Existing_Process_Natural Gas_Process Boiler - Stack Economizer_A_Achievable Technical Potential | F7 | Industrial | Industrial - ID | Existing | Process | Natural Gas | Process Boiler - Stack Economizer | A | Incremental Energy Savings (MWh or mTherms) | Achievable Technical Potential | 0 | 0 | 1.0517 | 1.0336 | 1.0158 | 0.99825 | 0.98104 | 0.86771 | 0.6822 | 0.53635 | 0.42168 | 0.33153 | 0.26065 | 0.20493 | 0.16111 | 0.12667 | 0.099588 | 0 | 0 | 0 | 0 | 0 | 0 | 0 | 0 | 0 | 0
F8_Industrial_Industrial - ID_Existing_Process_Natural Gas_Process Boiler - Stack Economizer_A_Achievable Technical Potential | F8 | Industrial | Industrial - ID | Existing | Process | Natural Gas | Process Boiler - Stack Economizer | A | Incremental Summer Peak Savings (MW) | Achievable Technical Potential | 0 | 0 | 0 | 0 | 0 | 0 | 0 | 0 | 0 | 0 | 0 | 0 | 0 | 0 | 0 | 0 | 0 | 0 | 0 | 0 | 0 | 0 | 0 | 0 | 0 | 0 | 0
F9_Industrial_Industrial - ID_Existing_Process_Natural Gas_Process Boiler - Stack Economizer_A_Achievable Technical Potential | F9 | Industrial | Industrial - ID | Existing | Process | Natural Gas | Process Boiler - Stack Economizer | A | Incremental Winter Peak Savings (MW) | Achievable Technical Potential | 0 | 0 | 0 | 0 | 0 | 0 | 0 | 0 | 0 | 0 | 0 | 0 | 0 | 0 | 0 | 0 | 0 | 0 | 0 | 0 | 0 | 0 | 0 | 0 | 0 | 0 | 0
F10_Industrial_Industrial - ID_Existing_Process_Natural Gas_Process Boiler - Stack Economizer_A_Achievable Technical Potential | F10 | Industrial | Industrial - ID | Existing | Process | Natural Gas | Process Boiler - Stack Economizer | A | Cumulative Energy Savings (MWh or mTherms) | Achievable Technical Potential | 0 | 0 | 1.0517 | 2.0853 | 3.1011 | 4.0993 | 5.0803 | 5.948 | 6.6302 | 7.1666 | 7.5883 | 7.9198 | 8.1805 | 8.3854 | 8.5465 | 8.6732 | 8.7728 | 8.7728 | 8.7728 | 8.7728 | 8.7728 | 8.7728 | 8.7728 | 8.7728 | 8.7728 | 8.7728 | 8.7728
F11_Industrial_Industrial - ID_Existing_Process_Natural Gas_Process Boiler - Stack Economizer_A_Achievable Technical Potential | F11 | Industrial | Industrial - ID | Existing | Process | Natural Gas | Process Boiler - Stack Economizer | A | Cumulative Summer Peak Savings (MW) | Achievable Technical Potential | 0 | 0 | 0 | 0 | 0 | 0 | 0 | 0 | 0 | 0 | 0 | 0 | 0 | 0 | 0 | 0 | 0 | 0 | 0 | 0 | 0 | 0 | 0 | 0 | 0 | 0 | 0
F12_Industrial_Industrial - ID_Existing_Process_Natural Gas_Process Boiler - Stack Economizer_A_Achievable Technical Potential | F12 | Industrial | Industrial - ID | Existing | Process | Natural Gas | Process Boiler - Stack Economizer | A | Cumulative Winter Peak Savings (MW) | Achievable Technical Potential | 0 | 0 | 0 | 0 | 0 | 0 | 0 | 0 | 0 | 0 | 0 | 0 | 0 | 0 | 0 | 0 | 0 | 0 | 0 | 0 | 0 | 0 | 0 | 0 | 0 | 0 | 0
F13_Industrial_Industrial - ID_Existing_Process_Natural Gas_Process Boiler - Stack Economizer_A_Achievable Technical Potential | F13 | Industrial | Industrial - ID | Existing | Process | Natural Gas | Process Boiler - Stack Economizer | A | Purchases (Incremental) | Achievable Technical Potential | 0 | 0 | 137.0106 | 134.6484 | 132.3268 | 130.0453 | 127.8032 | 113.0397 | 88.8726 | 69.8722 | 54.934 | 43.1895 | 33.9559 | 26.6964 | 20.9889 | 16.5016 | 12.9737 | 0 | 0 | 0 | 0 | 0 | 0 | 0 | 0 | 0 | 0
F14_Industrial_Industrial - ID_Existing_Process_Natural Gas_Process Boiler - Stack Economizer_A_Achievable Technical Potential | F14 | Industrial | Industrial - ID | Existing | Process | Natural Gas | Process Boiler - Stack Economizer | A | Purchases (Cumulative) | Achievable Technical Potential | 0 | 0 | 137.0106 | 271.659 | 403.9858 | 534.0311 | 661.8343 | 774.874 | 863.7466 | 933.6189 | 988.5529 | 1031.7424 | 1065.6983 | 1092.3947 | 1113.3836 | 1129.8852 | 1142.8588 | 1142.8588 | 1142.8588 | 1142.8588 | 1142.8588 | 1142.8588 | 1142.8588 | 1142.8588 | 1142.8588 | 1142.8588 | 1142.8588
F1_Industrial_Industrial - ID_Existing_Process_Natural Gas_Process Boiler - Steam Trap Replacement_A_Achievable Technical Potential | F1 | Industrial | Industrial - ID | Existing | Process | Natural Gas | Process Boiler - Steam Trap Replacement | A | Original Unit Energy Savings (kWh or therms) | Achievable Technical Potential | 0 | 0 | 323099.6453 | 323099.6453 | 323099.6453 | 323099.6453 | 323099.6453 | 323099.6453 | 323099.6453 | 323099.6453 | 323099.6453 | 323099.6453 | 323099.6453 | 323099.6453 | 323099.6453 | 323099.6453 | 323099.6453 | 323099.6453 | 323099.6453 | 323099.6453 | 323099.6453 | 323099.6453 | 323099.6453 | 323099.6453 | 323099.6453 | 323099.6453 | 323099.6453
F2_Industrial_Industrial - ID_Existing_Process_Natural Gas_Process Boiler - Steam Trap Replacement_A_Achievable Technical Potential | F2 | Industrial | Industrial - ID | Existing | Process | Natural Gas | Process Boiler - Steam Trap Replacement | A | Original Unit Summer Peak Savings (kW) | Achievable Technical Potential | 0 | 0 | 0 | 0 | 0 | 0 | 0 | 0 | 0 | 0 | 0 | 0 | 0 | 0 | 0 | 0 | 0 | 0 | 0 | 0 | 0 | 0 | 0 | 0 | 0 | 0 | 0
F3_Industrial_Industrial - ID_Existing_Process_Natural Gas_Process Boiler - Steam Trap Replacement_A_Achievable Technical Potential | F3 | Industrial | Industrial - ID | Existing | Process | Natural Gas | Process Boiler - Steam Trap Replacement | A | Original Unit Winter Peak Savings (kW) | Achievable Technical Potential | 0 | 0 | 0 | 0 | 0 | 0 | 0 | 0 | 0 | 0 | 0 | 0 | 0 | 0 | 0 | 0 | 0 | 0 | 0 | 0 | 0 | 0 | 0 | 0 | 0 | 0 | 0
F4_Industrial_Industrial - ID_Existing_Process_Natural Gas_Process Boiler - Steam Trap Replacement_A_Achievable Technical Potential | F4 | Industrial | Industrial - ID | Existing | Process | Natural Gas | Process Boiler - Steam Trap Replacement | A | Standalone Impact on Baseline Energy (%) | Achievable Technical Potential | 0 | 0 | 1.7888e-05 | 3.609e-05 | 5.4611e-05 | 7.3457e-05 | 9.2634e-05 | 0.00011215 | 0.00011411 | 0.00011612 | 0.00011815 | 0.00012023 | 0.00012234 | 0.00012448 | 0.00012667 | 0.00012889 | 0.00013115 | 0.00013345 | 0.00013579 | 0.00013817 | 0.0001406 | 0.00014306 | 0.00014557 | 0.00014813 | 0.00015073 | 0.00015337 | 0.00015606
F5_Industrial_Industrial - ID_Existing_Process_Natural Gas_Process Boiler - Steam Trap Replacement_A_Achievable Technical Potential | F5 | Industrial | Industrial - ID | Existing | Process | Natural Gas | Process Boiler - Steam Trap Replacement | A | Standalone Impact on Baseline Summer Peak (%) | Achievable Technical Potential | 0 | 0 | 0 | 0 | 0 | 0 | 0 | 0 | 0 | 0 | 0 | 0 | 0 | 0 | 0 | 0 | 0 | 0 | 0 | 0 | 0 | 0 | 0 | 0 | 0 | 0 | 0
F6_Industrial_Industrial - ID_Existing_Process_Natural Gas_Process Boiler - Steam Trap Replacement_A_Achievable Technical Potential | F6 | Industrial | Industrial - ID | Existing | Process | Natural Gas | Process Boiler - Steam Trap Replacement | A | Standalone Impact on Baseline Winter Peak (%) | Achievable Technical Potential | 0 | 0 | 0 | 0 | 0 | 0 | 0 | 0 | 0 | 0 | 0 | 0 | 0 | 0 | 0 | 0 | 0 | 0 | 0 | 0 | 0 | 0 | 0 | 0 | 0 | 0 | 0
F7_Industrial_Industrial - ID_Existing_Process_Natural Gas_Process Boiler - Steam Trap Replacement_A_Achievable Technical Potential | F7 | Industrial | Industrial - ID | Existing | Process | Natural Gas | Process Boiler - Steam Trap Replacement | A | Incremental Energy Savings (MWh or mTherms) | Achievable Technical Potential | 0 | 0 | 0.035424 | 0.034813 | 0.034213 | 0.033623 | 0.033043 | 0.032474 | 0 | 0 | 0 | 0 | 0 | 0 | 0 | 0 | 0 | 0 | 0 | 0 | 0 | 0 | 0 | 0 | 0 | 0 | 0
F8_Industrial_Industrial - ID_Existing_Process_Natural Gas_Process Boiler - Steam Trap Replacement_A_Achievable Technical Potential | F8 | Industrial | Industrial - ID | Existing | Process | Natural Gas | Process Boiler - Steam Trap Replacement | A | Incremental Summer Peak Savings (MW) | Achievable Technical Potential | 0 | 0 | 0 | 0 | 0 | 0 | 0 | 0 | 0 | 0 | 0 | 0 | 0 | 0 | 0 | 0 | 0 | 0 | 0 | 0 | 0 | 0 | 0 | 0 | 0 | 0 | 0
F9_Industrial_Industrial - ID_Existing_Process_Natural Gas_Process Boiler - Steam Trap Replacement_A_Achievable Technical Potential | F9 | Industrial | Industrial - ID | Existing | Process | Natural Gas | Process Boiler - Steam Trap Replacement | A | Incremental Winter Peak Savings (MW) | Achievable Technical Potential | 0 | 0 | 0 | 0 | 0 | 0 | 0 | 0 | 0 | 0 | 0 | 0 | 0 | 0 | 0 | 0 | 0 | 0 | 0 | 0 | 0 | 0 | 0 | 0 | 0 | 0 | 0
F10_Industrial_Industrial - ID_Existing_Process_Natural Gas_Process Boiler - Steam Trap Replacement_A_Achievable Technical Potential | F10 | Industrial | Industrial - ID | Existing | Process | Natural Gas | Process Boiler - Steam Trap Replacement | A | Cumulative Energy Savings (MWh or mTherms) | Achievable Technical Potential | 0 | 0 | 0.035424 | 0.070237 | 0.10445 | 0.13807 | 0.17112 | 0.20359 | 0.20359 | 0.20359 | 0.20359 | 0.20359 | 0.20359 | 0.20359 | 0.20359 | 0.20359 | 0.20359 | 0.20359 | 0.20359 | 0.20359 | 0.20359 | 0.20359 | 0.20359 | 0.20359 | 0.20359 | 0.20359 | 0.20359
F11_Industrial_Industrial - ID_Existing_Process_Natural Gas_Process Boiler - Steam Trap Replacement_A_Achievable Technical Potential | F11 | Industrial | Industrial - ID | Existing | Process | Natural Gas | Process Boiler - Steam Trap Replacement | A | Cumulative Summer Peak Savings (MW) | Achievable Technical Potential | 0 | 0 | 0 | 0 | 0 | 0 | 0 | 0 | 0 | 0 | 0 | 0 | 0 | 0 | 0 | 0 | 0 | 0 | 0 | 0 | 0 | 0 | 0 | 0 | 0 | 0 | 0
F12_Industrial_Industrial - ID_Existing_Process_Natural Gas_Process Boiler - Steam Trap Replacement_A_Achievable Technical Potential | F12 | Industrial | Industrial - ID | Existing | Process | Natural Gas | Process Boiler - Steam Trap Replacement | A | Cumulative Winter Peak Savings (MW) | Achievable Technical Potential | 0 | 0 | 0 | 0 | 0 | 0 | 0 | 0 | 0 | 0 | 0 | 0 | 0 | 0 | 0 | 0 | 0 | 0 | 0 | 0 | 0 | 0 | 0 | 0 | 0 | 0 | 0
F13_Industrial_Industrial - ID_Existing_Process_Natural Gas_Process Boiler - Steam Trap Replacement_A_Achievable Technical Potential | F13 | Industrial | Industrial - ID | Existing | Process | Natural Gas | Process Boiler - Steam Trap Replacement | A | Purchases (Incremental) | Achievable Technical Potential | 0 | 0 | 0.00010964 | 0.00010775 | 0.00010589 | 0.00010406 | 0.00010227 | 0.00010051 | 0 | 0 | 0 | 0 | 0 | 0 | 0 | 0 | 0 | 0 | 0 | 0 | 0 | 0 | 0 | 0 | 0 | 0 | 0
F14_Industrial_Industrial - ID_Existing_Process_Natural Gas_Process Boiler - Steam Trap Replacement_A_Achievable Technical Potential | F14 | Industrial | Industrial - ID | Existing | Process | Natural Gas | Process Boiler - Steam Trap Replacement | A | Purchases (Cumulative) | Achievable Technical Potential | 0 | 0 | 0.00010964 | 0.00021738 | 0.00032327 | 0.00042734 | 0.00052961 | 0.00063011 | 0.00063011 | 0.00063011 | 0.00063011 | 0.00063011 | 0.00063011 | 0.00063011 | 0.00063011 | 0.00063011 | 0.00063011 | 0.00063011 | 0.00063011 | 0.00063011 | 0.00063011 | 0.00063011 | 0.00063011 | 0.00063011 | 0.00063011 | 0.00063011 | 0.00063011
F1_Industrial_Industrial - ID_Existing_Process_Natural Gas_Process Boiler - Maintenance_A_Achievable Technical Potential | F1 | Industrial | Industrial - ID | Existing | Process | Natural Gas | Process Boiler - Maintenance | A | Original Unit Energy Savings (kWh or therms) | Achievable Technical Potential | 0 | 0 | 4.7976 | 4.7976 | 4.7976 | 4.7976 | 4.7976 | 4.7976 | 4.7976 | 4.7976 | 4.7976 | 4.7976 | 4.7976 | 4.7976 | 4.7976 | 4.7976 | 4.7976 | 4.7976 | 4.7976 | 4.7976 | 4.7976 | 4.7976 | 4.7976 | 4.7976 | 4.7976 | 4.7976 | 4.7976
F2_Industrial_Industrial - ID_Existing_Process_Natural Gas_Process Boiler - Maintenance_A_Achievable Technical Potential | F2 | Industrial | Industrial - ID | Existing | Process | Natural Gas | Process Boiler - Maintenance | A | Original Unit Summer Peak Savings (kW) | Achievable Technical Potential | 0 | 0 | 0 | 0 | 0 | 0 | 0 | 0 | 0 | 0 | 0 | 0 | 0 | 0 | 0 | 0 | 0 | 0 | 0 | 0 | 0 | 0 | 0 | 0 | 0 | 0 | 0
F3_Industrial_Industrial - ID_Existing_Process_Natural Gas_Process Boiler - Maintenance_A_Achievable Technical Potential | F3 | Industrial | Industrial - ID | Existing | Process | Natural Gas | Process Boiler - Maintenance | A | Original Unit Winter Peak Savings (kW) | Achievable Technical Potential | 0 | 0 | 0 | 0 | 0 | 0 | 0 | 0 | 0 | 0 | 0 | 0 | 0 | 0 | 0 | 0 | 0 | 0 | 0 | 0 | 0 | 0 | 0 | 0 | 0 | 0 | 0
F4_Industrial_Industrial - ID_Existing_Process_Natural Gas_Process Boiler - Maintenance_A_Achievable Technical Potential | F4 | Industrial | Industrial - ID | Existing | Process | Natural Gas | Process Boiler - Maintenance | A | Standalone Impact on Baseline Energy (%) | Achievable Technical Potential | 0 | 0 | 0.00016782 | 0.0002884 | 0.00037489 | 0.00038147 | 0.00038816 | 0.00039497 | 0.0004019 | 0.00040895 | 0.00041612 | 0.00042342 | 0.00043085 | 0.00043841 | 0.0004461 | 0.00045393 | 0.00046189 | 0.00046999 | 0.00047824 | 0.00048663 | 0.00049517 | 0.00050385 | 0.00051269 | 0.00052169 | 0.00053084 | 0.00054015 | 0.00054963
F5_Industrial_Industrial - ID_Existing_Process_Natural Gas_Process Boiler - Maintenance_A_Achievable Technical Potential | F5 | Industrial | Industrial - ID | Existing | Process | Natural Gas | Process Boiler - Maintenance | A | Standalone Impact on Baseline Summer Peak (%) | Achievable Technical Potential | 0 | 0 | 0 | 0 | 0 | 0 | 0 | 0 | 0 | 0 | 0 | 0 | 0 | 0 | 0 | 0 | 0 | 0 | 0 | 0 | 0 | 0 | 0 | 0 | 0 | 0 | 0
F6_Industrial_Industrial - ID_Existing_Process_Natural Gas_Process Boiler - Maintenance_A_Achievable Technical Potential | F6 | Industrial | Industrial - ID | Existing | Process | Natural Gas | Process Boiler - Maintenance | A | Standalone Impact on Baseline Winter Peak (%) | Achievable Technical Potential | 0 | 0 | 0 | 0 | 0 | 0 | 0 | 0 | 0 | 0 | 0 | 0 | 0 | 0 | 0 | 0 | 0 | 0 | 0 | 0 | 0 | 0 | 0 | 0 | 0 | 0 | 0
F7_Industrial_Industrial - ID_Existing_Process_Natural Gas_Process Boiler - Maintenance_A_Achievable Technical Potential | F7 | Industrial | Industrial - ID | Existing | Process | Natural Gas | Process Boiler - Maintenance | A | Incremental Energy Savings (MWh or mTherms) | Achievable Technical Potential | 0 | 0 | 0.33234 | 0.22893 | 0.15575 | 0 | 0 | 0 | 0 | 0 | 0 | 0 | 0 | 0 | 0 | 0 | 0 | 0 | 0 | 0 | 0 | 0 | 0 | 0 | 0 | 0 | 0
F8_Industrial_Industrial - ID_Existing_Process_Natural Gas_Process Boiler - Maintenance_A_Achievable Technical Potential | F8 | Industrial | Industrial - ID | Existing | Process | Natural Gas | Process Boiler - Maintenance | A | Incremental Summer Peak Savings (MW) | Achievable Technical Potential | 0 | 0 | 0 | 0 | 0 | 0 | 0 | 0 | 0 | 0 | 0 | 0 | 0 | 0 | 0 | 0 | 0 | 0 | 0 | 0 | 0 | 0 | 0 | 0 | 0 | 0 | 0
F9_Industrial_Industrial - ID_Existing_Process_Natural Gas_Process Boiler - Maintenance_A_Achievable Technical Potential | F9 | Industrial | Industrial - ID | Existing | Process | Natural Gas | Process Boiler - Maintenance | A | Incremental Winter Peak Savings (MW) | Achievable Technical Potential | 0 | 0 | 0 | 0 | 0 | 0 | 0 | 0 | 0 | 0 | 0 | 0 | 0 | 0 | 0 | 0 | 0 | 0 | 0 | 0 | 0 | 0 | 0 | 0 | 0 | 0 | 0
F10_Industrial_Industrial - ID_Existing_Process_Natural Gas_Process Boiler - Maintenance_A_Achievable Technical Potential | F10 | Industrial | Industrial - ID | Existing | Process | Natural Gas | Process Boiler - Maintenance | A | Cumulative Energy Savings (MWh or mTherms) | Achievable Technical Potential | 0 | 0 | 0.33234 | 0.56127 | 0.71702 | 0.71702 | 0.71702 | 0.71702 | 0.71702 | 0.71702 | 0.71702 | 0.71702 | 0.71702 | 0.71702 | 0.71702 | 0.71702 | 0.71702 | 0.71702 | 0.71702 | 0.71702 | 0.71702 | 0.71702 | 0.71702 | 0.71702 | 0.71702 | 0.71702 | 0.71702
F11_Industrial_Industrial - ID_Existing_Process_Natural Gas_Process Boiler - Maintenance_A_Achievable Technical Potential | F11 | Industrial | Industrial - ID | Existing | Process | Natural Gas | Process Boiler - Maintenance | A | Cumulative Summer Peak Savings (MW) | Achievable Technical Potential | 0 | 0 | 0 | 0 | 0 | 0 | 0 | 0 | 0 | 0 | 0 | 0 | 0 | 0 | 0 | 0 | 0 | 0 | 0 | 0 | 0 | 0 | 0 | 0 | 0 | 0 | 0
F12_Industrial_Industrial - ID_Existing_Process_Natural Gas_Process Boiler - Maintenance_A_Achievable Technical Potential | F12 | Industrial | Industrial - ID | Existing | Process | Natural Gas | Process Boiler - Maintenance | A | Cumulative Winter Peak Savings (MW) | Achievable Technical Potential | 0 | 0 | 0 | 0 | 0 | 0 | 0 | 0 | 0 | 0 | 0 | 0 | 0 | 0 | 0 | 0 | 0 | 0 | 0 | 0 | 0 | 0 | 0 | 0 | 0 | 0 | 0
F13_Industrial_Industrial - ID_Existing_Process_Natural Gas_Process Boiler - Maintenance_A_Achievable Technical Potential | F13 | Industrial | Industrial - ID | Existing | Process | Natural Gas | Process Boiler - Maintenance | A | Purchases (Incremental) | Achievable Technical Potential | 0 | 0 | 69.2726 | 47.7174 | 32.4637 | 0 | 0 | 0 | 0 | 0 | 0 | 0 | 0 | 0 | 0 | 0 | 0 | 0 | 0 | 0 | 0 | 0 | 0 | 0 | 0 | 0 | 0
F14_Industrial_Industrial - ID_Existing_Process_Natural Gas_Process Boiler - Maintenance_A_Achievable Technical Potential | F14 | Industrial | Industrial - ID | Existing | Process | Natural Gas | Process Boiler - Maintenance | A | Purchases (Cumulative) | Achievable Technical Potential | 0 | 0 | 69.2726 | 116.99 | 149.4537 | 149.4537 | 149.4537 | 149.4537 | 149.4537 | 149.4537 | 149.4537 | 149.4537 | 149.4537 | 149.4537 | 149.4537 | 149.4537 | 149.4537 | 149.4537 | 149.4537 | 149.4537 | 149.4537 | 149.4537 | 149.4537 | 149.4537 | 149.4537 | 149.4537 | 149.4537
F1_Industrial_Industrial - ID_Existing_Process_Natural Gas_Process - Heat Recovery_A_Achievable Technical Potential | F1 | Industrial | Industrial - ID | Existing | Process | Natural Gas | Process - Heat Recovery | A | Original Unit Energy Savings (kWh or therms) | Achievable Technical Potential | 0 | 0 | 0.71666 | 0.71666 | 0.71666 | 0.71666 | 0.71666 | 0.71666 | 0.71666 | 0.71666 | 0.71666 | 0.71666 | 0.71666 | 0.71666 | 0.71666 | 0.71666 | 0.71666 | 0.71666 | 0.71666 | 0.71666 | 0.71666 | 0.71666 | 0.71666 | 0.71666 | 0.71666 | 0.71666 | 0.71666
F2_Industrial_Industrial - ID_Existing_Process_Natural Gas_Process - Heat Recovery_A_Achievable Technical Potential | F2 | Industrial | Industrial - ID | Existing | Process | Natural Gas | Process - Heat Recovery | A | Original Unit Summer Peak Savings (kW) | Achievable Technical Potential | 0 | 0 | 0 | 0 | 0 | 0 | 0 | 0 | 0 | 0 | 0 | 0 | 0 | 0 | 0 | 0 | 0 | 0 | 0 | 0 | 0 | 0 | 0 | 0 | 0 | 0 | 0
F3_Industrial_Industrial - ID_Existing_Process_Natural Gas_Process - Heat Recovery_A_Achievable Technical Potential | F3 | Industrial | Industrial - ID | Existing | Process | Natural Gas | Process - Heat Recovery | A | Original Unit Winter Peak Savings (kW) | Achievable Technical Potential | 0 | 0 | 0 | 0 | 0 | 0 | 0 | 0 | 0 | 0 | 0 | 0 | 0 | 0 | 0 | 0 | 0 | 0 | 0 | 0 | 0 | 0 | 0 | 0 | 0 | 0 | 0
F4_Industrial_Industrial - ID_Existing_Process_Natural Gas_Process - Heat Recovery_A_Achievable Technical Potential | F4 | Industrial | Industrial - ID | Existing | Process | Natural Gas | Process - Heat Recovery | A | Standalone Impact on Baseline Energy (%) | Achievable Technical Potential | 0 | 0 | 0.0057375 | 0.011576 | 0.017516 | 0.023561 | 0.029712 | 0.035971 | 0.042339 | 0.04882 | 0.055413 | 0.062123 | 0.068951 | 0.075898 | 0.082967 | 0.09016 | 0.097479 | 0.10493 | 0.11251 | 0.12022 | 0.12806 | 0.13605 | 0.13843 | 0.14086 | 0.14333 | 0.14585 | 0.14841
F5_Industrial_Industrial - ID_Existing_Process_Natural Gas_Process - Heat Recovery_A_Achievable Technical Potential | F5 | Industrial | Industrial - ID | Existing | Process | Natural Gas | Process - Heat Recovery | A | Standalone Impact on Baseline Summer Peak (%) | Achievable Technical Potential | 0 | 0 | 0 | 0 | 0 | 0 | 0 | 0 | 0 | 0 | 0 | 0 | 0 | 0 | 0 | 0 | 0 | 0 | 0 | 0 | 0 | 0 | 0 | 0 | 0 | 0 | 0
F6_Industrial_Industrial - ID_Existing_Process_Natural Gas_Process - Heat Recovery_A_Achievable Technical Potential | F6 | Industrial | Industrial - ID | Existing | Process | Natural Gas | Process - Heat Recovery | A | Standalone Impact on Baseline Winter Peak (%) | Achievable Technical Potential | 0 | 0 | 0 | 0 | 0 | 0 | 0 | 0 | 0 | 0 | 0 | 0 | 0 | 0 | 0 | 0 | 0 | 0 | 0 | 0 | 0 | 0 | 0 | 0 | 0 | 0 | 0
F7_Industrial_Industrial - ID_Existing_Process_Natural Gas_Process - Heat Recovery_A_Achievable Technical Potential | F7 | Industrial | Industrial - ID | Existing | Process | Natural Gas | Process - Heat Recovery | A | Incremental Energy Savings (MWh or mTherms) | Achievable Technical Potential | 0 | 0 | 11.3621 | 11.1662 | 10.9736 | 10.7844 | 10.5985 | 10.4158 | 10.2362 | 10.0597 | 9.8863 | 9.7158 | 9.5483 | 9.3837 | 9.2219 | 9.0629 | 8.9066 | 8.7531 | 8.6022 | 8.4538 | 8.3081 | 8.1648 | 0 | 0 | 0 | 0 | 0
F8_Industrial_Industrial - ID_Existing_Process_Natural Gas_Process - Heat Recovery_A_Achievable Technical Potential | F8 | Industrial | Industrial - ID | Existing | Process | Natural Gas | Process - Heat Recovery | A | Incremental Summer Peak Savings (MW) | Achievable Technical Potential | 0 | 0 | 0 | 0 | 0 | 0 | 0 | 0 | 0 | 0 | 0 | 0 | 0 | 0 | 0 | 0 | 0 | 0 | 0 | 0 | 0 | 0 | 0 | 0 | 0 | 0 | 0
F9_Industrial_Industrial - ID_Existing_Process_Natural Gas_Process - Heat Recovery_A_Achievable Technical Potential | F9 | Industrial | Industrial - ID | Existing | Process | Natural Gas | Process - Heat Recovery | A | Incremental Winter Peak Savings (MW) | Achievable Technical Potential | 0 | 0 | 0 | 0 | 0 | 0 | 0 | 0 | 0 | 0 | 0 | 0 | 0 | 0 | 0 | 0 | 0 | 0 | 0 | 0 | 0 | 0 | 0 | 0 | 0 | 0 | 0
F10_Industrial_Industrial - ID_Existing_Process_Natural Gas_Process - Heat Recovery_A_Achievable Technical Potential | F10 | Industrial | Industrial - ID | Existing | Process | Natural Gas | Process - Heat Recovery | A | Cumulative Energy Savings (MWh or mTherms) | Achievable Technical Potential | 0 | 0 | 11.3621 | 22.5282 | 33.5019 | 44.2863 | 54.8848 | 65.3006 | 75.5368 | 85.5965 | 95.4828 | 105.1986 | 114.7469 | 124.1306 | 133.3524 | 142.4153 | 151.322 | 160.075 | 168.6772 | 177.131 | 185.4391 | 193.6039 | 193.6039 | 193.6039 | 193.6039 | 193.6039 | 193.6039
F11_Industrial_Industrial - ID_Existing_Process_Natural Gas_Process - Heat Recovery_A_Achievable Technical Potential | F11 | Industrial | Industrial - ID | Existing | Process | Natural Gas | Process - Heat Recovery | A | Cumulative Summer Peak Savings (MW) | Achievable Technical Potential | 0 | 0 | 0 | 0 | 0 | 0 | 0 | 0 | 0 | 0 | 0 | 0 | 0 | 0 | 0 | 0 | 0 | 0 | 0 | 0 | 0 | 0 | 0 | 0 | 0 | 0 | 0
F12_Industrial_Industrial - ID_Existing_Process_Natural Gas_Process - Heat Recovery_A_Achievable Technical Potential | F12 | Industrial | Industrial - ID | Existing | Process | Natural Gas | Process - Heat Recovery | A | Cumulative Winter Peak Savings (MW) | Achievable Technical Potential | 0 | 0 | 0 | 0 | 0 | 0 | 0 | 0 | 0 | 0 | 0 | 0 | 0 | 0 | 0 | 0 | 0 | 0 | 0 | 0 | 0 | 0 | 0 | 0 | 0 | 0 | 0
F13_Industrial_Industrial - ID_Existing_Process_Natural Gas_Process - Heat Recovery_A_Achievable Technical Potential | F13 | Industrial | Industrial - ID | Existing | Process | Natural Gas | Process - Heat Recovery | A | Purchases (Incremental) | Achievable Technical Potential | 0 | 0 | 15854.1435 | 15580.7962 | 15312.1618 | 15048.159 | 14788.708 | 14533.7303 | 14283.1487 | 14036.8875 | 13794.8722 | 13557.0296 | 13323.2877 | 13093.5759 | 12867.8246 | 12645.9655 | 12427.9316 | 12213.6569 | 12003.0766 | 11796.127 | 11592.7455 | 11392.8706 | 0 | 0 | 0 | 0 | 0
F14_Industrial_Industrial - ID_Existing_Process_Natural Gas_Process - Heat Recovery_A_Achievable Technical Potential | F14 | Industrial | Industrial - ID | Existing | Process | Natural Gas | Process - Heat Recovery | A | Purchases (Cumulative) | Achievable Technical Potential | 0 | 0 | 15854.1435 | 31434.9398 | 46747.1016 | 61795.2606 | 76583.9686 | 91117.6989 | 105400.8476 | 119437.7351 | 133232.6073 | 146789.637 | 160112.9247 | 173206.5005 | 186074.3251 | 198720.2906 | 211148.2222 | 223361.8792 | 235364.9558 | 247161.0828 | 258753.8284 | 270146.699 | 270146.699 | 270146.699 | 270146.699 | 270146.699 | 270146.699
F1_Industrial_Industrial - ID_Existing_Space Heating_Natural Gas_Strategic Energy Management_A_Achievable Technical Potential | F1 | Industrial | Industrial - ID | Existing | Space Heating | Natural Gas | Strategic Energy Management | A | Original Unit Energy Savings (kWh or therms) | Achievable Technical Potential | 0 | 0 | 0.034001 | 0.033937 | 0.033868 | 0.033796 | 0.03372 | 0.033641 | 0.03356 | 0.033477 | 0.033393 | 0.033308 | 0.033222 | 0.033137 | 0.033051 | 0.032966 | 0.032881 | 0.032797 | 0.032715 | 0.032638 | 0.032567 | 0.032501 | 0.032441 | 0.032385 | 0.032335 | 0.032288 | 0.032245
F2_Industrial_Industrial - ID_Existing_Space Heating_Natural Gas_Strategic Energy Management_A_Achievable Technical Potential | F2 | Industrial | Industrial - ID | Existing | Space Heating | Natural Gas | Strategic Energy Management | A | Original Unit Summer Peak Savings (kW) | Achievable Technical Potential | 0 | 0 | 0 | 0 | 0 | 0 | 0 | 0 | 0 | 0 | 0 | 0 | 0 | 0 | 0 | 0 | 0 | 0 | 0 | 0 | 0 | 0 | 0 | 0 | 0 | 0 | 0
F3_Industrial_Industrial - ID_Existing_Space Heating_Natural Gas_Strategic Energy Management_A_Achievable Technical Potential | F3 | Industrial | Industrial - ID | Existing | Space Heating | Natural Gas | Strategic Energy Management | A | Original Unit Winter Peak Savings (kW) | Achievable Technical Potential | 0 | 0 | 0 | 0 | 0 | 0 | 0 | 0 | 0 | 0 | 0 | 0 | 0 | 0 | 0 | 0 | 0 | 0 | 0 | 0 | 0 | 0 | 0 | 0 | 0 | 0 | 0
F4_Industrial_Industrial - ID_Existing_Space Heating_Natural Gas_Strategic Energy Management_A_Achievable Technical Potential | F4 | Industrial | Industrial - ID | Existing | Space Heating | Natural Gas | Strategic Energy Management | A | Standalone Impact on Baseline Energy (%) | Achievable Technical Potential | 0 | 0 | 0 | 0 | 0 | 0 | 0 | 0 | 0 | 0 | 0 | 0 | 0 | 0 | 0 | 0 | 0 | 0 | 0 | 0 | 0 | 0 | 0 | 0 | 0 | 0 | 0
F5_Industrial_Industrial - ID_Existing_Space Heating_Natural Gas_Strategic Energy Management_A_Achievable Technical Potential | F5 | Industrial | Industrial - ID | Existing | Space Heating | Natural Gas | Strategic Energy Management | A | Standalone Impact on Baseline Summer Peak (%) | Achievable Technical Potential | 0 | 0 | 0 | 0 | 0 | 0 | 0 | 0 | 0 | 0 | 0 | 0 | 0 | 0 | 0 | 0 | 0 | 0 | 0 | 0 | 0 | 0 | 0 | 0 | 0 | 0 | 0
F6_Industrial_Industrial - ID_Existing_Space Heating_Natural Gas_Strategic Energy Management_A_Achievable Technical Potential | F6 | Industrial | Industrial - ID | Existing | Space Heating | Natural Gas | Strategic Energy Management | A | Standalone Impact on Baseline Winter Peak (%) | Achievable Technical Potential | 0 | 0 | 0 | 0 | 0 | 0 | 0 | 0 | 0 | 0 | 0 | 0 | 0 | 0 | 0 | 0 | 0 | 0 | 0 | 0 | 0 | 0 | 0 | 0 | 0 | 0 | 0
F7_Industrial_Industrial - ID_Existing_Space Heating_Natural Gas_Strategic Energy Management_A_Achievable Technical Potential | F7 | Industrial | Industrial - ID | Existing | Space Heating | Natural Gas | Strategic Energy Management | A | Incremental Energy Savings (MWh or mTherms) | Achievable Technical Potential | 0 | 0 | 0 | 0 | 0 | 0 | 0 | 0 | 0 | 0 | 0 | 0 | 0 | 0 | 0 | 0 | 0 | 0 | 0 | 0 | 0 | 0 | 0 | 0 | 0 | 0 | 0
F8_Industrial_Industrial - ID_Existing_Space Heating_Natural Gas_Strategic Energy Management_A_Achievable Technical Potential | F8 | Industrial | Industrial - ID | Existing | Space Heating | Natural Gas | Strategic Energy Management | A | Incremental Summer Peak Savings (MW) | Achievable Technical Potential | 0 | 0 | 0 | 0 | 0 | 0 | 0 | 0 | 0 | 0 | 0 | 0 | 0 | 0 | 0 | 0 | 0 | 0 | 0 | 0 | 0 | 0 | 0 | 0 | 0 | 0 | 0
F9_Industrial_Industrial - ID_Existing_Space Heating_Natural Gas_Strategic Energy Management_A_Achievable Technical Potential | F9 | Industrial | Industrial - ID | Existing | Space Heating | Natural Gas | Strategic Energy Management | A | Incremental Winter Peak Savings (MW) | Achievable Technical Potential | 0 | 0 | 0 | 0 | 0 | 0 | 0 | 0 | 0 | 0 | 0 | 0 | 0 | 0 | 0 | 0 | 0 | 0 | 0 | 0 | 0 | 0 | 0 | 0 | 0 | 0 | 0
F10_Industrial_Industrial - ID_Existing_Space Heating_Natural Gas_Strategic Energy Management_A_Achievable Technical Potential | F10 | Industrial | Industrial - ID | Existing | Space Heating | Natural Gas | Strategic Energy Management | A | Cumulative Energy Savings (MWh or mTherms) | Achievable Technical Potential | 0 | 0 | 0 | 0 | 0 | 0 | 0 | 0 | 0 | 0 | 0 | 0 | 0 | 0 | 0 | 0 | 0 | 0 | 0 | 0 | 0 | 0 | 0 | 0 | 0 | 0 | 0
F11_Industrial_Industrial - ID_Existing_Space Heating_Natural Gas_Strategic Energy Management_A_Achievable Technical Potential | F11 | Industrial | Industrial - ID | Existing | Space Heating | Natural Gas | Strategic Energy Management | A | Cumulative Summer Peak Savings (MW) | Achievable Technical Potential | 0 | 0 | 0 | 0 | 0 | 0 | 0 | 0 | 0 | 0 | 0 | 0 | 0 | 0 | 0 | 0 | 0 | 0 | 0 | 0 | 0 | 0 | 0 | 0 | 0 | 0 | 0
F12_Industrial_Industrial - ID_Existing_Space Heating_Natural Gas_Strategic Energy Management_A_Achievable Technical Potential | F12 | Industrial | Industrial - ID | Existing | Space Heating | Natural Gas | Strategic Energy Management | A | Cumulative Winter Peak Savings (MW) | Achievable Technical Potential | 0 | 0 | 0 | 0 | 0 | 0 | 0 | 0 | 0 | 0 | 0 | 0 | 0 | 0 | 0 | 0 | 0 | 0 | 0 | 0 | 0 | 0 | 0 | 0 | 0 | 0 | 0
F13_Industrial_Industrial - ID_Existing_Space Heating_Natural Gas_Strategic Energy Management_A_Achievable Technical Potential | F13 | Industrial | Industrial - ID | Existing | Space Heating | Natural Gas | Strategic Energy Management | A | Purchases (Incremental) | Achievable Technical Potential | 0 | 0 | 0 | 0 | 0 | 0 | 0 | 0 | 0 | 0 | 0 | 0 | 0 | 0 | 0 | 0 | 0 | 0 | 0 | 0 | 0 | 0 | 0 | 0 | 0 | 0 | 0
F14_Industrial_Industrial - ID_Existing_Space Heating_Natural Gas_Strategic Energy Management_A_Achievable Technical Potential | F14 | Industrial | Industrial - ID | Existing | Space Heating | Natural Gas | Strategic Energy Management | A | Purchases (Cumulative) | Achievable Technical Potential | 0 | 0 | 0 | 0 | 0 | 0 | 0 | 0 | 0 | 0 | 0 | 0 | 0 | 0 | 0 | 0 | 0 | 0 | 0 | 0 | 0 | 0 | 0 | 0 | 0 | 0 | 0
F1_Industrial_Industrial - ID_Existing_Process_Natural Gas_Strategic Energy Management_A_Achievable Technical Potential | F1 | Industrial | Industrial - ID | Existing | Process | Natural Gas | Strategic Energy Management | A | Original Unit Energy Savings (kWh or therms) | Achievable Technical Potential | 0 | 0 | 0.11673 | 0.11673 | 0.11673 | 0.11673 | 0.11673 | 0.11673 | 0.11673 | 0.11673 | 0.11673 | 0.11673 | 0.11673 | 0.11673 | 0.11673 | 0.11673 | 0.11673 | 0.11673 | 0.11673 | 0.11673 | 0.11673 | 0.11673 | 0.11673 | 0.11673 | 0.11673 | 0.11673 | 0.11673
F2_Industrial_Industrial - ID_Existing_Process_Natural Gas_Strategic Energy Management_A_Achievable Technical Potential | F2 | Industrial | Industrial - ID | Existing | Process | Natural Gas | Strategic Energy Management | A | Original Unit Summer Peak Savings (kW) | Achievable Technical Potential | 0 | 0 | 0 | 0 | 0 | 0 | 0 | 0 | 0 | 0 | 0 | 0 | 0 | 0 | 0 | 0 | 0 | 0 | 0 | 0 | 0 | 0 | 0 | 0 | 0 | 0 | 0
F3_Industrial_Industrial - ID_Existing_Process_Natural Gas_Strategic Energy Management_A_Achievable Technical Potential | F3 | Industrial | Industrial - ID | Existing | Process | Natural Gas | Strategic Energy Management | A | Original Unit Winter Peak Savings (kW) | Achievable Technical Potential | 0 | 0 | 0 | 0 | 0 | 0 | 0 | 0 | 0 | 0 | 0 | 0 | 0 | 0 | 0 | 0 | 0 | 0 | 0 | 0 | 0 | 0 | 0 | 0 | 0 | 0 | 0
F4_Industrial_Industrial - ID_Existing_Process_Natural Gas_Strategic Energy Management_A_Achievable Technical Potential | F4 | Industrial | Industrial - ID | Existing | Process | Natural Gas | Strategic Energy Management | A | Standalone Impact on Baseline Energy (%) | Achievable Technical Potential | 0 | 0 | 0 | 0 | 0 | 0 | 0 | 0 | 0 | 0 | 0 | 0 | 0 | 0 | 0 | 0 | 0 | 0 | 0 | 0 | 0 | 0 | 0 | 0 | 0 | 0 | 0
F5_Industrial_Industrial - ID_Existing_Process_Natural Gas_Strategic Energy Management_A_Achievable Technical Potential | F5 | Industrial | Industrial - ID | Existing | Process | Natural Gas | Strategic Energy Management | A | Standalone Impact on Baseline Summer Peak (%) | Achievable Technical Potential | 0 | 0 | 0 | 0 | 0 | 0 | 0 | 0 | 0 | 0 | 0 | 0 | 0 | 0 | 0 | 0 | 0 | 0 | 0 | 0 | 0 | 0 | 0 | 0 | 0 | 0 | 0
F6_Industrial_Industrial - ID_Existing_Process_Natural Gas_Strategic Energy Management_A_Achievable Technical Potential | F6 | Industrial | Industrial - ID | Existing | Process | Natural Gas | Strategic Energy Management | A | Standalone Impact on Baseline Winter Peak (%) | Achievable Technical Potential | 0 | 0 | 0 | 0 | 0 | 0 | 0 | 0 | 0 | 0 | 0 | 0 | 0 | 0 | 0 | 0 | 0 | 0 | 0 | 0 | 0 | 0 | 0 | 0 | 0 | 0 | 0
F7_Industrial_Industrial - ID_Existing_Process_Natural Gas_Strategic Energy Management_A_Achievable Technical Potential | F7 | Industrial | Industrial - ID | Existing | Process | Natural Gas | Strategic Energy Management | A | Incremental Energy Savings (MWh or mTherms) | Achievable Technical Potential | 0 | 0 | 0 | 0 | 0 | 0 | 0 | 0 | 0 | 0 | 0 | 0 | 0 | 0 | 0 | 0 | 0 | 0 | 0 | 0 | 0 | 0 | 0 | 0 | 0 | 0 | 0
F8_Industrial_Industrial - ID_Existing_Process_Natural Gas_Strategic Energy Management_A_Achievable Technical Potential | F8 | Industrial | Industrial - ID | Existing | Process | Natural Gas | Strategic Energy Management | A | Incremental Summer Peak Savings (MW) | Achievable Technical Potential | 0 | 0 | 0 | 0 | 0 | 0 | 0 | 0 | 0 | 0 | 0 | 0 | 0 | 0 | 0 | 0 | 0 | 0 | 0 | 0 | 0 | 0 | 0 | 0 | 0 | 0 | 0
F9_Industrial_Industrial - ID_Existing_Process_Natural Gas_Strategic Energy Management_A_Achievable Technical Potential | F9 | Industrial | Industrial - ID | Existing | Process | Natural Gas | Strategic Energy Management | A | Incremental Winter Peak Savings (MW) | Achievable Technical Potential | 0 | 0 | 0 | 0 | 0 | 0 | 0 | 0 | 0 | 0 | 0 | 0 | 0 | 0 | 0 | 0 | 0 | 0 | 0 | 0 | 0 | 0 | 0 | 0 | 0 | 0 | 0
F10_Industrial_Industrial - ID_Existing_Process_Natural Gas_Strategic Energy Management_A_Achievable Technical Potential | F10 | Industrial | Industrial - ID | Existing | Process | Natural Gas | Strategic Energy Management | A | Cumulative Energy Savings (MWh or mTherms) | Achievable Technical Potential | 0 | 0 | 0 | 0 | 0 | 0 | 0 | 0 | 0 | 0 | 0 | 0 | 0 | 0 | 0 | 0 | 0 | 0 | 0 | 0 | 0 | 0 | 0 | 0 | 0 | 0 | 0
F11_Industrial_Industrial - ID_Existing_Process_Natural Gas_Strategic Energy Management_A_Achievable Technical Potential | F11 | Industrial | Industrial - ID | Existing | Process | Natural Gas | Strategic Energy Management | A | Cumulative Summer Peak Savings (MW) | Achievable Technical Potential | 0 | 0 | 0 | 0 | 0 | 0 | 0 | 0 | 0 | 0 | 0 | 0 | 0 | 0 | 0 | 0 | 0 | 0 | 0 | 0 | 0 | 0 | 0 | 0 | 0 | 0 | 0
F12_Industrial_Industrial - ID_Existing_Process_Natural Gas_Strategic Energy Management_A_Achievable Technical Potential | F12 | Industrial | Industrial - ID | Existing | Process | Natural Gas | Strategic Energy Management | A | Cumulative Winter Peak Savings (MW) | Achievable Technical Potential | 0 | 0 | 0 | 0 | 0 | 0 | 0 | 0 | 0 | 0 | 0 | 0 | 0 | 0 | 0 | 0 | 0 | 0 | 0 | 0 | 0 | 0 | 0 | 0 | 0 | 0 | 0
F13_Industrial_Industrial - ID_Existing_Process_Natural Gas_Strategic Energy Management_A_Achievable Technical Potential | F13 | Industrial | Industrial - ID | Existing | Process | Natural Gas | Strategic Energy Management | A | Purchases (Incremental) | Achievable Technical Potential | 0 | 0 | 0 | 0 | 0 | 0 | 0 | 0 | 0 | 0 | 0 | 0 | 0 | 0 | 0 | 0 | 0 | 0 | 0 | 0 | 0 | 0 | 0 | 0 | 0 | 0 | 0
F14_Industrial_Industrial - ID_Existing_Process_Natural Gas_Strategic Energy Management_A_Achievable Technical Potential | F14 | Industrial | Industrial - ID | Existing | Process | Natural Gas | Strategic Energy Management | A | Purchases (Cumulative) | Achievable Technical Potential | 0 | 0 | 0 | 0 | 0 | 0 | 0 | 0 | 0 | 0 | 0 | 0 | 0 | 0 | 0 | 0 | 0 | 0 | 0 | 0 | 0 | 0 | 0 | 0 | 0 | 0 | 0
F1_Industrial_Industrial - ID_Existing_Miscellaneous_Natural Gas_Strategic Energy Management_A_Achievable Technical Potential | F1 | Industrial | Industrial - ID | Existing | Miscellaneous | Natural Gas | Strategic Energy Management | A | Original Unit Energy Savings (kWh or therms) | Achievable Technical Potential | 0 | 0 | 0.025488 | 0.025488 | 0.025488 | 0.025488 | 0.025488 | 0.025488 | 0.025488 | 0.025488 | 0.025488 | 0.025488 | 0.025488 | 0.025488 | 0.025488 | 0.025488 | 0.025488 | 0.025488 | 0.025488 | 0.025488 | 0.025488 | 0.025488 | 0.025488 | 0.025488 | 0.025488 | 0.025488 | 0.025488
F2_Industrial_Industrial - ID_Existing_Miscellaneous_Natural Gas_Strategic Energy Management_A_Achievable Technical Potential | F2 | Industrial | Industrial - ID | Existing | Miscellaneous | Natural Gas | Strategic Energy Management | A | Original Unit Summer Peak Savings (kW) | Achievable Technical Potential | 0 | 0 | 0 | 0 | 0 | 0 | 0 | 0 | 0 | 0 | 0 | 0 | 0 | 0 | 0 | 0 | 0 | 0 | 0 | 0 | 0 | 0 | 0 | 0 | 0 | 0 | 0
F3_Industrial_Industrial - ID_Existing_Miscellaneous_Natural Gas_Strategic Energy Management_A_Achievable Technical Potential | F3 | Industrial | Industrial - ID | Existing | Miscellaneous | Natural Gas | Strategic Energy Management | A | Original Unit Winter Peak Savings (kW) | Achievable Technical Potential | 0 | 0 | 0 | 0 | 0 | 0 | 0 | 0 | 0 | 0 | 0 | 0 | 0 | 0 | 0 | 0 | 0 | 0 | 0 | 0 | 0 | 0 | 0 | 0 | 0 | 0 | 0
F4_Industrial_Industrial - ID_Existing_Miscellaneous_Natural Gas_Strategic Energy Management_A_Achievable Technical Potential | F4 | Industrial | Industrial - ID | Existing | Miscellaneous | Natural Gas | Strategic Energy Management | A | Standalone Impact on Baseline Energy (%) | Achievable Technical Potential | 0 | 0 | 0 | 0 | 0 | 0 | 0 | 0 | 0 | 0 | 0 | 0 | 0 | 0 | 0 | 0 | 0 | 0 | 0 | 0 | 0 | 0 | 0 | 0 | 0 | 0 | 0
F5_Industrial_Industrial - ID_Existing_Miscellaneous_Natural Gas_Strategic Energy Management_A_Achievable Technical Potential | F5 | Industrial | Industrial - ID | Existing | Miscellaneous | Natural Gas | Strategic Energy Management | A | Standalone Impact on Baseline Summer Peak (%) | Achievable Technical Potential | 0 | 0 | 0 | 0 | 0 | 0 | 0 | 0 | 0 | 0 | 0 | 0 | 0 | 0 | 0 | 0 | 0 | 0 | 0 | 0 | 0 | 0 | 0 | 0 | 0 | 0 | 0
F6_Industrial_Industrial - ID_Existing_Miscellaneous_Natural Gas_Strategic Energy Management_A_Achievable Technical Potential | F6 | Industrial | Industrial - ID | Existing | Miscellaneous | Natural Gas | Strategic Energy Management | A | Standalone Impact on Baseline Winter Peak (%) | Achievable Technical Potential | 0 | 0 | 0 | 0 | 0 | 0 | 0 | 0 | 0 | 0 | 0 | 0 | 0 | 0 | 0 | 0 | 0 | 0 | 0 | 0 | 0 | 0 | 0 | 0 | 0 | 0 | 0
F7_Industrial_Industrial - ID_Existing_Miscellaneous_Natural Gas_Strategic Energy Management_A_Achievable Technical Potential | F7 | Industrial | Industrial - ID | Existing | Miscellaneous | Natural Gas | Strategic Energy Management | A | Incremental Energy Savings (MWh or mTherms) | Achievable Technical Potential | 0 | 0 | 0 | 0 | 0 | 0 | 0 | 0 | 0 | 0 | 0 | 0 | 0 | 0 | 0 | 0 | 0 | 0 | 0 | 0 | 0 | 0 | 0 | 0 | 0 | 0 | 0
F8_Industrial_Industrial - ID_Existing_Miscellaneous_Natural Gas_Strategic Energy Management_A_Achievable Technical Potential | F8 | Industrial | Industrial - ID | Existing | Miscellaneous | Natural Gas | Strategic Energy Management | A | Incremental Summer Peak Savings (MW) | Achievable Technical Potential | 0 | 0 | 0 | 0 | 0 | 0 | 0 | 0 | 0 | 0 | 0 | 0 | 0 | 0 | 0 | 0 | 0 | 0 | 0 | 0 | 0 | 0 | 0 | 0 | 0 | 0 | 0
F9_Industrial_Industrial - ID_Existing_Miscellaneous_Natural Gas_Strategic Energy Management_A_Achievable Technical Potential | F9 | Industrial | Industrial - ID | Existing | Miscellaneous | Natural Gas | Strategic Energy Management | A | Incremental Winter Peak Savings (MW) | Achievable Technical Potential | 0 | 0 | 0 | 0 | 0 | 0 | 0 | 0 | 0 | 0 | 0 | 0 | 0 | 0 | 0 | 0 | 0 | 0 | 0 | 0 | 0 | 0 | 0 | 0 | 0 | 0 | 0
F10_Industrial_Industrial - ID_Existing_Miscellaneous_Natural Gas_Strategic Energy Management_A_Achievable Technical Potential | F10 | Industrial | Industrial - ID | Existing | Miscellaneous | Natural Gas | Strategic Energy Management | A | Cumulative Energy Savings (MWh or mTherms) | Achievable Technical Potential | 0 | 0 | 0 | 0 | 0 | 0 | 0 | 0 | 0 | 0 | 0 | 0 | 0 | 0 | 0 | 0 | 0 | 0 | 0 | 0 | 0 | 0 | 0 | 0 | 0 | 0 | 0
F11_Industrial_Industrial - ID_Existing_Miscellaneous_Natural Gas_Strategic Energy Management_A_Achievable Technical Potential | F11 | Industrial | Industrial - ID | Existing | Miscellaneous | Natural Gas | Strategic Energy Management | A | Cumulative Summer Peak Savings (MW) | Achievable Technical Potential | 0 | 0 | 0 | 0 | 0 | 0 | 0 | 0 | 0 | 0 | 0 | 0 | 0 | 0 | 0 | 0 | 0 | 0 | 0 | 0 | 0 | 0 | 0 | 0 | 0 | 0 | 0
F12_Industrial_Industrial - ID_Existing_Miscellaneous_Natural Gas_Strategic Energy Management_A_Achievable Technical Potential | F12 | Industrial | Industrial - ID | Existing | Miscellaneous | Natural Gas | Strategic Energy Management | A | Cumulative Winter Peak Savings (MW) | Achievable Technical Potential | 0 | 0 | 0 | 0 | 0 | 0 | 0 | 0 | 0 | 0 | 0 | 0 | 0 | 0 | 0 | 0 | 0 | 0 | 0 | 0 | 0 | 0 | 0 | 0 | 0 | 0 | 0
F13_Industrial_Industrial - ID_Existing_Miscellaneous_Natural Gas_Strategic Energy Management_A_Achievable Technical Potential | F13 | Industrial | Industrial - ID | Existing | Miscellaneous | Natural Gas | Strategic Energy Management | A | Purchases (Incremental) | Achievable Technical Potential | 0 | 0 | 0 | 0 | 0 | 0 | 0 | 0 | 0 | 0 | 0 | 0 | 0 | 0 | 0 | 0 | 0 | 0 | 0 | 0 | 0 | 0 | 0 | 0 | 0 | 0 | 0
F14_Industrial_Industrial - ID_Existing_Miscellaneous_Natural Gas_Strategic Energy Management_A_Achievable Technical Potential | F14 | Industrial | Industrial - ID | Existing | Miscellaneous | Natural Gas | Strategic Energy Management | A | Purchases (Cumulative) | Achievable Technical Potential | 0 | 0 | 0 | 0 | 0 | 0 | 0 | 0 | 0 | 0 | 0 | 0 | 0 | 0 | 0 | 0 | 0 | 0 | 0 | 0 | 0 | 0 | 0 | 0 | 0 | 0 | 0
F1_Industrial_Industrial - ID_Existing_Space Heating_Natural Gas_Retrocommissioning_A_Achievable Technical Potential | F1 | Industrial | Industrial - ID | Existing | Space Heating | Natural Gas | Retrocommissioning | A | Original Unit Energy Savings (kWh or therms) | Achievable Technical Potential | 0 | 0 | 0.04175 | 0.041671 | 0.041587 | 0.041498 | 0.041405 | 0.041308 | 0.041208 | 0.041107 | 0.041004 | 0.040899 | 0.040794 | 0.040689 | 0.040583 | 0.040479 | 0.040375 | 0.040272 | 0.040171 | 0.040077 | 0.039989 | 0.039908 | 0.039834 | 0.039766 | 0.039704 | 0.039646 | 0.039593
F2_Industrial_Industrial - ID_Existing_Space Heating_Natural Gas_Retrocommissioning_A_Achievable Technical Potential | F2 | Industrial | Industrial - ID | Existing | Space Heating | Natural Gas | Retrocommissioning | A | Original Unit Summer Peak Savings (kW) | Achievable Technical Potential | 0 | 0 | 0 | 0 | 0 | 0 | 0 | 0 | 0 | 0 | 0 | 0 | 0 | 0 | 0 | 0 | 0 | 0 | 0 | 0 | 0 | 0 | 0 | 0 | 0 | 0 | 0
F3_Industrial_Industrial - ID_Existing_Space Heating_Natural Gas_Retrocommissioning_A_Achievable Technical Potential | F3 | Industrial | Industrial - ID | Existing | Space Heating | Natural Gas | Retrocommissioning | A | Original Unit Winter Peak Savings (kW) | Achievable Technical Potential | 0 | 0 | 0 | 0 | 0 | 0 | 0 | 0 | 0 | 0 | 0 | 0 | 0 | 0 | 0 | 0 | 0 | 0 | 0 | 0 | 0 | 0 | 0 | 0 | 0 | 0 | 0
F4_Industrial_Industrial - ID_Existing_Space Heating_Natural Gas_Retrocommissioning_A_Achievable Technical Potential | F4 | Industrial | Industrial - ID | Existing | Space Heating | Natural Gas | Retrocommissioning | A | Standalone Impact on Baseline Energy (%) | Achievable Technical Potential | 0 | 0 | 0.0004386 | 0.00098483 | 0.0016611 | 0.0019932 | 0.0023333 | 0.0027001 | 0.0030606 | 0.0033383 | 0.0033994 | 0.0034591 | 0.0035198 | 0.0035815 | 0.0036443 | 0.0037083 | 0.0037733 | 0.0038395 | 0.0039069 | 0.0039754 | 0.0040452 | 0.0041162 | 0.0041884 | 0.0042618 | 0.0043366 | 0.0044127 | 0.0044901
F5_Industrial_Industrial - ID_Existing_Space Heating_Natural Gas_Retrocommissioning_A_Achievable Technical Potential | F5 | Industrial | Industrial - ID | Existing | Space Heating | Natural Gas | Retrocommissioning | A | Standalone Impact on Baseline Summer Peak (%) | Achievable Technical Potential | 0 | 0 | 0 | 0 | 0 | 0 | 0 | 0 | 0 | 0 | 0 | 0 | 0 | 0 | 0 | 0 | 0 | 0 | 0 | 0 | 0 | 0 | 0 | 0 | 0 | 0 | 0
F6_Industrial_Industrial - ID_Existing_Space Heating_Natural Gas_Retrocommissioning_A_Achievable Technical Potential | F6 | Industrial | Industrial - ID | Existing | Space Heating | Natural Gas | Retrocommissioning | A | Standalone Impact on Baseline Winter Peak (%) | Achievable Technical Potential | 0 | 0 | 0 | 0 | 0 | 0 | 0 | 0 | 0 | 0 | 0 | 0 | 0 | 0 | 0 | 0 | 0 | 0 | 0 | 0 | 0 | 0 | 0 | 0 | 0 | 0 | 0
F7_Industrial_Industrial - ID_Existing_Space Heating_Natural Gas_Retrocommissioning_A_Achievable Technical Potential | F7 | Industrial | Industrial - ID | Existing | Space Heating | Natural Gas | Retrocommissioning | A | Incremental Energy Savings (MWh or mTherms) | Achievable Technical Potential | 0 | 0 | 0.063249 | 0.076177 | 0.091426 | 0.04121 | 0.040715 | 0.04262 | 0.040156 | 0.028152 | 0.00031995 | 0 | 0 | 0 | 0 | 0 | 0 | 0 | 0 | 0 | 0 | 0 | 0 | 0 | 0 | 0 | 0
F8_Industrial_Industrial - ID_Existing_Space Heating_Natural Gas_Retrocommissioning_A_Achievable Technical Potential | F8 | Industrial | Industrial - ID | Existing | Space Heating | Natural Gas | Retrocommissioning | A | Incremental Summer Peak Savings (MW) | Achievable Technical Potential | 0 | 0 | 0 | 0 | 0 | 0 | 0 | 0 | 0 | 0 | 0 | 0 | 0 | 0 | 0 | 0 | 0 | 0 | 0 | 0 | 0 | 0 | 0 | 0 | 0 | 0 | 0
F9_Industrial_Industrial - ID_Existing_Space Heating_Natural Gas_Retrocommissioning_A_Achievable Technical Potential | F9 | Industrial | Industrial - ID | Existing | Space Heating | Natural Gas | Retrocommissioning | A | Incremental Winter Peak Savings (MW) | Achievable Technical Potential | 0 | 0 | 0 | 0 | 0 | 0 | 0 | 0 | 0 | 0 | 0 | 0 | 0 | 0 | 0 | 0 | 0 | 0 | 0 | 0 | 0 | 0 | 0 | 0 | 0 | 0 | 0
F10_Industrial_Industrial - ID_Existing_Space Heating_Natural Gas_Retrocommissioning_A_Achievable Technical Potential | F10 | Industrial | Industrial - ID | Existing | Space Heating | Natural Gas | Retrocommissioning | A | Cumulative Energy Savings (MWh or mTherms) | Achievable Technical Potential | 0 | 0 | 0.063249 | 0.13931 | 0.23045 | 0.27117 | 0.31127 | 0.35317 | 0.39247 | 0.41966 | 0.41892 | 0.41785 | 0.41678 | 0.4157 | 0.41463 | 0.41356 | 0.4125 | 0.41145 | 0.41041 | 0.40945 | 0.40856 | 0.40773 | 0.40698 | 0.40628 | 0.40564 | 0.40506 | 0.40451
F11_Industrial_Industrial - ID_Existing_Space Heating_Natural Gas_Retrocommissioning_A_Achievable Technical Potential | F11 | Industrial | Industrial - ID | Existing | Space Heating | Natural Gas | Retrocommissioning | A | Cumulative Summer Peak Savings (MW) | Achievable Technical Potential | 0 | 0 | 0 | 0 | 0 | 0 | 0 | 0 | 0 | 0 | 0 | 0 | 0 | 0 | 0 | 0 | 0 | 0 | 0 | 0 | 0 | 0 | 0 | 0 | 0 | 0 | 0
F12_Industrial_Industrial - ID_Existing_Space Heating_Natural Gas_Retrocommissioning_A_Achievable Technical Potential | F12 | Industrial | Industrial - ID | Existing | Space Heating | Natural Gas | Retrocommissioning | A | Cumulative Winter Peak Savings (MW) | Achievable Technical Potential | 0 | 0 | 0 | 0 | 0 | 0 | 0 | 0 | 0 | 0 | 0 | 0 | 0 | 0 | 0 | 0 | 0 | 0 | 0 | 0 | 0 | 0 | 0 | 0 | 0 | 0 | 0
F13_Industrial_Industrial - ID_Existing_Space Heating_Natural Gas_Retrocommissioning_A_Achievable Technical Potential | F13 | Industrial | Industrial - ID | Existing | Space Heating | Natural Gas | Retrocommissioning | A | Purchases (Incremental) | Achievable Technical Potential | 0 | 0 | 1514.9515 | 1828.0478 | 2198.4267 | 993.075 | 983.3512 | 1031.7667 | 974.4497 | 684.8585 | 7.8029 | 0 | 0 | 0 | 0 | 0 | 0 | 0 | 0 | 0 | 0 | 0 | 0 | 0 | 0 | 0 | 0
F14_Industrial_Industrial - ID_Existing_Space Heating_Natural Gas_Retrocommissioning_A_Achievable Technical Potential | F14 | Industrial | Industrial - ID | Existing | Space Heating | Natural Gas | Retrocommissioning | A | Purchases (Cumulative) | Achievable Technical Potential | 0 | 0 | 1514.9515 | 3342.9993 | 5541.426 | 6534.501 | 7517.8522 | 8549.6189 | 9524.0686 | 10208.9271 | 10216.73 | 10216.73 | 10216.73 | 10216.73 | 10216.73 | 10216.73 | 10216.73 | 10216.73 | 10216.73 | 10216.73 | 10216.73 | 10216.73 | 10216.73 | 10216.73 | 10216.73 | 10216.73 | 10216.73
F1_Industrial_Industrial - ID_Existing_Process_Natural Gas_Retrocommissioning_A_Achievable Technical Potential | F1 | Industrial | Industrial - ID | Existing | Process | Natural Gas | Retrocommissioning | A | Original Unit Energy Savings (kWh or therms) | Achievable Technical Potential | 0 | 0 | 0 | 0 | 0 | 0 | 0 | 0 | 0 | 0 | 0 | 0 | 0 | 0 | 0 | 0 | 0 | 0 | 0 | 0 | 0 | 0 | 0 | 0 | 0 | 0 | 0
F2_Industrial_Industrial - ID_Existing_Process_Natural Gas_Retrocommissioning_A_Achievable Technical Potential | F2 | Industrial | Industrial - ID | Existing | Process | Natural Gas | Retrocommissioning | A | Original Unit Summer Peak Savings (kW) | Achievable Technical Potential | 0 | 0 | 0 | 0 | 0 | 0 | 0 | 0 | 0 | 0 | 0 | 0 | 0 | 0 | 0 | 0 | 0 | 0 | 0 | 0 | 0 | 0 | 0 | 0 | 0 | 0 | 0
F3_Industrial_Industrial - ID_Existing_Process_Natural Gas_Retrocommissioning_A_Achievable Technical Potential | F3 | Industrial | Industrial - ID | Existing | Process | Natural Gas | Retrocommissioning | A | Original Unit Winter Peak Savings (kW) | Achievable Technical Potential | 0 | 0 | 0 | 0 | 0 | 0 | 0 | 0 | 0 | 0 | 0 | 0 | 0 | 0 | 0 | 0 | 0 | 0 | 0 | 0 | 0 | 0 | 0 | 0 | 0 | 0 | 0
F4_Industrial_Industrial - ID_Existing_Process_Natural Gas_Retrocommissioning_A_Achievable Technical Potential | F4 | Industrial | Industrial - ID | Existing | Process | Natural Gas | Retrocommissioning | A | Standalone Impact on Baseline Energy (%) | Achievable Technical Potential | 0 | 0 | 0 | 0 | 0 | 0 | 0 | 0 | 0 | 0 | 0 | 0 | 0 | 0 | 0 | 0 | 0 | 0 | 0 | 0 | 0 | 0 | 0 | 0 | 0 | 0 | 0
F5_Industrial_Industrial - ID_Existing_Process_Natural Gas_Retrocommissioning_A_Achievable Technical Potential | F5 | Industrial | Industrial - ID | Existing | Process | Natural Gas | Retrocommissioning | A | Standalone Impact on Baseline Summer Peak (%) | Achievable Technical Potential | 0 | 0 | 0 | 0 | 0 | 0 | 0 | 0 | 0 | 0 | 0 | 0 | 0 | 0 | 0 | 0 | 0 | 0 | 0 | 0 | 0 | 0 | 0 | 0 | 0 | 0 | 0
F6_Industrial_Industrial - ID_Existing_Process_Natural Gas_Retrocommissioning_A_Achievable Technical Potential | F6 | Industrial | Industrial - ID | Existing | Process | Natural Gas | Retrocommissioning | A | Standalone Impact on Baseline Winter Peak (%) | Achievable Technical Potential | 0 | 0 | 0 | 0 | 0 | 0 | 0 | 0 | 0 | 0 | 0 | 0 | 0 | 0 | 0 | 0 | 0 | 0 | 0 | 0 | 0 | 0 | 0 | 0 | 0 | 0 | 0
F7_Industrial_Industrial - ID_Existing_Process_Natural Gas_Retrocommissioning_A_Achievable Technical Potential | F7 | Industrial | Industrial - ID | Existing | Process | Natural Gas | Retrocommissioning | A | Incremental Energy Savings (MWh or mTherms) | Achievable Technical Potential | 0 | 0 | 0 | 0 | 0 | 0 | 0 | 0 | 0 | 0 | 0 | 0 | 0 | 0 | 0 | 0 | 0 | 0 | 0 | 0 | 0 | 0 | 0 | 0 | 0 | 0 | 0
F8_Industrial_Industrial - ID_Existing_Process_Natural Gas_Retrocommissioning_A_Achievable Technical Potential | F8 | Industrial | Industrial - ID | Existing | Process | Natural Gas | Retrocommissioning | A | Incremental Summer Peak Savings (MW) | Achievable Technical Potential | 0 | 0 | 0 | 0 | 0 | 0 | 0 | 0 | 0 | 0 | 0 | 0 | 0 | 0 | 0 | 0 | 0 | 0 | 0 | 0 | 0 | 0 | 0 | 0 | 0 | 0 | 0
F9_Industrial_Industrial - ID_Existing_Process_Natural Gas_Retrocommissioning_A_Achievable Technical Potential | F9 | Industrial | Industrial - ID | Existing | Process | Natural Gas | Retrocommissioning | A | Incremental Winter Peak Savings (MW) | Achievable Technical Potential | 0 | 0 | 0 | 0 | 0 | 0 | 0 | 0 | 0 | 0 | 0 | 0 | 0 | 0 | 0 | 0 | 0 | 0 | 0 | 0 | 0 | 0 | 0 | 0 | 0 | 0 | 0
F10_Industrial_Industrial - ID_Existing_Process_Natural Gas_Retrocommissioning_A_Achievable Technical Potential | F10 | Industrial | Industrial - ID | Existing | Process | Natural Gas | Retrocommissioning | A | Cumulative Energy Savings (MWh or mTherms) | Achievable Technical Potential | 0 | 0 | 0 | 0 | 0 | 0 | 0 | 0 | 0 | 0 | 0 | 0 | 0 | 0 | 0 | 0 | 0 | 0 | 0 | 0 | 0 | 0 | 0 | 0 | 0 | 0 | 0
F11_Industrial_Industrial - ID_Existing_Process_Natural Gas_Retrocommissioning_A_Achievable Technical Potential | F11 | Industrial | Industrial - ID | Existing | Process | Natural Gas | Retrocommissioning | A | Cumulative Summer Peak Savings (MW) | Achievable Technical Potential | 0 | 0 | 0 | 0 | 0 | 0 | 0 | 0 | 0 | 0 | 0 | 0 | 0 | 0 | 0 | 0 | 0 | 0 | 0 | 0 | 0 | 0 | 0 | 0 | 0 | 0 | 0
F12_Industrial_Industrial - ID_Existing_Process_Natural Gas_Retrocommissioning_A_Achievable Technical Potential | F12 | Industrial | Industrial - ID | Existing | Process | Natural Gas | Retrocommissioning | A | Cumulative Winter Peak Savings (MW) | Achievable Technical Potential | 0 | 0 | 0 | 0 | 0 | 0 | 0 | 0 | 0 | 0 | 0 | 0 | 0 | 0 | 0 | 0 | 0 | 0 | 0 | 0 | 0 | 0 | 0 | 0 | 0 | 0 | 0
F13_Industrial_Industrial - ID_Existing_Process_Natural Gas_Retrocommissioning_A_Achievable Technical Potential | F13 | Industrial | Industrial - ID | Existing | Process | Natural Gas | Retrocommissioning | A | Purchases (Incremental) | Achievable Technical Potential | 0 | 0 | 6059.806 | 7312.1912 | 8793.7067 | 3972.3 | 3933.4049 | 4127.0667 | 3897.7988 | 2739.4342 | 31.2115 | 0 | 0 | 0 | 0 | 0 | 0 | 0 | 0 | 0 | 0 | 0 | 0 | 0 | 0 | 0 | 0
F14_Industrial_Industrial - ID_Existing_Process_Natural Gas_Retrocommissioning_A_Achievable Technical Potential | F14 | Industrial | Industrial - ID | Existing | Process | Natural Gas | Retrocommissioning | A | Purchases (Cumulative) | Achievable Technical Potential | 0 | 0 | 6059.806 | 13371.9972 | 22165.7039 | 26138.0039 | 30071.4088 | 34198.4756 | 38096.2743 | 40835.7085 | 40866.92 | 40866.92 | 40866.92 | 40866.92 | 40866.92 | 40866.92 | 40866.92 | 40866.92 | 40866.92 | 40866.92 | 40866.92 | 40866.92 | 40866.92 | 40866.92 | 40866.92 | 40866.92 | 40866.92
F1_Industrial_Industrial - ID_New_Space Heating_Natural Gas_Insulation - Ceiling_A_Achievable Technical Potential | F1 | Industrial | Industrial - ID | New | Space Heating | Natural Gas | Insulation - Ceiling | A | Original Unit Energy Savings (kWh or therms) | Achievable Technical Potential | 0 | 0 | 0.07575 | 0.073705 | 0.07354 | 0.073477 | 0.073444 | 0.073424 | 0.07341 | 0.073401 | 0.073393 | 0.073387 | 0.073383 | 0.073379 | 0.073375 | 0.073373 | 0.07337 | 0.073368 | 0.073367 | 0.073364 | 0.073361 | 0.073358 | 0.073355 | 0.073353 | 0.073351 | 0.073349 | 0.073348
F2_Industrial_Industrial - ID_New_Space Heating_Natural Gas_Insulation - Ceiling_A_Achievable Technical Potential | F2 | Industrial | Industrial - ID | New | Space Heating | Natural Gas | Insulation - Ceiling | A | Original Unit Summer Peak Savings (kW) | Achievable Technical Potential | 0 | 0 | 0 | 0 | 0 | 0 | 0 | 0 | 0 | 0 | 0 | 0 | 0 | 0 | 0 | 0 | 0 | 0 | 0 | 0 | 0 | 0 | 0 | 0 | 0 | 0 | 0
F3_Industrial_Industrial - ID_New_Space Heating_Natural Gas_Insulation - Ceiling_A_Achievable Technical Potential | F3 | Industrial | Industrial - ID | New | Space Heating | Natural Gas | Insulation - Ceiling | A | Original Unit Winter Peak Savings (kW) | Achievable Technical Potential | 0 | 0 | 0 | 0 | 0 | 0 | 0 | 0 | 0 | 0 | 0 | 0 | 0 | 0 | 0 | 0 | 0 | 0 | 0 | 0 | 0 | 0 | 0 | 0 | 0 | 0 | 0
F4_Industrial_Industrial - ID_New_Space Heating_Natural Gas_Insulation - Ceiling_A_Achievable Technical Potential | F4 | Industrial | Industrial - ID | New | Space Heating | Natural Gas | Insulation - Ceiling | A | Standalone Impact on Baseline Energy (%) | Achievable Technical Potential | 0 | 0 | 0 | 0 | 0 | 0 | 0 | 0 | 0 | 0 | 0 | 0 | 0 | 0 | 0 | 0 | 0 | 0 | 0 | 0 | 0 | 0 | 0 | 0 | 0 | 0 | 0
F5_Industrial_Industrial - ID_New_Space Heating_Natural Gas_Insulation - Ceiling_A_Achievable Technical Potential | F5 | Industrial | Industrial - ID | New | Space Heating | Natural Gas | Insulation - Ceiling | A | Standalone Impact on Baseline Summer Peak (%) | Achievable Technical Potential | 0 | 0 | 0 | 0 | 0 | 0 | 0 | 0 | 0 | 0 | 0 | 0 | 0 | 0 | 0 | 0 | 0 | 0 | 0 | 0 | 0 | 0 | 0 | 0 | 0 | 0 | 0
F6_Industrial_Industrial - ID_New_Space Heating_Natural Gas_Insulation - Ceiling_A_Achievable Technical Potential | F6 | Industrial | Industrial - ID | New | Space Heating | Natural Gas | Insulation - Ceiling | A | Standalone Impact on Baseline Winter Peak (%) | Achievable Technical Potential | 0 | 0 | 0 | 0 | 0 | 0 | 0 | 0 | 0 | 0 | 0 | 0 | 0 | 0 | 0 | 0 | 0 | 0 | 0 | 0 | 0 | 0 | 0 | 0 | 0 | 0 | 0
F7_Industrial_Industrial - ID_New_Space Heating_Natural Gas_Insulation - Ceiling_A_Achievable Technical Potential | F7 | Industrial | Industrial - ID | New | Space Heating | Natural Gas | Insulation - Ceiling | A | Incremental Energy Savings (MWh or mTherms) | Achievable Technical Potential | 0 | 0 | 0 | 0 | 0 | 0 | 0 | 0 | 0 | 0 | 0 | 0 | 0 | 0 | 0 | 0 | 0 | 0 | 0 | 0 | 0 | 0 | 0 | 0 | 0 | 0 | 0
F8_Industrial_Industrial - ID_New_Space Heating_Natural Gas_Insulation - Ceiling_A_Achievable Technical Potential | F8 | Industrial | Industrial - ID | New | Space Heating | Natural Gas | Insulation - Ceiling | A | Incremental Summer Peak Savings (MW) | Achievable Technical Potential | 0 | 0 | 0 | 0 | 0 | 0 | 0 | 0 | 0 | 0 | 0 | 0 | 0 | 0 | 0 | 0 | 0 | 0 | 0 | 0 | 0 | 0 | 0 | 0 | 0 | 0 | 0
F9_Industrial_Industrial - ID_New_Space Heating_Natural Gas_Insulation - Ceiling_A_Achievable Technical Potential | F9 | Industrial | Industrial - ID | New | Space Heating | Natural Gas | Insulation - Ceiling | A | Incremental Winter Peak Savings (MW) | Achievable Technical Potential | 0 | 0 | 0 | 0 | 0 | 0 | 0 | 0 | 0 | 0 | 0 | 0 | 0 | 0 | 0 | 0 | 0 | 0 | 0 | 0 | 0 | 0 | 0 | 0 | 0 | 0 | 0
F10_Industrial_Industrial - ID_New_Space Heating_Natural Gas_Insulation - Ceiling_A_Achievable Technical Potential | F10 | Industrial | Industrial - ID | New | Space Heating | Natural Gas | Insulation - Ceiling | A | Cumulative Energy Savings (MWh or mTherms) | Achievable Technical Potential | 0 | 0 | 0 | 0 | 0 | 0 | 0 | 0 | 0 | 0 | 0 | 0 | 0 | 0 | 0 | 0 | 0 | 0 | 0 | 0 | 0 | 0 | 0 | 0 | 0 | 0 | 0
F11_Industrial_Industrial - ID_New_Space Heating_Natural Gas_Insulation - Ceiling_A_Achievable Technical Potential | F11 | Industrial | Industrial - ID | New | Space Heating | Natural Gas | Insulation - Ceiling | A | Cumulative Summer Peak Savings (MW) | Achievable Technical Potential | 0 | 0 | 0 | 0 | 0 | 0 | 0 | 0 | 0 | 0 | 0 | 0 | 0 | 0 | 0 | 0 | 0 | 0 | 0 | 0 | 0 | 0 | 0 | 0 | 0 | 0 | 0
F12_Industrial_Industrial - ID_New_Space Heating_Natural Gas_Insulation - Ceiling_A_Achievable Technical Potential | F12 | Industrial | Industrial - ID | New | Space Heating | Natural Gas | Insulation - Ceiling | A | Cumulative Winter Peak Savings (MW) | Achievable Technical Potential | 0 | 0 | 0 | 0 | 0 | 0 | 0 | 0 | 0 | 0 | 0 | 0 | 0 | 0 | 0 | 0 | 0 | 0 | 0 | 0 | 0 | 0 | 0 | 0 | 0 | 0 | 0
F13_Industrial_Industrial - ID_New_Space Heating_Natural Gas_Insulation - Ceiling_A_Achievable Technical Potential | F13 | Industrial | Industrial - ID | New | Space Heating | Natural Gas | Insulation - Ceiling | A | Purchases (Incremental) | Achievable Technical Potential | 0 | 0 | 0 | 0 | 0 | 0 | 0 | 0 | 0 | 0 | 0 | 0 | 0 | 0 | 0 | 0 | 0 | 0 | 0 | 0 | 0 | 0 | 0 | 0 | 0 | 0 | 0
F14_Industrial_Industrial - ID_New_Space Heating_Natural Gas_Insulation - Ceiling_A_Achievable Technical Potential | F14 | Industrial | Industrial - ID | New | Space Heating | Natural Gas | Insulation - Ceiling | A | Purchases (Cumulative) | Achievable Technical Potential | 0 | 0 | 0 | 0 | 0 | 0 | 0 | 0 | 0 | 0 | 0 | 0 | 0 | 0 | 0 | 0 | 0 | 0 | 0 | 0 | 0 | 0 | 0 | 0 | 0 | 0 | 0
F1_Industrial_Industrial - ID_New_Space Heating_Natural Gas_Insulation - Wall Cavity_A_Achievable Technical Potential | F1 | Industrial | Industrial - ID | New | Space Heating | Natural Gas | Insulation - Wall Cavity | A | Original Unit Energy Savings (kWh or therms) | Achievable Technical Potential | 0 | 0 | 0.20161 | 0.19616 | 0.19573 | 0.19556 | 0.19547 | 0.19542 | 0.19538 | 0.19536 | 0.19534 | 0.19532 | 0.19531 | 0.1953 | 0.19529 | 0.19528 | 0.19527 | 0.19527 | 0.19526 | 0.19526 | 0.19525 | 0.19524 | 0.19523 | 0.19523 | 0.19522 | 0.19522 | 0.19521
F2_Industrial_Industrial - ID_New_Space Heating_Natural Gas_Insulation - Wall Cavity_A_Achievable Technical Potential | F2 | Industrial | Industrial - ID | New | Space Heating | Natural Gas | Insulation - Wall Cavity | A | Original Unit Summer Peak Savings (kW) | Achievable Technical Potential | 0 | 0 | 0 | 0 | 0 | 0 | 0 | 0 | 0 | 0 | 0 | 0 | 0 | 0 | 0 | 0 | 0 | 0 | 0 | 0 | 0 | 0 | 0 | 0 | 0 | 0 | 0
F3_Industrial_Industrial - ID_New_Space Heating_Natural Gas_Insulation - Wall Cavity_A_Achievable Technical Potential | F3 | Industrial | Industrial - ID | New | Space Heating | Natural Gas | Insulation - Wall Cavity | A | Original Unit Winter Peak Savings (kW) | Achievable Technical Potential | 0 | 0 | 0 | 0 | 0 | 0 | 0 | 0 | 0 | 0 | 0 | 0 | 0 | 0 | 0 | 0 | 0 | 0 | 0 | 0 | 0 | 0 | 0 | 0 | 0 | 0 | 0
F4_Industrial_Industrial - ID_New_Space Heating_Natural Gas_Insulation - Wall Cavity_A_Achievable Technical Potential | F4 | Industrial | Industrial - ID | New | Space Heating | Natural Gas | Insulation - Wall Cavity | A | Standalone Impact on Baseline Energy (%) | Achievable Technical Potential | 0 | 0 | 0 | 0 | 0 | 0 | 0 | 0 | 0 | 0 | 0 | 0 | 0 | 0 | 0 | 0 | 0 | 0 | 0 | 0 | 0 | 0 | 0 | 0 | 0 | 0 | 0
F5_Industrial_Industrial - ID_New_Space Heating_Natural Gas_Insulation - Wall Cavity_A_Achievable Technical Potential | F5 | Industrial | Industrial - ID | New | Space Heating | Natural Gas | Insulation - Wall Cavity | A | Standalone Impact on Baseline Summer Peak (%) | Achievable Technical Potential | 0 | 0 | 0 | 0 | 0 | 0 | 0 | 0 | 0 | 0 | 0 | 0 | 0 | 0 | 0 | 0 | 0 | 0 | 0 | 0 | 0 | 0 | 0 | 0 | 0 | 0 | 0
F6_Industrial_Industrial - ID_New_Space Heating_Natural Gas_Insulation - Wall Cavity_A_Achievable Technical Potential | F6 | Industrial | Industrial - ID | New | Space Heating | Natural Gas | Insulation - Wall Cavity | A | Standalone Impact on Baseline Winter Peak (%) | Achievable Technical Potential | 0 | 0 | 0 | 0 | 0 | 0 | 0 | 0 | 0 | 0 | 0 | 0 | 0 | 0 | 0 | 0 | 0 | 0 | 0 | 0 | 0 | 0 | 0 | 0 | 0 | 0 | 0
F7_Industrial_Industrial - ID_New_Space Heating_Natural Gas_Insulation - Wall Cavity_A_Achievable Technical Potential | F7 | Industrial | Industrial - ID | New | Space Heating | Natural Gas | Insulation - Wall Cavity | A | Incremental Energy Savings (MWh or mTherms) | Achievable Technical Potential | 0 | 0 | 0 | 0 | 0 | 0 | 0 | 0 | 0 | 0 | 0 | 0 | 0 | 0 | 0 | 0 | 0 | 0 | 0 | 0 | 0 | 0 | 0 | 0 | 0 | 0 | 0
F8_Industrial_Industrial - ID_New_Space Heating_Natural Gas_Insulation - Wall Cavity_A_Achievable Technical Potential | F8 | Industrial | Industrial - ID | New | Space Heating | Natural Gas | Insulation - Wall Cavity | A | Incremental Summer Peak Savings (MW) | Achievable Technical Potential | 0 | 0 | 0 | 0 | 0 | 0 | 0 | 0 | 0 | 0 | 0 | 0 | 0 | 0 | 0 | 0 | 0 | 0 | 0 | 0 | 0 | 0 | 0 | 0 | 0 | 0 | 0
F9_Industrial_Industrial - ID_New_Space Heating_Natural Gas_Insulation - Wall Cavity_A_Achievable Technical Potential | F9 | Industrial | Industrial - ID | New | Space Heating | Natural Gas | Insulation - Wall Cavity | A | Incremental Winter Peak Savings (MW) | Achievable Technical Potential | 0 | 0 | 0 | 0 | 0 | 0 | 0 | 0 | 0 | 0 | 0 | 0 | 0 | 0 | 0 | 0 | 0 | 0 | 0 | 0 | 0 | 0 | 0 | 0 | 0 | 0 | 0
F10_Industrial_Industrial - ID_New_Space Heating_Natural Gas_Insulation - Wall Cavity_A_Achievable Technical Potential | F10 | Industrial | Industrial - ID | New | Space Heating | Natural Gas | Insulation - Wall Cavity | A | Cumulative Energy Savings (MWh or mTherms) | Achievable Technical Potential | 0 | 0 | 0 | 0 | 0 | 0 | 0 | 0 | 0 | 0 | 0 | 0 | 0 | 0 | 0 | 0 | 0 | 0 | 0 | 0 | 0 | 0 | 0 | 0 | 0 | 0 | 0
F11_Industrial_Industrial - ID_New_Space Heating_Natural Gas_Insulation - Wall Cavity_A_Achievable Technical Potential | F11 | Industrial | Industrial - ID | New | Space Heating | Natural Gas | Insulation - Wall Cavity | A | Cumulative Summer Peak Savings (MW) | Achievable Technical Potential | 0 | 0 | 0 | 0 | 0 | 0 | 0 | 0 | 0 | 0 | 0 | 0 | 0 | 0 | 0 | 0 | 0 | 0 | 0 | 0 | 0 | 0 | 0 | 0 | 0 | 0 | 0
F12_Industrial_Industrial - ID_New_Space Heating_Natural Gas_Insulation - Wall Cavity_A_Achievable Technical Potential | F12 | Industrial | Industrial - ID | New | Space Heating | Natural Gas | Insulation - Wall Cavity | A | Cumulative Winter Peak Savings (MW) | Achievable Technical Potential | 0 | 0 | 0 | 0 | 0 | 0 | 0 | 0 | 0 | 0 | 0 | 0 | 0 | 0 | 0 | 0 | 0 | 0 | 0 | 0 | 0 | 0 | 0 | 0 | 0 | 0 | 0
F13_Industrial_Industrial - ID_New_Space Heating_Natural Gas_Insulation - Wall Cavity_A_Achievable Technical Potential | F13 | Industrial | Industrial - ID | New | Space Heating | Natural Gas | Insulation - Wall Cavity | A | Purchases (Incremental) | Achievable Technical Potential | 0 | 0 | 0 | 0 | 0 | 0 | 0 | 0 | 0 | 0 | 0 | 0 | 0 | 0 | 0 | 0 | 0 | 0 | 0 | 0 | 0 | 0 | 0 | 0 | 0 | 0 | 0
F14_Industrial_Industrial - ID_New_Space Heating_Natural Gas_Insulation - Wall Cavity_A_Achievable Technical Potential | F14 | Industrial | Industrial - ID | New | Space Heating | Natural Gas | Insulation - Wall Cavity | A | Purchases (Cumulative) | Achievable Technical Potential | 0 | 0 | 0 | 0 | 0 | 0 | 0 | 0 | 0 | 0 | 0 | 0 | 0 | 0 | 0 | 0 | 0 | 0 | 0 | 0 | 0 | 0 | 0 | 0 | 0 | 0 | 0
F1_Industrial_Industrial - ID_New_Space Heating_Natural Gas_Insulation - Ducting_A_Achievable Technical Potential | F1 | Industrial | Industrial - ID | New | Space Heating | Natural Gas | Insulation - Ducting | A | Original Unit Energy Savings (kWh or therms) | Achievable Technical Potential | 0 | 0 | 0.048839 | 0.044241 | 0.043871 | 0.043729 | 0.043656 | 0.043611 | 0.04358 | 0.043558 | 0.043541 | 0.043528 | 0.043517 | 0.043508 | 0.043501 | 0.043495 | 0.04349 | 0.043485 | 0.043481 | 0.043476 | 0.043468 | 0.043461 | 0.043456 | 0.04345 | 0.043446 | 0.043442 | 0.043439
F2_Industrial_Industrial - ID_New_Space Heating_Natural Gas_Insulation - Ducting_A_Achievable Technical Potential | F2 | Industrial | Industrial - ID | New | Space Heating | Natural Gas | Insulation - Ducting | A | Original Unit Summer Peak Savings (kW) | Achievable Technical Potential | 0 | 0 | 0 | 0 | 0 | 0 | 0 | 0 | 0 | 0 | 0 | 0 | 0 | 0 | 0 | 0 | 0 | 0 | 0 | 0 | 0 | 0 | 0 | 0 | 0 | 0 | 0
F3_Industrial_Industrial - ID_New_Space Heating_Natural Gas_Insulation - Ducting_A_Achievable Technical Potential | F3 | Industrial | Industrial - ID | New | Space Heating | Natural Gas | Insulation - Ducting | A | Original Unit Winter Peak Savings (kW) | Achievable Technical Potential | 0 | 0 | 0 | 0 | 0 | 0 | 0 | 0 | 0 | 0 | 0 | 0 | 0 | 0 | 0 | 0 | 0 | 0 | 0 | 0 | 0 | 0 | 0 | 0 | 0 | 0 | 0
F4_Industrial_Industrial - ID_New_Space Heating_Natural Gas_Insulation - Ducting_A_Achievable Technical Potential | F4 | Industrial | Industrial - ID | New | Space Heating | Natural Gas | Insulation - Ducting | A | Standalone Impact on Baseline Energy (%) | Achievable Technical Potential | 0 | 0 | 0 | 0 | 0 | 0 | 0 | 0 | 0 | 0 | 0 | 0 | 0 | 0 | 0 | 0 | 0 | 0 | 0 | 0 | 0 | 0 | 0 | 0 | 0 | 0 | 0
F5_Industrial_Industrial - ID_New_Space Heating_Natural Gas_Insulation - Ducting_A_Achievable Technical Potential | F5 | Industrial | Industrial - ID | New | Space Heating | Natural Gas | Insulation - Ducting | A | Standalone Impact on Baseline Summer Peak (%) | Achievable Technical Potential | 0 | 0 | 0 | 0 | 0 | 0 | 0 | 0 | 0 | 0 | 0 | 0 | 0 | 0 | 0 | 0 | 0 | 0 | 0 | 0 | 0 | 0 | 0 | 0 | 0 | 0 | 0
F6_Industrial_Industrial - ID_New_Space Heating_Natural Gas_Insulation - Ducting_A_Achievable Technical Potential | F6 | Industrial | Industrial - ID | New | Space Heating | Natural Gas | Insulation - Ducting | A | Standalone Impact on Baseline Winter Peak (%) | Achievable Technical Potential | 0 | 0 | 0 | 0 | 0 | 0 | 0 | 0 | 0 | 0 | 0 | 0 | 0 | 0 | 0 | 0 | 0 | 0 | 0 | 0 | 0 | 0 | 0 | 0 | 0 | 0 | 0
F7_Industrial_Industrial - ID_New_Space Heating_Natural Gas_Insulation - Ducting_A_Achievable Technical Potential | F7 | Industrial | Industrial - ID | New | Space Heating | Natural Gas | Insulation - Ducting | A | Incremental Energy Savings (MWh or mTherms) | Achievable Technical Potential | 0 | 0 | 0 | 0 | 0 | 0 | 0 | 0 | 0 | 0 | 0 | 0 | 0 | 0 | 0 | 0 | 0 | 0 | 0 | 0 | 0 | 0 | 0 | 0 | 0 | 0 | 0
F8_Industrial_Industrial - ID_New_Space Heating_Natural Gas_Insulation - Ducting_A_Achievable Technical Potential | F8 | Industrial | Industrial - ID | New | Space Heating | Natural Gas | Insulation - Ducting | A | Incremental Summer Peak Savings (MW) | Achievable Technical Potential | 0 | 0 | 0 | 0 | 0 | 0 | 0 | 0 | 0 | 0 | 0 | 0 | 0 | 0 | 0 | 0 | 0 | 0 | 0 | 0 | 0 | 0 | 0 | 0 | 0 | 0 | 0
F9_Industrial_Industrial - ID_New_Space Heating_Natural Gas_Insulation - Ducting_A_Achievable Technical Potential | F9 | Industrial | Industrial - ID | New | Space Heating | Natural Gas | Insulation - Ducting | A | Incremental Winter Peak Savings (MW) | Achievable Technical Potential | 0 | 0 | 0 | 0 | 0 | 0 | 0 | 0 | 0 | 0 | 0 | 0 | 0 | 0 | 0 | 0 | 0 | 0 | 0 | 0 | 0 | 0 | 0 | 0 | 0 | 0 | 0
F10_Industrial_Industrial - ID_New_Space Heating_Natural Gas_Insulation - Ducting_A_Achievable Technical Potential | F10 | Industrial | Industrial - ID | New | Space Heating | Natural Gas | Insulation - Ducting | A | Cumulative Energy Savings (MWh or mTherms) | Achievable Technical Potential | 0 | 0 | 0 | 0 | 0 | 0 | 0 | 0 | 0 | 0 | 0 | 0 | 0 | 0 | 0 | 0 | 0 | 0 | 0 | 0 | 0 | 0 | 0 | 0 | 0 | 0 | 0
F11_Industrial_Industrial - ID_New_Space Heating_Natural Gas_Insulation - Ducting_A_Achievable Technical Potential | F11 | Industrial | Industrial - ID | New | Space Heating | Natural Gas | Insulation - Ducting | A | Cumulative Summer Peak Savings (MW) | Achievable Technical Potential | 0 | 0 | 0 | 0 | 0 | 0 | 0 | 0 | 0 | 0 | 0 | 0 | 0 | 0 | 0 | 0 | 0 | 0 | 0 | 0 | 0 | 0 | 0 | 0 | 0 | 0 | 0
F12_Industrial_Industrial - ID_New_Space Heating_Natural Gas_Insulation - Ducting_A_Achievable Technical Potential | F12 | Industrial | Industrial - ID | New | Space Heating | Natural Gas | Insulation - Ducting | A | Cumulative Winter Peak Savings (MW) | Achievable Technical Potential | 0 | 0 | 0 | 0 | 0 | 0 | 0 | 0 | 0 | 0 | 0 | 0 | 0 | 0 | 0 | 0 | 0 | 0 | 0 | 0 | 0 | 0 | 0 | 0 | 0 | 0 | 0
F13_Industrial_Industrial - ID_New_Space Heating_Natural Gas_Insulation - Ducting_A_Achievable Technical Potential | F13 | Industrial | Industrial - ID | New | Space Heating | Natural Gas | Insulation - Ducting | A | Purchases (Incremental) | Achievable Technical Potential | 0 | 0 | 0 | 0 | 0 | 0 | 0 | 0 | 0 | 0 | 0 | 0 | 0 | 0 | 0 | 0 | 0 | 0 | 0 | 0 | 0 | 0 | 0 | 0 | 0 | 0 | 0
F14_Industrial_Industrial - ID_New_Space Heating_Natural Gas_Insulation - Ducting_A_Achievable Technical Potential | F14 | Industrial | Industrial - ID | New | Space Heating | Natural Gas | Insulation - Ducting | A | Purchases (Cumulative) | Achievable Technical Potential | 0 | 0 | 0 | 0 | 0 | 0 | 0 | 0 | 0 | 0 | 0 | 0 | 0 | 0 | 0 | 0 | 0 | 0 | 0 | 0 | 0 | 0 | 0 | 0 | 0 | 0 | 0
F1_Industrial_Industrial - ID_New_Space Heating_Natural Gas_Ducting - Repair and Sealing_A_Achievable Technical Potential | F1 | Industrial | Industrial - ID | New | Space Heating | Natural Gas | Ducting - Repair and Sealing | A | Original Unit Energy Savings (kWh or therms) | Achievable Technical Potential | 0 | 0 | 0.19395 | 0.17569 | 0.17422 | 0.17366 | 0.17337 | 0.17319 | 0.17306 | 0.17298 | 0.17291 | 0.17286 | 0.17282 | 0.17278 | 0.17275 | 0.17273 | 0.17271 | 0.17269 | 0.17267 | 0.17265 | 0.17262 | 0.17259 | 0.17257 | 0.17255 | 0.17253 | 0.17252 | 0.1725
F2_Industrial_Industrial - ID_New_Space Heating_Natural Gas_Ducting - Repair and Sealing_A_Achievable Technical Potential | F2 | Industrial | Industrial - ID | New | Space Heating | Natural Gas | Ducting - Repair and Sealing | A | Original Unit Summer Peak Savings (kW) | Achievable Technical Potential | 0 | 0 | 0 | 0 | 0 | 0 | 0 | 0 | 0 | 0 | 0 | 0 | 0 | 0 | 0 | 0 | 0 | 0 | 0 | 0 | 0 | 0 | 0 | 0 | 0 | 0 | 0
F3_Industrial_Industrial - ID_New_Space Heating_Natural Gas_Ducting - Repair and Sealing_A_Achievable Technical Potential | F3 | Industrial | Industrial - ID | New | Space Heating | Natural Gas | Ducting - Repair and Sealing | A | Original Unit Winter Peak Savings (kW) | Achievable Technical Potential | 0 | 0 | 0 | 0 | 0 | 0 | 0 | 0 | 0 | 0 | 0 | 0 | 0 | 0 | 0 | 0 | 0 | 0 | 0 | 0 | 0 | 0 | 0 | 0 | 0 | 0 | 0
F4_Industrial_Industrial - ID_New_Space Heating_Natural Gas_Ducting - Repair and Sealing_A_Achievable Technical Potential | F4 | Industrial | Industrial - ID | New | Space Heating | Natural Gas | Ducting - Repair and Sealing | A | Standalone Impact on Baseline Energy (%) | Achievable Technical Potential | 0 | 0 | 0 | 0 | 0 | 0 | 0 | 0 | 0 | 0 | 0 | 0 | 0 | 0 | 0 | 0 | 0 | 0 | 0 | 0 | 0 | 0 | 0 | 0 | 0 | 0 | 0
F5_Industrial_Industrial - ID_New_Space Heating_Natural Gas_Ducting - Repair and Sealing_A_Achievable Technical Potential | F5 | Industrial | Industrial - ID | New | Space Heating | Natural Gas | Ducting - Repair and Sealing | A | Standalone Impact on Baseline Summer Peak (%) | Achievable Technical Potential | 0 | 0 | 0 | 0 | 0 | 0 | 0 | 0 | 0 | 0 | 0 | 0 | 0 | 0 | 0 | 0 | 0 | 0 | 0 | 0 | 0 | 0 | 0 | 0 | 0 | 0 | 0
F6_Industrial_Industrial - ID_New_Space Heating_Natural Gas_Ducting - Repair and Sealing_A_Achievable Technical Potential | F6 | Industrial | Industrial - ID | New | Space Heating | Natural Gas | Ducting - Repair and Sealing | A | Standalone Impact on Baseline Winter Peak (%) | Achievable Technical Potential | 0 | 0 | 0 | 0 | 0 | 0 | 0 | 0 | 0 | 0 | 0 | 0 | 0 | 0 | 0 | 0 | 0 | 0 | 0 | 0 | 0 | 0 | 0 | 0 | 0 | 0 | 0
F7_Industrial_Industrial - ID_New_Space Heating_Natural Gas_Ducting - Repair and Sealing_A_Achievable Technical Potential | F7 | Industrial | Industrial - ID | New | Space Heating | Natural Gas | Ducting - Repair and Sealing | A | Incremental Energy Savings (MWh or mTherms) | Achievable Technical Potential | 0 | 0 | 0 | 0 | 0 | 0 | 0 | 0 | 0 | 0 | 0 | 0 | 0 | 0 | 0 | 0 | 0 | 0 | 0 | 0 | 0 | 0 | 0 | 0 | 0 | 0 | 0
F8_Industrial_Industrial - ID_New_Space Heating_Natural Gas_Ducting - Repair and Sealing_A_Achievable Technical Potential | F8 | Industrial | Industrial - ID | New | Space Heating | Natural Gas | Ducting - Repair and Sealing | A | Incremental Summer Peak Savings (MW) | Achievable Technical Potential | 0 | 0 | 0 | 0 | 0 | 0 | 0 | 0 | 0 | 0 | 0 | 0 | 0 | 0 | 0 | 0 | 0 | 0 | 0 | 0 | 0 | 0 | 0 | 0 | 0 | 0 | 0
F9_Industrial_Industrial - ID_New_Space Heating_Natural Gas_Ducting - Repair and Sealing_A_Achievable Technical Potential | F9 | Industrial | Industrial - ID | New | Space Heating | Natural Gas | Ducting - Repair and Sealing | A | Incremental Winter Peak Savings (MW) | Achievable Technical Potential | 0 | 0 | 0 | 0 | 0 | 0 | 0 | 0 | 0 | 0 | 0 | 0 | 0 | 0 | 0 | 0 | 0 | 0 | 0 | 0 | 0 | 0 | 0 | 0 | 0 | 0 | 0
F10_Industrial_Industrial - ID_New_Space Heating_Natural Gas_Ducting - Repair and Sealing_A_Achievable Technical Potential | F10 | Industrial | Industrial - ID | New | Space Heating | Natural Gas | Ducting - Repair and Sealing | A | Cumulative Energy Savings (MWh or mTherms) | Achievable Technical Potential | 0 | 0 | 0 | 0 | 0 | 0 | 0 | 0 | 0 | 0 | 0 | 0 | 0 | 0 | 0 | 0 | 0 | 0 | 0 | 0 | 0 | 0 | 0 | 0 | 0 | 0 | 0
F11_Industrial_Industrial - ID_New_Space Heating_Natural Gas_Ducting - Repair and Sealing_A_Achievable Technical Potential | F11 | Industrial | Industrial - ID | New | Space Heating | Natural Gas | Ducting - Repair and Sealing | A | Cumulative Summer Peak Savings (MW) | Achievable Technical Potential | 0 | 0 | 0 | 0 | 0 | 0 | 0 | 0 | 0 | 0 | 0 | 0 | 0 | 0 | 0 | 0 | 0 | 0 | 0 | 0 | 0 | 0 | 0 | 0 | 0 | 0 | 0
F12_Industrial_Industrial - ID_New_Space Heating_Natural Gas_Ducting - Repair and Sealing_A_Achievable Technical Potential | F12 | Industrial | Industrial - ID | New | Space Heating | Natural Gas | Ducting - Repair and Sealing | A | Cumulative Winter Peak Savings (MW) | Achievable Technical Potential | 0 | 0 | 0 | 0 | 0 | 0 | 0 | 0 | 0 | 0 | 0 | 0 | 0 | 0 | 0 | 0 | 0 | 0 | 0 | 0 | 0 | 0 | 0 | 0 | 0 | 0 | 0
F13_Industrial_Industrial - ID_New_Space Heating_Natural Gas_Ducting - Repair and Sealing_A_Achievable Technical Potential | F13 | Industrial | Industrial - ID | New | Space Heating | Natural Gas | Ducting - Repair and Sealing | A | Purchases (Incremental) | Achievable Technical Potential | 0 | 0 | 0 | 0 | 0 | 0 | 0 | 0 | 0 | 0 | 0 | 0 | 0 | 0 | 0 | 0 | 0 | 0 | 0 | 0 | 0 | 0 | 0 | 0 | 0 | 0 | 0
F14_Industrial_Industrial - ID_New_Space Heating_Natural Gas_Ducting - Repair and Sealing_A_Achievable Technical Potential | F14 | Industrial | Industrial - ID | New | Space Heating | Natural Gas | Ducting - Repair and Sealing | A | Purchases (Cumulative) | Achievable Technical Potential | 0 | 0 | 0 | 0 | 0 | 0 | 0 | 0 | 0 | 0 | 0 | 0 | 0 | 0 | 0 | 0 | 0 | 0 | 0 | 0 | 0 | 0 | 0 | 0 | 0 | 0 | 0
F1_Industrial_Industrial - ID_New_Space Heating_Natural Gas_Building Shell - Air Sealing (Infiltration Control)_A_Achievable Technical Potential | F1 | Industrial | Industrial - ID | New | Space Heating | Natural Gas | Building Shell - Air Sealing (Infiltration Control) | A | Original Unit Energy Savings (kWh or therms) | Achievable Technical Potential | 0 | 0 | 54.2341 | 52.7695 | 52.6515 | 52.6064 | 52.583 | 52.5686 | 52.5588 | 52.5517 | 52.5464 | 52.5422 | 52.5388 | 52.5361 | 52.5338 | 52.5318 | 52.5301 | 52.5287 | 52.5274 | 52.5258 | 52.5233 | 52.5211 | 52.5192 | 52.5176 | 52.5162 | 52.5149 | 52.5139
F2_Industrial_Industrial - ID_New_Space Heating_Natural Gas_Building Shell - Air Sealing (Infiltration Control)_A_Achievable Technical Potential | F2 | Industrial | Industrial - ID | New | Space Heating | Natural Gas | Building Shell - Air Sealing (Infiltration Control) | A | Original Unit Summer Peak Savings (kW) | Achievable Technical Potential | 0 | 0 | 0 | 0 | 0 | 0 | 0 | 0 | 0 | 0 | 0 | 0 | 0 | 0 | 0 | 0 | 0 | 0 | 0 | 0 | 0 | 0 | 0 | 0 | 0 | 0 | 0
F3_Industrial_Industrial - ID_New_Space Heating_Natural Gas_Building Shell - Air Sealing (Infiltration Control)_A_Achievable Technical Potential | F3 | Industrial | Industrial - ID | New | Space Heating | Natural Gas | Building Shell - Air Sealing (Infiltration Control) | A | Original Unit Winter Peak Savings (kW) | Achievable Technical Potential | 0 | 0 | 0 | 0 | 0 | 0 | 0 | 0 | 0 | 0 | 0 | 0 | 0 | 0 | 0 | 0 | 0 | 0 | 0 | 0 | 0 | 0 | 0 | 0 | 0 | 0 | 0
F4_Industrial_Industrial - ID_New_Space Heating_Natural Gas_Building Shell - Air Sealing (Infiltration Control)_A_Achievable Technical Potential | F4 | Industrial | Industrial - ID | New | Space Heating | Natural Gas | Building Shell - Air Sealing (Infiltration Control) | A | Standalone Impact on Baseline Energy (%) | Achievable Technical Potential | 0 | 0 | 4.2266e-06 | 9.0956e-06 | 2.0041e-05 | 3.8281e-05 | 6.6506e-05 | 0.00010728 | 0.00016298 | 0.00023517 | 0.00032404 | 0.00042781 | 0.00054225 | 0.00065998 | 0.0007717 | 0.00086705 | 0.00093645 | 0.00097458 | 0.00097777 | 0.00094536 | 0.00090095 | 0.0008612 | 0.00082542 | 0.00079304 | 0.00076361 | 0.00073675 | 0.00071213
F5_Industrial_Industrial - ID_New_Space Heating_Natural Gas_Building Shell - Air Sealing (Infiltration Control)_A_Achievable Technical Potential | F5 | Industrial | Industrial - ID | New | Space Heating | Natural Gas | Building Shell - Air Sealing (Infiltration Control) | A | Standalone Impact on Baseline Summer Peak (%) | Achievable Technical Potential | 0 | 0 | 0 | 0 | 0 | 0 | 0 | 0 | 0 | 0 | 0 | 0 | 0 | 0 | 0 | 0 | 0 | 0 | 0 | 0 | 0 | 0 | 0 | 0 | 0 | 0 | 0
F6_Industrial_Industrial - ID_New_Space Heating_Natural Gas_Building Shell - Air Sealing (Infiltration Control)_A_Achievable Technical Potential | F6 | Industrial | Industrial - ID | New | Space Heating | Natural Gas | Building Shell - Air Sealing (Infiltration Control) | A | Standalone Impact on Baseline Winter Peak (%) | Achievable Technical Potential | 0 | 0 | 0 | 0 | 0 | 0 | 0 | 0 | 0 | 0 | 0 | 0 | 0 | 0 | 0 | 0 | 0 | 0 | 0 | 0 | 0 | 0 | 0 | 0 | 0 | 0 | 0
F7_Industrial_Industrial - ID_New_Space Heating_Natural Gas_Building Shell - Air Sealing (Infiltration Control)_A_Achievable Technical Potential | F7 | Industrial | Industrial - ID | New | Space Heating | Natural Gas | Building Shell - Air Sealing (Infiltration Control) | A | Incremental Energy Savings (MWh or mTherms) | Achievable Technical Potential | 0 | 0 | 1.6397e-06 | 2.0837e-05 | 6.6621e-05 | 0.00015634 | 0.00030813 | 0.00054097 | 0.00086909 | 0.0012964 | 0.0018096 | 0.0023729 | 0.0029241 | 0.0033671 | 0.0036072 | 0.0035586 | 0.0031757 | 0.0025169 | 0.0016023 | 0.00050516 | 0 | 0 | 0 | 0 | 0 | 0 | 0
F8_Industrial_Industrial - ID_New_Space Heating_Natural Gas_Building Shell - Air Sealing (Infiltration Control)_A_Achievable Technical Potential | F8 | Industrial | Industrial - ID | New | Space Heating | Natural Gas | Building Shell - Air Sealing (Infiltration Control) | A | Incremental Summer Peak Savings (MW) | Achievable Technical Potential | 0 | 0 | 0 | 0 | 0 | 0 | 0 | 0 | 0 | 0 | 0 | 0 | 0 | 0 | 0 | 0 | 0 | 0 | 0 | 0 | 0 | 0 | 0 | 0 | 0 | 0 | 0
F9_Industrial_Industrial - ID_New_Space Heating_Natural Gas_Building Shell - Air Sealing (Infiltration Control)_A_Achievable Technical Potential | F9 | Industrial | Industrial - ID | New | Space Heating | Natural Gas | Building Shell - Air Sealing (Infiltration Control) | A | Incremental Winter Peak Savings (MW) | Achievable Technical Potential | 0 | 0 | 0 | 0 | 0 | 0 | 0 | 0 | 0 | 0 | 0 | 0 | 0 | 0 | 0 | 0 | 0 | 0 | 0 | 0 | 0 | 0 | 0 | 0 | 0 | 0 | 0
F10_Industrial_Industrial - ID_New_Space Heating_Natural Gas_Building Shell - Air Sealing (Infiltration Control)_A_Achievable Technical Potential | F10 | Industrial | Industrial - ID | New | Space Heating | Natural Gas | Building Shell - Air Sealing (Infiltration Control) | A | Cumulative Energy Savings (MWh or mTherms) | Achievable Technical Potential | 0 | 0 | 1.6397e-06 | 2.2433e-05 | 8.9003e-05 | 0.00024527 | 0.00055328 | 0.0010941 | 0.001963 | 0.0032591 | 0.0050684 | 0.0074409 | 0.010365 | 0.013731 | 0.017338 | 0.020896 | 0.024071 | 0.026587 | 0.028189 | 0.028693 | 0.028692 | 0.02869 | 0.028689 | 0.028688 | 0.028688 | 0.028687 | 0.028686
F11_Industrial_Industrial - ID_New_Space Heating_Natural Gas_Building Shell - Air Sealing (Infiltration Control)_A_Achievable Technical Potential | F11 | Industrial | Industrial - ID | New | Space Heating | Natural Gas | Building Shell - Air Sealing (Infiltration Control) | A | Cumulative Summer Peak Savings (MW) | Achievable Technical Potential | 0 | 0 | 0 | 0 | 0 | 0 | 0 | 0 | 0 | 0 | 0 | 0 | 0 | 0 | 0 | 0 | 0 | 0 | 0 | 0 | 0 | 0 | 0 | 0 | 0 | 0 | 0
F12_Industrial_Industrial - ID_New_Space Heating_Natural Gas_Building Shell - Air Sealing (Infiltration Control)_A_Achievable Technical Potential | F12 | Industrial | Industrial - ID | New | Space Heating | Natural Gas | Building Shell - Air Sealing (Infiltration Control) | A | Cumulative Winter Peak Savings (MW) | Achievable Technical Potential | 0 | 0 | 0 | 0 | 0 | 0 | 0 | 0 | 0 | 0 | 0 | 0 | 0 | 0 | 0 | 0 | 0 | 0 | 0 | 0 | 0 | 0 | 0 | 0 | 0 | 0 | 0
F13_Industrial_Industrial - ID_New_Space Heating_Natural Gas_Building Shell - Air Sealing (Infiltration Control)_A_Achievable Technical Potential | F13 | Industrial | Industrial - ID | New | Space Heating | Natural Gas | Building Shell - Air Sealing (Infiltration Control) | A | Purchases (Incremental) | Achievable Technical Potential | 0 | 0 | 3.0234e-05 | 0.00039487 | 0.0012653 | 0.0029719 | 0.0058598 | 0.010291 | 0.016536 | 0.024668 | 0.034438 | 0.045163 | 0.055657 | 0.06409 | 0.068664 | 0.067742 | 0.060455 | 0.047916 | 0.030504 | 0.0096173 | 0 | 0 | 0 | 0 | 0 | 0 | 0
F14_Industrial_Industrial - ID_New_Space Heating_Natural Gas_Building Shell - Air Sealing (Infiltration Control)_A_Achievable Technical Potential | F14 | Industrial | Industrial - ID | New | Space Heating | Natural Gas | Building Shell - Air Sealing (Infiltration Control) | A | Purchases (Cumulative) | Achievable Technical Potential | 0 | 0 | 3.0234e-05 | 0.00042511 | 0.0016904 | 0.0046623 | 0.010522 | 0.020813 | 0.037349 | 0.062017 | 0.096455 | 0.14162 | 0.19727 | 0.26137 | 0.33003 | 0.39777 | 0.45823 | 0.50614 | 0.53665 | 0.54626 | 0.54626 | 0.54626 | 0.54626 | 0.54626 | 0.54626 | 0.54626 | 0.54626
F1_Industrial_Industrial - ID_New_Space Heating_Natural Gas_Ventilation - Demand Controlled_A_Achievable Technical Potential | F1 | Industrial | Industrial - ID | New | Space Heating | Natural Gas | Ventilation - Demand Controlled | A | Original Unit Energy Savings (kWh or therms) | Achievable Technical Potential | 0 | 0 | 0.035785 | 0.032416 | 0.032144 | 0.032041 | 0.031987 | 0.031954 | 0.031931 | 0.031915 | 0.031903 | 0.031893 | 0.031885 | 0.031879 | 0.031873 | 0.031869 | 0.031865 | 0.031862 | 0.031859 | 0.031855 | 0.031849 | 0.031844 | 0.03184 | 0.031836 | 0.031833 | 0.03183 | 0.031828
F2_Industrial_Industrial - ID_New_Space Heating_Natural Gas_Ventilation - Demand Controlled_A_Achievable Technical Potential | F2 | Industrial | Industrial - ID | New | Space Heating | Natural Gas | Ventilation - Demand Controlled | A | Original Unit Summer Peak Savings (kW) | Achievable Technical Potential | 0 | 0 | 0 | 0 | 0 | 0 | 0 | 0 | 0 | 0 | 0 | 0 | 0 | 0 | 0 | 0 | 0 | 0 | 0 | 0 | 0 | 0 | 0 | 0 | 0 | 0 | 0
F3_Industrial_Industrial - ID_New_Space Heating_Natural Gas_Ventilation - Demand Controlled_A_Achievable Technical Potential | F3 | Industrial | Industrial - ID | New | Space Heating | Natural Gas | Ventilation - Demand Controlled | A | Original Unit Winter Peak Savings (kW) | Achievable Technical Potential | 0 | 0 | 0 | 0 | 0 | 0 | 0 | 0 | 0 | 0 | 0 | 0 | 0 | 0 | 0 | 0 | 0 | 0 | 0 | 0 | 0 | 0 | 0 | 0 | 0 | 0 | 0
F4_Industrial_Industrial - ID_New_Space Heating_Natural Gas_Ventilation - Demand Controlled_A_Achievable Technical Potential | F4 | Industrial | Industrial - ID | New | Space Heating | Natural Gas | Ventilation - Demand Controlled | A | Standalone Impact on Baseline Energy (%) | Achievable Technical Potential | 0 | 0 | 0 | 0 | 0 | 0 | 0 | 0 | 0 | 0 | 0 | 0 | 0 | 0 | 0 | 0 | 0 | 0 | 0 | 0 | 0 | 0 | 0 | 0 | 0 | 0 | 0
F5_Industrial_Industrial - ID_New_Space Heating_Natural Gas_Ventilation - Demand Controlled_A_Achievable Technical Potential | F5 | Industrial | Industrial - ID | New | Space Heating | Natural Gas | Ventilation - Demand Controlled | A | Standalone Impact on Baseline Summer Peak (%) | Achievable Technical Potential | 0 | 0 | 0 | 0 | 0 | 0 | 0 | 0 | 0 | 0 | 0 | 0 | 0 | 0 | 0 | 0 | 0 | 0 | 0 | 0 | 0 | 0 | 0 | 0 | 0 | 0 | 0
F6_Industrial_Industrial - ID_New_Space Heating_Natural Gas_Ventilation - Demand Controlled_A_Achievable Technical Potential | F6 | Industrial | Industrial - ID | New | Space Heating | Natural Gas | Ventilation - Demand Controlled | A | Standalone Impact on Baseline Winter Peak (%) | Achievable Technical Potential | 0 | 0 | 0 | 0 | 0 | 0 | 0 | 0 | 0 | 0 | 0 | 0 | 0 | 0 | 0 | 0 | 0 | 0 | 0 | 0 | 0 | 0 | 0 | 0 | 0 | 0 | 0
F7_Industrial_Industrial - ID_New_Space Heating_Natural Gas_Ventilation - Demand Controlled_A_Achievable Technical Potential | F7 | Industrial | Industrial - ID | New | Space Heating | Natural Gas | Ventilation - Demand Controlled | A | Incremental Energy Savings (MWh or mTherms) | Achievable Technical Potential | 0 | 0 | 0 | 0 | 0 | 0 | 0 | 0 | 0 | 0 | 0 | 0 | 0 | 0 | 0 | 0 | 0 | 0 | 0 | 0 | 0 | 0 | 0 | 0 | 0 | 0 | 0
F8_Industrial_Industrial - ID_New_Space Heating_Natural Gas_Ventilation - Demand Controlled_A_Achievable Technical Potential | F8 | Industrial | Industrial - ID | New | Space Heating | Natural Gas | Ventilation - Demand Controlled | A | Incremental Summer Peak Savings (MW) | Achievable Technical Potential | 0 | 0 | 0 | 0 | 0 | 0 | 0 | 0 | 0 | 0 | 0 | 0 | 0 | 0 | 0 | 0 | 0 | 0 | 0 | 0 | 0 | 0 | 0 | 0 | 0 | 0 | 0
F9_Industrial_Industrial - ID_New_Space Heating_Natural Gas_Ventilation - Demand Controlled_A_Achievable Technical Potential | F9 | Industrial | Industrial - ID | New | Space Heating | Natural Gas | Ventilation - Demand Controlled | A | Incremental Winter Peak Savings (MW) | Achievable Technical Potential | 0 | 0 | 0 | 0 | 0 | 0 | 0 | 0 | 0 | 0 | 0 | 0 | 0 | 0 | 0 | 0 | 0 | 0 | 0 | 0 | 0 | 0 | 0 | 0 | 0 | 0 | 0
F10_Industrial_Industrial - ID_New_Space Heating_Natural Gas_Ventilation - Demand Controlled_A_Achievable Technical Potential | F10 | Industrial | Industrial - ID | New | Space Heating | Natural Gas | Ventilation - Demand Controlled | A | Cumulative Energy Savings (MWh or mTherms) | Achievable Technical Potential | 0 | 0 | 0 | 0 | 0 | 0 | 0 | 0 | 0 | 0 | 0 | 0 | 0 | 0 | 0 | 0 | 0 | 0 | 0 | 0 | 0 | 0 | 0 | 0 | 0 | 0 | 0
F11_Industrial_Industrial - ID_New_Space Heating_Natural Gas_Ventilation - Demand Controlled_A_Achievable Technical Potential | F11 | Industrial | Industrial - ID | New | Space Heating | Natural Gas | Ventilation - Demand Controlled | A | Cumulative Summer Peak Savings (MW) | Achievable Technical Potential | 0 | 0 | 0 | 0 | 0 | 0 | 0 | 0 | 0 | 0 | 0 | 0 | 0 | 0 | 0 | 0 | 0 | 0 | 0 | 0 | 0 | 0 | 0 | 0 | 0 | 0 | 0
F12_Industrial_Industrial - ID_New_Space Heating_Natural Gas_Ventilation - Demand Controlled_A_Achievable Technical Potential | F12 | Industrial | Industrial - ID | New | Space Heating | Natural Gas | Ventilation - Demand Controlled | A | Cumulative Winter Peak Savings (MW) | Achievable Technical Potential | 0 | 0 | 0 | 0 | 0 | 0 | 0 | 0 | 0 | 0 | 0 | 0 | 0 | 0 | 0 | 0 | 0 | 0 | 0 | 0 | 0 | 0 | 0 | 0 | 0 | 0 | 0
F13_Industrial_Industrial - ID_New_Space Heating_Natural Gas_Ventilation - Demand Controlled_A_Achievable Technical Potential | F13 | Industrial | Industrial - ID | New | Space Heating | Natural Gas | Ventilation - Demand Controlled | A | Purchases (Incremental) | Achievable Technical Potential | 0 | 0 | 0 | 0 | 0 | 0 | 0 | 0 | 0 | 0 | 0 | 0 | 0 | 0 | 0 | 0 | 0 | 0 | 0 | 0 | 0 | 0 | 0 | 0 | 0 | 0 | 0
F14_Industrial_Industrial - ID_New_Space Heating_Natural Gas_Ventilation - Demand Controlled_A_Achievable Technical Potential | F14 | Industrial | Industrial - ID | New | Space Heating | Natural Gas | Ventilation - Demand Controlled | A | Purchases (Cumulative) | Achievable Technical Potential | 0 | 0 | 0 | 0 | 0 | 0 | 0 | 0 | 0 | 0 | 0 | 0 | 0 | 0 | 0 | 0 | 0 | 0 | 0 | 0 | 0 | 0 | 0 | 0 | 0 | 0 | 0
F1_Industrial_Industrial - ID_New_Space Heating_Natural Gas_Destratification Fans (HVLS)_A_Achievable Technical Potential | F1 | Industrial | Industrial - ID | New | Space Heating | Natural Gas | Destratification Fans (HVLS) | A | Original Unit Energy Savings (kWh or therms) | Achievable Technical Potential | 0 | 0 | 133830.5571 | 130216.3697 | 129925.1444 | 129813.8831 | 129756.1877 | 129720.5963 | 129696.4516 | 129678.9988 | 129665.7962 | 129655.4613 | 129647.1524 | 129640.328 | 129634.6237 | 129629.7852 | 129625.6301 | 129622.0236 | 129618.8642 | 129614.987 | 129608.7634 | 129603.4083 | 129598.7786 | 129594.7588 | 129591.2553 | 129588.1912 | 129585.5031
F2_Industrial_Industrial - ID_New_Space Heating_Natural Gas_Destratification Fans (HVLS)_A_Achievable Technical Potential | F2 | Industrial | Industrial - ID | New | Space Heating | Natural Gas | Destratification Fans (HVLS) | A | Original Unit Summer Peak Savings (kW) | Achievable Technical Potential | 0 | 0 | 0 | 0 | 0 | 0 | 0 | 0 | 0 | 0 | 0 | 0 | 0 | 0 | 0 | 0 | 0 | 0 | 0 | 0 | 0 | 0 | 0 | 0 | 0 | 0 | 0
F3_Industrial_Industrial - ID_New_Space Heating_Natural Gas_Destratification Fans (HVLS)_A_Achievable Technical Potential | F3 | Industrial | Industrial - ID | New | Space Heating | Natural Gas | Destratification Fans (HVLS) | A | Original Unit Winter Peak Savings (kW) | Achievable Technical Potential | 0 | 0 | 0 | 0 | 0 | 0 | 0 | 0 | 0 | 0 | 0 | 0 | 0 | 0 | 0 | 0 | 0 | 0 | 0 | 0 | 0 | 0 | 0 | 0 | 0 | 0 | 0
F4_Industrial_Industrial - ID_New_Space Heating_Natural Gas_Destratification Fans (HVLS)_A_Achievable Technical Potential | F4 | Industrial | Industrial - ID | New | Space Heating | Natural Gas | Destratification Fans (HVLS) | A | Standalone Impact on Baseline Energy (%) | Achievable Technical Potential | 0 | 0 | 0.0015394 | 0.0017751 | 0.002523 | 0.0032868 | 0.0040696 | 0.0048584 | 0.0056523 | 0.0064512 | 0.0072548 | 0.0080631 | 0.0088761 | 0.0096936 | 0.010516 | 0.011342 | 0.012173 | 0.012988 | 0.013698 | 0.014326 | 0.014883 | 0.015382 | 0.014743 | 0.014164 | 0.013639 | 0.013159 | 0.012719
F5_Industrial_Industrial - ID_New_Space Heating_Natural Gas_Destratification Fans (HVLS)_A_Achievable Technical Potential | F5 | Industrial | Industrial - ID | New | Space Heating | Natural Gas | Destratification Fans (HVLS) | A | Standalone Impact on Baseline Summer Peak (%) | Achievable Technical Potential | 0 | 0 | 0 | 0 | 0 | 0 | 0 | 0 | 0 | 0 | 0 | 0 | 0 | 0 | 0 | 0 | 0 | 0 | 0 | 0 | 0 | 0 | 0 | 0 | 0 | 0 | 0
F6_Industrial_Industrial - ID_New_Space Heating_Natural Gas_Destratification Fans (HVLS)_A_Achievable Technical Potential | F6 | Industrial | Industrial - ID | New | Space Heating | Natural Gas | Destratification Fans (HVLS) | A | Standalone Impact on Baseline Winter Peak (%) | Achievable Technical Potential | 0 | 0 | 0 | 0 | 0 | 0 | 0 | 0 | 0 | 0 | 0 | 0 | 0 | 0 | 0 | 0 | 0 | 0 | 0 | 0 | 0 | 0 | 0 | 0 | 0 | 0 | 0
F7_Industrial_Industrial - ID_New_Space Heating_Natural Gas_Destratification Fans (HVLS)_A_Achievable Technical Potential | F7 | Industrial | Industrial - ID | New | Space Heating | Natural Gas | Destratification Fans (HVLS) | A | Incremental Energy Savings (MWh or mTherms) | Achievable Technical Potential | 0 | 0 | 0.00059724 | 0.0037968 | 0.0068368 | 0.0098633 | 0.012807 | 0.0157 | 0.018542 | 0.021335 | 0.024079 | 0.026776 | 0.029425 | 0.032029 | 0.034587 | 0.0371 | 0.03957 | 0.041419 | 0.040602 | 0.039904 | 0.039177 | 0.038494 | 0 | 0 | 0 | 0 | 0
F8_Industrial_Industrial - ID_New_Space Heating_Natural Gas_Destratification Fans (HVLS)_A_Achievable Technical Potential | F8 | Industrial | Industrial - ID | New | Space Heating | Natural Gas | Destratification Fans (HVLS) | A | Incremental Summer Peak Savings (MW) | Achievable Technical Potential | 0 | 0 | 0 | 0 | 0 | 0 | 0 | 0 | 0 | 0 | 0 | 0 | 0 | 0 | 0 | 0 | 0 | 0 | 0 | 0 | 0 | 0 | 0 | 0 | 0 | 0 | 0
F9_Industrial_Industrial - ID_New_Space Heating_Natural Gas_Destratification Fans (HVLS)_A_Achievable Technical Potential | F9 | Industrial | Industrial - ID | New | Space Heating | Natural Gas | Destratification Fans (HVLS) | A | Incremental Winter Peak Savings (MW) | Achievable Technical Potential | 0 | 0 | 0 | 0 | 0 | 0 | 0 | 0 | 0 | 0 | 0 | 0 | 0 | 0 | 0 | 0 | 0 | 0 | 0 | 0 | 0 | 0 | 0 | 0 | 0 | 0 | 0
F10_Industrial_Industrial - ID_New_Space Heating_Natural Gas_Destratification Fans (HVLS)_A_Achievable Technical Potential | F10 | Industrial | Industrial - ID | New | Space Heating | Natural Gas | Destratification Fans (HVLS) | A | Cumulative Energy Savings (MWh or mTherms) | Achievable Technical Potential | 0 | 0 | 0.00059724 | 0.0043779 | 0.011205 | 0.021059 | 0.033856 | 0.049547 | 0.068079 | 0.089405 | 0.11347 | 0.14024 | 0.16966 | 0.20168 | 0.23625 | 0.27335 | 0.31291 | 0.35432 | 0.39491 | 0.4348 | 0.47396 | 0.51243 | 0.51242 | 0.5124 | 0.51239 | 0.51237 | 0.51236
F11_Industrial_Industrial - ID_New_Space Heating_Natural Gas_Destratification Fans (HVLS)_A_Achievable Technical Potential | F11 | Industrial | Industrial - ID | New | Space Heating | Natural Gas | Destratification Fans (HVLS) | A | Cumulative Summer Peak Savings (MW) | Achievable Technical Potential | 0 | 0 | 0 | 0 | 0 | 0 | 0 | 0 | 0 | 0 | 0 | 0 | 0 | 0 | 0 | 0 | 0 | 0 | 0 | 0 | 0 | 0 | 0 | 0 | 0 | 0 | 0
F12_Industrial_Industrial - ID_New_Space Heating_Natural Gas_Destratification Fans (HVLS)_A_Achievable Technical Potential | F12 | Industrial | Industrial - ID | New | Space Heating | Natural Gas | Destratification Fans (HVLS) | A | Cumulative Winter Peak Savings (MW) | Achievable Technical Potential | 0 | 0 | 0 | 0 | 0 | 0 | 0 | 0 | 0 | 0 | 0 | 0 | 0 | 0 | 0 | 0 | 0 | 0 | 0 | 0 | 0 | 0 | 0 | 0 | 0 | 0 | 0
F13_Industrial_Industrial - ID_New_Space Heating_Natural Gas_Destratification Fans (HVLS)_A_Achievable Technical Potential | F13 | Industrial | Industrial - ID | New | Space Heating | Natural Gas | Destratification Fans (HVLS) | A | Purchases (Incremental) | Achievable Technical Potential | 0 | 0 | 4.4627e-06 | 2.9158e-05 | 5.2621e-05 | 7.5981e-05 | 9.8701e-05 | 0.00012103 | 0.00014296 | 0.00016452 | 0.0001857 | 0.00020651 | 0.00022696 | 0.00024706 | 0.0002668 | 0.0002862 | 0.00030527 | 0.00031953 | 0.00031324 | 0.00030786 | 0.00030227 | 0.00029701 | 0 | 0 | 0 | 0 | 0
F14_Industrial_Industrial - ID_New_Space Heating_Natural Gas_Destratification Fans (HVLS)_A_Achievable Technical Potential | F14 | Industrial | Industrial - ID | New | Space Heating | Natural Gas | Destratification Fans (HVLS) | A | Purchases (Cumulative) | Achievable Technical Potential | 0 | 0 | 4.4627e-06 | 3.362e-05 | 8.6242e-05 | 0.00016222 | 0.00026092 | 0.00038195 | 0.00052491 | 0.00068943 | 0.00087513 | 0.0010816 | 0.0013086 | 0.0015557 | 0.0018225 | 0.0021087 | 0.0024139 | 0.0027335 | 0.0030467 | 0.0033546 | 0.0036568 | 0.0039539 | 0.0039539 | 0.0039539 | 0.0039539 | 0.0039539 | 0.0039539
F1_Industrial_Industrial - ID_New_Space Heating_Natural Gas_Condensing RTU_A_Achievable Technical Potential | F1 | Industrial | Industrial - ID | New | Space Heating | Natural Gas | Condensing RTU | A | Original Unit Energy Savings (kWh or therms) | Achievable Technical Potential | 0 | 0 | 0.057618 | 0.052194 | 0.051757 | 0.05159 | 0.051504 | 0.05145 | 0.051414 | 0.051388 | 0.051368 | 0.051352 | 0.05134 | 0.05133 | 0.051321 | 0.051314 | 0.051308 | 0.051302 | 0.051297 | 0.051292 | 0.051282 | 0.051274 | 0.051267 | 0.051261 | 0.051256 | 0.051251 | 0.051247
F2_Industrial_Industrial - ID_New_Space Heating_Natural Gas_Condensing RTU_A_Achievable Technical Potential | F2 | Industrial | Industrial - ID | New | Space Heating | Natural Gas | Condensing RTU | A | Original Unit Summer Peak Savings (kW) | Achievable Technical Potential | 0 | 0 | 0 | 0 | 0 | 0 | 0 | 0 | 0 | 0 | 0 | 0 | 0 | 0 | 0 | 0 | 0 | 0 | 0 | 0 | 0 | 0 | 0 | 0 | 0 | 0 | 0
F3_Industrial_Industrial - ID_New_Space Heating_Natural Gas_Condensing RTU_A_Achievable Technical Potential | F3 | Industrial | Industrial - ID | New | Space Heating | Natural Gas | Condensing RTU | A | Original Unit Winter Peak Savings (kW) | Achievable Technical Potential | 0 | 0 | 0 | 0 | 0 | 0 | 0 | 0 | 0 | 0 | 0 | 0 | 0 | 0 | 0 | 0 | 0 | 0 | 0 | 0 | 0 | 0 | 0 | 0 | 0 | 0 | 0
F4_Industrial_Industrial - ID_New_Space Heating_Natural Gas_Condensing RTU_A_Achievable Technical Potential | F4 | Industrial | Industrial - ID | New | Space Heating | Natural Gas | Condensing RTU | A | Standalone Impact on Baseline Energy (%) | Achievable Technical Potential | 0 | 0 | 0 | 0 | 0 | 0 | 0 | 0 | 0 | 0 | 0 | 0 | 0 | 0 | 0 | 0 | 0 | 0 | 0 | 0 | 0 | 0 | 0 | 0 | 0 | 0 | 0
F5_Industrial_Industrial - ID_New_Space Heating_Natural Gas_Condensing RTU_A_Achievable Technical Potential | F5 | Industrial | Industrial - ID | New | Space Heating | Natural Gas | Condensing RTU | A | Standalone Impact on Baseline Summer Peak (%) | Achievable Technical Potential | 0 | 0 | 0 | 0 | 0 | 0 | 0 | 0 | 0 | 0 | 0 | 0 | 0 | 0 | 0 | 0 | 0 | 0 | 0 | 0 | 0 | 0 | 0 | 0 | 0 | 0 | 0
F6_Industrial_Industrial - ID_New_Space Heating_Natural Gas_Condensing RTU_A_Achievable Technical Potential | F6 | Industrial | Industrial - ID | New | Space Heating | Natural Gas | Condensing RTU | A | Standalone Impact on Baseline Winter Peak (%) | Achievable Technical Potential | 0 | 0 | 0 | 0 | 0 | 0 | 0 | 0 | 0 | 0 | 0 | 0 | 0 | 0 | 0 | 0 | 0 | 0 | 0 | 0 | 0 | 0 | 0 | 0 | 0 | 0 | 0
F7_Industrial_Industrial - ID_New_Space Heating_Natural Gas_Condensing RTU_A_Achievable Technical Potential | F7 | Industrial | Industrial - ID | New | Space Heating | Natural Gas | Condensing RTU | A | Incremental Energy Savings (MWh or mTherms) | Achievable Technical Potential | 0 | 0 | 0 | 0 | 0 | 0 | 0 | 0 | 0 | 0 | 0 | 0 | 0 | 0 | 0 | 0 | 0 | 0 | 0 | 0 | 0 | 0 | 0 | 0 | 0 | 0 | 0
F8_Industrial_Industrial - ID_New_Space Heating_Natural Gas_Condensing RTU_A_Achievable Technical Potential | F8 | Industrial | Industrial - ID | New | Space Heating | Natural Gas | Condensing RTU | A | Incremental Summer Peak Savings (MW) | Achievable Technical Potential | 0 | 0 | 0 | 0 | 0 | 0 | 0 | 0 | 0 | 0 | 0 | 0 | 0 | 0 | 0 | 0 | 0 | 0 | 0 | 0 | 0 | 0 | 0 | 0 | 0 | 0 | 0
F9_Industrial_Industrial - ID_New_Space Heating_Natural Gas_Condensing RTU_A_Achievable Technical Potential | F9 | Industrial | Industrial - ID | New | Space Heating | Natural Gas | Condensing RTU | A | Incremental Winter Peak Savings (MW) | Achievable Technical Potential | 0 | 0 | 0 | 0 | 0 | 0 | 0 | 0 | 0 | 0 | 0 | 0 | 0 | 0 | 0 | 0 | 0 | 0 | 0 | 0 | 0 | 0 | 0 | 0 | 0 | 0 | 0
F10_Industrial_Industrial - ID_New_Space Heating_Natural Gas_Condensing RTU_A_Achievable Technical Potential | F10 | Industrial | Industrial - ID | New | Space Heating | Natural Gas | Condensing RTU | A | Cumulative Energy Savings (MWh or mTherms) | Achievable Technical Potential | 0 | 0 | 0 | 0 | 0 | 0 | 0 | 0 | 0 | 0 | 0 | 0 | 0 | 0 | 0 | 0 | 0 | 0 | 0 | 0 | 0 | 0 | 0 | 0 | 0 | 0 | 0
F11_Industrial_Industrial - ID_New_Space Heating_Natural Gas_Condensing RTU_A_Achievable Technical Potential | F11 | Industrial | Industrial - ID | New | Space Heating | Natural Gas | Condensing RTU | A | Cumulative Summer Peak Savings (MW) | Achievable Technical Potential | 0 | 0 | 0 | 0 | 0 | 0 | 0 | 0 | 0 | 0 | 0 | 0 | 0 | 0 | 0 | 0 | 0 | 0 | 0 | 0 | 0 | 0 | 0 | 0 | 0 | 0 | 0
F12_Industrial_Industrial - ID_New_Space Heating_Natural Gas_Condensing RTU_A_Achievable Technical Potential | F12 | Industrial | Industrial - ID | New | Space Heating | Natural Gas | Condensing RTU | A | Cumulative Winter Peak Savings (MW) | Achievable Technical Potential | 0 | 0 | 0 | 0 | 0 | 0 | 0 | 0 | 0 | 0 | 0 | 0 | 0 | 0 | 0 | 0 | 0 | 0 | 0 | 0 | 0 | 0 | 0 | 0 | 0 | 0 | 0
F13_Industrial_Industrial - ID_New_Space Heating_Natural Gas_Condensing RTU_A_Achievable Technical Potential | F13 | Industrial | Industrial - ID | New | Space Heating | Natural Gas | Condensing RTU | A | Purchases (Incremental) | Achievable Technical Potential | 0 | 0 | 0 | 0 | 0 | 0 | 0 | 0 | 0 | 0 | 0 | 0 | 0 | 0 | 0 | 0 | 0 | 0 | 0 | 0 | 0 | 0 | 0 | 0 | 0 | 0 | 0
F14_Industrial_Industrial - ID_New_Space Heating_Natural Gas_Condensing RTU_A_Achievable Technical Potential | F14 | Industrial | Industrial - ID | New | Space Heating | Natural Gas | Condensing RTU | A | Purchases (Cumulative) | Achievable Technical Potential | 0 | 0 | 0 | 0 | 0 | 0 | 0 | 0 | 0 | 0 | 0 | 0 | 0 | 0 | 0 | 0 | 0 | 0 | 0 | 0 | 0 | 0 | 0 | 0 | 0 | 0 | 0
F1_Industrial_Industrial - ID_New_Space Heating_Natural Gas_Industrial Air Curtains_A_Achievable Technical Potential | F1 | Industrial | Industrial - ID | New | Space Heating | Natural Gas | Industrial Air Curtains | A | Original Unit Energy Savings (kWh or therms) | Achievable Technical Potential | 0 | 0 | -0.016936 | -0.016479 | -0.016442 | -0.016428 | -0.01642 | -0.016416 | -0.016413 | -0.016411 | -0.016409 | -0.016408 | -0.016407 | -0.016406 | -0.016405 | -0.016404 | -0.016404 | -0.016403 | -0.016403 | -0.016403 | -0.016402 | -0.016401 | -0.016401 | -0.0164 | -0.0164 | -0.016399 | -0.016399
F2_Industrial_Industrial - ID_New_Space Heating_Natural Gas_Industrial Air Curtains_A_Achievable Technical Potential | F2 | Industrial | Industrial - ID | New | Space Heating | Natural Gas | Industrial Air Curtains | A | Original Unit Summer Peak Savings (kW) | Achievable Technical Potential | 0 | 0 | 0 | 0 | 0 | 0 | 0 | 0 | 0 | 0 | 0 | 0 | 0 | 0 | 0 | 0 | 0 | 0 | 0 | 0 | 0 | 0 | 0 | 0 | 0 | 0 | 0
F3_Industrial_Industrial - ID_New_Space Heating_Natural Gas_Industrial Air Curtains_A_Achievable Technical Potential | F3 | Industrial | Industrial - ID | New | Space Heating | Natural Gas | Industrial Air Curtains | A | Original Unit Winter Peak Savings (kW) | Achievable Technical Potential | 0 | 0 | 0 | 0 | 0 | 0 | 0 | 0 | 0 | 0 | 0 | 0 | 0 | 0 | 0 | 0 | 0 | 0 | 0 | 0 | 0 | 0 | 0 | 0 | 0 | 0 | 0
F4_Industrial_Industrial - ID_New_Space Heating_Natural Gas_Industrial Air Curtains_A_Achievable Technical Potential | F4 | Industrial | Industrial - ID | New | Space Heating | Natural Gas | Industrial Air Curtains | A | Standalone Impact on Baseline Energy (%) | Achievable Technical Potential | 0 | 0 | -3.771e-05 | -8.1152e-05 | -0.00017881 | -0.00034155 | -0.00059338 | -0.00095721 | -0.0014541 | -0.0020982 | -0.0028911 | -0.003817 | -0.0048388 | -0.0058981 | -0.0069205 | -0.0078266 | -0.0085471 | -0.0090524 | -0.0093241 | -0.0093662 | -0.0092207 | -0.008952 | -0.00858 | -0.0082435 | -0.0079376 | -0.0076583 | -0.0074024
F5_Industrial_Industrial - ID_New_Space Heating_Natural Gas_Industrial Air Curtains_A_Achievable Technical Potential | F5 | Industrial | Industrial - ID | New | Space Heating | Natural Gas | Industrial Air Curtains | A | Standalone Impact on Baseline Summer Peak (%) | Achievable Technical Potential | 0 | 0 | 0 | 0 | 0 | 0 | 0 | 0 | 0 | 0 | 0 | 0 | 0 | 0 | 0 | 0 | 0 | 0 | 0 | 0 | 0 | 0 | 0 | 0 | 0 | 0 | 0
F6_Industrial_Industrial - ID_New_Space Heating_Natural Gas_Industrial Air Curtains_A_Achievable Technical Potential | F6 | Industrial | Industrial - ID | New | Space Heating | Natural Gas | Industrial Air Curtains | A | Standalone Impact on Baseline Winter Peak (%) | Achievable Technical Potential | 0 | 0 | 0 | 0 | 0 | 0 | 0 | 0 | 0 | 0 | 0 | 0 | 0 | 0 | 0 | 0 | 0 | 0 | 0 | 0 | 0 | 0 | 0 | 0 | 0 | 0 | 0
F7_Industrial_Industrial - ID_New_Space Heating_Natural Gas_Industrial Air Curtains_A_Achievable Technical Potential | F7 | Industrial | Industrial - ID | New | Space Heating | Natural Gas | Industrial Air Curtains | A | Incremental Energy Savings (MWh or mTherms) | Achievable Technical Potential | 0 | 0 | -1.463e-05 | -0.00018591 | -0.0005944 | -0.0013949 | -0.0027492 | -0.0048267 | -0.0077542 | -0.011566 | -0.016146 | -0.021172 | -0.026104 | -0.030227 | -0.032777 | -0.033144 | -0.031081 | -0.027265 | -0.02186 | -0.015475 | -0.0093783 | -0.0046026 | 0 | 0 | 0 | 0 | 0
F8_Industrial_Industrial - ID_New_Space Heating_Natural Gas_Industrial Air Curtains_A_Achievable Technical Potential | F8 | Industrial | Industrial - ID | New | Space Heating | Natural Gas | Industrial Air Curtains | A | Incremental Summer Peak Savings (MW) | Achievable Technical Potential | 0 | 0 | 0 | 0 | 0 | 0 | 0 | 0 | 0 | 0 | 0 | 0 | 0 | 0 | 0 | 0 | 0 | 0 | 0 | 0 | 0 | 0 | 0 | 0 | 0 | 0 | 0
F9_Industrial_Industrial - ID_New_Space Heating_Natural Gas_Industrial Air Curtains_A_Achievable Technical Potential | F9 | Industrial | Industrial - ID | New | Space Heating | Natural Gas | Industrial Air Curtains | A | Incremental Winter Peak Savings (MW) | Achievable Technical Potential | 0 | 0 | 0 | 0 | 0 | 0 | 0 | 0 | 0 | 0 | 0 | 0 | 0 | 0 | 0 | 0 | 0 | 0 | 0 | 0 | 0 | 0 | 0 | 0 | 0 | 0 | 0
F10_Industrial_Industrial - ID_New_Space Heating_Natural Gas_Industrial Air Curtains_A_Achievable Technical Potential | F10 | Industrial | Industrial - ID | New | Space Heating | Natural Gas | Industrial Air Curtains | A | Cumulative Energy Savings (MWh or mTherms) | Achievable Technical Potential | 0 | 0 | -1.463e-05 | -0.00020015 | -0.0007941 | -0.0021883 | -0.0049365 | -0.0097618 | -0.017514 | -0.029078 | -0.045221 | -0.066389 | -0.092489 | -0.12271 | -0.15548 | -0.18862 | -0.21969 | -0.24695 | -0.26881 | -0.28427 | -0.29364 | -0.29823 | -0.29822 | -0.29821 | -0.2982 | -0.29819 | -0.29819
F11_Industrial_Industrial - ID_New_Space Heating_Natural Gas_Industrial Air Curtains_A_Achievable Technical Potential | F11 | Industrial | Industrial - ID | New | Space Heating | Natural Gas | Industrial Air Curtains | A | Cumulative Summer Peak Savings (MW) | Achievable Technical Potential | 0 | 0 | 0 | 0 | 0 | 0 | 0 | 0 | 0 | 0 | 0 | 0 | 0 | 0 | 0 | 0 | 0 | 0 | 0 | 0 | 0 | 0 | 0 | 0 | 0 | 0 | 0
F12_Industrial_Industrial - ID_New_Space Heating_Natural Gas_Industrial Air Curtains_A_Achievable Technical Potential | F12 | Industrial | Industrial - ID | New | Space Heating | Natural Gas | Industrial Air Curtains | A | Cumulative Winter Peak Savings (MW) | Achievable Technical Potential | 0 | 0 | 0 | 0 | 0 | 0 | 0 | 0 | 0 | 0 | 0 | 0 | 0 | 0 | 0 | 0 | 0 | 0 | 0 | 0 | 0 | 0 | 0 | 0 | 0 | 0 | 0
F13_Industrial_Industrial - ID_New_Space Heating_Natural Gas_Industrial Air Curtains_A_Achievable Technical Potential | F13 | Industrial | Industrial - ID | New | Space Heating | Natural Gas | Industrial Air Curtains | A | Purchases (Incremental) | Achievable Technical Potential | 0 | 0 | 0.86384 | 11.2821 | 36.1519 | 84.9109 | 167.4229 | 294.0231 | 472.4474 | 704.8079 | 983.9545 | 1290.3579 | 1591.0573 | 1842.4389 | 1997.9906 | 2020.3994 | 1894.7015 | 1662.1774 | 1332.6967 | 943.4369 | 571.7866 | 280.6265 | 0 | 0 | 0 | 0 | 0
F14_Industrial_Industrial - ID_New_Space Heating_Natural Gas_Industrial Air Curtains_A_Achievable Technical Potential | F14 | Industrial | Industrial - ID | New | Space Heating | Natural Gas | Industrial Air Curtains | A | Purchases (Cumulative) | Achievable Technical Potential | 0 | 0 | 0.86384 | 12.146 | 48.2979 | 133.2088 | 300.6317 | 594.6547 | 1067.1021 | 1771.9101 | 2755.8646 | 4046.2224 | 5637.2797 | 7479.7186 | 9477.7092 | 11498.1086 | 13392.8101 | 15054.9875 | 16387.6842 | 17331.121 | 17902.9077 | 18183.5342 | 18183.5342 | 18183.5342 | 18183.5342 | 18183.5342 | 18183.5342
F1_Industrial_Industrial - ID_New_Space Heating_Natural Gas_HVAC - Energy Recovery Ventilator_A_Achievable Technical Potential | F1 | Industrial | Industrial - ID | New | Space Heating | Natural Gas | HVAC - Energy Recovery Ventilator | A | Original Unit Energy Savings (kWh or therms) | Achievable Technical Potential | 0 | 0 | 0.17621 | 0.17145 | 0.17107 | 0.17092 | 0.17084 | 0.1708 | 0.17077 | 0.17074 | 0.17072 | 0.17071 | 0.1707 | 0.17069 | 0.17068 | 0.17068 | 0.17067 | 0.17067 | 0.17066 | 0.17066 | 0.17065 | 0.17064 | 0.17064 | 0.17063 | 0.17063 | 0.17062 | 0.17062
F2_Industrial_Industrial - ID_New_Space Heating_Natural Gas_HVAC - Energy Recovery Ventilator_A_Achievable Technical Potential | F2 | Industrial | Industrial - ID | New | Space Heating | Natural Gas | HVAC - Energy Recovery Ventilator | A | Original Unit Summer Peak Savings (kW) | Achievable Technical Potential | 0 | 0 | 0 | 0 | 0 | 0 | 0 | 0 | 0 | 0 | 0 | 0 | 0 | 0 | 0 | 0 | 0 | 0 | 0 | 0 | 0 | 0 | 0 | 0 | 0 | 0 | 0
F3_Industrial_Industrial - ID_New_Space Heating_Natural Gas_HVAC - Energy Recovery Ventilator_A_Achievable Technical Potential | F3 | Industrial | Industrial - ID | New | Space Heating | Natural Gas | HVAC - Energy Recovery Ventilator | A | Original Unit Winter Peak Savings (kW) | Achievable Technical Potential | 0 | 0 | 0 | 0 | 0 | 0 | 0 | 0 | 0 | 0 | 0 | 0 | 0 | 0 | 0 | 0 | 0 | 0 | 0 | 0 | 0 | 0 | 0 | 0 | 0 | 0 | 0
F4_Industrial_Industrial - ID_New_Space Heating_Natural Gas_HVAC - Energy Recovery Ventilator_A_Achievable Technical Potential | F4 | Industrial | Industrial - ID | New | Space Heating | Natural Gas | HVAC - Energy Recovery Ventilator | A | Standalone Impact on Baseline Energy (%) | Achievable Technical Potential | 0 | 0 | 0 | 0 | 0 | 0 | 0 | 0 | 0 | 0 | 0 | 0 | 0 | 0 | 0 | 0 | 0 | 0 | 0 | 0 | 0 | 0 | 0 | 0 | 0 | 0 | 0
F5_Industrial_Industrial - ID_New_Space Heating_Natural Gas_HVAC - Energy Recovery Ventilator_A_Achievable Technical Potential | F5 | Industrial | Industrial - ID | New | Space Heating | Natural Gas | HVAC - Energy Recovery Ventilator | A | Standalone Impact on Baseline Summer Peak (%) | Achievable Technical Potential | 0 | 0 | 0 | 0 | 0 | 0 | 0 | 0 | 0 | 0 | 0 | 0 | 0 | 0 | 0 | 0 | 0 | 0 | 0 | 0 | 0 | 0 | 0 | 0 | 0 | 0 | 0
F6_Industrial_Industrial - ID_New_Space Heating_Natural Gas_HVAC - Energy Recovery Ventilator_A_Achievable Technical Potential | F6 | Industrial | Industrial - ID | New | Space Heating | Natural Gas | HVAC - Energy Recovery Ventilator | A | Standalone Impact on Baseline Winter Peak (%) | Achievable Technical Potential | 0 | 0 | 0 | 0 | 0 | 0 | 0 | 0 | 0 | 0 | 0 | 0 | 0 | 0 | 0 | 0 | 0 | 0 | 0 | 0 | 0 | 0 | 0 | 0 | 0 | 0 | 0
F7_Industrial_Industrial - ID_New_Space Heating_Natural Gas_HVAC - Energy Recovery Ventilator_A_Achievable Technical Potential | F7 | Industrial | Industrial - ID | New | Space Heating | Natural Gas | HVAC - Energy Recovery Ventilator | A | Incremental Energy Savings (MWh or mTherms) | Achievable Technical Potential | 0 | 0 | 0 | 0 | 0 | 0 | 0 | 0 | 0 | 0 | 0 | 0 | 0 | 0 | 0 | 0 | 0 | 0 | 0 | 0 | 0 | 0 | 0 | 0 | 0 | 0 | 0
F8_Industrial_Industrial - ID_New_Space Heating_Natural Gas_HVAC - Energy Recovery Ventilator_A_Achievable Technical Potential | F8 | Industrial | Industrial - ID | New | Space Heating | Natural Gas | HVAC - Energy Recovery Ventilator | A | Incremental Summer Peak Savings (MW) | Achievable Technical Potential | 0 | 0 | 0 | 0 | 0 | 0 | 0 | 0 | 0 | 0 | 0 | 0 | 0 | 0 | 0 | 0 | 0 | 0 | 0 | 0 | 0 | 0 | 0 | 0 | 0 | 0 | 0
F9_Industrial_Industrial - ID_New_Space Heating_Natural Gas_HVAC - Energy Recovery Ventilator_A_Achievable Technical Potential | F9 | Industrial | Industrial - ID | New | Space Heating | Natural Gas | HVAC - Energy Recovery Ventilator | A | Incremental Winter Peak Savings (MW) | Achievable Technical Potential | 0 | 0 | 0 | 0 | 0 | 0 | 0 | 0 | 0 | 0 | 0 | 0 | 0 | 0 | 0 | 0 | 0 | 0 | 0 | 0 | 0 | 0 | 0 | 0 | 0 | 0 | 0
F10_Industrial_Industrial - ID_New_Space Heating_Natural Gas_HVAC - Energy Recovery Ventilator_A_Achievable Technical Potential | F10 | Industrial | Industrial - ID | New | Space Heating | Natural Gas | HVAC - Energy Recovery Ventilator | A | Cumulative Energy Savings (MWh or mTherms) | Achievable Technical Potential | 0 | 0 | 0 | 0 | 0 | 0 | 0 | 0 | 0 | 0 | 0 | 0 | 0 | 0 | 0 | 0 | 0 | 0 | 0 | 0 | 0 | 0 | 0 | 0 | 0 | 0 | 0
F11_Industrial_Industrial - ID_New_Space Heating_Natural Gas_HVAC - Energy Recovery Ventilator_A_Achievable Technical Potential | F11 | Industrial | Industrial - ID | New | Space Heating | Natural Gas | HVAC - Energy Recovery Ventilator | A | Cumulative Summer Peak Savings (MW) | Achievable Technical Potential | 0 | 0 | 0 | 0 | 0 | 0 | 0 | 0 | 0 | 0 | 0 | 0 | 0 | 0 | 0 | 0 | 0 | 0 | 0 | 0 | 0 | 0 | 0 | 0 | 0 | 0 | 0
F12_Industrial_Industrial - ID_New_Space Heating_Natural Gas_HVAC - Energy Recovery Ventilator_A_Achievable Technical Potential | F12 | Industrial | Industrial - ID | New | Space Heating | Natural Gas | HVAC - Energy Recovery Ventilator | A | Cumulative Winter Peak Savings (MW) | Achievable Technical Potential | 0 | 0 | 0 | 0 | 0 | 0 | 0 | 0 | 0 | 0 | 0 | 0 | 0 | 0 | 0 | 0 | 0 | 0 | 0 | 0 | 0 | 0 | 0 | 0 | 0 | 0 | 0
F13_Industrial_Industrial - ID_New_Space Heating_Natural Gas_HVAC - Energy Recovery Ventilator_A_Achievable Technical Potential | F13 | Industrial | Industrial - ID | New | Space Heating | Natural Gas | HVAC - Energy Recovery Ventilator | A | Purchases (Incremental) | Achievable Technical Potential | 0 | 0 | 0 | 0 | 0 | 0 | 0 | 0 | 0 | 0 | 0 | 0 | 0 | 0 | 0 | 0 | 0 | 0 | 0 | 0 | 0 | 0 | 0 | 0 | 0 | 0 | 0
F14_Industrial_Industrial - ID_New_Space Heating_Natural Gas_HVAC - Energy Recovery Ventilator_A_Achievable Technical Potential | F14 | Industrial | Industrial - ID | New | Space Heating | Natural Gas | HVAC - Energy Recovery Ventilator | A | Purchases (Cumulative) | Achievable Technical Potential | 0 | 0 | 0 | 0 | 0 | 0 | 0 | 0 | 0 | 0 | 0 | 0 | 0 | 0 | 0 | 0 | 0 | 0 | 0 | 0 | 0 | 0 | 0 | 0 | 0 | 0 | 0
F1_Industrial_Industrial - ID_New_Space Heating_Natural Gas_Thermostat - Connected_A_Achievable Technical Potential | F1 | Industrial | Industrial - ID | New | Space Heating | Natural Gas | Thermostat - Connected | A | Original Unit Energy Savings (kWh or therms) | Achievable Technical Potential | 0 | 0 | 8493.9799 | 8264.5941 | 8246.1105 | 8239.049 | 8235.3872 | 8233.1282 | 8231.5958 | 8230.4881 | 8229.6502 | 8228.9942 | 8228.4669 | 8228.0337 | 8227.6717 | 8227.3646 | 8227.1009 | 8226.872 | 8226.6715 | 8226.4254 | 8226.0304 | 8225.6905 | 8225.3967 | 8225.1416 | 8224.9192 | 8224.7247 | 8224.5541
F2_Industrial_Industrial - ID_New_Space Heating_Natural Gas_Thermostat - Connected_A_Achievable Technical Potential | F2 | Industrial | Industrial - ID | New | Space Heating | Natural Gas | Thermostat - Connected | A | Original Unit Summer Peak Savings (kW) | Achievable Technical Potential | 0 | 0 | 0 | 0 | 0 | 0 | 0 | 0 | 0 | 0 | 0 | 0 | 0 | 0 | 0 | 0 | 0 | 0 | 0 | 0 | 0 | 0 | 0 | 0 | 0 | 0 | 0
F3_Industrial_Industrial - ID_New_Space Heating_Natural Gas_Thermostat - Connected_A_Achievable Technical Potential | F3 | Industrial | Industrial - ID | New | Space Heating | Natural Gas | Thermostat - Connected | A | Original Unit Winter Peak Savings (kW) | Achievable Technical Potential | 0 | 0 | 0 | 0 | 0 | 0 | 0 | 0 | 0 | 0 | 0 | 0 | 0 | 0 | 0 | 0 | 0 | 0 | 0 | 0 | 0 | 0 | 0 | 0 | 0 | 0 | 0
F4_Industrial_Industrial - ID_New_Space Heating_Natural Gas_Thermostat - Connected_A_Achievable Technical Potential | F4 | Industrial | Industrial - ID | New | Space Heating | Natural Gas | Thermostat - Connected | A | Standalone Impact on Baseline Energy (%) | Achievable Technical Potential | 0 | 0 | 0.0018595 | 0.0021441 | 0.0030475 | 0.00397 | 0.0049156 | 0.0056138 | 0.005712 | 0.0054399 | 0.0049154 | 0.0044201 | 0.0040218 | 0.0036947 | 0.0034213 | 0.0031893 | 0.0029902 | 0.0028173 | 0.0026659 | 0.0025321 | 0.0024132 | 0.0023067 | 0.0022109 | 0.0021241 | 0.0020453 | 0.0019734 | 0.0019074
F5_Industrial_Industrial - ID_New_Space Heating_Natural Gas_Thermostat - Connected_A_Achievable Technical Potential | F5 | Industrial | Industrial - ID | New | Space Heating | Natural Gas | Thermostat - Connected | A | Standalone Impact on Baseline Summer Peak (%) | Achievable Technical Potential | 0 | 0 | 0 | 0 | 0 | 0 | 0 | 0 | 0 | 0 | 0 | 0 | 0 | 0 | 0 | 0 | 0 | 0 | 0 | 0 | 0 | 0 | 0 | 0 | 0 | 0 | 0
F6_Industrial_Industrial - ID_New_Space Heating_Natural Gas_Thermostat - Connected_A_Achievable Technical Potential | F6 | Industrial | Industrial - ID | New | Space Heating | Natural Gas | Thermostat - Connected | A | Standalone Impact on Baseline Winter Peak (%) | Achievable Technical Potential | 0 | 0 | 0 | 0 | 0 | 0 | 0 | 0 | 0 | 0 | 0 | 0 | 0 | 0 | 0 | 0 | 0 | 0 | 0 | 0 | 0 | 0 | 0 | 0 | 0 | 0 | 0
F7_Industrial_Industrial - ID_New_Space Heating_Natural Gas_Thermostat - Connected_A_Achievable Technical Potential | F7 | Industrial | Industrial - ID | New | Space Heating | Natural Gas | Thermostat - Connected | A | Incremental Energy Savings (MWh or mTherms) | Achievable Technical Potential | 0 | 0 | 0.00072139 | 0.0045861 | 0.008258 | 0.011914 | 0.015469 | 0.016368 | 0.011558 | 0.006601 | 0.001502 | 0 | 0 | 0 | 0 | 0 | 0 | 0 | 0 | 0 | 0 | 0 | 0 | 0 | 0 | 0 | 0
F8_Industrial_Industrial - ID_New_Space Heating_Natural Gas_Thermostat - Connected_A_Achievable Technical Potential | F8 | Industrial | Industrial - ID | New | Space Heating | Natural Gas | Thermostat - Connected | A | Incremental Summer Peak Savings (MW) | Achievable Technical Potential | 0 | 0 | 0 | 0 | 0 | 0 | 0 | 0 | 0 | 0 | 0 | 0 | 0 | 0 | 0 | 0 | 0 | 0 | 0 | 0 | 0 | 0 | 0 | 0 | 0 | 0 | 0
F9_Industrial_Industrial - ID_New_Space Heating_Natural Gas_Thermostat - Connected_A_Achievable Technical Potential | F9 | Industrial | Industrial - ID | New | Space Heating | Natural Gas | Thermostat - Connected | A | Incremental Winter Peak Savings (MW) | Achievable Technical Potential | 0 | 0 | 0 | 0 | 0 | 0 | 0 | 0 | 0 | 0 | 0 | 0 | 0 | 0 | 0 | 0 | 0 | 0 | 0 | 0 | 0 | 0 | 0 | 0 | 0 | 0 | 0
F10_Industrial_Industrial - ID_New_Space Heating_Natural Gas_Thermostat - Connected_A_Achievable Technical Potential | F10 | Industrial | Industrial - ID | New | Space Heating | Natural Gas | Thermostat - Connected | A | Cumulative Energy Savings (MWh or mTherms) | Achievable Technical Potential | 0 | 0 | 0.00072139 | 0.005288 | 0.013534 | 0.025436 | 0.040894 | 0.057251 | 0.068798 | 0.075389 | 0.076884 | 0.076878 | 0.076873 | 0.076869 | 0.076865 | 0.076862 | 0.07686 | 0.076858 | 0.076856 | 0.076854 | 0.07685 | 0.076847 | 0.076844 | 0.076842 | 0.07684 | 0.076838 | 0.076836
F11_Industrial_Industrial - ID_New_Space Heating_Natural Gas_Thermostat - Connected_A_Achievable Technical Potential | F11 | Industrial | Industrial - ID | New | Space Heating | Natural Gas | Thermostat - Connected | A | Cumulative Summer Peak Savings (MW) | Achievable Technical Potential | 0 | 0 | 0 | 0 | 0 | 0 | 0 | 0 | 0 | 0 | 0 | 0 | 0 | 0 | 0 | 0 | 0 | 0 | 0 | 0 | 0 | 0 | 0 | 0 | 0 | 0 | 0
F12_Industrial_Industrial - ID_New_Space Heating_Natural Gas_Thermostat - Connected_A_Achievable Technical Potential | F12 | Industrial | Industrial - ID | New | Space Heating | Natural Gas | Thermostat - Connected | A | Cumulative Winter Peak Savings (MW) | Achievable Technical Potential | 0 | 0 | 0 | 0 | 0 | 0 | 0 | 0 | 0 | 0 | 0 | 0 | 0 | 0 | 0 | 0 | 0 | 0 | 0 | 0 | 0 | 0 | 0 | 0 | 0 | 0 | 0
F13_Industrial_Industrial - ID_New_Space Heating_Natural Gas_Thermostat - Connected_A_Achievable Technical Potential | F13 | Industrial | Industrial - ID | New | Space Heating | Natural Gas | Thermostat - Connected | A | Purchases (Incremental) | Achievable Technical Potential | 0 | 0 | 8.493e-05 | 0.0005549 | 0.0010014 | 0.001446 | 0.0018784 | 0.001988 | 0.0014041 | 0.00080201 | 0.00018251 | 0 | 0 | 0 | 0 | 0 | 0 | 0 | 0 | 0 | 0 | 0 | 0 | 0 | 0 | 0 | 0
F14_Industrial_Industrial - ID_New_Space Heating_Natural Gas_Thermostat - Connected_A_Achievable Technical Potential | F14 | Industrial | Industrial - ID | New | Space Heating | Natural Gas | Thermostat - Connected | A | Purchases (Cumulative) | Achievable Technical Potential | 0 | 0 | 8.493e-05 | 0.00063983 | 0.0016413 | 0.0030873 | 0.0049657 | 0.0069537 | 0.0083578 | 0.0091598 | 0.0093423 | 0.0093423 | 0.0093423 | 0.0093423 | 0.0093423 | 0.0093423 | 0.0093423 | 0.0093423 | 0.0093423 | 0.0093423 | 0.0093423 | 0.0093423 | 0.0093423 | 0.0093423 | 0.0093423 | 0.0093423 | 0.0093423
F1_Industrial_Industrial - ID_New_Space Heating_Natural Gas_Gas Boiler - Maintenance_A_Achievable Technical Potential | F1 | Industrial | Industrial - ID | New | Space Heating | Natural Gas | Gas Boiler - Maintenance | A | Original Unit Energy Savings (kWh or therms) | Achievable Technical Potential | 0 | 0 | 0.559 | 0.559 | 0.559 | 0.559 | 0.559 | 0.559 | 0.559 | 0.559 | 0.559 | 0.559 | 0.559 | 0.559 | 0.559 | 0.559 | 0.559 | 0.559 | 0.559 | 0.559 | 0.559 | 0.559 | 0.559 | 0.559 | 0.559 | 0.559 | 0.559
F2_Industrial_Industrial - ID_New_Space Heating_Natural Gas_Gas Boiler - Maintenance_A_Achievable Technical Potential | F2 | Industrial | Industrial - ID | New | Space Heating | Natural Gas | Gas Boiler - Maintenance | A | Original Unit Summer Peak Savings (kW) | Achievable Technical Potential | 0 | 0 | 0 | 0 | 0 | 0 | 0 | 0 | 0 | 0 | 0 | 0 | 0 | 0 | 0 | 0 | 0 | 0 | 0 | 0 | 0 | 0 | 0 | 0 | 0 | 0 | 0
F3_Industrial_Industrial - ID_New_Space Heating_Natural Gas_Gas Boiler - Maintenance_A_Achievable Technical Potential | F3 | Industrial | Industrial - ID | New | Space Heating | Natural Gas | Gas Boiler - Maintenance | A | Original Unit Winter Peak Savings (kW) | Achievable Technical Potential | 0 | 0 | 0 | 0 | 0 | 0 | 0 | 0 | 0 | 0 | 0 | 0 | 0 | 0 | 0 | 0 | 0 | 0 | 0 | 0 | 0 | 0 | 0 | 0 | 0 | 0 | 0
F4_Industrial_Industrial - ID_New_Space Heating_Natural Gas_Gas Boiler - Maintenance_A_Achievable Technical Potential | F4 | Industrial | Industrial - ID | New | Space Heating | Natural Gas | Gas Boiler - Maintenance | A | Standalone Impact on Baseline Energy (%) | Achievable Technical Potential | 0 | 0 | 8.1992e-05 | 7.1962e-05 | 8.0944e-05 | 8.3085e-05 | 7.4477e-05 | 6.7144e-05 | 6.0626e-05 | 5.3527e-05 | 4.7426e-05 | 4.265e-05 | 3.881e-05 | 3.5655e-05 | 3.3018e-05 | 3.0781e-05 | 2.886e-05 | 2.7192e-05 | 2.5731e-05 | 2.4441e-05 | 2.3294e-05 | 2.2267e-05 | 2.1343e-05 | 2.0506e-05 | 1.9746e-05 | 1.9051e-05 | 1.8415e-05
F5_Industrial_Industrial - ID_New_Space Heating_Natural Gas_Gas Boiler - Maintenance_A_Achievable Technical Potential | F5 | Industrial | Industrial - ID | New | Space Heating | Natural Gas | Gas Boiler - Maintenance | A | Standalone Impact on Baseline Summer Peak (%) | Achievable Technical Potential | 0 | 0 | 0 | 0 | 0 | 0 | 0 | 0 | 0 | 0 | 0 | 0 | 0 | 0 | 0 | 0 | 0 | 0 | 0 | 0 | 0 | 0 | 0 | 0 | 0 | 0 | 0
F6_Industrial_Industrial - ID_New_Space Heating_Natural Gas_Gas Boiler - Maintenance_A_Achievable Technical Potential | F6 | Industrial | Industrial - ID | New | Space Heating | Natural Gas | Gas Boiler - Maintenance | A | Standalone Impact on Baseline Winter Peak (%) | Achievable Technical Potential | 0 | 0 | 0 | 0 | 0 | 0 | 0 | 0 | 0 | 0 | 0 | 0 | 0 | 0 | 0 | 0 | 0 | 0 | 0 | 0 | 0 | 0 | 0 | 0 | 0 | 0 | 0
F7_Industrial_Industrial - ID_New_Space Heating_Natural Gas_Gas Boiler - Maintenance_A_Achievable Technical Potential | F7 | Industrial | Industrial - ID | New | Space Heating | Natural Gas | Gas Boiler - Maintenance | A | Incremental Energy Savings (MWh or mTherms) | Achievable Technical Potential | 0 | 0 | 3.1809e-05 | 0.00014567 | 0.000182 | 0.00017285 | 8.7259e-05 | 6.516e-05 | 4.5454e-05 | 1.1604e-05 | 0 | 0 | 0 | 0 | 0 | 0 | 0 | 0 | 0 | 0 | 0 | 0 | 0 | 0 | 0 | 0 | 0
F8_Industrial_Industrial - ID_New_Space Heating_Natural Gas_Gas Boiler - Maintenance_A_Achievable Technical Potential | F8 | Industrial | Industrial - ID | New | Space Heating | Natural Gas | Gas Boiler - Maintenance | A | Incremental Summer Peak Savings (MW) | Achievable Technical Potential | 0 | 0 | 0 | 0 | 0 | 0 | 0 | 0 | 0 | 0 | 0 | 0 | 0 | 0 | 0 | 0 | 0 | 0 | 0 | 0 | 0 | 0 | 0 | 0 | 0 | 0 | 0
F9_Industrial_Industrial - ID_New_Space Heating_Natural Gas_Gas Boiler - Maintenance_A_Achievable Technical Potential | F9 | Industrial | Industrial - ID | New | Space Heating | Natural Gas | Gas Boiler - Maintenance | A | Incremental Winter Peak Savings (MW) | Achievable Technical Potential | 0 | 0 | 0 | 0 | 0 | 0 | 0 | 0 | 0 | 0 | 0 | 0 | 0 | 0 | 0 | 0 | 0 | 0 | 0 | 0 | 0 | 0 | 0 | 0 | 0 | 0 | 0
F10_Industrial_Industrial - ID_New_Space Heating_Natural Gas_Gas Boiler - Maintenance_A_Achievable Technical Potential | F10 | Industrial | Industrial - ID | New | Space Heating | Natural Gas | Gas Boiler - Maintenance | A | Cumulative Energy Savings (MWh or mTherms) | Achievable Technical Potential | 0 | 0 | 3.1809e-05 | 0.00017748 | 0.00035948 | 0.00053233 | 0.00061959 | 0.00068475 | 0.00073021 | 0.00074181 | 0.00074181 | 0.00074181 | 0.00074181 | 0.00074181 | 0.00074181 | 0.00074181 | 0.00074181 | 0.00074181 | 0.00074181 | 0.00074181 | 0.00074181 | 0.00074181 | 0.00074181 | 0.00074181 | 0.00074181 | 0.00074181 | 0.00074181
F11_Industrial_Industrial - ID_New_Space Heating_Natural Gas_Gas Boiler - Maintenance_A_Achievable Technical Potential | F11 | Industrial | Industrial - ID | New | Space Heating | Natural Gas | Gas Boiler - Maintenance | A | Cumulative Summer Peak Savings (MW) | Achievable Technical Potential | 0 | 0 | 0 | 0 | 0 | 0 | 0 | 0 | 0 | 0 | 0 | 0 | 0 | 0 | 0 | 0 | 0 | 0 | 0 | 0 | 0 | 0 | 0 | 0 | 0 | 0 | 0
F12_Industrial_Industrial - ID_New_Space Heating_Natural Gas_Gas Boiler - Maintenance_A_Achievable Technical Potential | F12 | Industrial | Industrial - ID | New | Space Heating | Natural Gas | Gas Boiler - Maintenance | A | Cumulative Winter Peak Savings (MW) | Achievable Technical Potential | 0 | 0 | 0 | 0 | 0 | 0 | 0 | 0 | 0 | 0 | 0 | 0 | 0 | 0 | 0 | 0 | 0 | 0 | 0 | 0 | 0 | 0 | 0 | 0 | 0 | 0 | 0
F13_Industrial_Industrial - ID_New_Space Heating_Natural Gas_Gas Boiler - Maintenance_A_Achievable Technical Potential | F13 | Industrial | Industrial - ID | New | Space Heating | Natural Gas | Gas Boiler - Maintenance | A | Purchases (Incremental) | Achievable Technical Potential | 0 | 0 | 0.056904 | 0.2606 | 0.32558 | 0.30922 | 0.1561 | 0.11657 | 0.081314 | 0.020758 | 0 | 0 | 0 | 0 | 0 | 0 | 0 | 0 | 0 | 0 | 0 | 0 | 0 | 0 | 0 | 0 | 0
F14_Industrial_Industrial - ID_New_Space Heating_Natural Gas_Gas Boiler - Maintenance_A_Achievable Technical Potential | F14 | Industrial | Industrial - ID | New | Space Heating | Natural Gas | Gas Boiler - Maintenance | A | Purchases (Cumulative) | Achievable Technical Potential | 0 | 0 | 0.056904 | 0.3175 | 0.64308 | 0.9523 | 1.1084 | 1.225 | 1.3063 | 1.327 | 1.327 | 1.327 | 1.327 | 1.327 | 1.327 | 1.327 | 1.327 | 1.327 | 1.327 | 1.327 | 1.327 | 1.327 | 1.327 | 1.327 | 1.327 | 1.327 | 1.327
F1_Industrial_Industrial - ID_New_Space Heating_Natural Gas_Gas Furnace - Maintenance_A_Achievable Technical Potential | F1 | Industrial | Industrial - ID | New | Space Heating | Natural Gas | Gas Furnace - Maintenance | A | Original Unit Energy Savings (kWh or therms) | Achievable Technical Potential | 0 | 0 | 0.49094 | 0.44472 | 0.44099 | 0.43957 | 0.43883 | 0.43838 | 0.43807 | 0.43785 | 0.43768 | 0.43754 | 0.43744 | 0.43735 | 0.43728 | 0.43722 | 0.43716 | 0.43712 | 0.43708 | 0.43703 | 0.43695 | 0.43688 | 0.43682 | 0.43677 | 0.43672 | 0.43668 | 0.43665
F2_Industrial_Industrial - ID_New_Space Heating_Natural Gas_Gas Furnace - Maintenance_A_Achievable Technical Potential | F2 | Industrial | Industrial - ID | New | Space Heating | Natural Gas | Gas Furnace - Maintenance | A | Original Unit Summer Peak Savings (kW) | Achievable Technical Potential | 0 | 0 | 0 | 0 | 0 | 0 | 0 | 0 | 0 | 0 | 0 | 0 | 0 | 0 | 0 | 0 | 0 | 0 | 0 | 0 | 0 | 0 | 0 | 0 | 0 | 0 | 0
F3_Industrial_Industrial - ID_New_Space Heating_Natural Gas_Gas Furnace - Maintenance_A_Achievable Technical Potential | F3 | Industrial | Industrial - ID | New | Space Heating | Natural Gas | Gas Furnace - Maintenance | A | Original Unit Winter Peak Savings (kW) | Achievable Technical Potential | 0 | 0 | 0 | 0 | 0 | 0 | 0 | 0 | 0 | 0 | 0 | 0 | 0 | 0 | 0 | 0 | 0 | 0 | 0 | 0 | 0 | 0 | 0 | 0 | 0 | 0 | 0
F4_Industrial_Industrial - ID_New_Space Heating_Natural Gas_Gas Furnace - Maintenance_A_Achievable Technical Potential | F4 | Industrial | Industrial - ID | New | Space Heating | Natural Gas | Gas Furnace - Maintenance | A | Standalone Impact on Baseline Energy (%) | Achievable Technical Potential | 0 | 0 | 4.5122e-05 | 3.5874e-05 | 4.0014e-05 | 4.0939e-05 | 3.6636e-05 | 3.2995e-05 | 2.9771e-05 | 2.6271e-05 | 2.3268e-05 | 2.0919e-05 | 1.903e-05 | 1.748e-05 | 1.6184e-05 | 1.5086e-05 | 1.4142e-05 | 1.3324e-05 | 1.2607e-05 | 1.1973e-05 | 1.1409e-05 | 1.0905e-05 | 1.045e-05 | 1.004e-05 | 9.6664e-06 | 9.3257e-06 | 9.0136e-06
F5_Industrial_Industrial - ID_New_Space Heating_Natural Gas_Gas Furnace - Maintenance_A_Achievable Technical Potential | F5 | Industrial | Industrial - ID | New | Space Heating | Natural Gas | Gas Furnace - Maintenance | A | Standalone Impact on Baseline Summer Peak (%) | Achievable Technical Potential | 0 | 0 | 0 | 0 | 0 | 0 | 0 | 0 | 0 | 0 | 0 | 0 | 0 | 0 | 0 | 0 | 0 | 0 | 0 | 0 | 0 | 0 | 0 | 0 | 0 | 0 | 0
F6_Industrial_Industrial - ID_New_Space Heating_Natural Gas_Gas Furnace - Maintenance_A_Achievable Technical Potential | F6 | Industrial | Industrial - ID | New | Space Heating | Natural Gas | Gas Furnace - Maintenance | A | Standalone Impact on Baseline Winter Peak (%) | Achievable Technical Potential | 0 | 0 | 0 | 0 | 0 | 0 | 0 | 0 | 0 | 0 | 0 | 0 | 0 | 0 | 0 | 0 | 0 | 0 | 0 | 0 | 0 | 0 | 0 | 0 | 0 | 0 | 0
F7_Industrial_Industrial - ID_New_Space Heating_Natural Gas_Gas Furnace - Maintenance_A_Achievable Technical Potential | F7 | Industrial | Industrial - ID | New | Space Heating | Natural Gas | Gas Furnace - Maintenance | A | Incremental Energy Savings (MWh or mTherms) | Achievable Technical Potential | 0 | 0 | 1.7505e-05 | 7.262e-05 | 8.9968e-05 | 8.517e-05 | 4.2924e-05 | 3.202e-05 | 2.2321e-05 | 5.6953e-06 | 0 | 0 | 0 | 0 | 0 | 0 | 0 | 0 | 0 | 0 | 0 | 0 | 0 | 0 | 0 | 0 | 0
F8_Industrial_Industrial - ID_New_Space Heating_Natural Gas_Gas Furnace - Maintenance_A_Achievable Technical Potential | F8 | Industrial | Industrial - ID | New | Space Heating | Natural Gas | Gas Furnace - Maintenance | A | Incremental Summer Peak Savings (MW) | Achievable Technical Potential | 0 | 0 | 0 | 0 | 0 | 0 | 0 | 0 | 0 | 0 | 0 | 0 | 0 | 0 | 0 | 0 | 0 | 0 | 0 | 0 | 0 | 0 | 0 | 0 | 0 | 0 | 0
F9_Industrial_Industrial - ID_New_Space Heating_Natural Gas_Gas Furnace - Maintenance_A_Achievable Technical Potential | F9 | Industrial | Industrial - ID | New | Space Heating | Natural Gas | Gas Furnace - Maintenance | A | Incremental Winter Peak Savings (MW) | Achievable Technical Potential | 0 | 0 | 0 | 0 | 0 | 0 | 0 | 0 | 0 | 0 | 0 | 0 | 0 | 0 | 0 | 0 | 0 | 0 | 0 | 0 | 0 | 0 | 0 | 0 | 0 | 0 | 0
F10_Industrial_Industrial - ID_New_Space Heating_Natural Gas_Gas Furnace - Maintenance_A_Achievable Technical Potential | F10 | Industrial | Industrial - ID | New | Space Heating | Natural Gas | Gas Furnace - Maintenance | A | Cumulative Energy Savings (MWh or mTherms) | Achievable Technical Potential | 0 | 0 | 1.7505e-05 | 8.8477e-05 | 0.0001777 | 0.0002623 | 0.00030478 | 0.00033649 | 0.00035857 | 0.00036408 | 0.00036394 | 0.00036383 | 0.00036375 | 0.00036367 | 0.00036361 | 0.00036356 | 0.00036352 | 0.00036348 | 0.00036344 | 0.0003634 | 0.00036334 | 0.00036328 | 0.00036323 | 0.00036319 | 0.00036315 | 0.00036312 | 0.00036309
F11_Industrial_Industrial - ID_New_Space Heating_Natural Gas_Gas Furnace - Maintenance_A_Achievable Technical Potential | F11 | Industrial | Industrial - ID | New | Space Heating | Natural Gas | Gas Furnace - Maintenance | A | Cumulative Summer Peak Savings (MW) | Achievable Technical Potential | 0 | 0 | 0 | 0 | 0 | 0 | 0 | 0 | 0 | 0 | 0 | 0 | 0 | 0 | 0 | 0 | 0 | 0 | 0 | 0 | 0 | 0 | 0 | 0 | 0 | 0 | 0
F12_Industrial_Industrial - ID_New_Space Heating_Natural Gas_Gas Furnace - Maintenance_A_Achievable Technical Potential | F12 | Industrial | Industrial - ID | New | Space Heating | Natural Gas | Gas Furnace - Maintenance | A | Cumulative Winter Peak Savings (MW) | Achievable Technical Potential | 0 | 0 | 0 | 0 | 0 | 0 | 0 | 0 | 0 | 0 | 0 | 0 | 0 | 0 | 0 | 0 | 0 | 0 | 0 | 0 | 0 | 0 | 0 | 0 | 0 | 0 | 0
F13_Industrial_Industrial - ID_New_Space Heating_Natural Gas_Gas Furnace - Maintenance_A_Achievable Technical Potential | F13 | Industrial | Industrial - ID | New | Space Heating | Natural Gas | Gas Furnace - Maintenance | A | Purchases (Incremental) | Achievable Technical Potential | 0 | 0 | 0.035657 | 0.16329 | 0.20401 | 0.19376 | 0.097814 | 0.073042 | 0.050952 | 0.013007 | 0 | 0 | 0 | 0 | 0 | 0 | 0 | 0 | 0 | 0 | 0 | 0 | 0 | 0 | 0 | 0 | 0
F14_Industrial_Industrial - ID_New_Space Heating_Natural Gas_Gas Furnace - Maintenance_A_Achievable Technical Potential | F14 | Industrial | Industrial - ID | New | Space Heating | Natural Gas | Gas Furnace - Maintenance | A | Purchases (Cumulative) | Achievable Technical Potential | 0 | 0 | 0.035657 | 0.19895 | 0.40296 | 0.59672 | 0.69453 | 0.76758 | 0.81853 | 0.83154 | 0.83154 | 0.83154 | 0.83154 | 0.83154 | 0.83154 | 0.83154 | 0.83154 | 0.83154 | 0.83154 | 0.83154 | 0.83154 | 0.83154 | 0.83154 | 0.83154 | 0.83154 | 0.83154 | 0.83154
F1_Industrial_Industrial - ID_New_Space Heating_Natural Gas_Gas Furnace - Tube Inserts_A_Achievable Technical Potential | F1 | Industrial | Industrial - ID | New | Space Heating | Natural Gas | Gas Furnace - Tube Inserts | A | Original Unit Energy Savings (kWh or therms) | Achievable Technical Potential | 0 | 0 | 0 | 0 | 0 | 0 | 0 | 0 | 0 | 0 | 0 | 0 | 0 | 0 | 0 | 0 | 0 | 0 | 0 | 0 | 0 | 0 | 0 | 0 | 0 | 0 | 0
F2_Industrial_Industrial - ID_New_Space Heating_Natural Gas_Gas Furnace - Tube Inserts_A_Achievable Technical Potential | F2 | Industrial | Industrial - ID | New | Space Heating | Natural Gas | Gas Furnace - Tube Inserts | A | Original Unit Summer Peak Savings (kW) | Achievable Technical Potential | 0 | 0 | 0 | 0 | 0 | 0 | 0 | 0 | 0 | 0 | 0 | 0 | 0 | 0 | 0 | 0 | 0 | 0 | 0 | 0 | 0 | 0 | 0 | 0 | 0 | 0 | 0
F3_Industrial_Industrial - ID_New_Space Heating_Natural Gas_Gas Furnace - Tube Inserts_A_Achievable Technical Potential | F3 | Industrial | Industrial - ID | New | Space Heating | Natural Gas | Gas Furnace - Tube Inserts | A | Original Unit Winter Peak Savings (kW) | Achievable Technical Potential | 0 | 0 | 0 | 0 | 0 | 0 | 0 | 0 | 0 | 0 | 0 | 0 | 0 | 0 | 0 | 0 | 0 | 0 | 0 | 0 | 0 | 0 | 0 | 0 | 0 | 0 | 0
F4_Industrial_Industrial - ID_New_Space Heating_Natural Gas_Gas Furnace - Tube Inserts_A_Achievable Technical Potential | F4 | Industrial | Industrial - ID | New | Space Heating | Natural Gas | Gas Furnace - Tube Inserts | A | Standalone Impact on Baseline Energy (%) | Achievable Technical Potential | 0 | 0 | 0 | 0 | 0 | 0 | 0 | 0 | 0 | 0 | 0 | 0 | 0 | 0 | 0 | 0 | 0 | 0 | 0 | 0 | 0 | 0 | 0 | 0 | 0 | 0 | 0
F5_Industrial_Industrial - ID_New_Space Heating_Natural Gas_Gas Furnace - Tube Inserts_A_Achievable Technical Potential | F5 | Industrial | Industrial - ID | New | Space Heating | Natural Gas | Gas Furnace - Tube Inserts | A | Standalone Impact on Baseline Summer Peak (%) | Achievable Technical Potential | 0 | 0 | 0 | 0 | 0 | 0 | 0 | 0 | 0 | 0 | 0 | 0 | 0 | 0 | 0 | 0 | 0 | 0 | 0 | 0 | 0 | 0 | 0 | 0 | 0 | 0 | 0
F6_Industrial_Industrial - ID_New_Space Heating_Natural Gas_Gas Furnace - Tube Inserts_A_Achievable Technical Potential | F6 | Industrial | Industrial - ID | New | Space Heating | Natural Gas | Gas Furnace - Tube Inserts | A | Standalone Impact on Baseline Winter Peak (%) | Achievable Technical Potential | 0 | 0 | 0 | 0 | 0 | 0 | 0 | 0 | 0 | 0 | 0 | 0 | 0 | 0 | 0 | 0 | 0 | 0 | 0 | 0 | 0 | 0 | 0 | 0 | 0 | 0 | 0
F7_Industrial_Industrial - ID_New_Space Heating_Natural Gas_Gas Furnace - Tube Inserts_A_Achievable Technical Potential | F7 | Industrial | Industrial - ID | New | Space Heating | Natural Gas | Gas Furnace - Tube Inserts | A | Incremental Energy Savings (MWh or mTherms) | Achievable Technical Potential | 0 | 0 | 0 | 0 | 0 | 0 | 0 | 0 | 0 | 0 | 0 | 0 | 0 | 0 | 0 | 0 | 0 | 0 | 0 | 0 | 0 | 0 | 0 | 0 | 0 | 0 | 0
F8_Industrial_Industrial - ID_New_Space Heating_Natural Gas_Gas Furnace - Tube Inserts_A_Achievable Technical Potential | F8 | Industrial | Industrial - ID | New | Space Heating | Natural Gas | Gas Furnace - Tube Inserts | A | Incremental Summer Peak Savings (MW) | Achievable Technical Potential | 0 | 0 | 0 | 0 | 0 | 0 | 0 | 0 | 0 | 0 | 0 | 0 | 0 | 0 | 0 | 0 | 0 | 0 | 0 | 0 | 0 | 0 | 0 | 0 | 0 | 0 | 0
F9_Industrial_Industrial - ID_New_Space Heating_Natural Gas_Gas Furnace - Tube Inserts_A_Achievable Technical Potential | F9 | Industrial | Industrial - ID | New | Space Heating | Natural Gas | Gas Furnace - Tube Inserts | A | Incremental Winter Peak Savings (MW) | Achievable Technical Potential | 0 | 0 | 0 | 0 | 0 | 0 | 0 | 0 | 0 | 0 | 0 | 0 | 0 | 0 | 0 | 0 | 0 | 0 | 0 | 0 | 0 | 0 | 0 | 0 | 0 | 0 | 0
F10_Industrial_Industrial - ID_New_Space Heating_Natural Gas_Gas Furnace - Tube Inserts_A_Achievable Technical Potential | F10 | Industrial | Industrial - ID | New | Space Heating | Natural Gas | Gas Furnace - Tube Inserts | A | Cumulative Energy Savings (MWh or mTherms) | Achievable Technical Potential | 0 | 0 | 0 | 0 | 0 | 0 | 0 | 0 | 0 | 0 | 0 | 0 | 0 | 0 | 0 | 0 | 0 | 0 | 0 | 0 | 0 | 0 | 0 | 0 | 0 | 0 | 0
F11_Industrial_Industrial - ID_New_Space Heating_Natural Gas_Gas Furnace - Tube Inserts_A_Achievable Technical Potential | F11 | Industrial | Industrial - ID | New | Space Heating | Natural Gas | Gas Furnace - Tube Inserts | A | Cumulative Summer Peak Savings (MW) | Achievable Technical Potential | 0 | 0 | 0 | 0 | 0 | 0 | 0 | 0 | 0 | 0 | 0 | 0 | 0 | 0 | 0 | 0 | 0 | 0 | 0 | 0 | 0 | 0 | 0 | 0 | 0 | 0 | 0
F12_Industrial_Industrial - ID_New_Space Heating_Natural Gas_Gas Furnace - Tube Inserts_A_Achievable Technical Potential | F12 | Industrial | Industrial - ID | New | Space Heating | Natural Gas | Gas Furnace - Tube Inserts | A | Cumulative Winter Peak Savings (MW) | Achievable Technical Potential | 0 | 0 | 0 | 0 | 0 | 0 | 0 | 0 | 0 | 0 | 0 | 0 | 0 | 0 | 0 | 0 | 0 | 0 | 0 | 0 | 0 | 0 | 0 | 0 | 0 | 0 | 0
F13_Industrial_Industrial - ID_New_Space Heating_Natural Gas_Gas Furnace - Tube Inserts_A_Achievable Technical Potential | F13 | Industrial | Industrial - ID | New | Space Heating | Natural Gas | Gas Furnace - Tube Inserts | A | Purchases (Incremental) | Achievable Technical Potential | 0 | 0 | 0 | 0 | 0 | 0 | 0 | 0 | 0 | 0 | 0 | 0 | 0 | 0 | 0 | 0 | 0 | 0 | 0 | 0 | 0 | 0 | 0 | 0 | 0 | 0 | 0
F14_Industrial_Industrial - ID_New_Space Heating_Natural Gas_Gas Furnace - Tube Inserts_A_Achievable Technical Potential | F14 | Industrial | Industrial - ID | New | Space Heating | Natural Gas | Gas Furnace - Tube Inserts | A | Purchases (Cumulative) | Achievable Technical Potential | 0 | 0 | 0 | 0 | 0 | 0 | 0 | 0 | 0 | 0 | 0 | 0 | 0 | 0 | 0 | 0 | 0 | 0 | 0 | 0 | 0 | 0 | 0 | 0 | 0 | 0 | 0
F1_Industrial_Industrial - ID_New_Space Heating_Natural Gas_Gas Boiler - Burner Control Optimization_A_Achievable Technical Potential | F1 | Industrial | Industrial - ID | New | Space Heating | Natural Gas | Gas Boiler - Burner Control Optimization | A | Original Unit Energy Savings (kWh or therms) | Achievable Technical Potential | 0 | 0 | 0.27018 | 0.27018 | 0.27018 | 0.27018 | 0.27018 | 0.27018 | 0.27018 | 0.27018 | 0.27018 | 0.27018 | 0.27018 | 0.27018 | 0.27018 | 0.27018 | 0.27018 | 0.27018 | 0.27018 | 0.27018 | 0.27018 | 0.27018 | 0.27018 | 0.27018 | 0.27018 | 0.27018 | 0.27018
F2_Industrial_Industrial - ID_New_Space Heating_Natural Gas_Gas Boiler - Burner Control Optimization_A_Achievable Technical Potential | F2 | Industrial | Industrial - ID | New | Space Heating | Natural Gas | Gas Boiler - Burner Control Optimization | A | Original Unit Summer Peak Savings (kW) | Achievable Technical Potential | 0 | 0 | 0 | 0 | 0 | 0 | 0 | 0 | 0 | 0 | 0 | 0 | 0 | 0 | 0 | 0 | 0 | 0 | 0 | 0 | 0 | 0 | 0 | 0 | 0 | 0 | 0
F3_Industrial_Industrial - ID_New_Space Heating_Natural Gas_Gas Boiler - Burner Control Optimization_A_Achievable Technical Potential | F3 | Industrial | Industrial - ID | New | Space Heating | Natural Gas | Gas Boiler - Burner Control Optimization | A | Original Unit Winter Peak Savings (kW) | Achievable Technical Potential | 0 | 0 | 0 | 0 | 0 | 0 | 0 | 0 | 0 | 0 | 0 | 0 | 0 | 0 | 0 | 0 | 0 | 0 | 0 | 0 | 0 | 0 | 0 | 0 | 0 | 0 | 0
F4_Industrial_Industrial - ID_New_Space Heating_Natural Gas_Gas Boiler - Burner Control Optimization_A_Achievable Technical Potential | F4 | Industrial | Industrial - ID | New | Space Heating | Natural Gas | Gas Boiler - Burner Control Optimization | A | Standalone Impact on Baseline Energy (%) | Achievable Technical Potential | 0 | 0 | 1.5858e-05 | 2.8113e-05 | 6.6965e-05 | 0.00013636 | 0.00024499 | 0.00039587 | 0.00058471 | 0.00079932 | 0.0010218 | 0.0012325 | 0.0014142 | 0.0015554 | 0.0016513 | 0.0017035 | 0.0017181 | 0.0017034 | 0.0016683 | 0.0016206 | 0.0015662 | 0.0015101 | 0.0014474 | 0.0013907 | 0.0013391 | 0.001292 | 0.0012489
F5_Industrial_Industrial - ID_New_Space Heating_Natural Gas_Gas Boiler - Burner Control Optimization_A_Achievable Technical Potential | F5 | Industrial | Industrial - ID | New | Space Heating | Natural Gas | Gas Boiler - Burner Control Optimization | A | Standalone Impact on Baseline Summer Peak (%) | Achievable Technical Potential | 0 | 0 | 0 | 0 | 0 | 0 | 0 | 0 | 0 | 0 | 0 | 0 | 0 | 0 | 0 | 0 | 0 | 0 | 0 | 0 | 0 | 0 | 0 | 0 | 0 | 0 | 0
F6_Industrial_Industrial - ID_New_Space Heating_Natural Gas_Gas Boiler - Burner Control Optimization_A_Achievable Technical Potential | F6 | Industrial | Industrial - ID | New | Space Heating | Natural Gas | Gas Boiler - Burner Control Optimization | A | Standalone Impact on Baseline Winter Peak (%) | Achievable Technical Potential | 0 | 0 | 0 | 0 | 0 | 0 | 0 | 0 | 0 | 0 | 0 | 0 | 0 | 0 | 0 | 0 | 0 | 0 | 0 | 0 | 0 | 0 | 0 | 0 | 0 | 0 | 0
F7_Industrial_Industrial - ID_New_Space Heating_Natural Gas_Gas Boiler - Burner Control Optimization_A_Achievable Technical Potential | F7 | Industrial | Industrial - ID | New | Space Heating | Natural Gas | Gas Boiler - Burner Control Optimization | A | Incremental Energy Savings (MWh or mTherms) | Achievable Technical Potential | 0 | 0 | 6.1521e-06 | 6.3184e-05 | 0.00022806 | 0.00057627 | 0.0011645 | 0.001999 | 0.0030054 | 0.004035 | 0.0049048 | 0.0054545 | 0.005595 | 0.005329 | 0.0047393 | 0.0039542 | 0.0031077 | 0.0023089 | 0.0016267 | 0.0010898 | 0.00068992 | 0.00042987 | 0 | 0 | 0 | 0 | 0
F8_Industrial_Industrial - ID_New_Space Heating_Natural Gas_Gas Boiler - Burner Control Optimization_A_Achievable Technical Potential | F8 | Industrial | Industrial - ID | New | Space Heating | Natural Gas | Gas Boiler - Burner Control Optimization | A | Incremental Summer Peak Savings (MW) | Achievable Technical Potential | 0 | 0 | 0 | 0 | 0 | 0 | 0 | 0 | 0 | 0 | 0 | 0 | 0 | 0 | 0 | 0 | 0 | 0 | 0 | 0 | 0 | 0 | 0 | 0 | 0 | 0 | 0
F9_Industrial_Industrial - ID_New_Space Heating_Natural Gas_Gas Boiler - Burner Control Optimization_A_Achievable Technical Potential | F9 | Industrial | Industrial - ID | New | Space Heating | Natural Gas | Gas Boiler - Burner Control Optimization | A | Incremental Winter Peak Savings (MW) | Achievable Technical Potential | 0 | 0 | 0 | 0 | 0 | 0 | 0 | 0 | 0 | 0 | 0 | 0 | 0 | 0 | 0 | 0 | 0 | 0 | 0 | 0 | 0 | 0 | 0 | 0 | 0 | 0 | 0
F10_Industrial_Industrial - ID_New_Space Heating_Natural Gas_Gas Boiler - Burner Control Optimization_A_Achievable Technical Potential | F10 | Industrial | Industrial - ID | New | Space Heating | Natural Gas | Gas Boiler - Burner Control Optimization | A | Cumulative Energy Savings (MWh or mTherms) | Achievable Technical Potential | 0 | 0 | 6.1521e-06 | 6.9336e-05 | 0.0002974 | 0.00087367 | 0.0020382 | 0.0040372 | 0.0070426 | 0.011078 | 0.015982 | 0.021437 | 0.027032 | 0.032361 | 0.0371 | 0.041054 | 0.044162 | 0.046471 | 0.048098 | 0.049187 | 0.049877 | 0.050307 | 0.050307 | 0.050307 | 0.050307 | 0.050307 | 0.050307
F11_Industrial_Industrial - ID_New_Space Heating_Natural Gas_Gas Boiler - Burner Control Optimization_A_Achievable Technical Potential | F11 | Industrial | Industrial - ID | New | Space Heating | Natural Gas | Gas Boiler - Burner Control Optimization | A | Cumulative Summer Peak Savings (MW) | Achievable Technical Potential | 0 | 0 | 0 | 0 | 0 | 0 | 0 | 0 | 0 | 0 | 0 | 0 | 0 | 0 | 0 | 0 | 0 | 0 | 0 | 0 | 0 | 0 | 0 | 0 | 0 | 0 | 0
F12_Industrial_Industrial - ID_New_Space Heating_Natural Gas_Gas Boiler - Burner Control Optimization_A_Achievable Technical Potential | F12 | Industrial | Industrial - ID | New | Space Heating | Natural Gas | Gas Boiler - Burner Control Optimization | A | Cumulative Winter Peak Savings (MW) | Achievable Technical Potential | 0 | 0 | 0 | 0 | 0 | 0 | 0 | 0 | 0 | 0 | 0 | 0 | 0 | 0 | 0 | 0 | 0 | 0 | 0 | 0 | 0 | 0 | 0 | 0 | 0 | 0 | 0
F13_Industrial_Industrial - ID_New_Space Heating_Natural Gas_Gas Boiler - Burner Control Optimization_A_Achievable Technical Potential | F13 | Industrial | Industrial - ID | New | Space Heating | Natural Gas | Gas Boiler - Burner Control Optimization | A | Purchases (Incremental) | Achievable Technical Potential | 0 | 0 | 0.02277 | 0.23386 | 0.8441 | 2.1329 | 4.31 | 7.3988 | 11.1236 | 14.9342 | 18.1535 | 20.1881 | 20.7081 | 19.7238 | 17.5413 | 14.6353 | 11.5022 | 8.5456 | 6.0207 | 4.0337 | 2.5535 | 1.591 | 0 | 0 | 0 | 0 | 0
F14_Industrial_Industrial - ID_New_Space Heating_Natural Gas_Gas Boiler - Burner Control Optimization_A_Achievable Technical Potential | F14 | Industrial | Industrial - ID | New | Space Heating | Natural Gas | Gas Boiler - Burner Control Optimization | A | Purchases (Cumulative) | Achievable Technical Potential | 0 | 0 | 0.02277 | 0.25663 | 1.1007 | 3.2336 | 7.5436 | 14.9424 | 26.066 | 41.0002 | 59.1537 | 79.3418 | 100.0499 | 119.7737 | 137.315 | 151.9503 | 163.4524 | 171.998 | 178.0186 | 182.0523 | 184.6059 | 186.1969 | 186.1969 | 186.1969 | 186.1969 | 186.1969 | 186.1969
F1_Industrial_Industrial - ID_New_Space Heating_Natural Gas_Gas Boiler - High Turndown Burner_A_Achievable Technical Potential | F1 | Industrial | Industrial - ID | New | Space Heating | Natural Gas | Gas Boiler - High Turndown Burner | A | Original Unit Energy Savings (kWh or therms) | Achievable Technical Potential | 0 | 0 | 0.93166 | 0.93166 | 0.93166 | 0.93166 | 0.93166 | 0.93166 | 0.93166 | 0.93166 | 0.93166 | 0.93166 | 0.93166 | 0.93166 | 0.93166 | 0.93166 | 0.93166 | 0.93166 | 0.93166 | 0.93166 | 0.93166 | 0.93166 | 0.93166 | 0.93166 | 0.93166 | 0.93166 | 0.93166
F2_Industrial_Industrial - ID_New_Space Heating_Natural Gas_Gas Boiler - High Turndown Burner_A_Achievable Technical Potential | F2 | Industrial | Industrial - ID | New | Space Heating | Natural Gas | Gas Boiler - High Turndown Burner | A | Original Unit Summer Peak Savings (kW) | Achievable Technical Potential | 0 | 0 | 0 | 0 | 0 | 0 | 0 | 0 | 0 | 0 | 0 | 0 | 0 | 0 | 0 | 0 | 0 | 0 | 0 | 0 | 0 | 0 | 0 | 0 | 0 | 0 | 0
F3_Industrial_Industrial - ID_New_Space Heating_Natural Gas_Gas Boiler - High Turndown Burner_A_Achievable Technical Potential | F3 | Industrial | Industrial - ID | New | Space Heating | Natural Gas | Gas Boiler - High Turndown Burner | A | Original Unit Winter Peak Savings (kW) | Achievable Technical Potential | 0 | 0 | 0 | 0 | 0 | 0 | 0 | 0 | 0 | 0 | 0 | 0 | 0 | 0 | 0 | 0 | 0 | 0 | 0 | 0 | 0 | 0 | 0 | 0 | 0 | 0 | 0
F4_Industrial_Industrial - ID_New_Space Heating_Natural Gas_Gas Boiler - High Turndown Burner_A_Achievable Technical Potential | F4 | Industrial | Industrial - ID | New | Space Heating | Natural Gas | Gas Boiler - High Turndown Burner | A | Standalone Impact on Baseline Energy (%) | Achievable Technical Potential | 0 | 0 | 0 | 0 | 0 | 0 | 0 | 0 | 0 | 0 | 0 | 0 | 0 | 0 | 0 | 0 | 0 | 0 | 0 | 0 | 0 | 0 | 0 | 0 | 0 | 0 | 0
F5_Industrial_Industrial - ID_New_Space Heating_Natural Gas_Gas Boiler - High Turndown Burner_A_Achievable Technical Potential | F5 | Industrial | Industrial - ID | New | Space Heating | Natural Gas | Gas Boiler - High Turndown Burner | A | Standalone Impact on Baseline Summer Peak (%) | Achievable Technical Potential | 0 | 0 | 0 | 0 | 0 | 0 | 0 | 0 | 0 | 0 | 0 | 0 | 0 | 0 | 0 | 0 | 0 | 0 | 0 | 0 | 0 | 0 | 0 | 0 | 0 | 0 | 0
F6_Industrial_Industrial - ID_New_Space Heating_Natural Gas_Gas Boiler - High Turndown Burner_A_Achievable Technical Potential | F6 | Industrial | Industrial - ID | New | Space Heating | Natural Gas | Gas Boiler - High Turndown Burner | A | Standalone Impact on Baseline Winter Peak (%) | Achievable Technical Potential | 0 | 0 | 0 | 0 | 0 | 0 | 0 | 0 | 0 | 0 | 0 | 0 | 0 | 0 | 0 | 0 | 0 | 0 | 0 | 0 | 0 | 0 | 0 | 0 | 0 | 0 | 0
F7_Industrial_Industrial - ID_New_Space Heating_Natural Gas_Gas Boiler - High Turndown Burner_A_Achievable Technical Potential | F7 | Industrial | Industrial - ID | New | Space Heating | Natural Gas | Gas Boiler - High Turndown Burner | A | Incremental Energy Savings (MWh or mTherms) | Achievable Technical Potential | 0 | 0 | 0 | 0 | 0 | 0 | 0 | 0 | 0 | 0 | 0 | 0 | 0 | 0 | 0 | 0 | 0 | 0 | 0 | 0 | 0 | 0 | 0 | 0 | 0 | 0 | 0
F8_Industrial_Industrial - ID_New_Space Heating_Natural Gas_Gas Boiler - High Turndown Burner_A_Achievable Technical Potential | F8 | Industrial | Industrial - ID | New | Space Heating | Natural Gas | Gas Boiler - High Turndown Burner | A | Incremental Summer Peak Savings (MW) | Achievable Technical Potential | 0 | 0 | 0 | 0 | 0 | 0 | 0 | 0 | 0 | 0 | 0 | 0 | 0 | 0 | 0 | 0 | 0 | 0 | 0 | 0 | 0 | 0 | 0 | 0 | 0 | 0 | 0
F9_Industrial_Industrial - ID_New_Space Heating_Natural Gas_Gas Boiler - High Turndown Burner_A_Achievable Technical Potential | F9 | Industrial | Industrial - ID | New | Space Heating | Natural Gas | Gas Boiler - High Turndown Burner | A | Incremental Winter Peak Savings (MW) | Achievable Technical Potential | 0 | 0 | 0 | 0 | 0 | 0 | 0 | 0 | 0 | 0 | 0 | 0 | 0 | 0 | 0 | 0 | 0 | 0 | 0 | 0 | 0 | 0 | 0 | 0 | 0 | 0 | 0
F10_Industrial_Industrial - ID_New_Space Heating_Natural Gas_Gas Boiler - High Turndown Burner_A_Achievable Technical Potential | F10 | Industrial | Industrial - ID | New | Space Heating | Natural Gas | Gas Boiler - High Turndown Burner | A | Cumulative Energy Savings (MWh or mTherms) | Achievable Technical Potential | 0 | 0 | 0 | 0 | 0 | 0 | 0 | 0 | 0 | 0 | 0 | 0 | 0 | 0 | 0 | 0 | 0 | 0 | 0 | 0 | 0 | 0 | 0 | 0 | 0 | 0 | 0
F11_Industrial_Industrial - ID_New_Space Heating_Natural Gas_Gas Boiler - High Turndown Burner_A_Achievable Technical Potential | F11 | Industrial | Industrial - ID | New | Space Heating | Natural Gas | Gas Boiler - High Turndown Burner | A | Cumulative Summer Peak Savings (MW) | Achievable Technical Potential | 0 | 0 | 0 | 0 | 0 | 0 | 0 | 0 | 0 | 0 | 0 | 0 | 0 | 0 | 0 | 0 | 0 | 0 | 0 | 0 | 0 | 0 | 0 | 0 | 0 | 0 | 0
F12_Industrial_Industrial - ID_New_Space Heating_Natural Gas_Gas Boiler - High Turndown Burner_A_Achievable Technical Potential | F12 | Industrial | Industrial - ID | New | Space Heating | Natural Gas | Gas Boiler - High Turndown Burner | A | Cumulative Winter Peak Savings (MW) | Achievable Technical Potential | 0 | 0 | 0 | 0 | 0 | 0 | 0 | 0 | 0 | 0 | 0 | 0 | 0 | 0 | 0 | 0 | 0 | 0 | 0 | 0 | 0 | 0 | 0 | 0 | 0 | 0 | 0
F13_Industrial_Industrial - ID_New_Space Heating_Natural Gas_Gas Boiler - High Turndown Burner_A_Achievable Technical Potential | F13 | Industrial | Industrial - ID | New | Space Heating | Natural Gas | Gas Boiler - High Turndown Burner | A | Purchases (Incremental) | Achievable Technical Potential | 0 | 0 | 0 | 0 | 0 | 0 | 0 | 0 | 0 | 0 | 0 | 0 | 0 | 0 | 0 | 0 | 0 | 0 | 0 | 0 | 0 | 0 | 0 | 0 | 0 | 0 | 0
F14_Industrial_Industrial - ID_New_Space Heating_Natural Gas_Gas Boiler - High Turndown Burner_A_Achievable Technical Potential | F14 | Industrial | Industrial - ID | New | Space Heating | Natural Gas | Gas Boiler - High Turndown Burner | A | Purchases (Cumulative) | Achievable Technical Potential | 0 | 0 | 0 | 0 | 0 | 0 | 0 | 0 | 0 | 0 | 0 | 0 | 0 | 0 | 0 | 0 | 0 | 0 | 0 | 0 | 0 | 0 | 0 | 0 | 0 | 0 | 0
F1_Industrial_Industrial - ID_New_Space Heating_Natural Gas_Gas Boiler - Hot Water Reset_A_Achievable Technical Potential | F1 | Industrial | Industrial - ID | New | Space Heating | Natural Gas | Gas Boiler - Hot Water Reset | A | Original Unit Energy Savings (kWh or therms) | Achievable Technical Potential | 0 | 0 | 993.7749 | 993.7749 | 993.7749 | 993.7749 | 993.7749 | 993.7749 | 993.7749 | 993.7749 | 993.7749 | 993.7749 | 993.7749 | 993.7749 | 993.7749 | 993.7749 | 993.7749 | 993.7749 | 993.7749 | 993.7749 | 993.7749 | 993.7749 | 993.7749 | 993.7749 | 993.7749 | 993.7749 | 993.7749
F2_Industrial_Industrial - ID_New_Space Heating_Natural Gas_Gas Boiler - Hot Water Reset_A_Achievable Technical Potential | F2 | Industrial | Industrial - ID | New | Space Heating | Natural Gas | Gas Boiler - Hot Water Reset | A | Original Unit Summer Peak Savings (kW) | Achievable Technical Potential | 0 | 0 | 0 | 0 | 0 | 0 | 0 | 0 | 0 | 0 | 0 | 0 | 0 | 0 | 0 | 0 | 0 | 0 | 0 | 0 | 0 | 0 | 0 | 0 | 0 | 0 | 0
F3_Industrial_Industrial - ID_New_Space Heating_Natural Gas_Gas Boiler - Hot Water Reset_A_Achievable Technical Potential | F3 | Industrial | Industrial - ID | New | Space Heating | Natural Gas | Gas Boiler - Hot Water Reset | A | Original Unit Winter Peak Savings (kW) | Achievable Technical Potential | 0 | 0 | 0 | 0 | 0 | 0 | 0 | 0 | 0 | 0 | 0 | 0 | 0 | 0 | 0 | 0 | 0 | 0 | 0 | 0 | 0 | 0 | 0 | 0 | 0 | 0 | 0
F4_Industrial_Industrial - ID_New_Space Heating_Natural Gas_Gas Boiler - Hot Water Reset_A_Achievable Technical Potential | F4 | Industrial | Industrial - ID | New | Space Heating | Natural Gas | Gas Boiler - Hot Water Reset | A | Standalone Impact on Baseline Energy (%) | Achievable Technical Potential | 0 | 0 | 0 | 0 | 0 | 0 | 0 | 0 | 0 | 0 | 0 | 0 | 0 | 0 | 0 | 0 | 0 | 0 | 0 | 0 | 0 | 0 | 0 | 0 | 0 | 0 | 0
F5_Industrial_Industrial - ID_New_Space Heating_Natural Gas_Gas Boiler - Hot Water Reset_A_Achievable Technical Potential | F5 | Industrial | Industrial - ID | New | Space Heating | Natural Gas | Gas Boiler - Hot Water Reset | A | Standalone Impact on Baseline Summer Peak (%) | Achievable Technical Potential | 0 | 0 | 0 | 0 | 0 | 0 | 0 | 0 | 0 | 0 | 0 | 0 | 0 | 0 | 0 | 0 | 0 | 0 | 0 | 0 | 0 | 0 | 0 | 0 | 0 | 0 | 0
F6_Industrial_Industrial - ID_New_Space Heating_Natural Gas_Gas Boiler - Hot Water Reset_A_Achievable Technical Potential | F6 | Industrial | Industrial - ID | New | Space Heating | Natural Gas | Gas Boiler - Hot Water Reset | A | Standalone Impact on Baseline Winter Peak (%) | Achievable Technical Potential | 0 | 0 | 0 | 0 | 0 | 0 | 0 | 0 | 0 | 0 | 0 | 0 | 0 | 0 | 0 | 0 | 0 | 0 | 0 | 0 | 0 | 0 | 0 | 0 | 0 | 0 | 0
F7_Industrial_Industrial - ID_New_Space Heating_Natural Gas_Gas Boiler - Hot Water Reset_A_Achievable Technical Potential | F7 | Industrial | Industrial - ID | New | Space Heating | Natural Gas | Gas Boiler - Hot Water Reset | A | Incremental Energy Savings (MWh or mTherms) | Achievable Technical Potential | 0 | 0 | 0 | 0 | 0 | 0 | 0 | 0 | 0 | 0 | 0 | 0 | 0 | 0 | 0 | 0 | 0 | 0 | 0 | 0 | 0 | 0 | 0 | 0 | 0 | 0 | 0
F8_Industrial_Industrial - ID_New_Space Heating_Natural Gas_Gas Boiler - Hot Water Reset_A_Achievable Technical Potential | F8 | Industrial | Industrial - ID | New | Space Heating | Natural Gas | Gas Boiler - Hot Water Reset | A | Incremental Summer Peak Savings (MW) | Achievable Technical Potential | 0 | 0 | 0 | 0 | 0 | 0 | 0 | 0 | 0 | 0 | 0 | 0 | 0 | 0 | 0 | 0 | 0 | 0 | 0 | 0 | 0 | 0 | 0 | 0 | 0 | 0 | 0
F9_Industrial_Industrial - ID_New_Space Heating_Natural Gas_Gas Boiler - Hot Water Reset_A_Achievable Technical Potential | F9 | Industrial | Industrial - ID | New | Space Heating | Natural Gas | Gas Boiler - Hot Water Reset | A | Incremental Winter Peak Savings (MW) | Achievable Technical Potential | 0 | 0 | 0 | 0 | 0 | 0 | 0 | 0 | 0 | 0 | 0 | 0 | 0 | 0 | 0 | 0 | 0 | 0 | 0 | 0 | 0 | 0 | 0 | 0 | 0 | 0 | 0
F10_Industrial_Industrial - ID_New_Space Heating_Natural Gas_Gas Boiler - Hot Water Reset_A_Achievable Technical Potential | F10 | Industrial | Industrial - ID | New | Space Heating | Natural Gas | Gas Boiler - Hot Water Reset | A | Cumulative Energy Savings (MWh or mTherms) | Achievable Technical Potential | 0 | 0 | 0 | 0 | 0 | 0 | 0 | 0 | 0 | 0 | 0 | 0 | 0 | 0 | 0 | 0 | 0 | 0 | 0 | 0 | 0 | 0 | 0 | 0 | 0 | 0 | 0
F11_Industrial_Industrial - ID_New_Space Heating_Natural Gas_Gas Boiler - Hot Water Reset_A_Achievable Technical Potential | F11 | Industrial | Industrial - ID | New | Space Heating | Natural Gas | Gas Boiler - Hot Water Reset | A | Cumulative Summer Peak Savings (MW) | Achievable Technical Potential | 0 | 0 | 0 | 0 | 0 | 0 | 0 | 0 | 0 | 0 | 0 | 0 | 0 | 0 | 0 | 0 | 0 | 0 | 0 | 0 | 0 | 0 | 0 | 0 | 0 | 0 | 0
F12_Industrial_Industrial - ID_New_Space Heating_Natural Gas_Gas Boiler - Hot Water Reset_A_Achievable Technical Potential | F12 | Industrial | Industrial - ID | New | Space Heating | Natural Gas | Gas Boiler - Hot Water Reset | A | Cumulative Winter Peak Savings (MW) | Achievable Technical Potential | 0 | 0 | 0 | 0 | 0 | 0 | 0 | 0 | 0 | 0 | 0 | 0 | 0 | 0 | 0 | 0 | 0 | 0 | 0 | 0 | 0 | 0 | 0 | 0 | 0 | 0 | 0
F13_Industrial_Industrial - ID_New_Space Heating_Natural Gas_Gas Boiler - Hot Water Reset_A_Achievable Technical Potential | F13 | Industrial | Industrial - ID | New | Space Heating | Natural Gas | Gas Boiler - Hot Water Reset | A | Purchases (Incremental) | Achievable Technical Potential | 0 | 0 | 0 | 0 | 0 | 0 | 0 | 0 | 0 | 0 | 0 | 0 | 0 | 0 | 0 | 0 | 0 | 0 | 0 | 0 | 0 | 0 | 0 | 0 | 0 | 0 | 0
F14_Industrial_Industrial - ID_New_Space Heating_Natural Gas_Gas Boiler - Hot Water Reset_A_Achievable Technical Potential | F14 | Industrial | Industrial - ID | New | Space Heating | Natural Gas | Gas Boiler - Hot Water Reset | A | Purchases (Cumulative) | Achievable Technical Potential | 0 | 0 | 0 | 0 | 0 | 0 | 0 | 0 | 0 | 0 | 0 | 0 | 0 | 0 | 0 | 0 | 0 | 0 | 0 | 0 | 0 | 0 | 0 | 0 | 0 | 0 | 0
F1_Industrial_Industrial - ID_New_Space Heating_Natural Gas_Gas Boiler - Insulate Hot Water Lines_A_Achievable Technical Potential | F1 | Industrial | Industrial - ID | New | Space Heating | Natural Gas | Gas Boiler - Insulate Hot Water Lines | A | Original Unit Energy Savings (kWh or therms) | Achievable Technical Potential | 0 | 0 | 4.4284 | 4.4284 | 4.4284 | 4.4284 | 4.4284 | 4.4284 | 4.4284 | 4.4284 | 4.4284 | 4.4284 | 4.4284 | 4.4284 | 4.4284 | 4.4284 | 4.4284 | 4.4284 | 4.4284 | 4.4284 | 4.4284 | 4.4284 | 4.4284 | 4.4284 | 4.4284 | 4.4284 | 4.4284
F2_Industrial_Industrial - ID_New_Space Heating_Natural Gas_Gas Boiler - Insulate Hot Water Lines_A_Achievable Technical Potential | F2 | Industrial | Industrial - ID | New | Space Heating | Natural Gas | Gas Boiler - Insulate Hot Water Lines | A | Original Unit Summer Peak Savings (kW) | Achievable Technical Potential | 0 | 0 | 0 | 0 | 0 | 0 | 0 | 0 | 0 | 0 | 0 | 0 | 0 | 0 | 0 | 0 | 0 | 0 | 0 | 0 | 0 | 0 | 0 | 0 | 0 | 0 | 0
F3_Industrial_Industrial - ID_New_Space Heating_Natural Gas_Gas Boiler - Insulate Hot Water Lines_A_Achievable Technical Potential | F3 | Industrial | Industrial - ID | New | Space Heating | Natural Gas | Gas Boiler - Insulate Hot Water Lines | A | Original Unit Winter Peak Savings (kW) | Achievable Technical Potential | 0 | 0 | 0 | 0 | 0 | 0 | 0 | 0 | 0 | 0 | 0 | 0 | 0 | 0 | 0 | 0 | 0 | 0 | 0 | 0 | 0 | 0 | 0 | 0 | 0 | 0 | 0
F4_Industrial_Industrial - ID_New_Space Heating_Natural Gas_Gas Boiler - Insulate Hot Water Lines_A_Achievable Technical Potential | F4 | Industrial | Industrial - ID | New | Space Heating | Natural Gas | Gas Boiler - Insulate Hot Water Lines | A | Standalone Impact on Baseline Energy (%) | Achievable Technical Potential | 0 | 0 | 0 | 0 | 0 | 0 | 0 | 0 | 0 | 0 | 0 | 0 | 0 | 0 | 0 | 0 | 0 | 0 | 0 | 0 | 0 | 0 | 0 | 0 | 0 | 0 | 0
F5_Industrial_Industrial - ID_New_Space Heating_Natural Gas_Gas Boiler - Insulate Hot Water Lines_A_Achievable Technical Potential | F5 | Industrial | Industrial - ID | New | Space Heating | Natural Gas | Gas Boiler - Insulate Hot Water Lines | A | Standalone Impact on Baseline Summer Peak (%) | Achievable Technical Potential | 0 | 0 | 0 | 0 | 0 | 0 | 0 | 0 | 0 | 0 | 0 | 0 | 0 | 0 | 0 | 0 | 0 | 0 | 0 | 0 | 0 | 0 | 0 | 0 | 0 | 0 | 0
F6_Industrial_Industrial - ID_New_Space Heating_Natural Gas_Gas Boiler - Insulate Hot Water Lines_A_Achievable Technical Potential | F6 | Industrial | Industrial - ID | New | Space Heating | Natural Gas | Gas Boiler - Insulate Hot Water Lines | A | Standalone Impact on Baseline Winter Peak (%) | Achievable Technical Potential | 0 | 0 | 0 | 0 | 0 | 0 | 0 | 0 | 0 | 0 | 0 | 0 | 0 | 0 | 0 | 0 | 0 | 0 | 0 | 0 | 0 | 0 | 0 | 0 | 0 | 0 | 0
F7_Industrial_Industrial - ID_New_Space Heating_Natural Gas_Gas Boiler - Insulate Hot Water Lines_A_Achievable Technical Potential | F7 | Industrial | Industrial - ID | New | Space Heating | Natural Gas | Gas Boiler - Insulate Hot Water Lines | A | Incremental Energy Savings (MWh or mTherms) | Achievable Technical Potential | 0 | 0 | 0 | 0 | 0 | 0 | 0 | 0 | 0 | 0 | 0 | 0 | 0 | 0 | 0 | 0 | 0 | 0 | 0 | 0 | 0 | 0 | 0 | 0 | 0 | 0 | 0
F8_Industrial_Industrial - ID_New_Space Heating_Natural Gas_Gas Boiler - Insulate Hot Water Lines_A_Achievable Technical Potential | F8 | Industrial | Industrial - ID | New | Space Heating | Natural Gas | Gas Boiler - Insulate Hot Water Lines | A | Incremental Summer Peak Savings (MW) | Achievable Technical Potential | 0 | 0 | 0 | 0 | 0 | 0 | 0 | 0 | 0 | 0 | 0 | 0 | 0 | 0 | 0 | 0 | 0 | 0 | 0 | 0 | 0 | 0 | 0 | 0 | 0 | 0 | 0
F9_Industrial_Industrial - ID_New_Space Heating_Natural Gas_Gas Boiler - Insulate Hot Water Lines_A_Achievable Technical Potential | F9 | Industrial | Industrial - ID | New | Space Heating | Natural Gas | Gas Boiler - Insulate Hot Water Lines | A | Incremental Winter Peak Savings (MW) | Achievable Technical Potential | 0 | 0 | 0 | 0 | 0 | 0 | 0 | 0 | 0 | 0 | 0 | 0 | 0 | 0 | 0 | 0 | 0 | 0 | 0 | 0 | 0 | 0 | 0 | 0 | 0 | 0 | 0
F10_Industrial_Industrial - ID_New_Space Heating_Natural Gas_Gas Boiler - Insulate Hot Water Lines_A_Achievable Technical Potential | F10 | Industrial | Industrial - ID | New | Space Heating | Natural Gas | Gas Boiler - Insulate Hot Water Lines | A | Cumulative Energy Savings (MWh or mTherms) | Achievable Technical Potential | 0 | 0 | 0 | 0 | 0 | 0 | 0 | 0 | 0 | 0 | 0 | 0 | 0 | 0 | 0 | 0 | 0 | 0 | 0 | 0 | 0 | 0 | 0 | 0 | 0 | 0 | 0
F11_Industrial_Industrial - ID_New_Space Heating_Natural Gas_Gas Boiler - Insulate Hot Water Lines_A_Achievable Technical Potential | F11 | Industrial | Industrial - ID | New | Space Heating | Natural Gas | Gas Boiler - Insulate Hot Water Lines | A | Cumulative Summer Peak Savings (MW) | Achievable Technical Potential | 0 | 0 | 0 | 0 | 0 | 0 | 0 | 0 | 0 | 0 | 0 | 0 | 0 | 0 | 0 | 0 | 0 | 0 | 0 | 0 | 0 | 0 | 0 | 0 | 0 | 0 | 0
F12_Industrial_Industrial - ID_New_Space Heating_Natural Gas_Gas Boiler - Insulate Hot Water Lines_A_Achievable Technical Potential | F12 | Industrial | Industrial - ID | New | Space Heating | Natural Gas | Gas Boiler - Insulate Hot Water Lines | A | Cumulative Winter Peak Savings (MW) | Achievable Technical Potential | 0 | 0 | 0 | 0 | 0 | 0 | 0 | 0 | 0 | 0 | 0 | 0 | 0 | 0 | 0 | 0 | 0 | 0 | 0 | 0 | 0 | 0 | 0 | 0 | 0 | 0 | 0
F13_Industrial_Industrial - ID_New_Space Heating_Natural Gas_Gas Boiler - Insulate Hot Water Lines_A_Achievable Technical Potential | F13 | Industrial | Industrial - ID | New | Space Heating | Natural Gas | Gas Boiler - Insulate Hot Water Lines | A | Purchases (Incremental) | Achievable Technical Potential | 0 | 0 | 0 | 0 | 0 | 0 | 0 | 0 | 0 | 0 | 0 | 0 | 0 | 0 | 0 | 0 | 0 | 0 | 0 | 0 | 0 | 0 | 0 | 0 | 0 | 0 | 0
F14_Industrial_Industrial - ID_New_Space Heating_Natural Gas_Gas Boiler - Insulate Hot Water Lines_A_Achievable Technical Potential | F14 | Industrial | Industrial - ID | New | Space Heating | Natural Gas | Gas Boiler - Insulate Hot Water Lines | A | Purchases (Cumulative) | Achievable Technical Potential | 0 | 0 | 0 | 0 | 0 | 0 | 0 | 0 | 0 | 0 | 0 | 0 | 0 | 0 | 0 | 0 | 0 | 0 | 0 | 0 | 0 | 0 | 0 | 0 | 0 | 0 | 0
F1_Industrial_Industrial - ID_New_Space Heating_Natural Gas_Gas Boiler - Insulate Steam Lines/Condensate Tank_A_Achievable Technical Potential | F1 | Industrial | Industrial - ID | New | Space Heating | Natural Gas | Gas Boiler - Insulate Steam Lines/Condensate Tank | A | Original Unit Energy Savings (kWh or therms) | Achievable Technical Potential | 0 | 0 | 6.6149 | 6.6149 | 6.6149 | 6.6149 | 6.6149 | 6.6149 | 6.6149 | 6.6149 | 6.6149 | 6.6149 | 6.6149 | 6.6149 | 6.6149 | 6.6149 | 6.6149 | 6.6149 | 6.6149 | 6.6149 | 6.6149 | 6.6149 | 6.6149 | 6.6149 | 6.6149 | 6.6149 | 6.6149
F2_Industrial_Industrial - ID_New_Space Heating_Natural Gas_Gas Boiler - Insulate Steam Lines/Condensate Tank_A_Achievable Technical Potential | F2 | Industrial | Industrial - ID | New | Space Heating | Natural Gas | Gas Boiler - Insulate Steam Lines/Condensate Tank | A | Original Unit Summer Peak Savings (kW) | Achievable Technical Potential | 0 | 0 | 0 | 0 | 0 | 0 | 0 | 0 | 0 | 0 | 0 | 0 | 0 | 0 | 0 | 0 | 0 | 0 | 0 | 0 | 0 | 0 | 0 | 0 | 0 | 0 | 0
F3_Industrial_Industrial - ID_New_Space Heating_Natural Gas_Gas Boiler - Insulate Steam Lines/Condensate Tank_A_Achievable Technical Potential | F3 | Industrial | Industrial - ID | New | Space Heating | Natural Gas | Gas Boiler - Insulate Steam Lines/Condensate Tank | A | Original Unit Winter Peak Savings (kW) | Achievable Technical Potential | 0 | 0 | 0 | 0 | 0 | 0 | 0 | 0 | 0 | 0 | 0 | 0 | 0 | 0 | 0 | 0 | 0 | 0 | 0 | 0 | 0 | 0 | 0 | 0 | 0 | 0 | 0
F4_Industrial_Industrial - ID_New_Space Heating_Natural Gas_Gas Boiler - Insulate Steam Lines/Condensate Tank_A_Achievable Technical Potential | F4 | Industrial | Industrial - ID | New | Space Heating | Natural Gas | Gas Boiler - Insulate Steam Lines/Condensate Tank | A | Standalone Impact on Baseline Energy (%) | Achievable Technical Potential | 0 | 0 | 0 | 0 | 0 | 0 | 0 | 0 | 0 | 0 | 0 | 0 | 0 | 0 | 0 | 0 | 0 | 0 | 0 | 0 | 0 | 0 | 0 | 0 | 0 | 0 | 0
F5_Industrial_Industrial - ID_New_Space Heating_Natural Gas_Gas Boiler - Insulate Steam Lines/Condensate Tank_A_Achievable Technical Potential | F5 | Industrial | Industrial - ID | New | Space Heating | Natural Gas | Gas Boiler - Insulate Steam Lines/Condensate Tank | A | Standalone Impact on Baseline Summer Peak (%) | Achievable Technical Potential | 0 | 0 | 0 | 0 | 0 | 0 | 0 | 0 | 0 | 0 | 0 | 0 | 0 | 0 | 0 | 0 | 0 | 0 | 0 | 0 | 0 | 0 | 0 | 0 | 0 | 0 | 0
F6_Industrial_Industrial - ID_New_Space Heating_Natural Gas_Gas Boiler - Insulate Steam Lines/Condensate Tank_A_Achievable Technical Potential | F6 | Industrial | Industrial - ID | New | Space Heating | Natural Gas | Gas Boiler - Insulate Steam Lines/Condensate Tank | A | Standalone Impact on Baseline Winter Peak (%) | Achievable Technical Potential | 0 | 0 | 0 | 0 | 0 | 0 | 0 | 0 | 0 | 0 | 0 | 0 | 0 | 0 | 0 | 0 | 0 | 0 | 0 | 0 | 0 | 0 | 0 | 0 | 0 | 0 | 0
F7_Industrial_Industrial - ID_New_Space Heating_Natural Gas_Gas Boiler - Insulate Steam Lines/Condensate Tank_A_Achievable Technical Potential | F7 | Industrial | Industrial - ID | New | Space Heating | Natural Gas | Gas Boiler - Insulate Steam Lines/Condensate Tank | A | Incremental Energy Savings (MWh or mTherms) | Achievable Technical Potential | 0 | 0 | 0 | 0 | 0 | 0 | 0 | 0 | 0 | 0 | 0 | 0 | 0 | 0 | 0 | 0 | 0 | 0 | 0 | 0 | 0 | 0 | 0 | 0 | 0 | 0 | 0
F8_Industrial_Industrial - ID_New_Space Heating_Natural Gas_Gas Boiler - Insulate Steam Lines/Condensate Tank_A_Achievable Technical Potential | F8 | Industrial | Industrial - ID | New | Space Heating | Natural Gas | Gas Boiler - Insulate Steam Lines/Condensate Tank | A | Incremental Summer Peak Savings (MW) | Achievable Technical Potential | 0 | 0 | 0 | 0 | 0 | 0 | 0 | 0 | 0 | 0 | 0 | 0 | 0 | 0 | 0 | 0 | 0 | 0 | 0 | 0 | 0 | 0 | 0 | 0 | 0 | 0 | 0
F9_Industrial_Industrial - ID_New_Space Heating_Natural Gas_Gas Boiler - Insulate Steam Lines/Condensate Tank_A_Achievable Technical Potential | F9 | Industrial | Industrial - ID | New | Space Heating | Natural Gas | Gas Boiler - Insulate Steam Lines/Condensate Tank | A | Incremental Winter Peak Savings (MW) | Achievable Technical Potential | 0 | 0 | 0 | 0 | 0 | 0 | 0 | 0 | 0 | 0 | 0 | 0 | 0 | 0 | 0 | 0 | 0 | 0 | 0 | 0 | 0 | 0 | 0 | 0 | 0 | 0 | 0
F10_Industrial_Industrial - ID_New_Space Heating_Natural Gas_Gas Boiler - Insulate Steam Lines/Condensate Tank_A_Achievable Technical Potential | F10 | Industrial | Industrial - ID | New | Space Heating | Natural Gas | Gas Boiler - Insulate Steam Lines/Condensate Tank | A | Cumulative Energy Savings (MWh or mTherms) | Achievable Technical Potential | 0 | 0 | 0 | 0 | 0 | 0 | 0 | 0 | 0 | 0 | 0 | 0 | 0 | 0 | 0 | 0 | 0 | 0 | 0 | 0 | 0 | 0 | 0 | 0 | 0 | 0 | 0
F11_Industrial_Industrial - ID_New_Space Heating_Natural Gas_Gas Boiler - Insulate Steam Lines/Condensate Tank_A_Achievable Technical Potential | F11 | Industrial | Industrial - ID | New | Space Heating | Natural Gas | Gas Boiler - Insulate Steam Lines/Condensate Tank | A | Cumulative Summer Peak Savings (MW) | Achievable Technical Potential | 0 | 0 | 0 | 0 | 0 | 0 | 0 | 0 | 0 | 0 | 0 | 0 | 0 | 0 | 0 | 0 | 0 | 0 | 0 | 0 | 0 | 0 | 0 | 0 | 0 | 0 | 0
F12_Industrial_Industrial - ID_New_Space Heating_Natural Gas_Gas Boiler - Insulate Steam Lines/Condensate Tank_A_Achievable Technical Potential | F12 | Industrial | Industrial - ID | New | Space Heating | Natural Gas | Gas Boiler - Insulate Steam Lines/Condensate Tank | A | Cumulative Winter Peak Savings (MW) | Achievable Technical Potential | 0 | 0 | 0 | 0 | 0 | 0 | 0 | 0 | 0 | 0 | 0 | 0 | 0 | 0 | 0 | 0 | 0 | 0 | 0 | 0 | 0 | 0 | 0 | 0 | 0 | 0 | 0
F13_Industrial_Industrial - ID_New_Space Heating_Natural Gas_Gas Boiler - Insulate Steam Lines/Condensate Tank_A_Achievable Technical Potential | F13 | Industrial | Industrial - ID | New | Space Heating | Natural Gas | Gas Boiler - Insulate Steam Lines/Condensate Tank | A | Purchases (Incremental) | Achievable Technical Potential | 0 | 0 | 0 | 0 | 0 | 0 | 0 | 0 | 0 | 0 | 0 | 0 | 0 | 0 | 0 | 0 | 0 | 0 | 0 | 0 | 0 | 0 | 0 | 0 | 0 | 0 | 0
F14_Industrial_Industrial - ID_New_Space Heating_Natural Gas_Gas Boiler - Insulate Steam Lines/Condensate Tank_A_Achievable Technical Potential | F14 | Industrial | Industrial - ID | New | Space Heating | Natural Gas | Gas Boiler - Insulate Steam Lines/Condensate Tank | A | Purchases (Cumulative) | Achievable Technical Potential | 0 | 0 | 0 | 0 | 0 | 0 | 0 | 0 | 0 | 0 | 0 | 0 | 0 | 0 | 0 | 0 | 0 | 0 | 0 | 0 | 0 | 0 | 0 | 0 | 0 | 0 | 0
F1_Industrial_Industrial - ID_New_Space Heating_Natural Gas_Gas Boiler - Stack Economizer_A_Achievable Technical Potential | F1 | Industrial | Industrial - ID | New | Space Heating | Natural Gas | Gas Boiler - Stack Economizer | A | Original Unit Energy Savings (kWh or therms) | Achievable Technical Potential | 0 | 0 | 0.8944 | 0.8944 | 0.8944 | 0.8944 | 0.8944 | 0.8944 | 0.8944 | 0.8944 | 0.8944 | 0.8944 | 0.8944 | 0.8944 | 0.8944 | 0.8944 | 0.8944 | 0.8944 | 0.8944 | 0.8944 | 0.8944 | 0.8944 | 0.8944 | 0.8944 | 0.8944 | 0.8944 | 0.8944
F2_Industrial_Industrial - ID_New_Space Heating_Natural Gas_Gas Boiler - Stack Economizer_A_Achievable Technical Potential | F2 | Industrial | Industrial - ID | New | Space Heating | Natural Gas | Gas Boiler - Stack Economizer | A | Original Unit Summer Peak Savings (kW) | Achievable Technical Potential | 0 | 0 | 0 | 0 | 0 | 0 | 0 | 0 | 0 | 0 | 0 | 0 | 0 | 0 | 0 | 0 | 0 | 0 | 0 | 0 | 0 | 0 | 0 | 0 | 0 | 0 | 0
F3_Industrial_Industrial - ID_New_Space Heating_Natural Gas_Gas Boiler - Stack Economizer_A_Achievable Technical Potential | F3 | Industrial | Industrial - ID | New | Space Heating | Natural Gas | Gas Boiler - Stack Economizer | A | Original Unit Winter Peak Savings (kW) | Achievable Technical Potential | 0 | 0 | 0 | 0 | 0 | 0 | 0 | 0 | 0 | 0 | 0 | 0 | 0 | 0 | 0 | 0 | 0 | 0 | 0 | 0 | 0 | 0 | 0 | 0 | 0 | 0 | 0
F4_Industrial_Industrial - ID_New_Space Heating_Natural Gas_Gas Boiler - Stack Economizer_A_Achievable Technical Potential | F4 | Industrial | Industrial - ID | New | Space Heating | Natural Gas | Gas Boiler - Stack Economizer | A | Standalone Impact on Baseline Energy (%) | Achievable Technical Potential | 0 | 0 | 0.00051894 | 0.00061497 | 0.00087606 | 0.0011422 | 0.0014149 | 0.0016361 | 0.0017708 | 0.0018475 | 0.0018837 | 0.0018915 | 0.0018792 | 0.0018528 | 0.0018169 | 0.0017747 | 0.0017286 | 0.0016731 | 0.0015832 | 0.0015039 | 0.0014333 | 0.0013701 | 0.0013132 | 0.0012617 | 0.001215 | 0.0011722 | 0.0011331
F5_Industrial_Industrial - ID_New_Space Heating_Natural Gas_Gas Boiler - Stack Economizer_A_Achievable Technical Potential | F5 | Industrial | Industrial - ID | New | Space Heating | Natural Gas | Gas Boiler - Stack Economizer | A | Standalone Impact on Baseline Summer Peak (%) | Achievable Technical Potential | 0 | 0 | 0 | 0 | 0 | 0 | 0 | 0 | 0 | 0 | 0 | 0 | 0 | 0 | 0 | 0 | 0 | 0 | 0 | 0 | 0 | 0 | 0 | 0 | 0 | 0 | 0
F6_Industrial_Industrial - ID_New_Space Heating_Natural Gas_Gas Boiler - Stack Economizer_A_Achievable Technical Potential | F6 | Industrial | Industrial - ID | New | Space Heating | Natural Gas | Gas Boiler - Stack Economizer | A | Standalone Impact on Baseline Winter Peak (%) | Achievable Technical Potential | 0 | 0 | 0 | 0 | 0 | 0 | 0 | 0 | 0 | 0 | 0 | 0 | 0 | 0 | 0 | 0 | 0 | 0 | 0 | 0 | 0 | 0 | 0 | 0 | 0 | 0 | 0
F7_Industrial_Industrial - ID_New_Space Heating_Natural Gas_Gas Boiler - Stack Economizer_A_Achievable Technical Potential | F7 | Industrial | Industrial - ID | New | Space Heating | Natural Gas | Gas Boiler - Stack Economizer | A | Incremental Energy Savings (MWh or mTherms) | Achievable Technical Potential | 0 | 0 | 0.00020132 | 0.0013154 | 0.0023739 | 0.0034277 | 0.0044527 | 0.0049139 | 0.0046437 | 0.0042751 | 0.0038604 | 0.0034344 | 0.0030196 | 0.0026296 | 0.0022718 | 0.0019496 | 0.0016635 | 0.0012112 | 0 | 0 | 0 | 0 | 0 | 0 | 0 | 0 | 0
F8_Industrial_Industrial - ID_New_Space Heating_Natural Gas_Gas Boiler - Stack Economizer_A_Achievable Technical Potential | F8 | Industrial | Industrial - ID | New | Space Heating | Natural Gas | Gas Boiler - Stack Economizer | A | Incremental Summer Peak Savings (MW) | Achievable Technical Potential | 0 | 0 | 0 | 0 | 0 | 0 | 0 | 0 | 0 | 0 | 0 | 0 | 0 | 0 | 0 | 0 | 0 | 0 | 0 | 0 | 0 | 0 | 0 | 0 | 0 | 0 | 0
F9_Industrial_Industrial - ID_New_Space Heating_Natural Gas_Gas Boiler - Stack Economizer_A_Achievable Technical Potential | F9 | Industrial | Industrial - ID | New | Space Heating | Natural Gas | Gas Boiler - Stack Economizer | A | Incremental Winter Peak Savings (MW) | Achievable Technical Potential | 0 | 0 | 0 | 0 | 0 | 0 | 0 | 0 | 0 | 0 | 0 | 0 | 0 | 0 | 0 | 0 | 0 | 0 | 0 | 0 | 0 | 0 | 0 | 0 | 0 | 0 | 0
F10_Industrial_Industrial - ID_New_Space Heating_Natural Gas_Gas Boiler - Stack Economizer_A_Achievable Technical Potential | F10 | Industrial | Industrial - ID | New | Space Heating | Natural Gas | Gas Boiler - Stack Economizer | A | Cumulative Energy Savings (MWh or mTherms) | Achievable Technical Potential | 0 | 0 | 0.00020132 | 0.0015167 | 0.0038906 | 0.0073184 | 0.011771 | 0.016685 | 0.021329 | 0.025604 | 0.029464 | 0.032899 | 0.035918 | 0.038548 | 0.04082 | 0.042769 | 0.044433 | 0.045644 | 0.045644 | 0.045644 | 0.045644 | 0.045644 | 0.045644 | 0.045644 | 0.045644 | 0.045644 | 0.045644
F11_Industrial_Industrial - ID_New_Space Heating_Natural Gas_Gas Boiler - Stack Economizer_A_Achievable Technical Potential | F11 | Industrial | Industrial - ID | New | Space Heating | Natural Gas | Gas Boiler - Stack Economizer | A | Cumulative Summer Peak Savings (MW) | Achievable Technical Potential | 0 | 0 | 0 | 0 | 0 | 0 | 0 | 0 | 0 | 0 | 0 | 0 | 0 | 0 | 0 | 0 | 0 | 0 | 0 | 0 | 0 | 0 | 0 | 0 | 0 | 0 | 0
F12_Industrial_Industrial - ID_New_Space Heating_Natural Gas_Gas Boiler - Stack Economizer_A_Achievable Technical Potential | F12 | Industrial | Industrial - ID | New | Space Heating | Natural Gas | Gas Boiler - Stack Economizer | A | Cumulative Winter Peak Savings (MW) | Achievable Technical Potential | 0 | 0 | 0 | 0 | 0 | 0 | 0 | 0 | 0 | 0 | 0 | 0 | 0 | 0 | 0 | 0 | 0 | 0 | 0 | 0 | 0 | 0 | 0 | 0 | 0 | 0 | 0
F13_Industrial_Industrial - ID_New_Space Heating_Natural Gas_Gas Boiler - Stack Economizer_A_Achievable Technical Potential | F13 | Industrial | Industrial - ID | New | Space Heating | Natural Gas | Gas Boiler - Stack Economizer | A | Purchases (Incremental) | Achievable Technical Potential | 0 | 0 | 0.2251 | 1.4707 | 2.6542 | 3.8324 | 4.9785 | 5.4941 | 5.192 | 4.7798 | 4.3162 | 3.8399 | 3.3761 | 2.94 | 2.54 | 2.1798 | 1.86 | 1.3542 | 0 | 0 | 0 | 0 | 0 | 0 | 0 | 0 | 0
F14_Industrial_Industrial - ID_New_Space Heating_Natural Gas_Gas Boiler - Stack Economizer_A_Achievable Technical Potential | F14 | Industrial | Industrial - ID | New | Space Heating | Natural Gas | Gas Boiler - Stack Economizer | A | Purchases (Cumulative) | Achievable Technical Potential | 0 | 0 | 0.2251 | 1.6958 | 4.35 | 8.1825 | 13.1609 | 18.655 | 23.847 | 28.6269 | 32.943 | 36.783 | 40.1591 | 43.0991 | 45.6392 | 47.8189 | 49.6789 | 51.033 | 51.033 | 51.033 | 51.033 | 51.033 | 51.033 | 51.033 | 51.033 | 51.033 | 51.033
F1_Industrial_Industrial - ID_New_Space Heating_Natural Gas_Gas Boiler - Steam Trap Replacement_A_Achievable Technical Potential | F1 | Industrial | Industrial - ID | New | Space Heating | Natural Gas | Gas Boiler - Steam Trap Replacement | A | Original Unit Energy Savings (kWh or therms) | Achievable Technical Potential | 0 | 0 | 40051.8778 | 40051.8778 | 40051.8778 | 40051.8778 | 40051.8778 | 40051.8778 | 40051.8778 | 40051.8778 | 40051.8778 | 40051.8778 | 40051.8778 | 40051.8778 | 40051.8778 | 40051.8778 | 40051.8778 | 40051.8778 | 40051.8778 | 40051.8778 | 40051.8778 | 40051.8778 | 40051.8778 | 40051.8778 | 40051.8778 | 40051.8778 | 40051.8778
F2_Industrial_Industrial - ID_New_Space Heating_Natural Gas_Gas Boiler - Steam Trap Replacement_A_Achievable Technical Potential | F2 | Industrial | Industrial - ID | New | Space Heating | Natural Gas | Gas Boiler - Steam Trap Replacement | A | Original Unit Summer Peak Savings (kW) | Achievable Technical Potential | 0 | 0 | 0 | 0 | 0 | 0 | 0 | 0 | 0 | 0 | 0 | 0 | 0 | 0 | 0 | 0 | 0 | 0 | 0 | 0 | 0 | 0 | 0 | 0 | 0 | 0 | 0
F3_Industrial_Industrial - ID_New_Space Heating_Natural Gas_Gas Boiler - Steam Trap Replacement_A_Achievable Technical Potential | F3 | Industrial | Industrial - ID | New | Space Heating | Natural Gas | Gas Boiler - Steam Trap Replacement | A | Original Unit Winter Peak Savings (kW) | Achievable Technical Potential | 0 | 0 | 0 | 0 | 0 | 0 | 0 | 0 | 0 | 0 | 0 | 0 | 0 | 0 | 0 | 0 | 0 | 0 | 0 | 0 | 0 | 0 | 0 | 0 | 0 | 0 | 0
F4_Industrial_Industrial - ID_New_Space Heating_Natural Gas_Gas Boiler - Steam Trap Replacement_A_Achievable Technical Potential | F4 | Industrial | Industrial - ID | New | Space Heating | Natural Gas | Gas Boiler - Steam Trap Replacement | A | Standalone Impact on Baseline Energy (%) | Achievable Technical Potential | 0 | 0 | 6.8873e-06 | 8.1618e-06 | 1.1627e-05 | 1.516e-05 | 1.8779e-05 | 2.2424e-05 | 2.5872e-05 | 2.8333e-05 | 3.0198e-05 | 3.1651e-05 | 3.2818e-05 | 3.3778e-05 | 3.458e-05 | 3.526e-05 | 3.5844e-05 | 3.6351e-05 | 3.6796e-05 | 3.7188e-05 | 3.7455e-05 | 3.7248e-05 | 3.5701e-05 | 3.4302e-05 | 3.303e-05 | 3.1869e-05 | 3.0804e-05
F5_Industrial_Industrial - ID_New_Space Heating_Natural Gas_Gas Boiler - Steam Trap Replacement_A_Achievable Technical Potential | F5 | Industrial | Industrial - ID | New | Space Heating | Natural Gas | Gas Boiler - Steam Trap Replacement | A | Standalone Impact on Baseline Summer Peak (%) | Achievable Technical Potential | 0 | 0 | 0 | 0 | 0 | 0 | 0 | 0 | 0 | 0 | 0 | 0 | 0 | 0 | 0 | 0 | 0 | 0 | 0 | 0 | 0 | 0 | 0 | 0 | 0 | 0 | 0
F6_Industrial_Industrial - ID_New_Space Heating_Natural Gas_Gas Boiler - Steam Trap Replacement_A_Achievable Technical Potential | F6 | Industrial | Industrial - ID | New | Space Heating | Natural Gas | Gas Boiler - Steam Trap Replacement | A | Standalone Impact on Baseline Winter Peak (%) | Achievable Technical Potential | 0 | 0 | 0 | 0 | 0 | 0 | 0 | 0 | 0 | 0 | 0 | 0 | 0 | 0 | 0 | 0 | 0 | 0 | 0 | 0 | 0 | 0 | 0 | 0 | 0 | 0 | 0
F7_Industrial_Industrial - ID_New_Space Heating_Natural Gas_Gas Boiler - Steam Trap Replacement_A_Achievable Technical Potential | F7 | Industrial | Industrial - ID | New | Space Heating | Natural Gas | Gas Boiler - Steam Trap Replacement | A | Incremental Energy Savings (MWh or mTherms) | Achievable Technical Potential | 0 | 0 | 2.672e-06 | 1.7458e-05 | 3.1506e-05 | 4.5493e-05 | 5.9096e-05 | 7.2463e-05 | 8.2926e-05 | 8.1047e-05 | 7.968e-05 | 7.8155e-05 | 7.6795e-05 | 7.5459e-05 | 7.4146e-05 | 7.2856e-05 | 7.1588e-05 | 7.0342e-05 | 6.9117e-05 | 6.7914e-05 | 6.4059e-05 | 4.8111e-05 | 0 | 0 | 0 | 0 | 0
F8_Industrial_Industrial - ID_New_Space Heating_Natural Gas_Gas Boiler - Steam Trap Replacement_A_Achievable Technical Potential | F8 | Industrial | Industrial - ID | New | Space Heating | Natural Gas | Gas Boiler - Steam Trap Replacement | A | Incremental Summer Peak Savings (MW) | Achievable Technical Potential | 0 | 0 | 0 | 0 | 0 | 0 | 0 | 0 | 0 | 0 | 0 | 0 | 0 | 0 | 0 | 0 | 0 | 0 | 0 | 0 | 0 | 0 | 0 | 0 | 0 | 0 | 0
F9_Industrial_Industrial - ID_New_Space Heating_Natural Gas_Gas Boiler - Steam Trap Replacement_A_Achievable Technical Potential | F9 | Industrial | Industrial - ID | New | Space Heating | Natural Gas | Gas Boiler - Steam Trap Replacement | A | Incremental Winter Peak Savings (MW) | Achievable Technical Potential | 0 | 0 | 0 | 0 | 0 | 0 | 0 | 0 | 0 | 0 | 0 | 0 | 0 | 0 | 0 | 0 | 0 | 0 | 0 | 0 | 0 | 0 | 0 | 0 | 0 | 0 | 0
F10_Industrial_Industrial - ID_New_Space Heating_Natural Gas_Gas Boiler - Steam Trap Replacement_A_Achievable Technical Potential | F10 | Industrial | Industrial - ID | New | Space Heating | Natural Gas | Gas Boiler - Steam Trap Replacement | A | Cumulative Energy Savings (MWh or mTherms) | Achievable Technical Potential | 0 | 0 | 2.672e-06 | 2.013e-05 | 5.1636e-05 | 9.7129e-05 | 0.00015622 | 0.00022869 | 0.00031161 | 0.00039266 | 0.00047234 | 0.0005505 | 0.00062729 | 0.00070275 | 0.0007769 | 0.00084975 | 0.00092134 | 0.00099168 | 0.0010608 | 0.0011287 | 0.0011928 | 0.0012409 | 0.0012409 | 0.0012409 | 0.0012409 | 0.0012409 | 0.0012409
F11_Industrial_Industrial - ID_New_Space Heating_Natural Gas_Gas Boiler - Steam Trap Replacement_A_Achievable Technical Potential | F11 | Industrial | Industrial - ID | New | Space Heating | Natural Gas | Gas Boiler - Steam Trap Replacement | A | Cumulative Summer Peak Savings (MW) | Achievable Technical Potential | 0 | 0 | 0 | 0 | 0 | 0 | 0 | 0 | 0 | 0 | 0 | 0 | 0 | 0 | 0 | 0 | 0 | 0 | 0 | 0 | 0 | 0 | 0 | 0 | 0 | 0 | 0
F12_Industrial_Industrial - ID_New_Space Heating_Natural Gas_Gas Boiler - Steam Trap Replacement_A_Achievable Technical Potential | F12 | Industrial | Industrial - ID | New | Space Heating | Natural Gas | Gas Boiler - Steam Trap Replacement | A | Cumulative Winter Peak Savings (MW) | Achievable Technical Potential | 0 | 0 | 0 | 0 | 0 | 0 | 0 | 0 | 0 | 0 | 0 | 0 | 0 | 0 | 0 | 0 | 0 | 0 | 0 | 0 | 0 | 0 | 0 | 0 | 0 | 0 | 0
F13_Industrial_Industrial - ID_New_Space Heating_Natural Gas_Gas Boiler - Steam Trap Replacement_A_Achievable Technical Potential | F13 | Industrial | Industrial - ID | New | Space Heating | Natural Gas | Gas Boiler - Steam Trap Replacement | A | Purchases (Incremental) | Achievable Technical Potential | 0 | 0 | 6.6713e-08 | 4.3588e-07 | 7.8664e-07 | 1.1358e-06 | 1.4755e-06 | 1.8092e-06 | 2.0705e-06 | 2.0235e-06 | 1.9894e-06 | 1.9513e-06 | 1.9174e-06 | 1.884e-06 | 1.8513e-06 | 1.819e-06 | 1.7874e-06 | 1.7563e-06 | 1.7257e-06 | 1.6956e-06 | 1.5994e-06 | 1.2012e-06 | 0 | 0 | 0 | 0 | 0
F14_Industrial_Industrial - ID_New_Space Heating_Natural Gas_Gas Boiler - Steam Trap Replacement_A_Achievable Technical Potential | F14 | Industrial | Industrial - ID | New | Space Heating | Natural Gas | Gas Boiler - Steam Trap Replacement | A | Purchases (Cumulative) | Achievable Technical Potential | 0 | 0 | 6.6713e-08 | 5.0259e-07 | 1.2892e-06 | 2.4251e-06 | 3.9006e-06 | 5.7098e-06 | 7.7803e-06 | 9.8038e-06 | 1.1793e-05 | 1.3745e-05 | 1.5662e-05 | 1.7546e-05 | 1.9397e-05 | 2.1216e-05 | 2.3004e-05 | 2.476e-05 | 2.6486e-05 | 2.8181e-05 | 2.9781e-05 | 3.0982e-05 | 3.0982e-05 | 3.0982e-05 | 3.0982e-05 | 3.0982e-05 | 3.0982e-05
F1_Industrial_Industrial - ID_New_Process_Natural Gas_Process Boiler - Hot Water Reset_A_Achievable Technical Potential | F1 | Industrial | Industrial - ID | New | Process | Natural Gas | Process Boiler - Hot Water Reset | A | Original Unit Energy Savings (kWh or therms) | Achievable Technical Potential | 0 | 0 | 8529.0556 | 8529.0556 | 8529.0556 | 8529.0556 | 8529.0556 | 8529.0556 | 8529.0556 | 8529.0556 | 8529.0556 | 8529.0556 | 8529.0556 | 8529.0556 | 8529.0556 | 8529.0556 | 8529.0556 | 8529.0556 | 8529.0556 | 8529.0556 | 8529.0556 | 8529.0556 | 8529.0556 | 8529.0556 | 8529.0556 | 8529.0556 | 8529.0556
F2_Industrial_Industrial - ID_New_Process_Natural Gas_Process Boiler - Hot Water Reset_A_Achievable Technical Potential | F2 | Industrial | Industrial - ID | New | Process | Natural Gas | Process Boiler - Hot Water Reset | A | Original Unit Summer Peak Savings (kW) | Achievable Technical Potential | 0 | 0 | 0 | 0 | 0 | 0 | 0 | 0 | 0 | 0 | 0 | 0 | 0 | 0 | 0 | 0 | 0 | 0 | 0 | 0 | 0 | 0 | 0 | 0 | 0 | 0 | 0
F3_Industrial_Industrial - ID_New_Process_Natural Gas_Process Boiler - Hot Water Reset_A_Achievable Technical Potential | F3 | Industrial | Industrial - ID | New | Process | Natural Gas | Process Boiler - Hot Water Reset | A | Original Unit Winter Peak Savings (kW) | Achievable Technical Potential | 0 | 0 | 0 | 0 | 0 | 0 | 0 | 0 | 0 | 0 | 0 | 0 | 0 | 0 | 0 | 0 | 0 | 0 | 0 | 0 | 0 | 0 | 0 | 0 | 0 | 0 | 0
F4_Industrial_Industrial - ID_New_Process_Natural Gas_Process Boiler - Hot Water Reset_A_Achievable Technical Potential | F4 | Industrial | Industrial - ID | New | Process | Natural Gas | Process Boiler - Hot Water Reset | A | Standalone Impact on Baseline Energy (%) | Achievable Technical Potential | 0 | 0 | 0 | 0 | 0 | 0 | 0 | 0 | 0 | 0 | 0 | 0 | 0 | 0 | 0 | 0 | 0 | 0 | 0 | 0 | 0 | 0 | 0 | 0 | 0 | 0 | 0
F5_Industrial_Industrial - ID_New_Process_Natural Gas_Process Boiler - Hot Water Reset_A_Achievable Technical Potential | F5 | Industrial | Industrial - ID | New | Process | Natural Gas | Process Boiler - Hot Water Reset | A | Standalone Impact on Baseline Summer Peak (%) | Achievable Technical Potential | 0 | 0 | 0 | 0 | 0 | 0 | 0 | 0 | 0 | 0 | 0 | 0 | 0 | 0 | 0 | 0 | 0 | 0 | 0 | 0 | 0 | 0 | 0 | 0 | 0 | 0 | 0
F6_Industrial_Industrial - ID_New_Process_Natural Gas_Process Boiler - Hot Water Reset_A_Achievable Technical Potential | F6 | Industrial | Industrial - ID | New | Process | Natural Gas | Process Boiler - Hot Water Reset | A | Standalone Impact on Baseline Winter Peak (%) | Achievable Technical Potential | 0 | 0 | 0 | 0 | 0 | 0 | 0 | 0 | 0 | 0 | 0 | 0 | 0 | 0 | 0 | 0 | 0 | 0 | 0 | 0 | 0 | 0 | 0 | 0 | 0 | 0 | 0
F7_Industrial_Industrial - ID_New_Process_Natural Gas_Process Boiler - Hot Water Reset_A_Achievable Technical Potential | F7 | Industrial | Industrial - ID | New | Process | Natural Gas | Process Boiler - Hot Water Reset | A | Incremental Energy Savings (MWh or mTherms) | Achievable Technical Potential | 0 | 0 | 0 | 0 | 0 | 0 | 0 | 0 | 0 | 0 | 0 | 0 | 0 | 0 | 0 | 0 | 0 | 0 | 0 | 0 | 0 | 0 | 0 | 0 | 0 | 0 | 0
F8_Industrial_Industrial - ID_New_Process_Natural Gas_Process Boiler - Hot Water Reset_A_Achievable Technical Potential | F8 | Industrial | Industrial - ID | New | Process | Natural Gas | Process Boiler - Hot Water Reset | A | Incremental Summer Peak Savings (MW) | Achievable Technical Potential | 0 | 0 | 0 | 0 | 0 | 0 | 0 | 0 | 0 | 0 | 0 | 0 | 0 | 0 | 0 | 0 | 0 | 0 | 0 | 0 | 0 | 0 | 0 | 0 | 0 | 0 | 0
F9_Industrial_Industrial - ID_New_Process_Natural Gas_Process Boiler - Hot Water Reset_A_Achievable Technical Potential | F9 | Industrial | Industrial - ID | New | Process | Natural Gas | Process Boiler - Hot Water Reset | A | Incremental Winter Peak Savings (MW) | Achievable Technical Potential | 0 | 0 | 0 | 0 | 0 | 0 | 0 | 0 | 0 | 0 | 0 | 0 | 0 | 0 | 0 | 0 | 0 | 0 | 0 | 0 | 0 | 0 | 0 | 0 | 0 | 0 | 0
F10_Industrial_Industrial - ID_New_Process_Natural Gas_Process Boiler - Hot Water Reset_A_Achievable Technical Potential | F10 | Industrial | Industrial - ID | New | Process | Natural Gas | Process Boiler - Hot Water Reset | A | Cumulative Energy Savings (MWh or mTherms) | Achievable Technical Potential | 0 | 0 | 0 | 0 | 0 | 0 | 0 | 0 | 0 | 0 | 0 | 0 | 0 | 0 | 0 | 0 | 0 | 0 | 0 | 0 | 0 | 0 | 0 | 0 | 0 | 0 | 0
F11_Industrial_Industrial - ID_New_Process_Natural Gas_Process Boiler - Hot Water Reset_A_Achievable Technical Potential | F11 | Industrial | Industrial - ID | New | Process | Natural Gas | Process Boiler - Hot Water Reset | A | Cumulative Summer Peak Savings (MW) | Achievable Technical Potential | 0 | 0 | 0 | 0 | 0 | 0 | 0 | 0 | 0 | 0 | 0 | 0 | 0 | 0 | 0 | 0 | 0 | 0 | 0 | 0 | 0 | 0 | 0 | 0 | 0 | 0 | 0
F12_Industrial_Industrial - ID_New_Process_Natural Gas_Process Boiler - Hot Water Reset_A_Achievable Technical Potential | F12 | Industrial | Industrial - ID | New | Process | Natural Gas | Process Boiler - Hot Water Reset | A | Cumulative Winter Peak Savings (MW) | Achievable Technical Potential | 0 | 0 | 0 | 0 | 0 | 0 | 0 | 0 | 0 | 0 | 0 | 0 | 0 | 0 | 0 | 0 | 0 | 0 | 0 | 0 | 0 | 0 | 0 | 0 | 0 | 0 | 0
F13_Industrial_Industrial - ID_New_Process_Natural Gas_Process Boiler - Hot Water Reset_A_Achievable Technical Potential | F13 | Industrial | Industrial - ID | New | Process | Natural Gas | Process Boiler - Hot Water Reset | A | Purchases (Incremental) | Achievable Technical Potential | 0 | 0 | 0 | 0 | 0 | 0 | 0 | 0 | 0 | 0 | 0 | 0 | 0 | 0 | 0 | 0 | 0 | 0 | 0 | 0 | 0 | 0 | 0 | 0 | 0 | 0 | 0
F14_Industrial_Industrial - ID_New_Process_Natural Gas_Process Boiler - Hot Water Reset_A_Achievable Technical Potential | F14 | Industrial | Industrial - ID | New | Process | Natural Gas | Process Boiler - Hot Water Reset | A | Purchases (Cumulative) | Achievable Technical Potential | 0 | 0 | 0 | 0 | 0 | 0 | 0 | 0 | 0 | 0 | 0 | 0 | 0 | 0 | 0 | 0 | 0 | 0 | 0 | 0 | 0 | 0 | 0 | 0 | 0 | 0 | 0
F1_Industrial_Industrial - ID_New_Process_Natural Gas_Process Boiler - Burner Control Optimization_A_Achievable Technical Potential | F1 | Industrial | Industrial - ID | New | Process | Natural Gas | Process Boiler - Burner Control Optimization | A | Original Unit Energy Savings (kWh or therms) | Achievable Technical Potential | 0 | 0 | 2.3188 | 2.3188 | 2.3188 | 2.3188 | 2.3188 | 2.3188 | 2.3188 | 2.3188 | 2.3188 | 2.3188 | 2.3188 | 2.3188 | 2.3188 | 2.3188 | 2.3188 | 2.3188 | 2.3188 | 2.3188 | 2.3188 | 2.3188 | 2.3188 | 2.3188 | 2.3188 | 2.3188 | 2.3188
F2_Industrial_Industrial - ID_New_Process_Natural Gas_Process Boiler - Burner Control Optimization_A_Achievable Technical Potential | F2 | Industrial | Industrial - ID | New | Process | Natural Gas | Process Boiler - Burner Control Optimization | A | Original Unit Summer Peak Savings (kW) | Achievable Technical Potential | 0 | 0 | 0 | 0 | 0 | 0 | 0 | 0 | 0 | 0 | 0 | 0 | 0 | 0 | 0 | 0 | 0 | 0 | 0 | 0 | 0 | 0 | 0 | 0 | 0 | 0 | 0
F3_Industrial_Industrial - ID_New_Process_Natural Gas_Process Boiler - Burner Control Optimization_A_Achievable Technical Potential | F3 | Industrial | Industrial - ID | New | Process | Natural Gas | Process Boiler - Burner Control Optimization | A | Original Unit Winter Peak Savings (kW) | Achievable Technical Potential | 0 | 0 | 0 | 0 | 0 | 0 | 0 | 0 | 0 | 0 | 0 | 0 | 0 | 0 | 0 | 0 | 0 | 0 | 0 | 0 | 0 | 0 | 0 | 0 | 0 | 0 | 0
F4_Industrial_Industrial - ID_New_Process_Natural Gas_Process Boiler - Burner Control Optimization_A_Achievable Technical Potential | F4 | Industrial | Industrial - ID | New | Process | Natural Gas | Process Boiler - Burner Control Optimization | A | Standalone Impact on Baseline Energy (%) | Achievable Technical Potential | 0 | 0 | 1.6229e-05 | 2.7994e-05 | 6.6532e-05 | 0.00013536 | 0.00024309 | 0.0003927 | 0.00057991 | 0.00079265 | 0.0010132 | 0.001222 | 0.0014021 | 0.001542 | 0.001637 | 0.0016887 | 0.0017031 | 0.0016885 | 0.0016537 | 0.0016063 | 0.0015523 | 0.0014966 | 0.0014344 | 0.0013782 | 0.001327 | 0.0012803 | 0.0012376
F5_Industrial_Industrial - ID_New_Process_Natural Gas_Process Boiler - Burner Control Optimization_A_Achievable Technical Potential | F5 | Industrial | Industrial - ID | New | Process | Natural Gas | Process Boiler - Burner Control Optimization | A | Standalone Impact on Baseline Summer Peak (%) | Achievable Technical Potential | 0 | 0 | 0 | 0 | 0 | 0 | 0 | 0 | 0 | 0 | 0 | 0 | 0 | 0 | 0 | 0 | 0 | 0 | 0 | 0 | 0 | 0 | 0 | 0 | 0 | 0 | 0
F6_Industrial_Industrial - ID_New_Process_Natural Gas_Process Boiler - Burner Control Optimization_A_Achievable Technical Potential | F6 | Industrial | Industrial - ID | New | Process | Natural Gas | Process Boiler - Burner Control Optimization | A | Standalone Impact on Baseline Winter Peak (%) | Achievable Technical Potential | 0 | 0 | 0 | 0 | 0 | 0 | 0 | 0 | 0 | 0 | 0 | 0 | 0 | 0 | 0 | 0 | 0 | 0 | 0 | 0 | 0 | 0 | 0 | 0 | 0 | 0 | 0
F7_Industrial_Industrial - ID_New_Process_Natural Gas_Process Boiler - Burner Control Optimization_A_Achievable Technical Potential | F7 | Industrial | Industrial - ID | New | Process | Natural Gas | Process Boiler - Burner Control Optimization | A | Incremental Energy Savings (MWh or mTherms) | Achievable Technical Potential | 0 | 0 | 0.00010243 | 0.001052 | 0.003797 | 0.0095946 | 0.019388 | 0.033283 | 0.050038 | 0.067179 | 0.081661 | 0.090813 | 0.093152 | 0.088725 | 0.078907 | 0.065835 | 0.051741 | 0.038441 | 0.027083 | 0.018145 | 0.011487 | 0.007157 | 0 | 0 | 0 | 0 | 0
F8_Industrial_Industrial - ID_New_Process_Natural Gas_Process Boiler - Burner Control Optimization_A_Achievable Technical Potential | F8 | Industrial | Industrial - ID | New | Process | Natural Gas | Process Boiler - Burner Control Optimization | A | Incremental Summer Peak Savings (MW) | Achievable Technical Potential | 0 | 0 | 0 | 0 | 0 | 0 | 0 | 0 | 0 | 0 | 0 | 0 | 0 | 0 | 0 | 0 | 0 | 0 | 0 | 0 | 0 | 0 | 0 | 0 | 0 | 0 | 0
F9_Industrial_Industrial - ID_New_Process_Natural Gas_Process Boiler - Burner Control Optimization_A_Achievable Technical Potential | F9 | Industrial | Industrial - ID | New | Process | Natural Gas | Process Boiler - Burner Control Optimization | A | Incremental Winter Peak Savings (MW) | Achievable Technical Potential | 0 | 0 | 0 | 0 | 0 | 0 | 0 | 0 | 0 | 0 | 0 | 0 | 0 | 0 | 0 | 0 | 0 | 0 | 0 | 0 | 0 | 0 | 0 | 0 | 0 | 0 | 0
F10_Industrial_Industrial - ID_New_Process_Natural Gas_Process Boiler - Burner Control Optimization_A_Achievable Technical Potential | F10 | Industrial | Industrial - ID | New | Process | Natural Gas | Process Boiler - Burner Control Optimization | A | Cumulative Energy Savings (MWh or mTherms) | Achievable Technical Potential | 0 | 0 | 0.00010243 | 0.0011544 | 0.0049514 | 0.014546 | 0.033934 | 0.067216 | 0.11725 | 0.18443 | 0.26609 | 0.35691 | 0.45006 | 0.53878 | 0.61769 | 0.68353 | 0.73527 | 0.77371 | 0.80079 | 0.81894 | 0.83042 | 0.83758 | 0.83758 | 0.83758 | 0.83758 | 0.83758 | 0.83758
F11_Industrial_Industrial - ID_New_Process_Natural Gas_Process Boiler - Burner Control Optimization_A_Achievable Technical Potential | F11 | Industrial | Industrial - ID | New | Process | Natural Gas | Process Boiler - Burner Control Optimization | A | Cumulative Summer Peak Savings (MW) | Achievable Technical Potential | 0 | 0 | 0 | 0 | 0 | 0 | 0 | 0 | 0 | 0 | 0 | 0 | 0 | 0 | 0 | 0 | 0 | 0 | 0 | 0 | 0 | 0 | 0 | 0 | 0 | 0 | 0
F12_Industrial_Industrial - ID_New_Process_Natural Gas_Process Boiler - Burner Control Optimization_A_Achievable Technical Potential | F12 | Industrial | Industrial - ID | New | Process | Natural Gas | Process Boiler - Burner Control Optimization | A | Cumulative Winter Peak Savings (MW) | Achievable Technical Potential | 0 | 0 | 0 | 0 | 0 | 0 | 0 | 0 | 0 | 0 | 0 | 0 | 0 | 0 | 0 | 0 | 0 | 0 | 0 | 0 | 0 | 0 | 0 | 0 | 0 | 0 | 0
F13_Industrial_Industrial - ID_New_Process_Natural Gas_Process Boiler - Burner Control Optimization_A_Achievable Technical Potential | F13 | Industrial | Industrial - ID | New | Process | Natural Gas | Process Boiler - Burner Control Optimization | A | Purchases (Incremental) | Achievable Technical Potential | 0 | 0 | 0.044172 | 0.45367 | 1.6375 | 4.1377 | 8.361 | 14.3531 | 21.5788 | 28.9711 | 35.2164 | 39.1633 | 40.172 | 38.2626 | 34.0286 | 28.3912 | 22.3133 | 16.5777 | 11.6796 | 7.825 | 4.9537 | 3.0865 | 0 | 0 | 0 | 0 | 0
F14_Industrial_Industrial - ID_New_Process_Natural Gas_Process Boiler - Burner Control Optimization_A_Achievable Technical Potential | F14 | Industrial | Industrial - ID | New | Process | Natural Gas | Process Boiler - Burner Control Optimization | A | Purchases (Cumulative) | Achievable Technical Potential | 0 | 0 | 0.044172 | 0.49784 | 2.1353 | 6.273 | 14.634 | 28.9871 | 50.5659 | 79.537 | 114.7534 | 153.9167 | 194.0887 | 232.3513 | 266.3799 | 294.7711 | 317.0844 | 333.6621 | 345.3416 | 353.1667 | 358.1203 | 361.2068 | 361.2068 | 361.2068 | 361.2068 | 361.2068 | 361.2068
F1_Industrial_Industrial - ID_New_Process_Natural Gas_Process Boiler - Insulate Hot Water Lines_A_Achievable Technical Potential | F1 | Industrial | Industrial - ID | New | Process | Natural Gas | Process Boiler - Insulate Hot Water Lines | A | Original Unit Energy Savings (kWh or therms) | Achievable Technical Potential | 0 | 0 | 38.0063 | 38.0063 | 38.0063 | 38.0063 | 38.0063 | 38.0063 | 38.0063 | 38.0063 | 38.0063 | 38.0063 | 38.0063 | 38.0063 | 38.0063 | 38.0063 | 38.0063 | 38.0063 | 38.0063 | 38.0063 | 38.0063 | 38.0063 | 38.0063 | 38.0063 | 38.0063 | 38.0063 | 38.0063
F2_Industrial_Industrial - ID_New_Process_Natural Gas_Process Boiler - Insulate Hot Water Lines_A_Achievable Technical Potential | F2 | Industrial | Industrial - ID | New | Process | Natural Gas | Process Boiler - Insulate Hot Water Lines | A | Original Unit Summer Peak Savings (kW) | Achievable Technical Potential | 0 | 0 | 0 | 0 | 0 | 0 | 0 | 0 | 0 | 0 | 0 | 0 | 0 | 0 | 0 | 0 | 0 | 0 | 0 | 0 | 0 | 0 | 0 | 0 | 0 | 0 | 0
F3_Industrial_Industrial - ID_New_Process_Natural Gas_Process Boiler - Insulate Hot Water Lines_A_Achievable Technical Potential | F3 | Industrial | Industrial - ID | New | Process | Natural Gas | Process Boiler - Insulate Hot Water Lines | A | Original Unit Winter Peak Savings (kW) | Achievable Technical Potential | 0 | 0 | 0 | 0 | 0 | 0 | 0 | 0 | 0 | 0 | 0 | 0 | 0 | 0 | 0 | 0 | 0 | 0 | 0 | 0 | 0 | 0 | 0 | 0 | 0 | 0 | 0
F4_Industrial_Industrial - ID_New_Process_Natural Gas_Process Boiler - Insulate Hot Water Lines_A_Achievable Technical Potential | F4 | Industrial | Industrial - ID | New | Process | Natural Gas | Process Boiler - Insulate Hot Water Lines | A | Standalone Impact on Baseline Energy (%) | Achievable Technical Potential | 0 | 0 | 0 | 0 | 0 | 0 | 0 | 0 | 0 | 0 | 0 | 0 | 0 | 0 | 0 | 0 | 0 | 0 | 0 | 0 | 0 | 0 | 0 | 0 | 0 | 0 | 0
F5_Industrial_Industrial - ID_New_Process_Natural Gas_Process Boiler - Insulate Hot Water Lines_A_Achievable Technical Potential | F5 | Industrial | Industrial - ID | New | Process | Natural Gas | Process Boiler - Insulate Hot Water Lines | A | Standalone Impact on Baseline Summer Peak (%) | Achievable Technical Potential | 0 | 0 | 0 | 0 | 0 | 0 | 0 | 0 | 0 | 0 | 0 | 0 | 0 | 0 | 0 | 0 | 0 | 0 | 0 | 0 | 0 | 0 | 0 | 0 | 0 | 0 | 0
F6_Industrial_Industrial - ID_New_Process_Natural Gas_Process Boiler - Insulate Hot Water Lines_A_Achievable Technical Potential | F6 | Industrial | Industrial - ID | New | Process | Natural Gas | Process Boiler - Insulate Hot Water Lines | A | Standalone Impact on Baseline Winter Peak (%) | Achievable Technical Potential | 0 | 0 | 0 | 0 | 0 | 0 | 0 | 0 | 0 | 0 | 0 | 0 | 0 | 0 | 0 | 0 | 0 | 0 | 0 | 0 | 0 | 0 | 0 | 0 | 0 | 0 | 0
F7_Industrial_Industrial - ID_New_Process_Natural Gas_Process Boiler - Insulate Hot Water Lines_A_Achievable Technical Potential | F7 | Industrial | Industrial - ID | New | Process | Natural Gas | Process Boiler - Insulate Hot Water Lines | A | Incremental Energy Savings (MWh or mTherms) | Achievable Technical Potential | 0 | 0 | 0 | 0 | 0 | 0 | 0 | 0 | 0 | 0 | 0 | 0 | 0 | 0 | 0 | 0 | 0 | 0 | 0 | 0 | 0 | 0 | 0 | 0 | 0 | 0 | 0
F8_Industrial_Industrial - ID_New_Process_Natural Gas_Process Boiler - Insulate Hot Water Lines_A_Achievable Technical Potential | F8 | Industrial | Industrial - ID | New | Process | Natural Gas | Process Boiler - Insulate Hot Water Lines | A | Incremental Summer Peak Savings (MW) | Achievable Technical Potential | 0 | 0 | 0 | 0 | 0 | 0 | 0 | 0 | 0 | 0 | 0 | 0 | 0 | 0 | 0 | 0 | 0 | 0 | 0 | 0 | 0 | 0 | 0 | 0 | 0 | 0 | 0
F9_Industrial_Industrial - ID_New_Process_Natural Gas_Process Boiler - Insulate Hot Water Lines_A_Achievable Technical Potential | F9 | Industrial | Industrial - ID | New | Process | Natural Gas | Process Boiler - Insulate Hot Water Lines | A | Incremental Winter Peak Savings (MW) | Achievable Technical Potential | 0 | 0 | 0 | 0 | 0 | 0 | 0 | 0 | 0 | 0 | 0 | 0 | 0 | 0 | 0 | 0 | 0 | 0 | 0 | 0 | 0 | 0 | 0 | 0 | 0 | 0 | 0
F10_Industrial_Industrial - ID_New_Process_Natural Gas_Process Boiler - Insulate Hot Water Lines_A_Achievable Technical Potential | F10 | Industrial | Industrial - ID | New | Process | Natural Gas | Process Boiler - Insulate Hot Water Lines | A | Cumulative Energy Savings (MWh or mTherms) | Achievable Technical Potential | 0 | 0 | 0 | 0 | 0 | 0 | 0 | 0 | 0 | 0 | 0 | 0 | 0 | 0 | 0 | 0 | 0 | 0 | 0 | 0 | 0 | 0 | 0 | 0 | 0 | 0 | 0
F11_Industrial_Industrial - ID_New_Process_Natural Gas_Process Boiler - Insulate Hot Water Lines_A_Achievable Technical Potential | F11 | Industrial | Industrial - ID | New | Process | Natural Gas | Process Boiler - Insulate Hot Water Lines | A | Cumulative Summer Peak Savings (MW) | Achievable Technical Potential | 0 | 0 | 0 | 0 | 0 | 0 | 0 | 0 | 0 | 0 | 0 | 0 | 0 | 0 | 0 | 0 | 0 | 0 | 0 | 0 | 0 | 0 | 0 | 0 | 0 | 0 | 0
F12_Industrial_Industrial - ID_New_Process_Natural Gas_Process Boiler - Insulate Hot Water Lines_A_Achievable Technical Potential | F12 | Industrial | Industrial - ID | New | Process | Natural Gas | Process Boiler - Insulate Hot Water Lines | A | Cumulative Winter Peak Savings (MW) | Achievable Technical Potential | 0 | 0 | 0 | 0 | 0 | 0 | 0 | 0 | 0 | 0 | 0 | 0 | 0 | 0 | 0 | 0 | 0 | 0 | 0 | 0 | 0 | 0 | 0 | 0 | 0 | 0 | 0
F13_Industrial_Industrial - ID_New_Process_Natural Gas_Process Boiler - Insulate Hot Water Lines_A_Achievable Technical Potential | F13 | Industrial | Industrial - ID | New | Process | Natural Gas | Process Boiler - Insulate Hot Water Lines | A | Purchases (Incremental) | Achievable Technical Potential | 0 | 0 | 0 | 0 | 0 | 0 | 0 | 0 | 0 | 0 | 0 | 0 | 0 | 0 | 0 | 0 | 0 | 0 | 0 | 0 | 0 | 0 | 0 | 0 | 0 | 0 | 0
F14_Industrial_Industrial - ID_New_Process_Natural Gas_Process Boiler - Insulate Hot Water Lines_A_Achievable Technical Potential | F14 | Industrial | Industrial - ID | New | Process | Natural Gas | Process Boiler - Insulate Hot Water Lines | A | Purchases (Cumulative) | Achievable Technical Potential | 0 | 0 | 0 | 0 | 0 | 0 | 0 | 0 | 0 | 0 | 0 | 0 | 0 | 0 | 0 | 0 | 0 | 0 | 0 | 0 | 0 | 0 | 0 | 0 | 0 | 0 | 0
F1_Industrial_Industrial - ID_New_Process_Natural Gas_Process Boiler - Insulate Steam Lines/Condensate Tank_A_Achievable Technical Potential | F1 | Industrial | Industrial - ID | New | Process | Natural Gas | Process Boiler - Insulate Steam Lines/Condensate Tank | A | Original Unit Energy Savings (kWh or therms) | Achievable Technical Potential | 0 | 0 | 56.7725 | 56.7725 | 56.7725 | 56.7725 | 56.7725 | 56.7725 | 56.7725 | 56.7725 | 56.7725 | 56.7725 | 56.7725 | 56.7725 | 56.7725 | 56.7725 | 56.7725 | 56.7725 | 56.7725 | 56.7725 | 56.7725 | 56.7725 | 56.7725 | 56.7725 | 56.7725 | 56.7725 | 56.7725
F2_Industrial_Industrial - ID_New_Process_Natural Gas_Process Boiler - Insulate Steam Lines/Condensate Tank_A_Achievable Technical Potential | F2 | Industrial | Industrial - ID | New | Process | Natural Gas | Process Boiler - Insulate Steam Lines/Condensate Tank | A | Original Unit Summer Peak Savings (kW) | Achievable Technical Potential | 0 | 0 | 0 | 0 | 0 | 0 | 0 | 0 | 0 | 0 | 0 | 0 | 0 | 0 | 0 | 0 | 0 | 0 | 0 | 0 | 0 | 0 | 0 | 0 | 0 | 0 | 0
F3_Industrial_Industrial - ID_New_Process_Natural Gas_Process Boiler - Insulate Steam Lines/Condensate Tank_A_Achievable Technical Potential | F3 | Industrial | Industrial - ID | New | Process | Natural Gas | Process Boiler - Insulate Steam Lines/Condensate Tank | A | Original Unit Winter Peak Savings (kW) | Achievable Technical Potential | 0 | 0 | 0 | 0 | 0 | 0 | 0 | 0 | 0 | 0 | 0 | 0 | 0 | 0 | 0 | 0 | 0 | 0 | 0 | 0 | 0 | 0 | 0 | 0 | 0 | 0 | 0
F4_Industrial_Industrial - ID_New_Process_Natural Gas_Process Boiler - Insulate Steam Lines/Condensate Tank_A_Achievable Technical Potential | F4 | Industrial | Industrial - ID | New | Process | Natural Gas | Process Boiler - Insulate Steam Lines/Condensate Tank | A | Standalone Impact on Baseline Energy (%) | Achievable Technical Potential | 0 | 0 | 0 | 0 | 0 | 0 | 0 | 0 | 0 | 0 | 0 | 0 | 0 | 0 | 0 | 0 | 0 | 0 | 0 | 0 | 0 | 0 | 0 | 0 | 0 | 0 | 0
F5_Industrial_Industrial - ID_New_Process_Natural Gas_Process Boiler - Insulate Steam Lines/Condensate Tank_A_Achievable Technical Potential | F5 | Industrial | Industrial - ID | New | Process | Natural Gas | Process Boiler - Insulate Steam Lines/Condensate Tank | A | Standalone Impact on Baseline Summer Peak (%) | Achievable Technical Potential | 0 | 0 | 0 | 0 | 0 | 0 | 0 | 0 | 0 | 0 | 0 | 0 | 0 | 0 | 0 | 0 | 0 | 0 | 0 | 0 | 0 | 0 | 0 | 0 | 0 | 0 | 0
F6_Industrial_Industrial - ID_New_Process_Natural Gas_Process Boiler - Insulate Steam Lines/Condensate Tank_A_Achievable Technical Potential | F6 | Industrial | Industrial - ID | New | Process | Natural Gas | Process Boiler - Insulate Steam Lines/Condensate Tank | A | Standalone Impact on Baseline Winter Peak (%) | Achievable Technical Potential | 0 | 0 | 0 | 0 | 0 | 0 | 0 | 0 | 0 | 0 | 0 | 0 | 0 | 0 | 0 | 0 | 0 | 0 | 0 | 0 | 0 | 0 | 0 | 0 | 0 | 0 | 0
F7_Industrial_Industrial - ID_New_Process_Natural Gas_Process Boiler - Insulate Steam Lines/Condensate Tank_A_Achievable Technical Potential | F7 | Industrial | Industrial - ID | New | Process | Natural Gas | Process Boiler - Insulate Steam Lines/Condensate Tank | A | Incremental Energy Savings (MWh or mTherms) | Achievable Technical Potential | 0 | 0 | 0 | 0 | 0 | 0 | 0 | 0 | 0 | 0 | 0 | 0 | 0 | 0 | 0 | 0 | 0 | 0 | 0 | 0 | 0 | 0 | 0 | 0 | 0 | 0 | 0
F8_Industrial_Industrial - ID_New_Process_Natural Gas_Process Boiler - Insulate Steam Lines/Condensate Tank_A_Achievable Technical Potential | F8 | Industrial | Industrial - ID | New | Process | Natural Gas | Process Boiler - Insulate Steam Lines/Condensate Tank | A | Incremental Summer Peak Savings (MW) | Achievable Technical Potential | 0 | 0 | 0 | 0 | 0 | 0 | 0 | 0 | 0 | 0 | 0 | 0 | 0 | 0 | 0 | 0 | 0 | 0 | 0 | 0 | 0 | 0 | 0 | 0 | 0 | 0 | 0
F9_Industrial_Industrial - ID_New_Process_Natural Gas_Process Boiler - Insulate Steam Lines/Condensate Tank_A_Achievable Technical Potential | F9 | Industrial | Industrial - ID | New | Process | Natural Gas | Process Boiler - Insulate Steam Lines/Condensate Tank | A | Incremental Winter Peak Savings (MW) | Achievable Technical Potential | 0 | 0 | 0 | 0 | 0 | 0 | 0 | 0 | 0 | 0 | 0 | 0 | 0 | 0 | 0 | 0 | 0 | 0 | 0 | 0 | 0 | 0 | 0 | 0 | 0 | 0 | 0
F10_Industrial_Industrial - ID_New_Process_Natural Gas_Process Boiler - Insulate Steam Lines/Condensate Tank_A_Achievable Technical Potential | F10 | Industrial | Industrial - ID | New | Process | Natural Gas | Process Boiler - Insulate Steam Lines/Condensate Tank | A | Cumulative Energy Savings (MWh or mTherms) | Achievable Technical Potential | 0 | 0 | 0 | 0 | 0 | 0 | 0 | 0 | 0 | 0 | 0 | 0 | 0 | 0 | 0 | 0 | 0 | 0 | 0 | 0 | 0 | 0 | 0 | 0 | 0 | 0 | 0
F11_Industrial_Industrial - ID_New_Process_Natural Gas_Process Boiler - Insulate Steam Lines/Condensate Tank_A_Achievable Technical Potential | F11 | Industrial | Industrial - ID | New | Process | Natural Gas | Process Boiler - Insulate Steam Lines/Condensate Tank | A | Cumulative Summer Peak Savings (MW) | Achievable Technical Potential | 0 | 0 | 0 | 0 | 0 | 0 | 0 | 0 | 0 | 0 | 0 | 0 | 0 | 0 | 0 | 0 | 0 | 0 | 0 | 0 | 0 | 0 | 0 | 0 | 0 | 0 | 0
F12_Industrial_Industrial - ID_New_Process_Natural Gas_Process Boiler - Insulate Steam Lines/Condensate Tank_A_Achievable Technical Potential | F12 | Industrial | Industrial - ID | New | Process | Natural Gas | Process Boiler - Insulate Steam Lines/Condensate Tank | A | Cumulative Winter Peak Savings (MW) | Achievable Technical Potential | 0 | 0 | 0 | 0 | 0 | 0 | 0 | 0 | 0 | 0 | 0 | 0 | 0 | 0 | 0 | 0 | 0 | 0 | 0 | 0 | 0 | 0 | 0 | 0 | 0 | 0 | 0
F13_Industrial_Industrial - ID_New_Process_Natural Gas_Process Boiler - Insulate Steam Lines/Condensate Tank_A_Achievable Technical Potential | F13 | Industrial | Industrial - ID | New | Process | Natural Gas | Process Boiler - Insulate Steam Lines/Condensate Tank | A | Purchases (Incremental) | Achievable Technical Potential | 0 | 0 | 0 | 0 | 0 | 0 | 0 | 0 | 0 | 0 | 0 | 0 | 0 | 0 | 0 | 0 | 0 | 0 | 0 | 0 | 0 | 0 | 0 | 0 | 0 | 0 | 0
F14_Industrial_Industrial - ID_New_Process_Natural Gas_Process Boiler - Insulate Steam Lines/Condensate Tank_A_Achievable Technical Potential | F14 | Industrial | Industrial - ID | New | Process | Natural Gas | Process Boiler - Insulate Steam Lines/Condensate Tank | A | Purchases (Cumulative) | Achievable Technical Potential | 0 | 0 | 0 | 0 | 0 | 0 | 0 | 0 | 0 | 0 | 0 | 0 | 0 | 0 | 0 | 0 | 0 | 0 | 0 | 0 | 0 | 0 | 0 | 0 | 0 | 0 | 0
F1_Industrial_Industrial - ID_New_Process_Natural Gas_Process Boiler - Stack Economizer_A_Achievable Technical Potential | F1 | Industrial | Industrial - ID | New | Process | Natural Gas | Process Boiler - Stack Economizer | A | Original Unit Energy Savings (kWh or therms) | Achievable Technical Potential | 0 | 0 | 7.6762 | 7.6762 | 7.6762 | 7.6762 | 7.6762 | 7.6762 | 7.6762 | 7.6762 | 7.6762 | 7.6762 | 7.6762 | 7.6762 | 7.6762 | 7.6762 | 7.6762 | 7.6762 | 7.6762 | 7.6762 | 7.6762 | 7.6762 | 7.6762 | 7.6762 | 7.6762 | 7.6762 | 7.6762
F2_Industrial_Industrial - ID_New_Process_Natural Gas_Process Boiler - Stack Economizer_A_Achievable Technical Potential | F2 | Industrial | Industrial - ID | New | Process | Natural Gas | Process Boiler - Stack Economizer | A | Original Unit Summer Peak Savings (kW) | Achievable Technical Potential | 0 | 0 | 0 | 0 | 0 | 0 | 0 | 0 | 0 | 0 | 0 | 0 | 0 | 0 | 0 | 0 | 0 | 0 | 0 | 0 | 0 | 0 | 0 | 0 | 0 | 0 | 0
F3_Industrial_Industrial - ID_New_Process_Natural Gas_Process Boiler - Stack Economizer_A_Achievable Technical Potential | F3 | Industrial | Industrial - ID | New | Process | Natural Gas | Process Boiler - Stack Economizer | A | Original Unit Winter Peak Savings (kW) | Achievable Technical Potential | 0 | 0 | 0 | 0 | 0 | 0 | 0 | 0 | 0 | 0 | 0 | 0 | 0 | 0 | 0 | 0 | 0 | 0 | 0 | 0 | 0 | 0 | 0 | 0 | 0 | 0 | 0
F4_Industrial_Industrial - ID_New_Process_Natural Gas_Process Boiler - Stack Economizer_A_Achievable Technical Potential | F4 | Industrial | Industrial - ID | New | Process | Natural Gas | Process Boiler - Stack Economizer | A | Standalone Impact on Baseline Energy (%) | Achievable Technical Potential | 0 | 0 | 0.00053108 | 0.00061237 | 0.0008704 | 0.0011339 | 0.001404 | 0.0016229 | 0.0017563 | 0.0018321 | 0.0018678 | 0.0018754 | 0.001863 | 0.0018368 | 0.0018011 | 0.0017592 | 0.0017135 | 0.0016584 | 0.0015693 | 0.0014906 | 0.0014206 | 0.0013579 | 0.0013015 | 0.0012504 | 0.001204 | 0.0011616 | 0.0011228
F5_Industrial_Industrial - ID_New_Process_Natural Gas_Process Boiler - Stack Economizer_A_Achievable Technical Potential | F5 | Industrial | Industrial - ID | New | Process | Natural Gas | Process Boiler - Stack Economizer | A | Standalone Impact on Baseline Summer Peak (%) | Achievable Technical Potential | 0 | 0 | 0 | 0 | 0 | 0 | 0 | 0 | 0 | 0 | 0 | 0 | 0 | 0 | 0 | 0 | 0 | 0 | 0 | 0 | 0 | 0 | 0 | 0 | 0 | 0 | 0
F6_Industrial_Industrial - ID_New_Process_Natural Gas_Process Boiler - Stack Economizer_A_Achievable Technical Potential | F6 | Industrial | Industrial - ID | New | Process | Natural Gas | Process Boiler - Stack Economizer | A | Standalone Impact on Baseline Winter Peak (%) | Achievable Technical Potential | 0 | 0 | 0 | 0 | 0 | 0 | 0 | 0 | 0 | 0 | 0 | 0 | 0 | 0 | 0 | 0 | 0 | 0 | 0 | 0 | 0 | 0 | 0 | 0 | 0 | 0 | 0
F7_Industrial_Industrial - ID_New_Process_Natural Gas_Process Boiler - Stack Economizer_A_Achievable Technical Potential | F7 | Industrial | Industrial - ID | New | Process | Natural Gas | Process Boiler - Stack Economizer | A | Incremental Energy Savings (MWh or mTherms) | Achievable Technical Potential | 0 | 0 | 0.0033519 | 0.0219 | 0.039524 | 0.057069 | 0.074135 | 0.081813 | 0.077314 | 0.071177 | 0.064273 | 0.057181 | 0.050274 | 0.04378 | 0.037823 | 0.032459 | 0.027697 | 0.020165 | 0 | 0 | 0 | 0 | 0 | 0 | 0 | 0 | 0
F8_Industrial_Industrial - ID_New_Process_Natural Gas_Process Boiler - Stack Economizer_A_Achievable Technical Potential | F8 | Industrial | Industrial - ID | New | Process | Natural Gas | Process Boiler - Stack Economizer | A | Incremental Summer Peak Savings (MW) | Achievable Technical Potential | 0 | 0 | 0 | 0 | 0 | 0 | 0 | 0 | 0 | 0 | 0 | 0 | 0 | 0 | 0 | 0 | 0 | 0 | 0 | 0 | 0 | 0 | 0 | 0 | 0 | 0 | 0
F9_Industrial_Industrial - ID_New_Process_Natural Gas_Process Boiler - Stack Economizer_A_Achievable Technical Potential | F9 | Industrial | Industrial - ID | New | Process | Natural Gas | Process Boiler - Stack Economizer | A | Incremental Winter Peak Savings (MW) | Achievable Technical Potential | 0 | 0 | 0 | 0 | 0 | 0 | 0 | 0 | 0 | 0 | 0 | 0 | 0 | 0 | 0 | 0 | 0 | 0 | 0 | 0 | 0 | 0 | 0 | 0 | 0 | 0 | 0
F10_Industrial_Industrial - ID_New_Process_Natural Gas_Process Boiler - Stack Economizer_A_Achievable Technical Potential | F10 | Industrial | Industrial - ID | New | Process | Natural Gas | Process Boiler - Stack Economizer | A | Cumulative Energy Savings (MWh or mTherms) | Achievable Technical Potential | 0 | 0 | 0.0033519 | 0.025252 | 0.064776 | 0.12185 | 0.19598 | 0.27779 | 0.35511 | 0.42629 | 0.49056 | 0.54774 | 0.59801 | 0.64179 | 0.67962 | 0.71208 | 0.73977 | 0.75994 | 0.75994 | 0.75994 | 0.75994 | 0.75994 | 0.75994 | 0.75994 | 0.75994 | 0.75994 | 0.75994
F11_Industrial_Industrial - ID_New_Process_Natural Gas_Process Boiler - Stack Economizer_A_Achievable Technical Potential | F11 | Industrial | Industrial - ID | New | Process | Natural Gas | Process Boiler - Stack Economizer | A | Cumulative Summer Peak Savings (MW) | Achievable Technical Potential | 0 | 0 | 0 | 0 | 0 | 0 | 0 | 0 | 0 | 0 | 0 | 0 | 0 | 0 | 0 | 0 | 0 | 0 | 0 | 0 | 0 | 0 | 0 | 0 | 0 | 0 | 0
F12_Industrial_Industrial - ID_New_Process_Natural Gas_Process Boiler - Stack Economizer_A_Achievable Technical Potential | F12 | Industrial | Industrial - ID | New | Process | Natural Gas | Process Boiler - Stack Economizer | A | Cumulative Winter Peak Savings (MW) | Achievable Technical Potential | 0 | 0 | 0 | 0 | 0 | 0 | 0 | 0 | 0 | 0 | 0 | 0 | 0 | 0 | 0 | 0 | 0 | 0 | 0 | 0 | 0 | 0 | 0 | 0 | 0 | 0 | 0
F13_Industrial_Industrial - ID_New_Process_Natural Gas_Process Boiler - Stack Economizer_A_Achievable Technical Potential | F13 | Industrial | Industrial - ID | New | Process | Natural Gas | Process Boiler - Stack Economizer | A | Purchases (Incremental) | Achievable Technical Potential | 0 | 0 | 0.43667 | 2.853 | 5.1489 | 7.4346 | 9.6578 | 10.6581 | 10.072 | 9.2725 | 8.373 | 7.4491 | 6.5494 | 5.7034 | 4.9274 | 4.2286 | 3.6082 | 2.627 | 0 | 0 | 0 | 0 | 0 | 0 | 0 | 0 | 0
F14_Industrial_Industrial - ID_New_Process_Natural Gas_Process Boiler - Stack Economizer_A_Achievable Technical Potential | F14 | Industrial | Industrial - ID | New | Process | Natural Gas | Process Boiler - Stack Economizer | A | Purchases (Cumulative) | Achievable Technical Potential | 0 | 0 | 0.43667 | 3.2897 | 8.4387 | 15.8733 | 25.5311 | 36.1893 | 46.2613 | 55.5338 | 63.9068 | 71.3559 | 77.9054 | 83.6088 | 88.5362 | 92.7648 | 96.373 | 98.9999 | 98.9999 | 98.9999 | 98.9999 | 98.9999 | 98.9999 | 98.9999 | 98.9999 | 98.9999 | 98.9999
F1_Industrial_Industrial - ID_New_Process_Natural Gas_Process Boiler - Steam Trap Replacement_A_Achievable Technical Potential | F1 | Industrial | Industrial - ID | New | Process | Natural Gas | Process Boiler - Steam Trap Replacement | A | Original Unit Energy Savings (kWh or therms) | Achievable Technical Potential | 0 | 0 | 343744.5378 | 343744.5378 | 343744.5378 | 343744.5378 | 343744.5378 | 343744.5378 | 343744.5378 | 343744.5378 | 343744.5378 | 343744.5378 | 343744.5378 | 343744.5378 | 343744.5378 | 343744.5378 | 343744.5378 | 343744.5378 | 343744.5378 | 343744.5378 | 343744.5378 | 343744.5378 | 343744.5378 | 343744.5378 | 343744.5378 | 343744.5378 | 343744.5378
F2_Industrial_Industrial - ID_New_Process_Natural Gas_Process Boiler - Steam Trap Replacement_A_Achievable Technical Potential | F2 | Industrial | Industrial - ID | New | Process | Natural Gas | Process Boiler - Steam Trap Replacement | A | Original Unit Summer Peak Savings (kW) | Achievable Technical Potential | 0 | 0 | 0 | 0 | 0 | 0 | 0 | 0 | 0 | 0 | 0 | 0 | 0 | 0 | 0 | 0 | 0 | 0 | 0 | 0 | 0 | 0 | 0 | 0 | 0 | 0 | 0
F3_Industrial_Industrial - ID_New_Process_Natural Gas_Process Boiler - Steam Trap Replacement_A_Achievable Technical Potential | F3 | Industrial | Industrial - ID | New | Process | Natural Gas | Process Boiler - Steam Trap Replacement | A | Original Unit Winter Peak Savings (kW) | Achievable Technical Potential | 0 | 0 | 0 | 0 | 0 | 0 | 0 | 0 | 0 | 0 | 0 | 0 | 0 | 0 | 0 | 0 | 0 | 0 | 0 | 0 | 0 | 0 | 0 | 0 | 0 | 0 | 0
F4_Industrial_Industrial - ID_New_Process_Natural Gas_Process Boiler - Steam Trap Replacement_A_Achievable Technical Potential | F4 | Industrial | Industrial - ID | New | Process | Natural Gas | Process Boiler - Steam Trap Replacement | A | Standalone Impact on Baseline Energy (%) | Achievable Technical Potential | 0 | 0 | 7.0485e-06 | 8.1273e-06 | 1.1552e-05 | 1.5049e-05 | 1.8633e-05 | 2.2244e-05 | 2.566e-05 | 2.8097e-05 | 2.9943e-05 | 3.1381e-05 | 3.2537e-05 | 3.3486e-05 | 3.4279e-05 | 3.4952e-05 | 3.5531e-05 | 3.6032e-05 | 3.6472e-05 | 3.686e-05 | 3.7122e-05 | 3.6916e-05 | 3.5382e-05 | 3.3994e-05 | 3.2732e-05 | 3.1581e-05 | 3.0526e-05
F5_Industrial_Industrial - ID_New_Process_Natural Gas_Process Boiler - Steam Trap Replacement_A_Achievable Technical Potential | F5 | Industrial | Industrial - ID | New | Process | Natural Gas | Process Boiler - Steam Trap Replacement | A | Standalone Impact on Baseline Summer Peak (%) | Achievable Technical Potential | 0 | 0 | 0 | 0 | 0 | 0 | 0 | 0 | 0 | 0 | 0 | 0 | 0 | 0 | 0 | 0 | 0 | 0 | 0 | 0 | 0 | 0 | 0 | 0 | 0 | 0 | 0
F6_Industrial_Industrial - ID_New_Process_Natural Gas_Process Boiler - Steam Trap Replacement_A_Achievable Technical Potential | F6 | Industrial | Industrial - ID | New | Process | Natural Gas | Process Boiler - Steam Trap Replacement | A | Standalone Impact on Baseline Winter Peak (%) | Achievable Technical Potential | 0 | 0 | 0 | 0 | 0 | 0 | 0 | 0 | 0 | 0 | 0 | 0 | 0 | 0 | 0 | 0 | 0 | 0 | 0 | 0 | 0 | 0 | 0 | 0 | 0 | 0 | 0
F7_Industrial_Industrial - ID_New_Process_Natural Gas_Process Boiler - Steam Trap Replacement_A_Achievable Technical Potential | F7 | Industrial | Industrial - ID | New | Process | Natural Gas | Process Boiler - Steam Trap Replacement | A | Incremental Energy Savings (MWh or mTherms) | Achievable Technical Potential | 0 | 0 | 4.4486e-05 | 0.00029066 | 0.00052456 | 0.00075742 | 0.00098391 | 0.0012065 | 0.0013807 | 0.0013494 | 0.0013266 | 0.0013012 | 0.0012786 | 0.0012563 | 0.0012345 | 0.001213 | 0.0011919 | 0.0011711 | 0.0011508 | 0.0011307 | 0.0010665 | 0.00080101 | 0 | 0 | 0 | 0 | 0
F8_Industrial_Industrial - ID_New_Process_Natural Gas_Process Boiler - Steam Trap Replacement_A_Achievable Technical Potential | F8 | Industrial | Industrial - ID | New | Process | Natural Gas | Process Boiler - Steam Trap Replacement | A | Incremental Summer Peak Savings (MW) | Achievable Technical Potential | 0 | 0 | 0 | 0 | 0 | 0 | 0 | 0 | 0 | 0 | 0 | 0 | 0 | 0 | 0 | 0 | 0 | 0 | 0 | 0 | 0 | 0 | 0 | 0 | 0 | 0 | 0
F9_Industrial_Industrial - ID_New_Process_Natural Gas_Process Boiler - Steam Trap Replacement_A_Achievable Technical Potential | F9 | Industrial | Industrial - ID | New | Process | Natural Gas | Process Boiler - Steam Trap Replacement | A | Incremental Winter Peak Savings (MW) | Achievable Technical Potential | 0 | 0 | 0 | 0 | 0 | 0 | 0 | 0 | 0 | 0 | 0 | 0 | 0 | 0 | 0 | 0 | 0 | 0 | 0 | 0 | 0 | 0 | 0 | 0 | 0 | 0 | 0
F10_Industrial_Industrial - ID_New_Process_Natural Gas_Process Boiler - Steam Trap Replacement_A_Achievable Technical Potential | F10 | Industrial | Industrial - ID | New | Process | Natural Gas | Process Boiler - Steam Trap Replacement | A | Cumulative Energy Savings (MWh or mTherms) | Achievable Technical Potential | 0 | 0 | 4.4486e-05 | 0.00033515 | 0.00085971 | 0.0016171 | 0.002601 | 0.0038075 | 0.0051882 | 0.0065375 | 0.0078641 | 0.0091654 | 0.010444 | 0.0117 | 0.012935 | 0.014148 | 0.01534 | 0.016511 | 0.017662 | 0.018792 | 0.019859 | 0.02066 | 0.02066 | 0.02066 | 0.02066 | 0.02066 | 0.02066
F11_Industrial_Industrial - ID_New_Process_Natural Gas_Process Boiler - Steam Trap Replacement_A_Achievable Technical Potential | F11 | Industrial | Industrial - ID | New | Process | Natural Gas | Process Boiler - Steam Trap Replacement | A | Cumulative Summer Peak Savings (MW) | Achievable Technical Potential | 0 | 0 | 0 | 0 | 0 | 0 | 0 | 0 | 0 | 0 | 0 | 0 | 0 | 0 | 0 | 0 | 0 | 0 | 0 | 0 | 0 | 0 | 0 | 0 | 0 | 0 | 0
F12_Industrial_Industrial - ID_New_Process_Natural Gas_Process Boiler - Steam Trap Replacement_A_Achievable Technical Potential | F12 | Industrial | Industrial - ID | New | Process | Natural Gas | Process Boiler - Steam Trap Replacement | A | Cumulative Winter Peak Savings (MW) | Achievable Technical Potential | 0 | 0 | 0 | 0 | 0 | 0 | 0 | 0 | 0 | 0 | 0 | 0 | 0 | 0 | 0 | 0 | 0 | 0 | 0 | 0 | 0 | 0 | 0 | 0 | 0 | 0 | 0
F13_Industrial_Industrial - ID_New_Process_Natural Gas_Process Boiler - Steam Trap Replacement_A_Achievable Technical Potential | F13 | Industrial | Industrial - ID | New | Process | Natural Gas | Process Boiler - Steam Trap Replacement | A | Purchases (Incremental) | Achievable Technical Potential | 0 | 0 | 1.2942e-07 | 8.4557e-07 | 1.526e-06 | 2.2034e-06 | 2.8623e-06 | 3.5098e-06 | 4.0165e-06 | 3.9255e-06 | 3.8593e-06 | 3.7854e-06 | 3.7196e-06 | 3.6549e-06 | 3.5913e-06 | 3.5288e-06 | 3.4674e-06 | 3.407e-06 | 3.3477e-06 | 3.2894e-06 | 3.1027e-06 | 2.3302e-06 | 0 | 0 | 0 | 0 | 0
F14_Industrial_Industrial - ID_New_Process_Natural Gas_Process Boiler - Steam Trap Replacement_A_Achievable Technical Potential | F14 | Industrial | Industrial - ID | New | Process | Natural Gas | Process Boiler - Steam Trap Replacement | A | Purchases (Cumulative) | Achievable Technical Potential | 0 | 0 | 1.2942e-07 | 9.7499e-07 | 2.501e-06 | 4.7044e-06 | 7.5668e-06 | 1.1077e-05 | 1.5093e-05 | 1.9019e-05 | 2.2878e-05 | 2.6663e-05 | 3.0383e-05 | 3.4038e-05 | 3.7629e-05 | 4.1158e-05 | 4.4625e-05 | 4.8032e-05 | 5.138e-05 | 5.4669e-05 | 5.7772e-05 | 6.0102e-05 | 6.0102e-05 | 6.0102e-05 | 6.0102e-05 | 6.0102e-05 | 6.0102e-05
F1_Industrial_Industrial - ID_New_Process_Natural Gas_Process Boiler - Maintenance_A_Achievable Technical Potential | F1 | Industrial | Industrial - ID | New | Process | Natural Gas | Process Boiler - Maintenance | A | Original Unit Energy Savings (kWh or therms) | Achievable Technical Potential | 0 | 0 | 4.7976 | 4.7976 | 4.7976 | 4.7976 | 4.7976 | 4.7976 | 4.7976 | 4.7976 | 4.7976 | 4.7976 | 4.7976 | 4.7976 | 4.7976 | 4.7976 | 4.7976 | 4.7976 | 4.7976 | 4.7976 | 4.7976 | 4.7976 | 4.7976 | 4.7976 | 4.7976 | 4.7976 | 4.7976
F2_Industrial_Industrial - ID_New_Process_Natural Gas_Process Boiler - Maintenance_A_Achievable Technical Potential | F2 | Industrial | Industrial - ID | New | Process | Natural Gas | Process Boiler - Maintenance | A | Original Unit Summer Peak Savings (kW) | Achievable Technical Potential | 0 | 0 | 0 | 0 | 0 | 0 | 0 | 0 | 0 | 0 | 0 | 0 | 0 | 0 | 0 | 0 | 0 | 0 | 0 | 0 | 0 | 0 | 0 | 0 | 0 | 0 | 0
F3_Industrial_Industrial - ID_New_Process_Natural Gas_Process Boiler - Maintenance_A_Achievable Technical Potential | F3 | Industrial | Industrial - ID | New | Process | Natural Gas | Process Boiler - Maintenance | A | Original Unit Winter Peak Savings (kW) | Achievable Technical Potential | 0 | 0 | 0 | 0 | 0 | 0 | 0 | 0 | 0 | 0 | 0 | 0 | 0 | 0 | 0 | 0 | 0 | 0 | 0 | 0 | 0 | 0 | 0 | 0 | 0 | 0 | 0
F4_Industrial_Industrial - ID_New_Process_Natural Gas_Process Boiler - Maintenance_A_Achievable Technical Potential | F4 | Industrial | Industrial - ID | New | Process | Natural Gas | Process Boiler - Maintenance | A | Standalone Impact on Baseline Energy (%) | Achievable Technical Potential | 0 | 0 | 8.3911e-05 | 7.1658e-05 | 8.0422e-05 | 8.2478e-05 | 7.39e-05 | 6.6606e-05 | 6.0128e-05 | 5.308e-05 | 4.7026e-05 | 4.2287e-05 | 3.8477e-05 | 3.5347e-05 | 3.2731e-05 | 3.0513e-05 | 2.8607e-05 | 2.6953e-05 | 2.5504e-05 | 2.4225e-05 | 2.3087e-05 | 2.2068e-05 | 2.1151e-05 | 2.0322e-05 | 1.9568e-05 | 1.8879e-05 | 1.8248e-05
F5_Industrial_Industrial - ID_New_Process_Natural Gas_Process Boiler - Maintenance_A_Achievable Technical Potential | F5 | Industrial | Industrial - ID | New | Process | Natural Gas | Process Boiler - Maintenance | A | Standalone Impact on Baseline Summer Peak (%) | Achievable Technical Potential | 0 | 0 | 0 | 0 | 0 | 0 | 0 | 0 | 0 | 0 | 0 | 0 | 0 | 0 | 0 | 0 | 0 | 0 | 0 | 0 | 0 | 0 | 0 | 0 | 0 | 0 | 0
F6_Industrial_Industrial - ID_New_Process_Natural Gas_Process Boiler - Maintenance_A_Achievable Technical Potential | F6 | Industrial | Industrial - ID | New | Process | Natural Gas | Process Boiler - Maintenance | A | Standalone Impact on Baseline Winter Peak (%) | Achievable Technical Potential | 0 | 0 | 0 | 0 | 0 | 0 | 0 | 0 | 0 | 0 | 0 | 0 | 0 | 0 | 0 | 0 | 0 | 0 | 0 | 0 | 0 | 0 | 0 | 0 | 0 | 0 | 0
F7_Industrial_Industrial - ID_New_Process_Natural Gas_Process Boiler - Maintenance_A_Achievable Technical Potential | F7 | Industrial | Industrial - ID | New | Process | Natural Gas | Process Boiler - Maintenance | A | Incremental Energy Savings (MWh or mTherms) | Achievable Technical Potential | 0 | 0 | 0.0005296 | 0.0024254 | 0.0030301 | 0.0028778 | 0.0014528 | 0.0010849 | 0.00075678 | 0.0001932 | 0 | 0 | 0 | 0 | 0 | 0 | 0 | 0 | 0 | 0 | 0 | 0 | 0 | 0 | 0 | 0 | 0
F8_Industrial_Industrial - ID_New_Process_Natural Gas_Process Boiler - Maintenance_A_Achievable Technical Potential | F8 | Industrial | Industrial - ID | New | Process | Natural Gas | Process Boiler - Maintenance | A | Incremental Summer Peak Savings (MW) | Achievable Technical Potential | 0 | 0 | 0 | 0 | 0 | 0 | 0 | 0 | 0 | 0 | 0 | 0 | 0 | 0 | 0 | 0 | 0 | 0 | 0 | 0 | 0 | 0 | 0 | 0 | 0 | 0 | 0
F9_Industrial_Industrial - ID_New_Process_Natural Gas_Process Boiler - Maintenance_A_Achievable Technical Potential | F9 | Industrial | Industrial - ID | New | Process | Natural Gas | Process Boiler - Maintenance | A | Incremental Winter Peak Savings (MW) | Achievable Technical Potential | 0 | 0 | 0 | 0 | 0 | 0 | 0 | 0 | 0 | 0 | 0 | 0 | 0 | 0 | 0 | 0 | 0 | 0 | 0 | 0 | 0 | 0 | 0 | 0 | 0 | 0 | 0
F10_Industrial_Industrial - ID_New_Process_Natural Gas_Process Boiler - Maintenance_A_Achievable Technical Potential | F10 | Industrial | Industrial - ID | New | Process | Natural Gas | Process Boiler - Maintenance | A | Cumulative Energy Savings (MWh or mTherms) | Achievable Technical Potential | 0 | 0 | 0.0005296 | 0.002955 | 0.0059851 | 0.008863 | 0.010316 | 0.011401 | 0.012157 | 0.012351 | 0.012351 | 0.012351 | 0.012351 | 0.012351 | 0.012351 | 0.012351 | 0.012351 | 0.012351 | 0.012351 | 0.012351 | 0.012351 | 0.012351 | 0.012351 | 0.012351 | 0.012351 | 0.012351 | 0.012351
F11_Industrial_Industrial - ID_New_Process_Natural Gas_Process Boiler - Maintenance_A_Achievable Technical Potential | F11 | Industrial | Industrial - ID | New | Process | Natural Gas | Process Boiler - Maintenance | A | Cumulative Summer Peak Savings (MW) | Achievable Technical Potential | 0 | 0 | 0 | 0 | 0 | 0 | 0 | 0 | 0 | 0 | 0 | 0 | 0 | 0 | 0 | 0 | 0 | 0 | 0 | 0 | 0 | 0 | 0 | 0 | 0 | 0 | 0
F12_Industrial_Industrial - ID_New_Process_Natural Gas_Process Boiler - Maintenance_A_Achievable Technical Potential | F12 | Industrial | Industrial - ID | New | Process | Natural Gas | Process Boiler - Maintenance | A | Cumulative Winter Peak Savings (MW) | Achievable Technical Potential | 0 | 0 | 0 | 0 | 0 | 0 | 0 | 0 | 0 | 0 | 0 | 0 | 0 | 0 | 0 | 0 | 0 | 0 | 0 | 0 | 0 | 0 | 0 | 0 | 0 | 0 | 0
F13_Industrial_Industrial - ID_New_Process_Natural Gas_Process Boiler - Maintenance_A_Achievable Technical Potential | F13 | Industrial | Industrial - ID | New | Process | Natural Gas | Process Boiler - Maintenance | A | Purchases (Incremental) | Achievable Technical Potential | 0 | 0 | 0.11039 | 0.50554 | 0.63159 | 0.59985 | 0.30282 | 0.22613 | 0.15774 | 0.04027 | 0 | 0 | 0 | 0 | 0 | 0 | 0 | 0 | 0 | 0 | 0 | 0 | 0 | 0 | 0 | 0 | 0
F14_Industrial_Industrial - ID_New_Process_Natural Gas_Process Boiler - Maintenance_A_Achievable Technical Potential | F14 | Industrial | Industrial - ID | New | Process | Natural Gas | Process Boiler - Maintenance | A | Purchases (Cumulative) | Achievable Technical Potential | 0 | 0 | 0.11039 | 0.61593 | 1.2475 | 1.8474 | 2.1502 | 2.3763 | 2.5341 | 2.5743 | 2.5743 | 2.5743 | 2.5743 | 2.5743 | 2.5743 | 2.5743 | 2.5743 | 2.5743 | 2.5743 | 2.5743 | 2.5743 | 2.5743 | 2.5743 | 2.5743 | 2.5743 | 2.5743 | 2.5743
F1_Industrial_Industrial - ID_New_Process_Natural Gas_Process - Heat Recovery_A_Achievable Technical Potential | F1 | Industrial | Industrial - ID | New | Process | Natural Gas | Process - Heat Recovery | A | Original Unit Energy Savings (kWh or therms) | Achievable Technical Potential | 0 | 0 | 0.71666 | 0.71666 | 0.71666 | 0.71666 | 0.71666 | 0.71666 | 0.71666 | 0.71666 | 0.71666 | 0.71666 | 0.71666 | 0.71666 | 0.71666 | 0.71666 | 0.71666 | 0.71666 | 0.71666 | 0.71666 | 0.71666 | 0.71666 | 0.71666 | 0.71666 | 0.71666 | 0.71666 | 0.71666
F2_Industrial_Industrial - ID_New_Process_Natural Gas_Process - Heat Recovery_A_Achievable Technical Potential | F2 | Industrial | Industrial - ID | New | Process | Natural Gas | Process - Heat Recovery | A | Original Unit Summer Peak Savings (kW) | Achievable Technical Potential | 0 | 0 | 0 | 0 | 0 | 0 | 0 | 0 | 0 | 0 | 0 | 0 | 0 | 0 | 0 | 0 | 0 | 0 | 0 | 0 | 0 | 0 | 0 | 0 | 0 | 0 | 0
F3_Industrial_Industrial - ID_New_Process_Natural Gas_Process - Heat Recovery_A_Achievable Technical Potential | F3 | Industrial | Industrial - ID | New | Process | Natural Gas | Process - Heat Recovery | A | Original Unit Winter Peak Savings (kW) | Achievable Technical Potential | 0 | 0 | 0 | 0 | 0 | 0 | 0 | 0 | 0 | 0 | 0 | 0 | 0 | 0 | 0 | 0 | 0 | 0 | 0 | 0 | 0 | 0 | 0 | 0 | 0 | 0 | 0
F4_Industrial_Industrial - ID_New_Process_Natural Gas_Process - Heat Recovery_A_Achievable Technical Potential | F4 | Industrial | Industrial - ID | New | Process | Natural Gas | Process - Heat Recovery | A | Standalone Impact on Baseline Energy (%) | Achievable Technical Potential | 0 | 0 | 0.0057375 | 0.0066156 | 0.0094032 | 0.01225 | 0.015167 | 0.018107 | 0.021066 | 0.024043 | 0.027039 | 0.030051 | 0.033081 | 0.036128 | 0.039192 | 0.042273 | 0.04537 | 0.048485 | 0.051616 | 0.054764 | 0.057929 | 0.061111 | 0.058572 | 0.056274 | 0.054186 | 0.052279 | 0.050533
F5_Industrial_Industrial - ID_New_Process_Natural Gas_Process - Heat Recovery_A_Achievable Technical Potential | F5 | Industrial | Industrial - ID | New | Process | Natural Gas | Process - Heat Recovery | A | Standalone Impact on Baseline Summer Peak (%) | Achievable Technical Potential | 0 | 0 | 0 | 0 | 0 | 0 | 0 | 0 | 0 | 0 | 0 | 0 | 0 | 0 | 0 | 0 | 0 | 0 | 0 | 0 | 0 | 0 | 0 | 0 | 0 | 0 | 0
F6_Industrial_Industrial - ID_New_Process_Natural Gas_Process - Heat Recovery_A_Achievable Technical Potential | F6 | Industrial | Industrial - ID | New | Process | Natural Gas | Process - Heat Recovery | A | Standalone Impact on Baseline Winter Peak (%) | Achievable Technical Potential | 0 | 0 | 0 | 0 | 0 | 0 | 0 | 0 | 0 | 0 | 0 | 0 | 0 | 0 | 0 | 0 | 0 | 0 | 0 | 0 | 0 | 0 | 0 | 0 | 0 | 0 | 0
F7_Industrial_Industrial - ID_New_Process_Natural Gas_Process - Heat Recovery_A_Achievable Technical Potential | F7 | Industrial | Industrial - ID | New | Process | Natural Gas | Process - Heat Recovery | A | Incremental Energy Savings (MWh or mTherms) | Achievable Technical Potential | 0 | 0 | 0.036212 | 0.2366 | 0.42699 | 0.61654 | 0.80091 | 0.98207 | 1.1601 | 1.335 | 1.5069 | 1.6757 | 1.8417 | 2.0047 | 2.165 | 2.3224 | 2.4771 | 2.6291 | 2.7784 | 2.9251 | 3.0693 | 3.211 | 0 | 0 | 0 | 0 | 0
F8_Industrial_Industrial - ID_New_Process_Natural Gas_Process - Heat Recovery_A_Achievable Technical Potential | F8 | Industrial | Industrial - ID | New | Process | Natural Gas | Process - Heat Recovery | A | Incremental Summer Peak Savings (MW) | Achievable Technical Potential | 0 | 0 | 0 | 0 | 0 | 0 | 0 | 0 | 0 | 0 | 0 | 0 | 0 | 0 | 0 | 0 | 0 | 0 | 0 | 0 | 0 | 0 | 0 | 0 | 0 | 0 | 0
F9_Industrial_Industrial - ID_New_Process_Natural Gas_Process - Heat Recovery_A_Achievable Technical Potential | F9 | Industrial | Industrial - ID | New | Process | Natural Gas | Process - Heat Recovery | A | Incremental Winter Peak Savings (MW) | Achievable Technical Potential | 0 | 0 | 0 | 0 | 0 | 0 | 0 | 0 | 0 | 0 | 0 | 0 | 0 | 0 | 0 | 0 | 0 | 0 | 0 | 0 | 0 | 0 | 0 | 0 | 0 | 0 | 0
F10_Industrial_Industrial - ID_New_Process_Natural Gas_Process - Heat Recovery_A_Achievable Technical Potential | F10 | Industrial | Industrial - ID | New | Process | Natural Gas | Process - Heat Recovery | A | Cumulative Energy Savings (MWh or mTherms) | Achievable Technical Potential | 0 | 0 | 0.036212 | 0.27281 | 0.6998 | 1.3163 | 2.1173 | 3.0993 | 4.2594 | 5.5944 | 7.1013 | 8.777 | 10.6187 | 12.6234 | 14.7884 | 17.1107 | 19.5878 | 22.2169 | 24.9953 | 27.9204 | 30.9897 | 34.2007 | 34.2007 | 34.2007 | 34.2007 | 34.2007 | 34.2007
F11_Industrial_Industrial - ID_New_Process_Natural Gas_Process - Heat Recovery_A_Achievable Technical Potential | F11 | Industrial | Industrial - ID | New | Process | Natural Gas | Process - Heat Recovery | A | Cumulative Summer Peak Savings (MW) | Achievable Technical Potential | 0 | 0 | 0 | 0 | 0 | 0 | 0 | 0 | 0 | 0 | 0 | 0 | 0 | 0 | 0 | 0 | 0 | 0 | 0 | 0 | 0 | 0 | 0 | 0 | 0 | 0 | 0
F12_Industrial_Industrial - ID_New_Process_Natural Gas_Process - Heat Recovery_A_Achievable Technical Potential | F12 | Industrial | Industrial - ID | New | Process | Natural Gas | Process - Heat Recovery | A | Cumulative Winter Peak Savings (MW) | Achievable Technical Potential | 0 | 0 | 0 | 0 | 0 | 0 | 0 | 0 | 0 | 0 | 0 | 0 | 0 | 0 | 0 | 0 | 0 | 0 | 0 | 0 | 0 | 0 | 0 | 0 | 0 | 0 | 0
F13_Industrial_Industrial - ID_New_Process_Natural Gas_Process - Heat Recovery_A_Achievable Technical Potential | F13 | Industrial | Industrial - ID | New | Process | Natural Gas | Process - Heat Recovery | A | Purchases (Incremental) | Achievable Technical Potential | 0 | 0 | 50.5288 | 330.1398 | 595.8088 | 860.2972 | 1117.5527 | 1370.3353 | 1618.722 | 1862.7886 | 2102.6096 | 2338.2582 | 2569.8064 | 2797.3249 | 3020.8832 | 3240.5494 | 3456.3909 | 3668.4734 | 3876.8618 | 4081.6199 | 4282.8101 | 4480.4941 | 0 | 0 | 0 | 0 | 0
F14_Industrial_Industrial - ID_New_Process_Natural Gas_Process - Heat Recovery_A_Achievable Technical Potential | F14 | Industrial | Industrial - ID | New | Process | Natural Gas | Process - Heat Recovery | A | Purchases (Cumulative) | Achievable Technical Potential | 0 | 0 | 50.5288 | 380.6686 | 976.4774 | 1836.7746 | 2954.3274 | 4324.6627 | 5943.3846 | 7806.1732 | 9908.7827 | 12247.041 | 14816.8474 | 17614.1723 | 20635.0555 | 23875.6049 | 27331.9958 | 31000.4692 | 34877.331 | 38958.9508 | 43241.761 | 47722.255 | 47722.255 | 47722.255 | 47722.255 | 47722.255 | 47722.255
F1_Industrial_Industrial - ID_New_Space Heating_Natural Gas_Strategic Energy Management_A_Achievable Technical Potential | F1 | Industrial | Industrial - ID | New | Space Heating | Natural Gas | Strategic Energy Management | A | Original Unit Energy Savings (kWh or therms) | Achievable Technical Potential | 0 | 0 | 0.028701 | 0.027926 | 0.027863 | 0.027839 | 0.027827 | 0.027819 | 0.027814 | 0.02781 | 0.027807 | 0.027805 | 0.027803 | 0.027802 | 0.027801 | 0.0278 | 0.027799 | 0.027798 | 0.027797 | 0.027797 | 0.027795 | 0.027794 | 0.027793 | 0.027792 | 0.027791 | 0.027791 | 0.02779
F2_Industrial_Industrial - ID_New_Space Heating_Natural Gas_Strategic Energy Management_A_Achievable Technical Potential | F2 | Industrial | Industrial - ID | New | Space Heating | Natural Gas | Strategic Energy Management | A | Original Unit Summer Peak Savings (kW) | Achievable Technical Potential | 0 | 0 | 0 | 0 | 0 | 0 | 0 | 0 | 0 | 0 | 0 | 0 | 0 | 0 | 0 | 0 | 0 | 0 | 0 | 0 | 0 | 0 | 0 | 0 | 0 | 0 | 0
F3_Industrial_Industrial - ID_New_Space Heating_Natural Gas_Strategic Energy Management_A_Achievable Technical Potential | F3 | Industrial | Industrial - ID | New | Space Heating | Natural Gas | Strategic Energy Management | A | Original Unit Winter Peak Savings (kW) | Achievable Technical Potential | 0 | 0 | 0 | 0 | 0 | 0 | 0 | 0 | 0 | 0 | 0 | 0 | 0 | 0 | 0 | 0 | 0 | 0 | 0 | 0 | 0 | 0 | 0 | 0 | 0 | 0 | 0
F4_Industrial_Industrial - ID_New_Space Heating_Natural Gas_Strategic Energy Management_A_Achievable Technical Potential | F4 | Industrial | Industrial - ID | New | Space Heating | Natural Gas | Strategic Energy Management | A | Standalone Impact on Baseline Energy (%) | Achievable Technical Potential | 0 | 0 | 0 | 0 | 0 | 0 | 0 | 0 | 0 | 0 | 0 | 0 | 0 | 0 | 0 | 0 | 0 | 0 | 0 | 0 | 0 | 0 | 0 | 0 | 0 | 0 | 0
F5_Industrial_Industrial - ID_New_Space Heating_Natural Gas_Strategic Energy Management_A_Achievable Technical Potential | F5 | Industrial | Industrial - ID | New | Space Heating | Natural Gas | Strategic Energy Management | A | Standalone Impact on Baseline Summer Peak (%) | Achievable Technical Potential | 0 | 0 | 0 | 0 | 0 | 0 | 0 | 0 | 0 | 0 | 0 | 0 | 0 | 0 | 0 | 0 | 0 | 0 | 0 | 0 | 0 | 0 | 0 | 0 | 0 | 0 | 0
F6_Industrial_Industrial - ID_New_Space Heating_Natural Gas_Strategic Energy Management_A_Achievable Technical Potential | F6 | Industrial | Industrial - ID | New | Space Heating | Natural Gas | Strategic Energy Management | A | Standalone Impact on Baseline Winter Peak (%) | Achievable Technical Potential | 0 | 0 | 0 | 0 | 0 | 0 | 0 | 0 | 0 | 0 | 0 | 0 | 0 | 0 | 0 | 0 | 0 | 0 | 0 | 0 | 0 | 0 | 0 | 0 | 0 | 0 | 0
F7_Industrial_Industrial - ID_New_Space Heating_Natural Gas_Strategic Energy Management_A_Achievable Technical Potential | F7 | Industrial | Industrial - ID | New | Space Heating | Natural Gas | Strategic Energy Management | A | Incremental Energy Savings (MWh or mTherms) | Achievable Technical Potential | 0 | 0 | 0 | 0 | 0 | 0 | 0 | 0 | 0 | 0 | 0 | 0 | 0 | 0 | 0 | 0 | 0 | 0 | 0 | 0 | 0 | 0 | 0 | 0 | 0 | 0 | 0
F8_Industrial_Industrial - ID_New_Space Heating_Natural Gas_Strategic Energy Management_A_Achievable Technical Potential | F8 | Industrial | Industrial - ID | New | Space Heating | Natural Gas | Strategic Energy Management | A | Incremental Summer Peak Savings (MW) | Achievable Technical Potential | 0 | 0 | 0 | 0 | 0 | 0 | 0 | 0 | 0 | 0 | 0 | 0 | 0 | 0 | 0 | 0 | 0 | 0 | 0 | 0 | 0 | 0 | 0 | 0 | 0 | 0 | 0
F9_Industrial_Industrial - ID_New_Space Heating_Natural Gas_Strategic Energy Management_A_Achievable Technical Potential | F9 | Industrial | Industrial - ID | New | Space Heating | Natural Gas | Strategic Energy Management | A | Incremental Winter Peak Savings (MW) | Achievable Technical Potential | 0 | 0 | 0 | 0 | 0 | 0 | 0 | 0 | 0 | 0 | 0 | 0 | 0 | 0 | 0 | 0 | 0 | 0 | 0 | 0 | 0 | 0 | 0 | 0 | 0 | 0 | 0
F10_Industrial_Industrial - ID_New_Space Heating_Natural Gas_Strategic Energy Management_A_Achievable Technical Potential | F10 | Industrial | Industrial - ID | New | Space Heating | Natural Gas | Strategic Energy Management | A | Cumulative Energy Savings (MWh or mTherms) | Achievable Technical Potential | 0 | 0 | 0 | 0 | 0 | 0 | 0 | 0 | 0 | 0 | 0 | 0 | 0 | 0 | 0 | 0 | 0 | 0 | 0 | 0 | 0 | 0 | 0 | 0 | 0 | 0 | 0
F11_Industrial_Industrial - ID_New_Space Heating_Natural Gas_Strategic Energy Management_A_Achievable Technical Potential | F11 | Industrial | Industrial - ID | New | Space Heating | Natural Gas | Strategic Energy Management | A | Cumulative Summer Peak Savings (MW) | Achievable Technical Potential | 0 | 0 | 0 | 0 | 0 | 0 | 0 | 0 | 0 | 0 | 0 | 0 | 0 | 0 | 0 | 0 | 0 | 0 | 0 | 0 | 0 | 0 | 0 | 0 | 0 | 0 | 0
F12_Industrial_Industrial - ID_New_Space Heating_Natural Gas_Strategic Energy Management_A_Achievable Technical Potential | F12 | Industrial | Industrial - ID | New | Space Heating | Natural Gas | Strategic Energy Management | A | Cumulative Winter Peak Savings (MW) | Achievable Technical Potential | 0 | 0 | 0 | 0 | 0 | 0 | 0 | 0 | 0 | 0 | 0 | 0 | 0 | 0 | 0 | 0 | 0 | 0 | 0 | 0 | 0 | 0 | 0 | 0 | 0 | 0 | 0
F13_Industrial_Industrial - ID_New_Space Heating_Natural Gas_Strategic Energy Management_A_Achievable Technical Potential | F13 | Industrial | Industrial - ID | New | Space Heating | Natural Gas | Strategic Energy Management | A | Purchases (Incremental) | Achievable Technical Potential | 0 | 0 | 0 | 0 | 0 | 0 | 0 | 0 | 0 | 0 | 0 | 0 | 0 | 0 | 0 | 0 | 0 | 0 | 0 | 0 | 0 | 0 | 0 | 0 | 0 | 0 | 0
F14_Industrial_Industrial - ID_New_Space Heating_Natural Gas_Strategic Energy Management_A_Achievable Technical Potential | F14 | Industrial | Industrial - ID | New | Space Heating | Natural Gas | Strategic Energy Management | A | Purchases (Cumulative) | Achievable Technical Potential | 0 | 0 | 0 | 0 | 0 | 0 | 0 | 0 | 0 | 0 | 0 | 0 | 0 | 0 | 0 | 0 | 0 | 0 | 0 | 0 | 0 | 0 | 0 | 0 | 0 | 0 | 0
F1_Industrial_Industrial - ID_New_Process_Natural Gas_Strategic Energy Management_A_Achievable Technical Potential | F1 | Industrial | Industrial - ID | New | Process | Natural Gas | Strategic Energy Management | A | Original Unit Energy Savings (kWh or therms) | Achievable Technical Potential | 0 | 0 | 0.11673 | 0.11673 | 0.11673 | 0.11673 | 0.11673 | 0.11673 | 0.11673 | 0.11673 | 0.11673 | 0.11673 | 0.11673 | 0.11673 | 0.11673 | 0.11673 | 0.11673 | 0.11673 | 0.11673 | 0.11673 | 0.11673 | 0.11673 | 0.11673 | 0.11673 | 0.11673 | 0.11673 | 0.11673
F2_Industrial_Industrial - ID_New_Process_Natural Gas_Strategic Energy Management_A_Achievable Technical Potential | F2 | Industrial | Industrial - ID | New | Process | Natural Gas | Strategic Energy Management | A | Original Unit Summer Peak Savings (kW) | Achievable Technical Potential | 0 | 0 | 0 | 0 | 0 | 0 | 0 | 0 | 0 | 0 | 0 | 0 | 0 | 0 | 0 | 0 | 0 | 0 | 0 | 0 | 0 | 0 | 0 | 0 | 0 | 0 | 0
F3_Industrial_Industrial - ID_New_Process_Natural Gas_Strategic Energy Management_A_Achievable Technical Potential | F3 | Industrial | Industrial - ID | New | Process | Natural Gas | Strategic Energy Management | A | Original Unit Winter Peak Savings (kW) | Achievable Technical Potential | 0 | 0 | 0 | 0 | 0 | 0 | 0 | 0 | 0 | 0 | 0 | 0 | 0 | 0 | 0 | 0 | 0 | 0 | 0 | 0 | 0 | 0 | 0 | 0 | 0 | 0 | 0
F4_Industrial_Industrial - ID_New_Process_Natural Gas_Strategic Energy Management_A_Achievable Technical Potential | F4 | Industrial | Industrial - ID | New | Process | Natural Gas | Strategic Energy Management | A | Standalone Impact on Baseline Energy (%) | Achievable Technical Potential | 0 | 0 | 0 | 0 | 0 | 0 | 0 | 0 | 0 | 0 | 0 | 0 | 0 | 0 | 0 | 0 | 0 | 0 | 0 | 0 | 0 | 0 | 0 | 0 | 0 | 0 | 0
F5_Industrial_Industrial - ID_New_Process_Natural Gas_Strategic Energy Management_A_Achievable Technical Potential | F5 | Industrial | Industrial - ID | New | Process | Natural Gas | Strategic Energy Management | A | Standalone Impact on Baseline Summer Peak (%) | Achievable Technical Potential | 0 | 0 | 0 | 0 | 0 | 0 | 0 | 0 | 0 | 0 | 0 | 0 | 0 | 0 | 0 | 0 | 0 | 0 | 0 | 0 | 0 | 0 | 0 | 0 | 0 | 0 | 0
F6_Industrial_Industrial - ID_New_Process_Natural Gas_Strategic Energy Management_A_Achievable Technical Potential | F6 | Industrial | Industrial - ID | New | Process | Natural Gas | Strategic Energy Management | A | Standalone Impact on Baseline Winter Peak (%) | Achievable Technical Potential | 0 | 0 | 0 | 0 | 0 | 0 | 0 | 0 | 0 | 0 | 0 | 0 | 0 | 0 | 0 | 0 | 0 | 0 | 0 | 0 | 0 | 0 | 0 | 0 | 0 | 0 | 0
F7_Industrial_Industrial - ID_New_Process_Natural Gas_Strategic Energy Management_A_Achievable Technical Potential | F7 | Industrial | Industrial - ID | New | Process | Natural Gas | Strategic Energy Management | A | Incremental Energy Savings (MWh or mTherms) | Achievable Technical Potential | 0 | 0 | 0 | 0 | 0 | 0 | 0 | 0 | 0 | 0 | 0 | 0 | 0 | 0 | 0 | 0 | 0 | 0 | 0 | 0 | 0 | 0 | 0 | 0 | 0 | 0 | 0
F8_Industrial_Industrial - ID_New_Process_Natural Gas_Strategic Energy Management_A_Achievable Technical Potential | F8 | Industrial | Industrial - ID | New | Process | Natural Gas | Strategic Energy Management | A | Incremental Summer Peak Savings (MW) | Achievable Technical Potential | 0 | 0 | 0 | 0 | 0 | 0 | 0 | 0 | 0 | 0 | 0 | 0 | 0 | 0 | 0 | 0 | 0 | 0 | 0 | 0 | 0 | 0 | 0 | 0 | 0 | 0 | 0
F9_Industrial_Industrial - ID_New_Process_Natural Gas_Strategic Energy Management_A_Achievable Technical Potential | F9 | Industrial | Industrial - ID | New | Process | Natural Gas | Strategic Energy Management | A | Incremental Winter Peak Savings (MW) | Achievable Technical Potential | 0 | 0 | 0 | 0 | 0 | 0 | 0 | 0 | 0 | 0 | 0 | 0 | 0 | 0 | 0 | 0 | 0 | 0 | 0 | 0 | 0 | 0 | 0 | 0 | 0 | 0 | 0
F10_Industrial_Industrial - ID_New_Process_Natural Gas_Strategic Energy Management_A_Achievable Technical Potential | F10 | Industrial | Industrial - ID | New | Process | Natural Gas | Strategic Energy Management | A | Cumulative Energy Savings (MWh or mTherms) | Achievable Technical Potential | 0 | 0 | 0 | 0 | 0 | 0 | 0 | 0 | 0 | 0 | 0 | 0 | 0 | 0 | 0 | 0 | 0 | 0 | 0 | 0 | 0 | 0 | 0 | 0 | 0 | 0 | 0
F11_Industrial_Industrial - ID_New_Process_Natural Gas_Strategic Energy Management_A_Achievable Technical Potential | F11 | Industrial | Industrial - ID | New | Process | Natural Gas | Strategic Energy Management | A | Cumulative Summer Peak Savings (MW) | Achievable Technical Potential | 0 | 0 | 0 | 0 | 0 | 0 | 0 | 0 | 0 | 0 | 0 | 0 | 0 | 0 | 0 | 0 | 0 | 0 | 0 | 0 | 0 | 0 | 0 | 0 | 0 | 0 | 0
F12_Industrial_Industrial - ID_New_Process_Natural Gas_Strategic Energy Management_A_Achievable Technical Potential | F12 | Industrial | Industrial - ID | New | Process | Natural Gas | Strategic Energy Management | A | Cumulative Winter Peak Savings (MW) | Achievable Technical Potential | 0 | 0 | 0 | 0 | 0 | 0 | 0 | 0 | 0 | 0 | 0 | 0 | 0 | 0 | 0 | 0 | 0 | 0 | 0 | 0 | 0 | 0 | 0 | 0 | 0 | 0 | 0
F13_Industrial_Industrial - ID_New_Process_Natural Gas_Strategic Energy Management_A_Achievable Technical Potential | F13 | Industrial | Industrial - ID | New | Process | Natural Gas | Strategic Energy Management | A | Purchases (Incremental) | Achievable Technical Potential | 0 | 0 | 0 | 0 | 0 | 0 | 0 | 0 | 0 | 0 | 0 | 0 | 0 | 0 | 0 | 0 | 0 | 0 | 0 | 0 | 0 | 0 | 0 | 0 | 0 | 0 | 0
F14_Industrial_Industrial - ID_New_Process_Natural Gas_Strategic Energy Management_A_Achievable Technical Potential | F14 | Industrial | Industrial - ID | New | Process | Natural Gas | Strategic Energy Management | A | Purchases (Cumulative) | Achievable Technical Potential | 0 | 0 | 0 | 0 | 0 | 0 | 0 | 0 | 0 | 0 | 0 | 0 | 0 | 0 | 0 | 0 | 0 | 0 | 0 | 0 | 0 | 0 | 0 | 0 | 0 | 0 | 0
F1_Industrial_Industrial - ID_New_Miscellaneous_Natural Gas_Strategic Energy Management_A_Achievable Technical Potential | F1 | Industrial | Industrial - ID | New | Miscellaneous | Natural Gas | Strategic Energy Management | A | Original Unit Energy Savings (kWh or therms) | Achievable Technical Potential | 0 | 0 | 0.025488 | 0.025488 | 0.025488 | 0.025488 | 0.025488 | 0.025488 | 0.025488 | 0.025488 | 0.025488 | 0.025488 | 0.025488 | 0.025488 | 0.025488 | 0.025488 | 0.025488 | 0.025488 | 0.025488 | 0.025488 | 0.025488 | 0.025488 | 0.025488 | 0.025488 | 0.025488 | 0.025488 | 0.025488
F2_Industrial_Industrial - ID_New_Miscellaneous_Natural Gas_Strategic Energy Management_A_Achievable Technical Potential | F2 | Industrial | Industrial - ID | New | Miscellaneous | Natural Gas | Strategic Energy Management | A | Original Unit Summer Peak Savings (kW) | Achievable Technical Potential | 0 | 0 | 0 | 0 | 0 | 0 | 0 | 0 | 0 | 0 | 0 | 0 | 0 | 0 | 0 | 0 | 0 | 0 | 0 | 0 | 0 | 0 | 0 | 0 | 0 | 0 | 0
F3_Industrial_Industrial - ID_New_Miscellaneous_Natural Gas_Strategic Energy Management_A_Achievable Technical Potential | F3 | Industrial | Industrial - ID | New | Miscellaneous | Natural Gas | Strategic Energy Management | A | Original Unit Winter Peak Savings (kW) | Achievable Technical Potential | 0 | 0 | 0 | 0 | 0 | 0 | 0 | 0 | 0 | 0 | 0 | 0 | 0 | 0 | 0 | 0 | 0 | 0 | 0 | 0 | 0 | 0 | 0 | 0 | 0 | 0 | 0
F4_Industrial_Industrial - ID_New_Miscellaneous_Natural Gas_Strategic Energy Management_A_Achievable Technical Potential | F4 | Industrial | Industrial - ID | New | Miscellaneous | Natural Gas | Strategic Energy Management | A | Standalone Impact on Baseline Energy (%) | Achievable Technical Potential | 0 | 0 | 0 | 0 | 0 | 0 | 0 | 0 | 0 | 0 | 0 | 0 | 0 | 0 | 0 | 0 | 0 | 0 | 0 | 0 | 0 | 0 | 0 | 0 | 0 | 0 | 0
F5_Industrial_Industrial - ID_New_Miscellaneous_Natural Gas_Strategic Energy Management_A_Achievable Technical Potential | F5 | Industrial | Industrial - ID | New | Miscellaneous | Natural Gas | Strategic Energy Management | A | Standalone Impact on Baseline Summer Peak (%) | Achievable Technical Potential | 0 | 0 | 0 | 0 | 0 | 0 | 0 | 0 | 0 | 0 | 0 | 0 | 0 | 0 | 0 | 0 | 0 | 0 | 0 | 0 | 0 | 0 | 0 | 0 | 0 | 0 | 0
F6_Industrial_Industrial - ID_New_Miscellaneous_Natural Gas_Strategic Energy Management_A_Achievable Technical Potential | F6 | Industrial | Industrial - ID | New | Miscellaneous | Natural Gas | Strategic Energy Management | A | Standalone Impact on Baseline Winter Peak (%) | Achievable Technical Potential | 0 | 0 | 0 | 0 | 0 | 0 | 0 | 0 | 0 | 0 | 0 | 0 | 0 | 0 | 0 | 0 | 0 | 0 | 0 | 0 | 0 | 0 | 0 | 0 | 0 | 0 | 0
F7_Industrial_Industrial - ID_New_Miscellaneous_Natural Gas_Strategic Energy Management_A_Achievable Technical Potential | F7 | Industrial | Industrial - ID | New | Miscellaneous | Natural Gas | Strategic Energy Management | A | Incremental Energy Savings (MWh or mTherms) | Achievable Technical Potential | 0 | 0 | 0 | 0 | 0 | 0 | 0 | 0 | 0 | 0 | 0 | 0 | 0 | 0 | 0 | 0 | 0 | 0 | 0 | 0 | 0 | 0 | 0 | 0 | 0 | 0 | 0
F8_Industrial_Industrial - ID_New_Miscellaneous_Natural Gas_Strategic Energy Management_A_Achievable Technical Potential | F8 | Industrial | Industrial - ID | New | Miscellaneous | Natural Gas | Strategic Energy Management | A | Incremental Summer Peak Savings (MW) | Achievable Technical Potential | 0 | 0 | 0 | 0 | 0 | 0 | 0 | 0 | 0 | 0 | 0 | 0 | 0 | 0 | 0 | 0 | 0 | 0 | 0 | 0 | 0 | 0 | 0 | 0 | 0 | 0 | 0
F9_Industrial_Industrial - ID_New_Miscellaneous_Natural Gas_Strategic Energy Management_A_Achievable Technical Potential | F9 | Industrial | Industrial - ID | New | Miscellaneous | Natural Gas | Strategic Energy Management | A | Incremental Winter Peak Savings (MW) | Achievable Technical Potential | 0 | 0 | 0 | 0 | 0 | 0 | 0 | 0 | 0 | 0 | 0 | 0 | 0 | 0 | 0 | 0 | 0 | 0 | 0 | 0 | 0 | 0 | 0 | 0 | 0 | 0 | 0
F10_Industrial_Industrial - ID_New_Miscellaneous_Natural Gas_Strategic Energy Management_A_Achievable Technical Potential | F10 | Industrial | Industrial - ID | New | Miscellaneous | Natural Gas | Strategic Energy Management | A | Cumulative Energy Savings (MWh or mTherms) | Achievable Technical Potential | 0 | 0 | 0 | 0 | 0 | 0 | 0 | 0 | 0 | 0 | 0 | 0 | 0 | 0 | 0 | 0 | 0 | 0 | 0 | 0 | 0 | 0 | 0 | 0 | 0 | 0 | 0
F11_Industrial_Industrial - ID_New_Miscellaneous_Natural Gas_Strategic Energy Management_A_Achievable Technical Potential | F11 | Industrial | Industrial - ID | New | Miscellaneous | Natural Gas | Strategic Energy Management | A | Cumulative Summer Peak Savings (MW) | Achievable Technical Potential | 0 | 0 | 0 | 0 | 0 | 0 | 0 | 0 | 0 | 0 | 0 | 0 | 0 | 0 | 0 | 0 | 0 | 0 | 0 | 0 | 0 | 0 | 0 | 0 | 0 | 0 | 0
F12_Industrial_Industrial - ID_New_Miscellaneous_Natural Gas_Strategic Energy Management_A_Achievable Technical Potential | F12 | Industrial | Industrial - ID | New | Miscellaneous | Natural Gas | Strategic Energy Management | A | Cumulative Winter Peak Savings (MW) | Achievable Technical Potential | 0 | 0 | 0 | 0 | 0 | 0 | 0 | 0 | 0 | 0 | 0 | 0 | 0 | 0 | 0 | 0 | 0 | 0 | 0 | 0 | 0 | 0 | 0 | 0 | 0 | 0 | 0
F13_Industrial_Industrial - ID_New_Miscellaneous_Natural Gas_Strategic Energy Management_A_Achievable Technical Potential | F13 | Industrial | Industrial - ID | New | Miscellaneous | Natural Gas | Strategic Energy Management | A | Purchases (Incremental) | Achievable Technical Potential | 0 | 0 | 0 | 0 | 0 | 0 | 0 | 0 | 0 | 0 | 0 | 0 | 0 | 0 | 0 | 0 | 0 | 0 | 0 | 0 | 0 | 0 | 0 | 0 | 0 | 0 | 0
F14_Industrial_Industrial - ID_New_Miscellaneous_Natural Gas_Strategic Energy Management_A_Achievable Technical Potential | F14 | Industrial | Industrial - ID | New | Miscellaneous | Natural Gas | Strategic Energy Management | A | Purchases (Cumulative) | Achievable Technical Potential | 0 | 0 | 0 | 0 | 0 | 0 | 0 | 0 | 0 | 0 | 0 | 0 | 0 | 0 | 0 | 0 | 0 | 0 | 0 | 0 | 0 | 0 | 0 | 0 | 0 | 0 | 0
F1_Industrial_Industrial - ID_New_Space Heating_Natural Gas_Retrocommissioning_A_Achievable Technical Potential | F1 | Industrial | Industrial - ID | New | Space Heating | Natural Gas | Retrocommissioning | A | Original Unit Energy Savings (kWh or therms) | Achievable Technical Potential | 0 | 0 | 0.035242 | 0.03429 | 0.034213 | 0.034184 | 0.034169 | 0.034159 | 0.034153 | 0.034148 | 0.034145 | 0.034142 | 0.03414 | 0.034138 | 0.034137 | 0.034136 | 0.034134 | 0.034133 | 0.034133 | 0.034132 | 0.03413 | 0.034129 | 0.034127 | 0.034126 | 0.034125 | 0.034125 | 0.034124
F2_Industrial_Industrial - ID_New_Space Heating_Natural Gas_Retrocommissioning_A_Achievable Technical Potential | F2 | Industrial | Industrial - ID | New | Space Heating | Natural Gas | Retrocommissioning | A | Original Unit Summer Peak Savings (kW) | Achievable Technical Potential | 0 | 0 | 0 | 0 | 0 | 0 | 0 | 0 | 0 | 0 | 0 | 0 | 0 | 0 | 0 | 0 | 0 | 0 | 0 | 0 | 0 | 0 | 0 | 0 | 0 | 0 | 0
F3_Industrial_Industrial - ID_New_Space Heating_Natural Gas_Retrocommissioning_A_Achievable Technical Potential | F3 | Industrial | Industrial - ID | New | Space Heating | Natural Gas | Retrocommissioning | A | Original Unit Winter Peak Savings (kW) | Achievable Technical Potential | 0 | 0 | 0 | 0 | 0 | 0 | 0 | 0 | 0 | 0 | 0 | 0 | 0 | 0 | 0 | 0 | 0 | 0 | 0 | 0 | 0 | 0 | 0 | 0 | 0 | 0 | 0
F4_Industrial_Industrial - ID_New_Space Heating_Natural Gas_Retrocommissioning_A_Achievable Technical Potential | F4 | Industrial | Industrial - ID | New | Space Heating | Natural Gas | Retrocommissioning | A | Standalone Impact on Baseline Energy (%) | Achievable Technical Potential | 0 | 0 | 0 | 0 | 0 | 0 | 0 | 0 | 0 | 0 | 0 | 0 | 0 | 0 | 0 | 0 | 0 | 0 | 0 | 0 | 0 | 0 | 0 | 0 | 0 | 0 | 0
F5_Industrial_Industrial - ID_New_Space Heating_Natural Gas_Retrocommissioning_A_Achievable Technical Potential | F5 | Industrial | Industrial - ID | New | Space Heating | Natural Gas | Retrocommissioning | A | Standalone Impact on Baseline Summer Peak (%) | Achievable Technical Potential | 0 | 0 | 0 | 0 | 0 | 0 | 0 | 0 | 0 | 0 | 0 | 0 | 0 | 0 | 0 | 0 | 0 | 0 | 0 | 0 | 0 | 0 | 0 | 0 | 0 | 0 | 0
F6_Industrial_Industrial - ID_New_Space Heating_Natural Gas_Retrocommissioning_A_Achievable Technical Potential | F6 | Industrial | Industrial - ID | New | Space Heating | Natural Gas | Retrocommissioning | A | Standalone Impact on Baseline Winter Peak (%) | Achievable Technical Potential | 0 | 0 | 0 | 0 | 0 | 0 | 0 | 0 | 0 | 0 | 0 | 0 | 0 | 0 | 0 | 0 | 0 | 0 | 0 | 0 | 0 | 0 | 0 | 0 | 0 | 0 | 0
F7_Industrial_Industrial - ID_New_Space Heating_Natural Gas_Retrocommissioning_A_Achievable Technical Potential | F7 | Industrial | Industrial - ID | New | Space Heating | Natural Gas | Retrocommissioning | A | Incremental Energy Savings (MWh or mTherms) | Achievable Technical Potential | 0 | 0 | 0 | 0 | 0 | 0 | 0 | 0 | 0 | 0 | 0 | 0 | 0 | 0 | 0 | 0 | 0 | 0 | 0 | 0 | 0 | 0 | 0 | 0 | 0 | 0 | 0
F8_Industrial_Industrial - ID_New_Space Heating_Natural Gas_Retrocommissioning_A_Achievable Technical Potential | F8 | Industrial | Industrial - ID | New | Space Heating | Natural Gas | Retrocommissioning | A | Incremental Summer Peak Savings (MW) | Achievable Technical Potential | 0 | 0 | 0 | 0 | 0 | 0 | 0 | 0 | 0 | 0 | 0 | 0 | 0 | 0 | 0 | 0 | 0 | 0 | 0 | 0 | 0 | 0 | 0 | 0 | 0 | 0 | 0
F9_Industrial_Industrial - ID_New_Space Heating_Natural Gas_Retrocommissioning_A_Achievable Technical Potential | F9 | Industrial | Industrial - ID | New | Space Heating | Natural Gas | Retrocommissioning | A | Incremental Winter Peak Savings (MW) | Achievable Technical Potential | 0 | 0 | 0 | 0 | 0 | 0 | 0 | 0 | 0 | 0 | 0 | 0 | 0 | 0 | 0 | 0 | 0 | 0 | 0 | 0 | 0 | 0 | 0 | 0 | 0 | 0 | 0
F10_Industrial_Industrial - ID_New_Space Heating_Natural Gas_Retrocommissioning_A_Achievable Technical Potential | F10 | Industrial | Industrial - ID | New | Space Heating | Natural Gas | Retrocommissioning | A | Cumulative Energy Savings (MWh or mTherms) | Achievable Technical Potential | 0 | 0 | 0 | 0 | 0 | 0 | 0 | 0 | 0 | 0 | 0 | 0 | 0 | 0 | 0 | 0 | 0 | 0 | 0 | 0 | 0 | 0 | 0 | 0 | 0 | 0 | 0
F11_Industrial_Industrial - ID_New_Space Heating_Natural Gas_Retrocommissioning_A_Achievable Technical Potential | F11 | Industrial | Industrial - ID | New | Space Heating | Natural Gas | Retrocommissioning | A | Cumulative Summer Peak Savings (MW) | Achievable Technical Potential | 0 | 0 | 0 | 0 | 0 | 0 | 0 | 0 | 0 | 0 | 0 | 0 | 0 | 0 | 0 | 0 | 0 | 0 | 0 | 0 | 0 | 0 | 0 | 0 | 0 | 0 | 0
F12_Industrial_Industrial - ID_New_Space Heating_Natural Gas_Retrocommissioning_A_Achievable Technical Potential | F12 | Industrial | Industrial - ID | New | Space Heating | Natural Gas | Retrocommissioning | A | Cumulative Winter Peak Savings (MW) | Achievable Technical Potential | 0 | 0 | 0 | 0 | 0 | 0 | 0 | 0 | 0 | 0 | 0 | 0 | 0 | 0 | 0 | 0 | 0 | 0 | 0 | 0 | 0 | 0 | 0 | 0 | 0 | 0 | 0
F13_Industrial_Industrial - ID_New_Space Heating_Natural Gas_Retrocommissioning_A_Achievable Technical Potential | F13 | Industrial | Industrial - ID | New | Space Heating | Natural Gas | Retrocommissioning | A | Purchases (Incremental) | Achievable Technical Potential | 0 | 0 | 0 | 0 | 0 | 0 | 0 | 0 | 0 | 0 | 0 | 0 | 0 | 0 | 0 | 0 | 0 | 0 | 0 | 0 | 0 | 0 | 0 | 0 | 0 | 0 | 0
F14_Industrial_Industrial - ID_New_Space Heating_Natural Gas_Retrocommissioning_A_Achievable Technical Potential | F14 | Industrial | Industrial - ID | New | Space Heating | Natural Gas | Retrocommissioning | A | Purchases (Cumulative) | Achievable Technical Potential | 0 | 0 | 0 | 0 | 0 | 0 | 0 | 0 | 0 | 0 | 0 | 0 | 0 | 0 | 0 | 0 | 0 | 0 | 0 | 0 | 0 | 0 | 0 | 0 | 0 | 0 | 0
F1_Industrial_Industrial - ID_New_Process_Natural Gas_Retrocommissioning_A_Achievable Technical Potential | F1 | Industrial | Industrial - ID | New | Process | Natural Gas | Retrocommissioning | A | Original Unit Energy Savings (kWh or therms) | Achievable Technical Potential | 0 | 0 | 0 | 0 | 0 | 0 | 0 | 0 | 0 | 0 | 0 | 0 | 0 | 0 | 0 | 0 | 0 | 0 | 0 | 0 | 0 | 0 | 0 | 0 | 0 | 0 | 0
F2_Industrial_Industrial - ID_New_Process_Natural Gas_Retrocommissioning_A_Achievable Technical Potential | F2 | Industrial | Industrial - ID | New | Process | Natural Gas | Retrocommissioning | A | Original Unit Summer Peak Savings (kW) | Achievable Technical Potential | 0 | 0 | 0 | 0 | 0 | 0 | 0 | 0 | 0 | 0 | 0 | 0 | 0 | 0 | 0 | 0 | 0 | 0 | 0 | 0 | 0 | 0 | 0 | 0 | 0 | 0 | 0
F3_Industrial_Industrial - ID_New_Process_Natural Gas_Retrocommissioning_A_Achievable Technical Potential | F3 | Industrial | Industrial - ID | New | Process | Natural Gas | Retrocommissioning | A | Original Unit Winter Peak Savings (kW) | Achievable Technical Potential | 0 | 0 | 0 | 0 | 0 | 0 | 0 | 0 | 0 | 0 | 0 | 0 | 0 | 0 | 0 | 0 | 0 | 0 | 0 | 0 | 0 | 0 | 0 | 0 | 0 | 0 | 0
F4_Industrial_Industrial - ID_New_Process_Natural Gas_Retrocommissioning_A_Achievable Technical Potential | F4 | Industrial | Industrial - ID | New | Process | Natural Gas | Retrocommissioning | A | Standalone Impact on Baseline Energy (%) | Achievable Technical Potential | 0 | 0 | 0 | 0 | 0 | 0 | 0 | 0 | 0 | 0 | 0 | 0 | 0 | 0 | 0 | 0 | 0 | 0 | 0 | 0 | 0 | 0 | 0 | 0 | 0 | 0 | 0
F5_Industrial_Industrial - ID_New_Process_Natural Gas_Retrocommissioning_A_Achievable Technical Potential | F5 | Industrial | Industrial - ID | New | Process | Natural Gas | Retrocommissioning | A | Standalone Impact on Baseline Summer Peak (%) | Achievable Technical Potential | 0 | 0 | 0 | 0 | 0 | 0 | 0 | 0 | 0 | 0 | 0 | 0 | 0 | 0 | 0 | 0 | 0 | 0 | 0 | 0 | 0 | 0 | 0 | 0 | 0 | 0 | 0
F6_Industrial_Industrial - ID_New_Process_Natural Gas_Retrocommissioning_A_Achievable Technical Potential | F6 | Industrial | Industrial - ID | New | Process | Natural Gas | Retrocommissioning | A | Standalone Impact on Baseline Winter Peak (%) | Achievable Technical Potential | 0 | 0 | 0 | 0 | 0 | 0 | 0 | 0 | 0 | 0 | 0 | 0 | 0 | 0 | 0 | 0 | 0 | 0 | 0 | 0 | 0 | 0 | 0 | 0 | 0 | 0 | 0
F7_Industrial_Industrial - ID_New_Process_Natural Gas_Retrocommissioning_A_Achievable Technical Potential | F7 | Industrial | Industrial - ID | New | Process | Natural Gas | Retrocommissioning | A | Incremental Energy Savings (MWh or mTherms) | Achievable Technical Potential | 0 | 0 | 0 | 0 | 0 | 0 | 0 | 0 | 0 | 0 | 0 | 0 | 0 | 0 | 0 | 0 | 0 | 0 | 0 | 0 | 0 | 0 | 0 | 0 | 0 | 0 | 0
F8_Industrial_Industrial - ID_New_Process_Natural Gas_Retrocommissioning_A_Achievable Technical Potential | F8 | Industrial | Industrial - ID | New | Process | Natural Gas | Retrocommissioning | A | Incremental Summer Peak Savings (MW) | Achievable Technical Potential | 0 | 0 | 0 | 0 | 0 | 0 | 0 | 0 | 0 | 0 | 0 | 0 | 0 | 0 | 0 | 0 | 0 | 0 | 0 | 0 | 0 | 0 | 0 | 0 | 0 | 0 | 0
F9_Industrial_Industrial - ID_New_Process_Natural Gas_Retrocommissioning_A_Achievable Technical Potential | F9 | Industrial | Industrial - ID | New | Process | Natural Gas | Retrocommissioning | A | Incremental Winter Peak Savings (MW) | Achievable Technical Potential | 0 | 0 | 0 | 0 | 0 | 0 | 0 | 0 | 0 | 0 | 0 | 0 | 0 | 0 | 0 | 0 | 0 | 0 | 0 | 0 | 0 | 0 | 0 | 0 | 0 | 0 | 0
F10_Industrial_Industrial - ID_New_Process_Natural Gas_Retrocommissioning_A_Achievable Technical Potential | F10 | Industrial | Industrial - ID | New | Process | Natural Gas | Retrocommissioning | A | Cumulative Energy Savings (MWh or mTherms) | Achievable Technical Potential | 0 | 0 | 0 | 0 | 0 | 0 | 0 | 0 | 0 | 0 | 0 | 0 | 0 | 0 | 0 | 0 | 0 | 0 | 0 | 0 | 0 | 0 | 0 | 0 | 0 | 0 | 0
F11_Industrial_Industrial - ID_New_Process_Natural Gas_Retrocommissioning_A_Achievable Technical Potential | F11 | Industrial | Industrial - ID | New | Process | Natural Gas | Retrocommissioning | A | Cumulative Summer Peak Savings (MW) | Achievable Technical Potential | 0 | 0 | 0 | 0 | 0 | 0 | 0 | 0 | 0 | 0 | 0 | 0 | 0 | 0 | 0 | 0 | 0 | 0 | 0 | 0 | 0 | 0 | 0 | 0 | 0 | 0 | 0
F12_Industrial_Industrial - ID_New_Process_Natural Gas_Retrocommissioning_A_Achievable Technical Potential | F12 | Industrial | Industrial - ID | New | Process | Natural Gas | Retrocommissioning | A | Cumulative Winter Peak Savings (MW) | Achievable Technical Potential | 0 | 0 | 0 | 0 | 0 | 0 | 0 | 0 | 0 | 0 | 0 | 0 | 0 | 0 | 0 | 0 | 0 | 0 | 0 | 0 | 0 | 0 | 0 | 0 | 0 | 0 | 0
F13_Industrial_Industrial - ID_New_Process_Natural Gas_Retrocommissioning_A_Achievable Technical Potential | F13 | Industrial | Industrial - ID | New | Process | Natural Gas | Retrocommissioning | A | Purchases (Incremental) | Achievable Technical Potential | 0 | 0 | 0 | 0 | 0 | 0 | 0 | 0 | 0 | 0 | 0 | 0 | 0 | 0 | 0 | 0 | 0 | 0 | 0 | 0 | 0 | 0 | 0 | 0 | 0 | 0 | 0
F14_Industrial_Industrial - ID_New_Process_Natural Gas_Retrocommissioning_A_Achievable Technical Potential | F14 | Industrial | Industrial - ID | New | Process | Natural Gas | Retrocommissioning | A | Purchases (Cumulative) | Achievable Technical Potential | 0 | 0 | 0 | 0 | 0 | 0 | 0 | 0 | 0 | 0 | 0 | 0 | 0 | 0 | 0 | 0 | 0 | 0 | 0 | 0 | 0 | 0 | 0 | 0 | 0 | 0 | 0
F1_Industrial_Industrial - WA_Existing_Space Heating_Natural Gas_Furnace_A_Achievable Economic TRC Potential | F1 | Industrial | Industrial - WA | Existing | Space Heating | Natural Gas | Furnace | A | Original Unit Energy Savings (kWh or therms) | Achievable Economic TRC Potential | 0 | 47.696 | 47.5111 | 23.7555 | 23.7555 | 23.7555 | 23.7555 | 23.7555 | 23.7555 | 23.7555 | 23.7555 | 23.7555 | 23.7555 | 23.7555 | 23.7555 | 23.7555 | 23.7555 | 23.7555 | 23.7555 | 23.7555 | 23.7555 | 23.7555 | 23.7555 | 23.7555 | 23.7555 | 23.7555 | 23.7555
F2_Industrial_Industrial - WA_Existing_Space Heating_Natural Gas_Furnace_A_Achievable Economic TRC Potential | F2 | Industrial | Industrial - WA | Existing | Space Heating | Natural Gas | Furnace | A | Original Unit Summer Peak Savings (kW) | Achievable Economic TRC Potential | 0 | 0 | 0 | 0 | 0 | 0 | 0 | 0 | 0 | 0 | 0 | 0 | 0 | 0 | 0 | 0 | 0 | 0 | 0 | 0 | 0 | 0 | 0 | 0 | 0 | 0 | 0
F3_Industrial_Industrial - WA_Existing_Space Heating_Natural Gas_Furnace_A_Achievable Economic TRC Potential | F3 | Industrial | Industrial - WA | Existing | Space Heating | Natural Gas | Furnace | A | Original Unit Winter Peak Savings (kW) | Achievable Economic TRC Potential | 0 | 0 | 0 | 0 | 0 | 0 | 0 | 0 | 0 | 0 | 0 | 0 | 0 | 0 | 0 | 0 | 0 | 0 | 0 | 0 | 0 | 0 | 0 | 0 | 0 | 0 | 0
F4_Industrial_Industrial - WA_Existing_Space Heating_Natural Gas_Furnace_A_Achievable Economic TRC Potential | F4 | Industrial | Industrial - WA | Existing | Space Heating | Natural Gas | Furnace | A | Standalone Impact on Baseline Energy (%) | Achievable Economic TRC Potential | 0 | 0 | 0 | 0 | 0 | 0 | 0 | 0 | 0 | 0 | 0 | 0 | 0 | 0 | 0 | 0 | 0 | 0 | 0 | 0 | 0 | 0 | 0 | 0 | 0 | 0 | 0
F5_Industrial_Industrial - WA_Existing_Space Heating_Natural Gas_Furnace_A_Achievable Economic TRC Potential | F5 | Industrial | Industrial - WA | Existing | Space Heating | Natural Gas | Furnace | A | Standalone Impact on Baseline Summer Peak (%) | Achievable Economic TRC Potential | 0 | 0 | 0 | 0 | 0 | 0 | 0 | 0 | 0 | 0 | 0 | 0 | 0 | 0 | 0 | 0 | 0 | 0 | 0 | 0 | 0 | 0 | 0 | 0 | 0 | 0 | 0
F6_Industrial_Industrial - WA_Existing_Space Heating_Natural Gas_Furnace_A_Achievable Economic TRC Potential | F6 | Industrial | Industrial - WA | Existing | Space Heating | Natural Gas | Furnace | A | Standalone Impact on Baseline Winter Peak (%) | Achievable Economic TRC Potential | 0 | 0 | 0 | 0 | 0 | 0 | 0 | 0 | 0 | 0 | 0 | 0 | 0 | 0 | 0 | 0 | 0 | 0 | 0 | 0 | 0 | 0 | 0 | 0 | 0 | 0 | 0
F7_Industrial_Industrial - WA_Existing_Space Heating_Natural Gas_Furnace_A_Achievable Economic TRC Potential | F7 | Industrial | Industrial - WA | Existing | Space Heating | Natural Gas | Furnace | A | Incremental Energy Savings (MWh or mTherms) | Achievable Economic TRC Potential | 0 | 0 | 0 | 0 | 0 | 0 | 0 | 0 | 0 | 0 | 0 | 0 | 0 | 0 | 0 | 0 | 0 | 0 | 0 | 0 | 0 | 0 | 0 | 0 | 0 | 0 | 0
F8_Industrial_Industrial - WA_Existing_Space Heating_Natural Gas_Furnace_A_Achievable Economic TRC Potential | F8 | Industrial | Industrial - WA | Existing | Space Heating | Natural Gas | Furnace | A | Incremental Summer Peak Savings (MW) | Achievable Economic TRC Potential | 0 | 0 | 0 | 0 | 0 | 0 | 0 | 0 | 0 | 0 | 0 | 0 | 0 | 0 | 0 | 0 | 0 | 0 | 0 | 0 | 0 | 0 | 0 | 0 | 0 | 0 | 0
F9_Industrial_Industrial - WA_Existing_Space Heating_Natural Gas_Furnace_A_Achievable Economic TRC Potential | F9 | Industrial | Industrial - WA | Existing | Space Heating | Natural Gas | Furnace | A | Incremental Winter Peak Savings (MW) | Achievable Economic TRC Potential | 0 | 0 | 0 | 0 | 0 | 0 | 0 | 0 | 0 | 0 | 0 | 0 | 0 | 0 | 0 | 0 | 0 | 0 | 0 | 0 | 0 | 0 | 0 | 0 | 0 | 0 | 0
F10_Industrial_Industrial - WA_Existing_Space Heating_Natural Gas_Furnace_A_Achievable Economic TRC Potential | F10 | Industrial | Industrial - WA | Existing | Space Heating | Natural Gas | Furnace | A | Cumulative Energy Savings (MWh or mTherms) | Achievable Economic TRC Potential | 0 | 0 | 0 | 0 | 0 | 0 | 0 | 0 | 0 | 0 | 0 | 0 | 0 | 0 | 0 | 0 | 0 | 0 | 0 | 0 | 0 | 0 | 0 | 0 | 0 | 0 | 0
F11_Industrial_Industrial - WA_Existing_Space Heating_Natural Gas_Furnace_A_Achievable Economic TRC Potential | F11 | Industrial | Industrial - WA | Existing | Space Heating | Natural Gas | Furnace | A | Cumulative Summer Peak Savings (MW) | Achievable Economic TRC Potential | 0 | 0 | 0 | 0 | 0 | 0 | 0 | 0 | 0 | 0 | 0 | 0 | 0 | 0 | 0 | 0 | 0 | 0 | 0 | 0 | 0 | 0 | 0 | 0 | 0 | 0 | 0
F12_Industrial_Industrial - WA_Existing_Space Heating_Natural Gas_Furnace_A_Achievable Economic TRC Potential | F12 | Industrial | Industrial - WA | Existing | Space Heating | Natural Gas | Furnace | A | Cumulative Winter Peak Savings (MW) | Achievable Economic TRC Potential | 0 | 0 | 0 | 0 | 0 | 0 | 0 | 0 | 0 | 0 | 0 | 0 | 0 | 0 | 0 | 0 | 0 | 0 | 0 | 0 | 0 | 0 | 0 | 0 | 0 | 0 | 0
F13_Industrial_Industrial - WA_Existing_Space Heating_Natural Gas_Furnace_A_Achievable Economic TRC Potential | F13 | Industrial | Industrial - WA | Existing | Space Heating | Natural Gas | Furnace | A | Purchases (Incremental) | Achievable Economic TRC Potential | 0 | 0 | 0 | 0 | 0 | 0 | 0 | 0 | 0 | 0 | 0 | 0 | 0 | 0 | 0 | 0 | 0 | 0 | 0 | 0 | 0 | 0 | 0 | 0 | 0 | 0 | 0
F14_Industrial_Industrial - WA_Existing_Space Heating_Natural Gas_Furnace_A_Achievable Economic TRC Potential | F14 | Industrial | Industrial - WA | Existing | Space Heating | Natural Gas | Furnace | A | Purchases (Cumulative) | Achievable Economic TRC Potential | 0 | 0 | 0 | 0 | 0 | 0 | 0 | 0 | 0 | 0 | 0 | 0 | 0 | 0 | 0 | 0 | 0 | 0 | 0 | 0 | 0 | 0 | 0 | 0 | 0 | 0 | 0
F1_Industrial_Industrial - WA_Existing_Space Heating_Natural Gas_Boiler_A_Achievable Economic TRC Potential | F1 | Industrial | Industrial - WA | Existing | Space Heating | Natural Gas | Boiler | A | Original Unit Energy Savings (kWh or therms) | Achievable Economic TRC Potential | 0 | 49.1964 | 49.0056 | 49.0056 | 49.0056 | 49.0056 | 49.0056 | 49.0056 | 49.0056 | 49.0056 | 49.0056 | 49.0056 | 49.0056 | 49.0056 | 49.0056 | 49.0056 | 49.0056 | 49.0056 | 49.0056 | 49.0056 | 49.0056 | 49.0056 | 49.0056 | 49.0056 | 49.0056 | 49.0056 | 49.0056
F2_Industrial_Industrial - WA_Existing_Space Heating_Natural Gas_Boiler_A_Achievable Economic TRC Potential | F2 | Industrial | Industrial - WA | Existing | Space Heating | Natural Gas | Boiler | A | Original Unit Summer Peak Savings (kW) | Achievable Economic TRC Potential | 0 | 0 | 0 | 0 | 0 | 0 | 0 | 0 | 0 | 0 | 0 | 0 | 0 | 0 | 0 | 0 | 0 | 0 | 0 | 0 | 0 | 0 | 0 | 0 | 0 | 0 | 0
F3_Industrial_Industrial - WA_Existing_Space Heating_Natural Gas_Boiler_A_Achievable Economic TRC Potential | F3 | Industrial | Industrial - WA | Existing | Space Heating | Natural Gas | Boiler | A | Original Unit Winter Peak Savings (kW) | Achievable Economic TRC Potential | 0 | 0 | 0 | 0 | 0 | 0 | 0 | 0 | 0 | 0 | 0 | 0 | 0 | 0 | 0 | 0 | 0 | 0 | 0 | 0 | 0 | 0 | 0 | 0 | 0 | 0 | 0
F4_Industrial_Industrial - WA_Existing_Space Heating_Natural Gas_Boiler_A_Achievable Economic TRC Potential | F4 | Industrial | Industrial - WA | Existing | Space Heating | Natural Gas | Boiler | A | Standalone Impact on Baseline Energy (%) | Achievable Economic TRC Potential | 0 | 0 | 0 | 0 | 0 | 0 | 0 | 0 | 0 | 0 | 0 | 0 | 0 | 0 | 0 | 0 | 0 | 0 | 0 | 0 | 0 | 0 | 0 | 0 | 0 | 0 | 0
F5_Industrial_Industrial - WA_Existing_Space Heating_Natural Gas_Boiler_A_Achievable Economic TRC Potential | F5 | Industrial | Industrial - WA | Existing | Space Heating | Natural Gas | Boiler | A | Standalone Impact on Baseline Summer Peak (%) | Achievable Economic TRC Potential | 0 | 0 | 0 | 0 | 0 | 0 | 0 | 0 | 0 | 0 | 0 | 0 | 0 | 0 | 0 | 0 | 0 | 0 | 0 | 0 | 0 | 0 | 0 | 0 | 0 | 0 | 0
F6_Industrial_Industrial - WA_Existing_Space Heating_Natural Gas_Boiler_A_Achievable Economic TRC Potential | F6 | Industrial | Industrial - WA | Existing | Space Heating | Natural Gas | Boiler | A | Standalone Impact on Baseline Winter Peak (%) | Achievable Economic TRC Potential | 0 | 0 | 0 | 0 | 0 | 0 | 0 | 0 | 0 | 0 | 0 | 0 | 0 | 0 | 0 | 0 | 0 | 0 | 0 | 0 | 0 | 0 | 0 | 0 | 0 | 0 | 0
F7_Industrial_Industrial - WA_Existing_Space Heating_Natural Gas_Boiler_A_Achievable Economic TRC Potential | F7 | Industrial | Industrial - WA | Existing | Space Heating | Natural Gas | Boiler | A | Incremental Energy Savings (MWh or mTherms) | Achievable Economic TRC Potential | 0 | 0 | 0 | 0 | 0 | 0 | 0 | 0 | 0 | 0 | 0 | 0 | 0 | 0 | 0 | 0 | 0 | 0 | 0 | 0 | 0 | 0 | 0 | 0 | 0 | 0 | 0
F8_Industrial_Industrial - WA_Existing_Space Heating_Natural Gas_Boiler_A_Achievable Economic TRC Potential | F8 | Industrial | Industrial - WA | Existing | Space Heating | Natural Gas | Boiler | A | Incremental Summer Peak Savings (MW) | Achievable Economic TRC Potential | 0 | 0 | 0 | 0 | 0 | 0 | 0 | 0 | 0 | 0 | 0 | 0 | 0 | 0 | 0 | 0 | 0 | 0 | 0 | 0 | 0 | 0 | 0 | 0 | 0 | 0 | 0
F9_Industrial_Industrial - WA_Existing_Space Heating_Natural Gas_Boiler_A_Achievable Economic TRC Potential | F9 | Industrial | Industrial - WA | Existing | Space Heating | Natural Gas | Boiler | A | Incremental Winter Peak Savings (MW) | Achievable Economic TRC Potential | 0 | 0 | 0 | 0 | 0 | 0 | 0 | 0 | 0 | 0 | 0 | 0 | 0 | 0 | 0 | 0 | 0 | 0 | 0 | 0 | 0 | 0 | 0 | 0 | 0 | 0 | 0
F10_Industrial_Industrial - WA_Existing_Space Heating_Natural Gas_Boiler_A_Achievable Economic TRC Potential | F10 | Industrial | Industrial - WA | Existing | Space Heating | Natural Gas | Boiler | A | Cumulative Energy Savings (MWh or mTherms) | Achievable Economic TRC Potential | 0 | 0 | 0 | 0 | 0 | 0 | 0 | 0 | 0 | 0 | 0 | 0 | 0 | 0 | 0 | 0 | 0 | 0 | 0 | 0 | 0 | 0 | 0 | 0 | 0 | 0 | 0
F11_Industrial_Industrial - WA_Existing_Space Heating_Natural Gas_Boiler_A_Achievable Economic TRC Potential | F11 | Industrial | Industrial - WA | Existing | Space Heating | Natural Gas | Boiler | A | Cumulative Summer Peak Savings (MW) | Achievable Economic TRC Potential | 0 | 0 | 0 | 0 | 0 | 0 | 0 | 0 | 0 | 0 | 0 | 0 | 0 | 0 | 0 | 0 | 0 | 0 | 0 | 0 | 0 | 0 | 0 | 0 | 0 | 0 | 0
F12_Industrial_Industrial - WA_Existing_Space Heating_Natural Gas_Boiler_A_Achievable Economic TRC Potential | F12 | Industrial | Industrial - WA | Existing | Space Heating | Natural Gas | Boiler | A | Cumulative Winter Peak Savings (MW) | Achievable Economic TRC Potential | 0 | 0 | 0 | 0 | 0 | 0 | 0 | 0 | 0 | 0 | 0 | 0 | 0 | 0 | 0 | 0 | 0 | 0 | 0 | 0 | 0 | 0 | 0 | 0 | 0 | 0 | 0
F13_Industrial_Industrial - WA_Existing_Space Heating_Natural Gas_Boiler_A_Achievable Economic TRC Potential | F13 | Industrial | Industrial - WA | Existing | Space Heating | Natural Gas | Boiler | A | Purchases (Incremental) | Achievable Economic TRC Potential | 0 | 0 | 0 | 0 | 0 | 0 | 0 | 0 | 0 | 0 | 0 | 0 | 0 | 0 | 0 | 0 | 0 | 0 | 0 | 0 | 0 | 0 | 0 | 0 | 0 | 0 | 0
F14_Industrial_Industrial - WA_Existing_Space Heating_Natural Gas_Boiler_A_Achievable Economic TRC Potential | F14 | Industrial | Industrial - WA | Existing | Space Heating | Natural Gas | Boiler | A | Purchases (Cumulative) | Achievable Economic TRC Potential | 0 | 0 | 0 | 0 | 0 | 0 | 0 | 0 | 0 | 0 | 0 | 0 | 0 | 0 | 0 | 0 | 0 | 0 | 0 | 0 | 0 | 0 | 0 | 0 | 0 | 0 | 0
F1_Industrial_Industrial - WA_Existing_Space Heating_Natural Gas_Unit Heater_A_Achievable Economic TRC Potential | F1 | Industrial | Industrial - WA | Existing | Space Heating | Natural Gas | Unit Heater | A | Original Unit Energy Savings (kWh or therms) | Achievable Economic TRC Potential | 0 | 191840.798 | 191096.8947 | 191096.8947 | 191096.8947 | 191096.8947 | 191096.8947 | 191096.8947 | 191096.8947 | 191096.8947 | 191096.8947 | 191096.8947 | 191096.8947 | 191096.8947 | 191096.8947 | 191096.8947 | 191096.8947 | 191096.8947 | 191096.8947 | 191096.8947 | 191096.8947 | 191096.8947 | 191096.8947 | 191096.8947 | 191096.8947 | 191096.8947 | 191096.8947
F2_Industrial_Industrial - WA_Existing_Space Heating_Natural Gas_Unit Heater_A_Achievable Economic TRC Potential | F2 | Industrial | Industrial - WA | Existing | Space Heating | Natural Gas | Unit Heater | A | Original Unit Summer Peak Savings (kW) | Achievable Economic TRC Potential | 0 | 0 | 0 | 0 | 0 | 0 | 0 | 0 | 0 | 0 | 0 | 0 | 0 | 0 | 0 | 0 | 0 | 0 | 0 | 0 | 0 | 0 | 0 | 0 | 0 | 0 | 0
F3_Industrial_Industrial - WA_Existing_Space Heating_Natural Gas_Unit Heater_A_Achievable Economic TRC Potential | F3 | Industrial | Industrial - WA | Existing | Space Heating | Natural Gas | Unit Heater | A | Original Unit Winter Peak Savings (kW) | Achievable Economic TRC Potential | 0 | 0 | 0 | 0 | 0 | 0 | 0 | 0 | 0 | 0 | 0 | 0 | 0 | 0 | 0 | 0 | 0 | 0 | 0 | 0 | 0 | 0 | 0 | 0 | 0 | 0 | 0
F4_Industrial_Industrial - WA_Existing_Space Heating_Natural Gas_Unit Heater_A_Achievable Economic TRC Potential | F4 | Industrial | Industrial - WA | Existing | Space Heating | Natural Gas | Unit Heater | A | Standalone Impact on Baseline Energy (%) | Achievable Economic TRC Potential | 0 | 0 | 4.3793e-05 | 0.00014024 | 0.0002974 | 0.00052262 | 0.00082261 | 0.0011975 | 0.001641 | 0.0021472 | 0.002711 | 0.0033276 | 0.003993 | 0.0047036 | 0.0054566 | 0.0062492 | 0.0070794 | 0.0078457 | 0.0085346 | 0.0091392 | 0.0096542 | 0.010074 | 0.010403 | 0.010652 | 0.010856 | 0.011062 | 0.011271
F5_Industrial_Industrial - WA_Existing_Space Heating_Natural Gas_Unit Heater_A_Achievable Economic TRC Potential | F5 | Industrial | Industrial - WA | Existing | Space Heating | Natural Gas | Unit Heater | A | Standalone Impact on Baseline Summer Peak (%) | Achievable Economic TRC Potential | 0 | 0 | 0 | 0 | 0 | 0 | 0 | 0 | 0 | 0 | 0 | 0 | 0 | 0 | 0 | 0 | 0 | 0 | 0 | 0 | 0 | 0 | 0 | 0 | 0 | 0 | 0
F6_Industrial_Industrial - WA_Existing_Space Heating_Natural Gas_Unit Heater_A_Achievable Economic TRC Potential | F6 | Industrial | Industrial - WA | Existing | Space Heating | Natural Gas | Unit Heater | A | Standalone Impact on Baseline Winter Peak (%) | Achievable Economic TRC Potential | 0 | 0 | 0 | 0 | 0 | 0 | 0 | 0 | 0 | 0 | 0 | 0 | 0 | 0 | 0 | 0 | 0 | 0 | 0 | 0 | 0 | 0 | 0 | 0 | 0 | 0 | 0
F7_Industrial_Industrial - WA_Existing_Space Heating_Natural Gas_Unit Heater_A_Achievable Economic TRC Potential | F7 | Industrial | Industrial - WA | Existing | Space Heating | Natural Gas | Unit Heater | A | Incremental Energy Savings (MWh or mTherms) | Achievable Economic TRC Potential | 0 | 0 | 0.0073182 | 0.01567 | 0.024824 | 0.034581 | 0.044774 | 0.05434 | 0.062344 | 0.068953 | 0.074341 | 0.078671 | 0.082097 | 0.084752 | 0.086756 | 0.088212 | 0.089208 | 0.077447 | 0.064657 | 0.051858 | 0.03912 | 0.026495 | 0.01495 | 0.0053395 | 0 | 0 | 0
F8_Industrial_Industrial - WA_Existing_Space Heating_Natural Gas_Unit Heater_A_Achievable Economic TRC Potential | F8 | Industrial | Industrial - WA | Existing | Space Heating | Natural Gas | Unit Heater | A | Incremental Summer Peak Savings (MW) | Achievable Economic TRC Potential | 0 | 0 | 0 | 0 | 0 | 0 | 0 | 0 | 0 | 0 | 0 | 0 | 0 | 0 | 0 | 0 | 0 | 0 | 0 | 0 | 0 | 0 | 0 | 0 | 0 | 0 | 0
F9_Industrial_Industrial - WA_Existing_Space Heating_Natural Gas_Unit Heater_A_Achievable Economic TRC Potential | F9 | Industrial | Industrial - WA | Existing | Space Heating | Natural Gas | Unit Heater | A | Incremental Winter Peak Savings (MW) | Achievable Economic TRC Potential | 0 | 0 | 0 | 0 | 0 | 0 | 0 | 0 | 0 | 0 | 0 | 0 | 0 | 0 | 0 | 0 | 0 | 0 | 0 | 0 | 0 | 0 | 0 | 0 | 0 | 0 | 0
F10_Industrial_Industrial - WA_Existing_Space Heating_Natural Gas_Unit Heater_A_Achievable Economic TRC Potential | F10 | Industrial | Industrial - WA | Existing | Space Heating | Natural Gas | Unit Heater | A | Cumulative Energy Savings (MWh or mTherms) | Achievable Economic TRC Potential | 0 | 0 | 0.0073182 | 0.022989 | 0.047813 | 0.082394 | 0.12717 | 0.18151 | 0.24385 | 0.3128 | 0.38715 | 0.46582 | 0.54791 | 0.63267 | 0.71942 | 0.80763 | 0.89684 | 0.97429 | 1.0389 | 1.0908 | 1.1299 | 1.1564 | 1.1714 | 1.1767 | 1.1767 | 1.1767 | 1.1767
F11_Industrial_Industrial - WA_Existing_Space Heating_Natural Gas_Unit Heater_A_Achievable Economic TRC Potential | F11 | Industrial | Industrial - WA | Existing | Space Heating | Natural Gas | Unit Heater | A | Cumulative Summer Peak Savings (MW) | Achievable Economic TRC Potential | 0 | 0 | 0 | 0 | 0 | 0 | 0 | 0 | 0 | 0 | 0 | 0 | 0 | 0 | 0 | 0 | 0 | 0 | 0 | 0 | 0 | 0 | 0 | 0 | 0 | 0 | 0
F12_Industrial_Industrial - WA_Existing_Space Heating_Natural Gas_Unit Heater_A_Achievable Economic TRC Potential | F12 | Industrial | Industrial - WA | Existing | Space Heating | Natural Gas | Unit Heater | A | Cumulative Winter Peak Savings (MW) | Achievable Economic TRC Potential | 0 | 0 | 0 | 0 | 0 | 0 | 0 | 0 | 0 | 0 | 0 | 0 | 0 | 0 | 0 | 0 | 0 | 0 | 0 | 0 | 0 | 0 | 0 | 0 | 0 | 0 | 0
F13_Industrial_Industrial - WA_Existing_Space Heating_Natural Gas_Unit Heater_A_Achievable Economic TRC Potential | F13 | Industrial | Industrial - WA | Existing | Space Heating | Natural Gas | Unit Heater | A | Purchases (Incremental) | Achievable Economic TRC Potential | 0 | 0 | 3.8296e-05 | 8.2002e-05 | 0.0001299 | 0.00018096 | 0.0002343 | 0.00028436 | 0.00032624 | 0.00036083 | 0.00038902 | 0.00041168 | 0.00042961 | 0.0004435 | 0.00045399 | 0.00046161 | 0.00046682 | 0.00040528 | 0.00033834 | 0.00027137 | 0.00020471 | 0.00013865 | 7.8235e-05 | 2.7941e-05 | 0 | 0 | 0
F14_Industrial_Industrial - WA_Existing_Space Heating_Natural Gas_Unit Heater_A_Achievable Economic TRC Potential | F14 | Industrial | Industrial - WA | Existing | Space Heating | Natural Gas | Unit Heater | A | Purchases (Cumulative) | Achievable Economic TRC Potential | 0 | 0 | 3.8296e-05 | 0.0001203 | 0.0002502 | 0.00043116 | 0.00066546 | 0.00094982 | 0.0012761 | 0.0016369 | 0.0020259 | 0.0024376 | 0.0028672 | 0.0033107 | 0.0037647 | 0.0042263 | 0.0046931 | 0.0050984 | 0.0054367 | 0.0057081 | 0.0059128 | 0.0060515 | 0.0061297 | 0.0061576 | 0.0061576 | 0.0061576 | 0.0061576
F1_Industrial_Industrial - WA_New_Space Heating_Natural Gas_Furnace_A_Achievable Economic TRC Potential | F1 | Industrial | Industrial - WA | New | Space Heating | Natural Gas | Furnace | A | Original Unit Energy Savings (kWh or therms) | Achievable Economic TRC Potential | 0 | 36.5821 | 36.4403 | 18.2201 | 18.2201 | 18.2201 | 18.2201 | 18.2201 | 18.2201 | 18.2201 | 18.2201 | 18.2201 | 18.2201 | 18.2201 | 18.2201 | 18.2201 | 18.2201 | 18.2201 | 18.2201 | 18.2201 | 18.2201 | 18.2201 | 18.2201 | 18.2201 | 18.2201 | 18.2201 | 18.2201
F2_Industrial_Industrial - WA_New_Space Heating_Natural Gas_Furnace_A_Achievable Economic TRC Potential | F2 | Industrial | Industrial - WA | New | Space Heating | Natural Gas | Furnace | A | Original Unit Summer Peak Savings (kW) | Achievable Economic TRC Potential | 0 | 0 | 0 | 0 | 0 | 0 | 0 | 0 | 0 | 0 | 0 | 0 | 0 | 0 | 0 | 0 | 0 | 0 | 0 | 0 | 0 | 0 | 0 | 0 | 0 | 0 | 0
F3_Industrial_Industrial - WA_New_Space Heating_Natural Gas_Furnace_A_Achievable Economic TRC Potential | F3 | Industrial | Industrial - WA | New | Space Heating | Natural Gas | Furnace | A | Original Unit Winter Peak Savings (kW) | Achievable Economic TRC Potential | 0 | 0 | 0 | 0 | 0 | 0 | 0 | 0 | 0 | 0 | 0 | 0 | 0 | 0 | 0 | 0 | 0 | 0 | 0 | 0 | 0 | 0 | 0 | 0 | 0 | 0 | 0
F4_Industrial_Industrial - WA_New_Space Heating_Natural Gas_Furnace_A_Achievable Economic TRC Potential | F4 | Industrial | Industrial - WA | New | Space Heating | Natural Gas | Furnace | A | Standalone Impact on Baseline Energy (%) | Achievable Economic TRC Potential | 0 | 0 | 0 | 0 | 0 | 0 | 0 | 0 | 0 | 0 | 0 | 0 | 0 | 0 | 0 | 0 | 0 | 0 | 0 | 0 | 0 | 0 | 0 | 0 | 0 | 0 | 0
F5_Industrial_Industrial - WA_New_Space Heating_Natural Gas_Furnace_A_Achievable Economic TRC Potential | F5 | Industrial | Industrial - WA | New | Space Heating | Natural Gas | Furnace | A | Standalone Impact on Baseline Summer Peak (%) | Achievable Economic TRC Potential | 0 | 0 | 0 | 0 | 0 | 0 | 0 | 0 | 0 | 0 | 0 | 0 | 0 | 0 | 0 | 0 | 0 | 0 | 0 | 0 | 0 | 0 | 0 | 0 | 0 | 0 | 0
F6_Industrial_Industrial - WA_New_Space Heating_Natural Gas_Furnace_A_Achievable Economic TRC Potential | F6 | Industrial | Industrial - WA | New | Space Heating | Natural Gas | Furnace | A | Standalone Impact on Baseline Winter Peak (%) | Achievable Economic TRC Potential | 0 | 0 | 0 | 0 | 0 | 0 | 0 | 0 | 0 | 0 | 0 | 0 | 0 | 0 | 0 | 0 | 0 | 0 | 0 | 0 | 0 | 0 | 0 | 0 | 0 | 0 | 0
F7_Industrial_Industrial - WA_New_Space Heating_Natural Gas_Furnace_A_Achievable Economic TRC Potential | F7 | Industrial | Industrial - WA | New | Space Heating | Natural Gas | Furnace | A | Incremental Energy Savings (MWh or mTherms) | Achievable Economic TRC Potential | 0 | 0 | 0 | 0 | 0 | 0 | 0 | 0 | 0 | 0 | 0 | 0 | 0 | 0 | 0 | 0 | 0 | 0 | 0 | 0 | 0 | 0 | 0 | 0 | 0 | 0 | 0
F8_Industrial_Industrial - WA_New_Space Heating_Natural Gas_Furnace_A_Achievable Economic TRC Potential | F8 | Industrial | Industrial - WA | New | Space Heating | Natural Gas | Furnace | A | Incremental Summer Peak Savings (MW) | Achievable Economic TRC Potential | 0 | 0 | 0 | 0 | 0 | 0 | 0 | 0 | 0 | 0 | 0 | 0 | 0 | 0 | 0 | 0 | 0 | 0 | 0 | 0 | 0 | 0 | 0 | 0 | 0 | 0 | 0
F9_Industrial_Industrial - WA_New_Space Heating_Natural Gas_Furnace_A_Achievable Economic TRC Potential | F9 | Industrial | Industrial - WA | New | Space Heating | Natural Gas | Furnace | A | Incremental Winter Peak Savings (MW) | Achievable Economic TRC Potential | 0 | 0 | 0 | 0 | 0 | 0 | 0 | 0 | 0 | 0 | 0 | 0 | 0 | 0 | 0 | 0 | 0 | 0 | 0 | 0 | 0 | 0 | 0 | 0 | 0 | 0 | 0
F10_Industrial_Industrial - WA_New_Space Heating_Natural Gas_Furnace_A_Achievable Economic TRC Potential | F10 | Industrial | Industrial - WA | New | Space Heating | Natural Gas | Furnace | A | Cumulative Energy Savings (MWh or mTherms) | Achievable Economic TRC Potential | 0 | 0 | 0 | 0 | 0 | 0 | 0 | 0 | 0 | 0 | 0 | 0 | 0 | 0 | 0 | 0 | 0 | 0 | 0 | 0 | 0 | 0 | 0 | 0 | 0 | 0 | 0
F11_Industrial_Industrial - WA_New_Space Heating_Natural Gas_Furnace_A_Achievable Economic TRC Potential | F11 | Industrial | Industrial - WA | New | Space Heating | Natural Gas | Furnace | A | Cumulative Summer Peak Savings (MW) | Achievable Economic TRC Potential | 0 | 0 | 0 | 0 | 0 | 0 | 0 | 0 | 0 | 0 | 0 | 0 | 0 | 0 | 0 | 0 | 0 | 0 | 0 | 0 | 0 | 0 | 0 | 0 | 0 | 0 | 0
F12_Industrial_Industrial - WA_New_Space Heating_Natural Gas_Furnace_A_Achievable Economic TRC Potential | F12 | Industrial | Industrial - WA | New | Space Heating | Natural Gas | Furnace | A | Cumulative Winter Peak Savings (MW) | Achievable Economic TRC Potential | 0 | 0 | 0 | 0 | 0 | 0 | 0 | 0 | 0 | 0 | 0 | 0 | 0 | 0 | 0 | 0 | 0 | 0 | 0 | 0 | 0 | 0 | 0 | 0 | 0 | 0 | 0
F13_Industrial_Industrial - WA_New_Space Heating_Natural Gas_Furnace_A_Achievable Economic TRC Potential | F13 | Industrial | Industrial - WA | New | Space Heating | Natural Gas | Furnace | A | Purchases (Incremental) | Achievable Economic TRC Potential | 0 | 0 | 0 | 0 | 0 | 0 | 0 | 0 | 0 | 0 | 0 | 0 | 0 | 0 | 0 | 0 | 0 | 0 | 0 | 0 | 0 | 0 | 0 | 0 | 0 | 0 | 0
F14_Industrial_Industrial - WA_New_Space Heating_Natural Gas_Furnace_A_Achievable Economic TRC Potential | F14 | Industrial | Industrial - WA | New | Space Heating | Natural Gas | Furnace | A | Purchases (Cumulative) | Achievable Economic TRC Potential | 0 | 0 | 0 | 0 | 0 | 0 | 0 | 0 | 0 | 0 | 0 | 0 | 0 | 0 | 0 | 0 | 0 | 0 | 0 | 0 | 0 | 0 | 0 | 0 | 0 | 0 | 0
F1_Industrial_Industrial - WA_New_Space Heating_Natural Gas_Boiler_A_Achievable Economic TRC Potential | F1 | Industrial | Industrial - WA | New | Space Heating | Natural Gas | Boiler | A | Original Unit Energy Savings (kWh or therms) | Achievable Economic TRC Potential | 0 | 44.0904 | 43.9194 | 43.9194 | 43.9194 | 43.9194 | 43.9194 | 43.9194 | 43.9194 | 43.9194 | 43.9194 | 43.9194 | 43.9194 | 43.9194 | 43.9194 | 43.9194 | 43.9194 | 43.9194 | 43.9194 | 43.9194 | 43.9194 | 43.9194 | 43.9194 | 43.9194 | 43.9194 | 43.9194 | 43.9194
F2_Industrial_Industrial - WA_New_Space Heating_Natural Gas_Boiler_A_Achievable Economic TRC Potential | F2 | Industrial | Industrial - WA | New | Space Heating | Natural Gas | Boiler | A | Original Unit Summer Peak Savings (kW) | Achievable Economic TRC Potential | 0 | 0 | 0 | 0 | 0 | 0 | 0 | 0 | 0 | 0 | 0 | 0 | 0 | 0 | 0 | 0 | 0 | 0 | 0 | 0 | 0 | 0 | 0 | 0 | 0 | 0 | 0
F3_Industrial_Industrial - WA_New_Space Heating_Natural Gas_Boiler_A_Achievable Economic TRC Potential | F3 | Industrial | Industrial - WA | New | Space Heating | Natural Gas | Boiler | A | Original Unit Winter Peak Savings (kW) | Achievable Economic TRC Potential | 0 | 0 | 0 | 0 | 0 | 0 | 0 | 0 | 0 | 0 | 0 | 0 | 0 | 0 | 0 | 0 | 0 | 0 | 0 | 0 | 0 | 0 | 0 | 0 | 0 | 0 | 0
F4_Industrial_Industrial - WA_New_Space Heating_Natural Gas_Boiler_A_Achievable Economic TRC Potential | F4 | Industrial | Industrial - WA | New | Space Heating | Natural Gas | Boiler | A | Standalone Impact on Baseline Energy (%) | Achievable Economic TRC Potential | 0 | 0 | 0 | 0 | 0 | 0 | 0 | 0 | 0 | 0 | 0 | 0 | 0 | 0 | 0 | 0 | 0 | 0 | 0 | 0 | 0 | 0 | 0 | 0 | 0 | 0 | 0
F5_Industrial_Industrial - WA_New_Space Heating_Natural Gas_Boiler_A_Achievable Economic TRC Potential | F5 | Industrial | Industrial - WA | New | Space Heating | Natural Gas | Boiler | A | Standalone Impact on Baseline Summer Peak (%) | Achievable Economic TRC Potential | 0 | 0 | 0 | 0 | 0 | 0 | 0 | 0 | 0 | 0 | 0 | 0 | 0 | 0 | 0 | 0 | 0 | 0 | 0 | 0 | 0 | 0 | 0 | 0 | 0 | 0 | 0
F6_Industrial_Industrial - WA_New_Space Heating_Natural Gas_Boiler_A_Achievable Economic TRC Potential | F6 | Industrial | Industrial - WA | New | Space Heating | Natural Gas | Boiler | A | Standalone Impact on Baseline Winter Peak (%) | Achievable Economic TRC Potential | 0 | 0 | 0 | 0 | 0 | 0 | 0 | 0 | 0 | 0 | 0 | 0 | 0 | 0 | 0 | 0 | 0 | 0 | 0 | 0 | 0 | 0 | 0 | 0 | 0 | 0 | 0
F7_Industrial_Industrial - WA_New_Space Heating_Natural Gas_Boiler_A_Achievable Economic TRC Potential | F7 | Industrial | Industrial - WA | New | Space Heating | Natural Gas | Boiler | A | Incremental Energy Savings (MWh or mTherms) | Achievable Economic TRC Potential | 0 | 0 | 0 | 0 | 0 | 0 | 0 | 0 | 0 | 0 | 0 | 0 | 0 | 0 | 0 | 0 | 0 | 0 | 0 | 0 | 0 | 0 | 0 | 0 | 0 | 0 | 0
F8_Industrial_Industrial - WA_New_Space Heating_Natural Gas_Boiler_A_Achievable Economic TRC Potential | F8 | Industrial | Industrial - WA | New | Space Heating | Natural Gas | Boiler | A | Incremental Summer Peak Savings (MW) | Achievable Economic TRC Potential | 0 | 0 | 0 | 0 | 0 | 0 | 0 | 0 | 0 | 0 | 0 | 0 | 0 | 0 | 0 | 0 | 0 | 0 | 0 | 0 | 0 | 0 | 0 | 0 | 0 | 0 | 0
F9_Industrial_Industrial - WA_New_Space Heating_Natural Gas_Boiler_A_Achievable Economic TRC Potential | F9 | Industrial | Industrial - WA | New | Space Heating | Natural Gas | Boiler | A | Incremental Winter Peak Savings (MW) | Achievable Economic TRC Potential | 0 | 0 | 0 | 0 | 0 | 0 | 0 | 0 | 0 | 0 | 0 | 0 | 0 | 0 | 0 | 0 | 0 | 0 | 0 | 0 | 0 | 0 | 0 | 0 | 0 | 0 | 0
F10_Industrial_Industrial - WA_New_Space Heating_Natural Gas_Boiler_A_Achievable Economic TRC Potential | F10 | Industrial | Industrial - WA | New | Space Heating | Natural Gas | Boiler | A | Cumulative Energy Savings (MWh or mTherms) | Achievable Economic TRC Potential | 0 | 0 | 0 | 0 | 0 | 0 | 0 | 0 | 0 | 0 | 0 | 0 | 0 | 0 | 0 | 0 | 0 | 0 | 0 | 0 | 0 | 0 | 0 | 0 | 0 | 0 | 0
F11_Industrial_Industrial - WA_New_Space Heating_Natural Gas_Boiler_A_Achievable Economic TRC Potential | F11 | Industrial | Industrial - WA | New | Space Heating | Natural Gas | Boiler | A | Cumulative Summer Peak Savings (MW) | Achievable Economic TRC Potential | 0 | 0 | 0 | 0 | 0 | 0 | 0 | 0 | 0 | 0 | 0 | 0 | 0 | 0 | 0 | 0 | 0 | 0 | 0 | 0 | 0 | 0 | 0 | 0 | 0 | 0 | 0
F12_Industrial_Industrial - WA_New_Space Heating_Natural Gas_Boiler_A_Achievable Economic TRC Potential | F12 | Industrial | Industrial - WA | New | Space Heating | Natural Gas | Boiler | A | Cumulative Winter Peak Savings (MW) | Achievable Economic TRC Potential | 0 | 0 | 0 | 0 | 0 | 0 | 0 | 0 | 0 | 0 | 0 | 0 | 0 | 0 | 0 | 0 | 0 | 0 | 0 | 0 | 0 | 0 | 0 | 0 | 0 | 0 | 0
F13_Industrial_Industrial - WA_New_Space Heating_Natural Gas_Boiler_A_Achievable Economic TRC Potential | F13 | Industrial | Industrial - WA | New | Space Heating | Natural Gas | Boiler | A | Purchases (Incremental) | Achievable Economic TRC Potential | 0 | 0 | 0 | 0 | 0 | 0 | 0 | 0 | 0 | 0 | 0 | 0 | 0 | 0 | 0 | 0 | 0 | 0 | 0 | 0 | 0 | 0 | 0 | 0 | 0 | 0 | 0
F14_Industrial_Industrial - WA_New_Space Heating_Natural Gas_Boiler_A_Achievable Economic TRC Potential | F14 | Industrial | Industrial - WA | New | Space Heating | Natural Gas | Boiler | A | Purchases (Cumulative) | Achievable Economic TRC Potential | 0 | 0 | 0 | 0 | 0 | 0 | 0 | 0 | 0 | 0 | 0 | 0 | 0 | 0 | 0 | 0 | 0 | 0 | 0 | 0 | 0 | 0 | 0 | 0 | 0 | 0 | 0
F1_Industrial_Industrial - WA_New_Space Heating_Natural Gas_Unit Heater_A_Achievable Economic TRC Potential | F1 | Industrial | Industrial - WA | New | Space Heating | Natural Gas | Unit Heater | A | Original Unit Energy Savings (kWh or therms) | Achievable Economic TRC Potential | 0 | 191840.798 | 191096.8947 | 191096.8947 | 191096.8947 | 191096.8947 | 191096.8947 | 191096.8947 | 191096.8947 | 191096.8947 | 191096.8947 | 191096.8947 | 191096.8947 | 191096.8947 | 191096.8947 | 191096.8947 | 191096.8947 | 191096.8947 | 191096.8947 | 191096.8947 | 191096.8947 | 191096.8947 | 191096.8947 | 191096.8947 | 191096.8947 | 191096.8947 | 191096.8947
F2_Industrial_Industrial - WA_New_Space Heating_Natural Gas_Unit Heater_A_Achievable Economic TRC Potential | F2 | Industrial | Industrial - WA | New | Space Heating | Natural Gas | Unit Heater | A | Original Unit Summer Peak Savings (kW) | Achievable Economic TRC Potential | 0 | 0 | 0 | 0 | 0 | 0 | 0 | 0 | 0 | 0 | 0 | 0 | 0 | 0 | 0 | 0 | 0 | 0 | 0 | 0 | 0 | 0 | 0 | 0 | 0 | 0 | 0
F3_Industrial_Industrial - WA_New_Space Heating_Natural Gas_Unit Heater_A_Achievable Economic TRC Potential | F3 | Industrial | Industrial - WA | New | Space Heating | Natural Gas | Unit Heater | A | Original Unit Winter Peak Savings (kW) | Achievable Economic TRC Potential | 0 | 0 | 0 | 0 | 0 | 0 | 0 | 0 | 0 | 0 | 0 | 0 | 0 | 0 | 0 | 0 | 0 | 0 | 0 | 0 | 0 | 0 | 0 | 0 | 0 | 0 | 0
F4_Industrial_Industrial - WA_New_Space Heating_Natural Gas_Unit Heater_A_Achievable Economic TRC Potential | F4 | Industrial | Industrial - WA | New | Space Heating | Natural Gas | Unit Heater | A | Standalone Impact on Baseline Energy (%) | Achievable Economic TRC Potential | 0 | 0 | 0.00094322 | 0.0017476 | 0.0024903 | 0.0031829 | 0.0037307 | 0.0043249 | 0.004931 | 0.0055281 | 0.0061042 | 0.0066525 | 0.00717 | 0.0076557 | 0.0081098 | 0.0085334 | 0.0089283 | 0.0092903 | 0.0097022 | 0.010135 | 0.010575 | 0.011089 | 0.011515 | 0.011874 | 0.012182 | 0.012451 | 0.012691
F5_Industrial_Industrial - WA_New_Space Heating_Natural Gas_Unit Heater_A_Achievable Economic TRC Potential | F5 | Industrial | Industrial - WA | New | Space Heating | Natural Gas | Unit Heater | A | Standalone Impact on Baseline Summer Peak (%) | Achievable Economic TRC Potential | 0 | 0 | 0 | 0 | 0 | 0 | 0 | 0 | 0 | 0 | 0 | 0 | 0 | 0 | 0 | 0 | 0 | 0 | 0 | 0 | 0 | 0 | 0 | 0 | 0 | 0 | 0
F6_Industrial_Industrial - WA_New_Space Heating_Natural Gas_Unit Heater_A_Achievable Economic TRC Potential | F6 | Industrial | Industrial - WA | New | Space Heating | Natural Gas | Unit Heater | A | Standalone Impact on Baseline Winter Peak (%) | Achievable Economic TRC Potential | 0 | 0 | 0 | 0 | 0 | 0 | 0 | 0 | 0 | 0 | 0 | 0 | 0 | 0 | 0 | 0 | 0 | 0 | 0 | 0 | 0 | 0 | 0 | 0 | 0 | 0 | 0
F7_Industrial_Industrial - WA_New_Space Heating_Natural Gas_Unit Heater_A_Achievable Economic TRC Potential | F7 | Industrial | Industrial - WA | New | Space Heating | Natural Gas | Unit Heater | A | Incremental Energy Savings (MWh or mTherms) | Achievable Economic TRC Potential | 0 | 0 | 0.01519 | 0.021993 | 0.025925 | 0.028049 | 0.024169 | 0.028037 | 0.030925 | 0.033047 | 0.034568 | 0.035619 | 0.036303 | 0.036701 | 0.036877 | 0.03688 | 0.036749 | 0.036203 | 0.04002 | 0.042221 | 0.043677 | 0.049415 | 0.04539 | 0.042248 | 0.039788 | 0.037852 | 0.03632
F8_Industrial_Industrial - WA_New_Space Heating_Natural Gas_Unit Heater_A_Achievable Economic TRC Potential | F8 | Industrial | Industrial - WA | New | Space Heating | Natural Gas | Unit Heater | A | Incremental Summer Peak Savings (MW) | Achievable Economic TRC Potential | 0 | 0 | 0 | 0 | 0 | 0 | 0 | 0 | 0 | 0 | 0 | 0 | 0 | 0 | 0 | 0 | 0 | 0 | 0 | 0 | 0 | 0 | 0 | 0 | 0 | 0 | 0
F9_Industrial_Industrial - WA_New_Space Heating_Natural Gas_Unit Heater_A_Achievable Economic TRC Potential | F9 | Industrial | Industrial - WA | New | Space Heating | Natural Gas | Unit Heater | A | Incremental Winter Peak Savings (MW) | Achievable Economic TRC Potential | 0 | 0 | 0 | 0 | 0 | 0 | 0 | 0 | 0 | 0 | 0 | 0 | 0 | 0 | 0 | 0 | 0 | 0 | 0 | 0 | 0 | 0 | 0 | 0 | 0 | 0 | 0
F10_Industrial_Industrial - WA_New_Space Heating_Natural Gas_Unit Heater_A_Achievable Economic TRC Potential | F10 | Industrial | Industrial - WA | New | Space Heating | Natural Gas | Unit Heater | A | Cumulative Energy Savings (MWh or mTherms) | Achievable Economic TRC Potential | 0 | 0 | 0.01519 | 0.037182 | 0.063108 | 0.091156 | 0.11533 | 0.14336 | 0.17429 | 0.20733 | 0.2419 | 0.27752 | 0.31382 | 0.35053 | 0.3874 | 0.42428 | 0.46103 | 0.49723 | 0.53725 | 0.57948 | 0.62315 | 0.67257 | 0.71796 | 0.76021 | 0.79999 | 0.83785 | 0.87417
F11_Industrial_Industrial - WA_New_Space Heating_Natural Gas_Unit Heater_A_Achievable Economic TRC Potential | F11 | Industrial | Industrial - WA | New | Space Heating | Natural Gas | Unit Heater | A | Cumulative Summer Peak Savings (MW) | Achievable Economic TRC Potential | 0 | 0 | 0 | 0 | 0 | 0 | 0 | 0 | 0 | 0 | 0 | 0 | 0 | 0 | 0 | 0 | 0 | 0 | 0 | 0 | 0 | 0 | 0 | 0 | 0 | 0 | 0
F12_Industrial_Industrial - WA_New_Space Heating_Natural Gas_Unit Heater_A_Achievable Economic TRC Potential | F12 | Industrial | Industrial - WA | New | Space Heating | Natural Gas | Unit Heater | A | Cumulative Winter Peak Savings (MW) | Achievable Economic TRC Potential | 0 | 0 | 0 | 0 | 0 | 0 | 0 | 0 | 0 | 0 | 0 | 0 | 0 | 0 | 0 | 0 | 0 | 0 | 0 | 0 | 0 | 0 | 0 | 0 | 0 | 0 | 0
F13_Industrial_Industrial - WA_New_Space Heating_Natural Gas_Unit Heater_A_Achievable Economic TRC Potential | F13 | Industrial | Industrial - WA | New | Space Heating | Natural Gas | Unit Heater | A | Purchases (Incremental) | Achievable Economic TRC Potential | 0 | 0 | 7.9487e-05 | 0.00011509 | 0.00013567 | 0.00014678 | 0.00012648 | 0.00014671 | 0.00016183 | 0.00017293 | 0.00018089 | 0.00018639 | 0.00018997 | 0.00019206 | 0.00019298 | 0.00019299 | 0.00019231 | 0.00018945 | 0.00020942 | 0.00022094 | 0.00022856 | 0.00025859 | 0.00023753 | 0.00022108 | 0.00020821 | 0.00019808 | 0.00019006
F14_Industrial_Industrial - WA_New_Space Heating_Natural Gas_Unit Heater_A_Achievable Economic TRC Potential | F14 | Industrial | Industrial - WA | New | Space Heating | Natural Gas | Unit Heater | A | Purchases (Cumulative) | Achievable Economic TRC Potential | 0 | 0 | 7.9487e-05 | 0.00019457 | 0.00033024 | 0.00047702 | 0.00060349 | 0.00075021 | 0.00091204 | 0.001085 | 0.0012659 | 0.0014523 | 0.0016422 | 0.0018343 | 0.0020273 | 0.0022203 | 0.0024126 | 0.002602 | 0.0028114 | 0.0030324 | 0.0032609 | 0.0035195 | 0.003757 | 0.0039781 | 0.0041863 | 0.0043844 | 0.0045745
F1_Industrial_Industrial - ID_Existing_Space Heating_Natural Gas_Furnace_A_Achievable Economic TRC Potential | F1 | Industrial | Industrial - ID | Existing | Space Heating | Natural Gas | Furnace | A | Original Unit Energy Savings (kWh or therms) | Achievable Economic TRC Potential | 0 | 55.8014 | 55.585 | 27.7925 | 27.7925 | 27.7925 | 27.7925 | 27.7925 | 27.7925 | 27.7925 | 27.7925 | 27.7925 | 27.7925 | 27.7925 | 27.7925 | 27.7925 | 27.7925 | 27.7925 | 27.7925 | 27.7925 | 27.7925 | 27.7925 | 27.7925 | 27.7925 | 27.7925 | 27.7925 | 27.7925
F2_Industrial_Industrial - ID_Existing_Space Heating_Natural Gas_Furnace_A_Achievable Economic TRC Potential | F2 | Industrial | Industrial - ID | Existing | Space Heating | Natural Gas | Furnace | A | Original Unit Summer Peak Savings (kW) | Achievable Economic TRC Potential | 0 | 0 | 0 | 0 | 0 | 0 | 0 | 0 | 0 | 0 | 0 | 0 | 0 | 0 | 0 | 0 | 0 | 0 | 0 | 0 | 0 | 0 | 0 | 0 | 0 | 0 | 0
F3_Industrial_Industrial - ID_Existing_Space Heating_Natural Gas_Furnace_A_Achievable Economic TRC Potential | F3 | Industrial | Industrial - ID | Existing | Space Heating | Natural Gas | Furnace | A | Original Unit Winter Peak Savings (kW) | Achievable Economic TRC Potential | 0 | 0 | 0 | 0 | 0 | 0 | 0 | 0 | 0 | 0 | 0 | 0 | 0 | 0 | 0 | 0 | 0 | 0 | 0 | 0 | 0 | 0 | 0 | 0 | 0 | 0 | 0
F4_Industrial_Industrial - ID_Existing_Space Heating_Natural Gas_Furnace_A_Achievable Economic TRC Potential | F4 | Industrial | Industrial - ID | Existing | Space Heating | Natural Gas | Furnace | A | Standalone Impact on Baseline Energy (%) | Achievable Economic TRC Potential | 0 | 0 | 0 | 0 | 0 | 0 | 0 | 0 | 0 | 0 | 0 | 0 | 0 | 0 | 0 | 0 | 0 | 0 | 0 | 0 | 0 | 0 | 0 | 0 | 0 | 0 | 0
F5_Industrial_Industrial - ID_Existing_Space Heating_Natural Gas_Furnace_A_Achievable Economic TRC Potential | F5 | Industrial | Industrial - ID | Existing | Space Heating | Natural Gas | Furnace | A | Standalone Impact on Baseline Summer Peak (%) | Achievable Economic TRC Potential | 0 | 0 | 0 | 0 | 0 | 0 | 0 | 0 | 0 | 0 | 0 | 0 | 0 | 0 | 0 | 0 | 0 | 0 | 0 | 0 | 0 | 0 | 0 | 0 | 0 | 0 | 0
F6_Industrial_Industrial - ID_Existing_Space Heating_Natural Gas_Furnace_A_Achievable Economic TRC Potential | F6 | Industrial | Industrial - ID | Existing | Space Heating | Natural Gas | Furnace | A | Standalone Impact on Baseline Winter Peak (%) | Achievable Economic TRC Potential | 0 | 0 | 0 | 0 | 0 | 0 | 0 | 0 | 0 | 0 | 0 | 0 | 0 | 0 | 0 | 0 | 0 | 0 | 0 | 0 | 0 | 0 | 0 | 0 | 0 | 0 | 0
F7_Industrial_Industrial - ID_Existing_Space Heating_Natural Gas_Furnace_A_Achievable Economic TRC Potential | F7 | Industrial | Industrial - ID | Existing | Space Heating | Natural Gas | Furnace | A | Incremental Energy Savings (MWh or mTherms) | Achievable Economic TRC Potential | 0 | 0 | 0 | 0 | 0 | 0 | 0 | 0 | 0 | 0 | 0 | 0 | 0 | 0 | 0 | 0 | 0 | 0 | 0 | 0 | 0 | 0 | 0 | 0 | 0 | 0 | 0
F8_Industrial_Industrial - ID_Existing_Space Heating_Natural Gas_Furnace_A_Achievable Economic TRC Potential | F8 | Industrial | Industrial - ID | Existing | Space Heating | Natural Gas | Furnace | A | Incremental Summer Peak Savings (MW) | Achievable Economic TRC Potential | 0 | 0 | 0 | 0 | 0 | 0 | 0 | 0 | 0 | 0 | 0 | 0 | 0 | 0 | 0 | 0 | 0 | 0 | 0 | 0 | 0 | 0 | 0 | 0 | 0 | 0 | 0
F9_Industrial_Industrial - ID_Existing_Space Heating_Natural Gas_Furnace_A_Achievable Economic TRC Potential | F9 | Industrial | Industrial - ID | Existing | Space Heating | Natural Gas | Furnace | A | Incremental Winter Peak Savings (MW) | Achievable Economic TRC Potential | 0 | 0 | 0 | 0 | 0 | 0 | 0 | 0 | 0 | 0 | 0 | 0 | 0 | 0 | 0 | 0 | 0 | 0 | 0 | 0 | 0 | 0 | 0 | 0 | 0 | 0 | 0
F10_Industrial_Industrial - ID_Existing_Space Heating_Natural Gas_Furnace_A_Achievable Economic TRC Potential | F10 | Industrial | Industrial - ID | Existing | Space Heating | Natural Gas | Furnace | A | Cumulative Energy Savings (MWh or mTherms) | Achievable Economic TRC Potential | 0 | 0 | 0 | 0 | 0 | 0 | 0 | 0 | 0 | 0 | 0 | 0 | 0 | 0 | 0 | 0 | 0 | 0 | 0 | 0 | 0 | 0 | 0 | 0 | 0 | 0 | 0
F11_Industrial_Industrial - ID_Existing_Space Heating_Natural Gas_Furnace_A_Achievable Economic TRC Potential | F11 | Industrial | Industrial - ID | Existing | Space Heating | Natural Gas | Furnace | A | Cumulative Summer Peak Savings (MW) | Achievable Economic TRC Potential | 0 | 0 | 0 | 0 | 0 | 0 | 0 | 0 | 0 | 0 | 0 | 0 | 0 | 0 | 0 | 0 | 0 | 0 | 0 | 0 | 0 | 0 | 0 | 0 | 0 | 0 | 0
F12_Industrial_Industrial - ID_Existing_Space Heating_Natural Gas_Furnace_A_Achievable Economic TRC Potential | F12 | Industrial | Industrial - ID | Existing | Space Heating | Natural Gas | Furnace | A | Cumulative Winter Peak Savings (MW) | Achievable Economic TRC Potential | 0 | 0 | 0 | 0 | 0 | 0 | 0 | 0 | 0 | 0 | 0 | 0 | 0 | 0 | 0 | 0 | 0 | 0 | 0 | 0 | 0 | 0 | 0 | 0 | 0 | 0 | 0
F13_Industrial_Industrial - ID_Existing_Space Heating_Natural Gas_Furnace_A_Achievable Economic TRC Potential | F13 | Industrial | Industrial - ID | Existing | Space Heating | Natural Gas | Furnace | A | Purchases (Incremental) | Achievable Economic TRC Potential | 0 | 0 | 0 | 0 | 0 | 0 | 0 | 0 | 0 | 0 | 0 | 0 | 0 | 0 | 0 | 0 | 0 | 0 | 0 | 0 | 0 | 0 | 0 | 0 | 0 | 0 | 0
F14_Industrial_Industrial - ID_Existing_Space Heating_Natural Gas_Furnace_A_Achievable Economic TRC Potential | F14 | Industrial | Industrial - ID | Existing | Space Heating | Natural Gas | Furnace | A | Purchases (Cumulative) | Achievable Economic TRC Potential | 0 | 0 | 0 | 0 | 0 | 0 | 0 | 0 | 0 | 0 | 0 | 0 | 0 | 0 | 0 | 0 | 0 | 0 | 0 | 0 | 0 | 0 | 0 | 0 | 0 | 0 | 0
F1_Industrial_Industrial - ID_Existing_Space Heating_Natural Gas_Boiler_A_Achievable Economic TRC Potential | F1 | Industrial | Industrial - ID | Existing | Space Heating | Natural Gas | Boiler | A | Original Unit Energy Savings (kWh or therms) | Achievable Economic TRC Potential | 0 | 57.5568 | 57.3336 | 57.3336 | 57.3336 | 57.3336 | 57.3336 | 57.3336 | 57.3336 | 57.3336 | 57.3336 | 57.3336 | 57.3336 | 57.3336 | 57.3336 | 57.3336 | 57.3336 | 57.3336 | 57.3336 | 57.3336 | 57.3336 | 57.3336 | 57.3336 | 57.3336 | 57.3336 | 57.3336 | 57.3336
F2_Industrial_Industrial - ID_Existing_Space Heating_Natural Gas_Boiler_A_Achievable Economic TRC Potential | F2 | Industrial | Industrial - ID | Existing | Space Heating | Natural Gas | Boiler | A | Original Unit Summer Peak Savings (kW) | Achievable Economic TRC Potential | 0 | 0 | 0 | 0 | 0 | 0 | 0 | 0 | 0 | 0 | 0 | 0 | 0 | 0 | 0 | 0 | 0 | 0 | 0 | 0 | 0 | 0 | 0 | 0 | 0 | 0 | 0
F3_Industrial_Industrial - ID_Existing_Space Heating_Natural Gas_Boiler_A_Achievable Economic TRC Potential | F3 | Industrial | Industrial - ID | Existing | Space Heating | Natural Gas | Boiler | A | Original Unit Winter Peak Savings (kW) | Achievable Economic TRC Potential | 0 | 0 | 0 | 0 | 0 | 0 | 0 | 0 | 0 | 0 | 0 | 0 | 0 | 0 | 0 | 0 | 0 | 0 | 0 | 0 | 0 | 0 | 0 | 0 | 0 | 0 | 0
F4_Industrial_Industrial - ID_Existing_Space Heating_Natural Gas_Boiler_A_Achievable Economic TRC Potential | F4 | Industrial | Industrial - ID | Existing | Space Heating | Natural Gas | Boiler | A | Standalone Impact on Baseline Energy (%) | Achievable Economic TRC Potential | 0 | 0 | 0 | 0 | 0 | 0 | 0 | 0 | 0 | 0 | 0 | 0 | 0 | 0 | 0 | 0 | 0 | 0 | 0 | 0 | 0 | 0 | 0 | 0 | 0 | 0 | 0
F5_Industrial_Industrial - ID_Existing_Space Heating_Natural Gas_Boiler_A_Achievable Economic TRC Potential | F5 | Industrial | Industrial - ID | Existing | Space Heating | Natural Gas | Boiler | A | Standalone Impact on Baseline Summer Peak (%) | Achievable Economic TRC Potential | 0 | 0 | 0 | 0 | 0 | 0 | 0 | 0 | 0 | 0 | 0 | 0 | 0 | 0 | 0 | 0 | 0 | 0 | 0 | 0 | 0 | 0 | 0 | 0 | 0 | 0 | 0
F6_Industrial_Industrial - ID_Existing_Space Heating_Natural Gas_Boiler_A_Achievable Economic TRC Potential | F6 | Industrial | Industrial - ID | Existing | Space Heating | Natural Gas | Boiler | A | Standalone Impact on Baseline Winter Peak (%) | Achievable Economic TRC Potential | 0 | 0 | 0 | 0 | 0 | 0 | 0 | 0 | 0 | 0 | 0 | 0 | 0 | 0 | 0 | 0 | 0 | 0 | 0 | 0 | 0 | 0 | 0 | 0 | 0 | 0 | 0
F7_Industrial_Industrial - ID_Existing_Space Heating_Natural Gas_Boiler_A_Achievable Economic TRC Potential | F7 | Industrial | Industrial - ID | Existing | Space Heating | Natural Gas | Boiler | A | Incremental Energy Savings (MWh or mTherms) | Achievable Economic TRC Potential | 0 | 0 | 0 | 0 | 0 | 0 | 0 | 0 | 0 | 0 | 0 | 0 | 0 | 0 | 0 | 0 | 0 | 0 | 0 | 0 | 0 | 0 | 0 | 0 | 0 | 0 | 0
F8_Industrial_Industrial - ID_Existing_Space Heating_Natural Gas_Boiler_A_Achievable Economic TRC Potential | F8 | Industrial | Industrial - ID | Existing | Space Heating | Natural Gas | Boiler | A | Incremental Summer Peak Savings (MW) | Achievable Economic TRC Potential | 0 | 0 | 0 | 0 | 0 | 0 | 0 | 0 | 0 | 0 | 0 | 0 | 0 | 0 | 0 | 0 | 0 | 0 | 0 | 0 | 0 | 0 | 0 | 0 | 0 | 0 | 0
F9_Industrial_Industrial - ID_Existing_Space Heating_Natural Gas_Boiler_A_Achievable Economic TRC Potential | F9 | Industrial | Industrial - ID | Existing | Space Heating | Natural Gas | Boiler | A | Incremental Winter Peak Savings (MW) | Achievable Economic TRC Potential | 0 | 0 | 0 | 0 | 0 | 0 | 0 | 0 | 0 | 0 | 0 | 0 | 0 | 0 | 0 | 0 | 0 | 0 | 0 | 0 | 0 | 0 | 0 | 0 | 0 | 0 | 0
F10_Industrial_Industrial - ID_Existing_Space Heating_Natural Gas_Boiler_A_Achievable Economic TRC Potential | F10 | Industrial | Industrial - ID | Existing | Space Heating | Natural Gas | Boiler | A | Cumulative Energy Savings (MWh or mTherms) | Achievable Economic TRC Potential | 0 | 0 | 0 | 0 | 0 | 0 | 0 | 0 | 0 | 0 | 0 | 0 | 0 | 0 | 0 | 0 | 0 | 0 | 0 | 0 | 0 | 0 | 0 | 0 | 0 | 0 | 0
F11_Industrial_Industrial - ID_Existing_Space Heating_Natural Gas_Boiler_A_Achievable Economic TRC Potential | F11 | Industrial | Industrial - ID | Existing | Space Heating | Natural Gas | Boiler | A | Cumulative Summer Peak Savings (MW) | Achievable Economic TRC Potential | 0 | 0 | 0 | 0 | 0 | 0 | 0 | 0 | 0 | 0 | 0 | 0 | 0 | 0 | 0 | 0 | 0 | 0 | 0 | 0 | 0 | 0 | 0 | 0 | 0 | 0 | 0
F12_Industrial_Industrial - ID_Existing_Space Heating_Natural Gas_Boiler_A_Achievable Economic TRC Potential | F12 | Industrial | Industrial - ID | Existing | Space Heating | Natural Gas | Boiler | A | Cumulative Winter Peak Savings (MW) | Achievable Economic TRC Potential | 0 | 0 | 0 | 0 | 0 | 0 | 0 | 0 | 0 | 0 | 0 | 0 | 0 | 0 | 0 | 0 | 0 | 0 | 0 | 0 | 0 | 0 | 0 | 0 | 0 | 0 | 0
F13_Industrial_Industrial - ID_Existing_Space Heating_Natural Gas_Boiler_A_Achievable Economic TRC Potential | F13 | Industrial | Industrial - ID | Existing | Space Heating | Natural Gas | Boiler | A | Purchases (Incremental) | Achievable Economic TRC Potential | 0 | 0 | 0 | 0 | 0 | 0 | 0 | 0 | 0 | 0 | 0 | 0 | 0 | 0 | 0 | 0 | 0 | 0 | 0 | 0 | 0 | 0 | 0 | 0 | 0 | 0 | 0
F14_Industrial_Industrial - ID_Existing_Space Heating_Natural Gas_Boiler_A_Achievable Economic TRC Potential | F14 | Industrial | Industrial - ID | Existing | Space Heating | Natural Gas | Boiler | A | Purchases (Cumulative) | Achievable Economic TRC Potential | 0 | 0 | 0 | 0 | 0 | 0 | 0 | 0 | 0 | 0 | 0 | 0 | 0 | 0 | 0 | 0 | 0 | 0 | 0 | 0 | 0 | 0 | 0 | 0 | 0 | 0 | 0
F1_Industrial_Industrial - ID_Existing_Space Heating_Natural Gas_Unit Heater_A_Achievable Economic TRC Potential | F1 | Industrial | Industrial - ID | Existing | Space Heating | Natural Gas | Unit Heater | A | Original Unit Energy Savings (kWh or therms) | Achievable Economic TRC Potential | 0 | 191840.798 | 191096.8947 | 191096.8947 | 191096.8947 | 191096.8947 | 191096.8947 | 191096.8947 | 191096.8947 | 191096.8947 | 191096.8947 | 191096.8947 | 191096.8947 | 191096.8947 | 191096.8947 | 191096.8947 | 191096.8947 | 191096.8947 | 191096.8947 | 191096.8947 | 191096.8947 | 191096.8947 | 191096.8947 | 191096.8947 | 191096.8947 | 191096.8947 | 191096.8947
F2_Industrial_Industrial - ID_Existing_Space Heating_Natural Gas_Unit Heater_A_Achievable Economic TRC Potential | F2 | Industrial | Industrial - ID | Existing | Space Heating | Natural Gas | Unit Heater | A | Original Unit Summer Peak Savings (kW) | Achievable Economic TRC Potential | 0 | 0 | 0 | 0 | 0 | 0 | 0 | 0 | 0 | 0 | 0 | 0 | 0 | 0 | 0 | 0 | 0 | 0 | 0 | 0 | 0 | 0 | 0 | 0 | 0 | 0 | 0
F3_Industrial_Industrial - ID_Existing_Space Heating_Natural Gas_Unit Heater_A_Achievable Economic TRC Potential | F3 | Industrial | Industrial - ID | Existing | Space Heating | Natural Gas | Unit Heater | A | Original Unit Winter Peak Savings (kW) | Achievable Economic TRC Potential | 0 | 0 | 0 | 0 | 0 | 0 | 0 | 0 | 0 | 0 | 0 | 0 | 0 | 0 | 0 | 0 | 0 | 0 | 0 | 0 | 0 | 0 | 0 | 0 | 0 | 0 | 0
F4_Industrial_Industrial - ID_Existing_Space Heating_Natural Gas_Unit Heater_A_Achievable Economic TRC Potential | F4 | Industrial | Industrial - ID | Existing | Space Heating | Natural Gas | Unit Heater | A | Standalone Impact on Baseline Energy (%) | Achievable Economic TRC Potential | 0 | 0 | 4.3794e-05 | 0.00014024 | 0.00029741 | 0.00052262 | 0.00082262 | 0.0011975 | 0.001641 | 0.0021473 | 0.002711 | 0.0033276 | 0.003993 | 0.0047037 | 0.0054567 | 0.0062494 | 0.0070796 | 0.0078458 | 0.0085347 | 0.0091394 | 0.0096543 | 0.010074 | 0.010403 | 0.010652 | 0.010856 | 0.011062 | 0.011271
F5_Industrial_Industrial - ID_Existing_Space Heating_Natural Gas_Unit Heater_A_Achievable Economic TRC Potential | F5 | Industrial | Industrial - ID | Existing | Space Heating | Natural Gas | Unit Heater | A | Standalone Impact on Baseline Summer Peak (%) | Achievable Economic TRC Potential | 0 | 0 | 0 | 0 | 0 | 0 | 0 | 0 | 0 | 0 | 0 | 0 | 0 | 0 | 0 | 0 | 0 | 0 | 0 | 0 | 0 | 0 | 0 | 0 | 0 | 0 | 0
F6_Industrial_Industrial - ID_Existing_Space Heating_Natural Gas_Unit Heater_A_Achievable Economic TRC Potential | F6 | Industrial | Industrial - ID | Existing | Space Heating | Natural Gas | Unit Heater | A | Standalone Impact on Baseline Winter Peak (%) | Achievable Economic TRC Potential | 0 | 0 | 0 | 0 | 0 | 0 | 0 | 0 | 0 | 0 | 0 | 0 | 0 | 0 | 0 | 0 | 0 | 0 | 0 | 0 | 0 | 0 | 0 | 0 | 0 | 0 | 0
F7_Industrial_Industrial - ID_Existing_Space Heating_Natural Gas_Unit Heater_A_Achievable Economic TRC Potential | F7 | Industrial | Industrial - ID | Existing | Space Heating | Natural Gas | Unit Heater | A | Incremental Energy Savings (MWh or mTherms) | Achievable Economic TRC Potential | 0 | 0 | 0.0063153 | 0.013523 | 0.021422 | 0.029842 | 0.038638 | 0.046893 | 0.0538 | 0.059503 | 0.064153 | 0.06789 | 0.070846 | 0.073137 | 0.074866 | 0.076123 | 0.076982 | 0.066833 | 0.055796 | 0.044751 | 0.033758 | 0.022864 | 0.012901 | 0.0046077 | 0 | 0 | 0
F8_Industrial_Industrial - ID_Existing_Space Heating_Natural Gas_Unit Heater_A_Achievable Economic TRC Potential | F8 | Industrial | Industrial - ID | Existing | Space Heating | Natural Gas | Unit Heater | A | Incremental Summer Peak Savings (MW) | Achievable Economic TRC Potential | 0 | 0 | 0 | 0 | 0 | 0 | 0 | 0 | 0 | 0 | 0 | 0 | 0 | 0 | 0 | 0 | 0 | 0 | 0 | 0 | 0 | 0 | 0 | 0 | 0 | 0 | 0
F9_Industrial_Industrial - ID_Existing_Space Heating_Natural Gas_Unit Heater_A_Achievable Economic TRC Potential | F9 | Industrial | Industrial - ID | Existing | Space Heating | Natural Gas | Unit Heater | A | Incremental Winter Peak Savings (MW) | Achievable Economic TRC Potential | 0 | 0 | 0 | 0 | 0 | 0 | 0 | 0 | 0 | 0 | 0 | 0 | 0 | 0 | 0 | 0 | 0 | 0 | 0 | 0 | 0 | 0 | 0 | 0 | 0 | 0 | 0
F10_Industrial_Industrial - ID_Existing_Space Heating_Natural Gas_Unit Heater_A_Achievable Economic TRC Potential | F10 | Industrial | Industrial - ID | Existing | Space Heating | Natural Gas | Unit Heater | A | Cumulative Energy Savings (MWh or mTherms) | Achievable Economic TRC Potential | 0 | 0 | 0.0063153 | 0.019838 | 0.04126 | 0.071102 | 0.10974 | 0.15663 | 0.21043 | 0.26994 | 0.33409 | 0.40198 | 0.47282 | 0.54596 | 0.62083 | 0.69695 | 0.77393 | 0.84076 | 0.89656 | 0.94131 | 0.97507 | 0.99793 | 1.0108 | 1.0154 | 1.0154 | 1.0154 | 1.0154
F11_Industrial_Industrial - ID_Existing_Space Heating_Natural Gas_Unit Heater_A_Achievable Economic TRC Potential | F11 | Industrial | Industrial - ID | Existing | Space Heating | Natural Gas | Unit Heater | A | Cumulative Summer Peak Savings (MW) | Achievable Economic TRC Potential | 0 | 0 | 0 | 0 | 0 | 0 | 0 | 0 | 0 | 0 | 0 | 0 | 0 | 0 | 0 | 0 | 0 | 0 | 0 | 0 | 0 | 0 | 0 | 0 | 0 | 0 | 0
F12_Industrial_Industrial - ID_Existing_Space Heating_Natural Gas_Unit Heater_A_Achievable Economic TRC Potential | F12 | Industrial | Industrial - ID | Existing | Space Heating | Natural Gas | Unit Heater | A | Cumulative Winter Peak Savings (MW) | Achievable Economic TRC Potential | 0 | 0 | 0 | 0 | 0 | 0 | 0 | 0 | 0 | 0 | 0 | 0 | 0 | 0 | 0 | 0 | 0 | 0 | 0 | 0 | 0 | 0 | 0 | 0 | 0 | 0 | 0
F13_Industrial_Industrial - ID_Existing_Space Heating_Natural Gas_Unit Heater_A_Achievable Economic TRC Potential | F13 | Industrial | Industrial - ID | Existing | Space Heating | Natural Gas | Unit Heater | A | Purchases (Incremental) | Achievable Economic TRC Potential | 0 | 0 | 3.3048e-05 | 7.0764e-05 | 0.0001121 | 0.00015616 | 0.00020219 | 0.00024539 | 0.00028153 | 0.00031138 | 0.00033571 | 0.00035526 | 0.00037073 | 0.00038272 | 0.00039177 | 0.00039835 | 0.00040284 | 0.00034973 | 0.00029198 | 0.00023418 | 0.00017666 | 0.00011964 | 6.7513e-05 | 2.4112e-05 | 0 | 0 | 0
F14_Industrial_Industrial - ID_Existing_Space Heating_Natural Gas_Unit Heater_A_Achievable Economic TRC Potential | F14 | Industrial | Industrial - ID | Existing | Space Heating | Natural Gas | Unit Heater | A | Purchases (Cumulative) | Achievable Economic TRC Potential | 0 | 0 | 3.3048e-05 | 0.00010381 | 0.00021591 | 0.00037207 | 0.00057426 | 0.00081965 | 0.0011012 | 0.0014126 | 0.0017483 | 0.0021035 | 0.0024743 | 0.002857 | 0.0032488 | 0.0036471 | 0.0040499 | 0.0043997 | 0.0046917 | 0.0049258 | 0.0051025 | 0.0052221 | 0.0052897 | 0.0053138 | 0.0053138 | 0.0053138 | 0.0053138
F1_Industrial_Industrial - ID_New_Space Heating_Natural Gas_Furnace_A_Achievable Economic TRC Potential | F1 | Industrial | Industrial - ID | New | Space Heating | Natural Gas | Furnace | A | Original Unit Energy Savings (kWh or therms) | Achievable Economic TRC Potential | 0 | 42.7988 | 42.6329 | 21.3164 | 21.3164 | 21.3164 | 21.3164 | 21.3164 | 21.3164 | 21.3164 | 21.3164 | 21.3164 | 21.3164 | 21.3164 | 21.3164 | 21.3164 | 21.3164 | 21.3164 | 21.3164 | 21.3164 | 21.3164 | 21.3164 | 21.3164 | 21.3164 | 21.3164 | 21.3164 | 21.3164
F2_Industrial_Industrial - ID_New_Space Heating_Natural Gas_Furnace_A_Achievable Economic TRC Potential | F2 | Industrial | Industrial - ID | New | Space Heating | Natural Gas | Furnace | A | Original Unit Summer Peak Savings (kW) | Achievable Economic TRC Potential | 0 | 0 | 0 | 0 | 0 | 0 | 0 | 0 | 0 | 0 | 0 | 0 | 0 | 0 | 0 | 0 | 0 | 0 | 0 | 0 | 0 | 0 | 0 | 0 | 0 | 0 | 0
F3_Industrial_Industrial - ID_New_Space Heating_Natural Gas_Furnace_A_Achievable Economic TRC Potential | F3 | Industrial | Industrial - ID | New | Space Heating | Natural Gas | Furnace | A | Original Unit Winter Peak Savings (kW) | Achievable Economic TRC Potential | 0 | 0 | 0 | 0 | 0 | 0 | 0 | 0 | 0 | 0 | 0 | 0 | 0 | 0 | 0 | 0 | 0 | 0 | 0 | 0 | 0 | 0 | 0 | 0 | 0 | 0 | 0
F4_Industrial_Industrial - ID_New_Space Heating_Natural Gas_Furnace_A_Achievable Economic TRC Potential | F4 | Industrial | Industrial - ID | New | Space Heating | Natural Gas | Furnace | A | Standalone Impact on Baseline Energy (%) | Achievable Economic TRC Potential | 0 | 0 | 0 | 0 | 0 | 0 | 0 | 0 | 0 | 0 | 0 | 0 | 0 | 0 | 0 | 0 | 0 | 0 | 0 | 0 | 0 | 0 | 0 | 0 | 0 | 0 | 0
F5_Industrial_Industrial - ID_New_Space Heating_Natural Gas_Furnace_A_Achievable Economic TRC Potential | F5 | Industrial | Industrial - ID | New | Space Heating | Natural Gas | Furnace | A | Standalone Impact on Baseline Summer Peak (%) | Achievable Economic TRC Potential | 0 | 0 | 0 | 0 | 0 | 0 | 0 | 0 | 0 | 0 | 0 | 0 | 0 | 0 | 0 | 0 | 0 | 0 | 0 | 0 | 0 | 0 | 0 | 0 | 0 | 0 | 0
F6_Industrial_Industrial - ID_New_Space Heating_Natural Gas_Furnace_A_Achievable Economic TRC Potential | F6 | Industrial | Industrial - ID | New | Space Heating | Natural Gas | Furnace | A | Standalone Impact on Baseline Winter Peak (%) | Achievable Economic TRC Potential | 0 | 0 | 0 | 0 | 0 | 0 | 0 | 0 | 0 | 0 | 0 | 0 | 0 | 0 | 0 | 0 | 0 | 0 | 0 | 0 | 0 | 0 | 0 | 0 | 0 | 0 | 0
F7_Industrial_Industrial - ID_New_Space Heating_Natural Gas_Furnace_A_Achievable Economic TRC Potential | F7 | Industrial | Industrial - ID | New | Space Heating | Natural Gas | Furnace | A | Incremental Energy Savings (MWh or mTherms) | Achievable Economic TRC Potential | 0 | 0 | 0 | 0 | 0 | 0 | 0 | 0 | 0 | 0 | 0 | 0 | 0 | 0 | 0 | 0 | 0 | 0 | 0 | 0 | 0 | 0 | 0 | 0 | 0 | 0 | 0
F8_Industrial_Industrial - ID_New_Space Heating_Natural Gas_Furnace_A_Achievable Economic TRC Potential | F8 | Industrial | Industrial - ID | New | Space Heating | Natural Gas | Furnace | A | Incremental Summer Peak Savings (MW) | Achievable Economic TRC Potential | 0 | 0 | 0 | 0 | 0 | 0 | 0 | 0 | 0 | 0 | 0 | 0 | 0 | 0 | 0 | 0 | 0 | 0 | 0 | 0 | 0 | 0 | 0 | 0 | 0 | 0 | 0
F9_Industrial_Industrial - ID_New_Space Heating_Natural Gas_Furnace_A_Achievable Economic TRC Potential | F9 | Industrial | Industrial - ID | New | Space Heating | Natural Gas | Furnace | A | Incremental Winter Peak Savings (MW) | Achievable Economic TRC Potential | 0 | 0 | 0 | 0 | 0 | 0 | 0 | 0 | 0 | 0 | 0 | 0 | 0 | 0 | 0 | 0 | 0 | 0 | 0 | 0 | 0 | 0 | 0 | 0 | 0 | 0 | 0
F10_Industrial_Industrial - ID_New_Space Heating_Natural Gas_Furnace_A_Achievable Economic TRC Potential | F10 | Industrial | Industrial - ID | New | Space Heating | Natural Gas | Furnace | A | Cumulative Energy Savings (MWh or mTherms) | Achievable Economic TRC Potential | 0 | 0 | 0 | 0 | 0 | 0 | 0 | 0 | 0 | 0 | 0 | 0 | 0 | 0 | 0 | 0 | 0 | 0 | 0 | 0 | 0 | 0 | 0 | 0 | 0 | 0 | 0
F11_Industrial_Industrial - ID_New_Space Heating_Natural Gas_Furnace_A_Achievable Economic TRC Potential | F11 | Industrial | Industrial - ID | New | Space Heating | Natural Gas | Furnace | A | Cumulative Summer Peak Savings (MW) | Achievable Economic TRC Potential | 0 | 0 | 0 | 0 | 0 | 0 | 0 | 0 | 0 | 0 | 0 | 0 | 0 | 0 | 0 | 0 | 0 | 0 | 0 | 0 | 0 | 0 | 0 | 0 | 0 | 0 | 0
F12_Industrial_Industrial - ID_New_Space Heating_Natural Gas_Furnace_A_Achievable Economic TRC Potential | F12 | Industrial | Industrial - ID | New | Space Heating | Natural Gas | Furnace | A | Cumulative Winter Peak Savings (MW) | Achievable Economic TRC Potential | 0 | 0 | 0 | 0 | 0 | 0 | 0 | 0 | 0 | 0 | 0 | 0 | 0 | 0 | 0 | 0 | 0 | 0 | 0 | 0 | 0 | 0 | 0 | 0 | 0 | 0 | 0
F13_Industrial_Industrial - ID_New_Space Heating_Natural Gas_Furnace_A_Achievable Economic TRC Potential | F13 | Industrial | Industrial - ID | New | Space Heating | Natural Gas | Furnace | A | Purchases (Incremental) | Achievable Economic TRC Potential | 0 | 0 | 0 | 0 | 0 | 0 | 0 | 0 | 0 | 0 | 0 | 0 | 0 | 0 | 0 | 0 | 0 | 0 | 0 | 0 | 0 | 0 | 0 | 0 | 0 | 0 | 0
F14_Industrial_Industrial - ID_New_Space Heating_Natural Gas_Furnace_A_Achievable Economic TRC Potential | F14 | Industrial | Industrial - ID | New | Space Heating | Natural Gas | Furnace | A | Purchases (Cumulative) | Achievable Economic TRC Potential | 0 | 0 | 0 | 0 | 0 | 0 | 0 | 0 | 0 | 0 | 0 | 0 | 0 | 0 | 0 | 0 | 0 | 0 | 0 | 0 | 0 | 0 | 0 | 0 | 0 | 0 | 0
F1_Industrial_Industrial - ID_New_Space Heating_Natural Gas_Boiler_A_Achievable Economic TRC Potential | F1 | Industrial | Industrial - ID | New | Space Heating | Natural Gas | Boiler | A | Original Unit Energy Savings (kWh or therms) | Achievable Economic TRC Potential | 0 | 51.583 | 51.383 | 51.383 | 51.383 | 51.383 | 51.383 | 51.383 | 51.383 | 51.383 | 51.383 | 51.383 | 51.383 | 51.383 | 51.383 | 51.383 | 51.383 | 51.383 | 51.383 | 51.383 | 51.383 | 51.383 | 51.383 | 51.383 | 51.383 | 51.383 | 51.383
F2_Industrial_Industrial - ID_New_Space Heating_Natural Gas_Boiler_A_Achievable Economic TRC Potential | F2 | Industrial | Industrial - ID | New | Space Heating | Natural Gas | Boiler | A | Original Unit Summer Peak Savings (kW) | Achievable Economic TRC Potential | 0 | 0 | 0 | 0 | 0 | 0 | 0 | 0 | 0 | 0 | 0 | 0 | 0 | 0 | 0 | 0 | 0 | 0 | 0 | 0 | 0 | 0 | 0 | 0 | 0 | 0 | 0
F3_Industrial_Industrial - ID_New_Space Heating_Natural Gas_Boiler_A_Achievable Economic TRC Potential | F3 | Industrial | Industrial - ID | New | Space Heating | Natural Gas | Boiler | A | Original Unit Winter Peak Savings (kW) | Achievable Economic TRC Potential | 0 | 0 | 0 | 0 | 0 | 0 | 0 | 0 | 0 | 0 | 0 | 0 | 0 | 0 | 0 | 0 | 0 | 0 | 0 | 0 | 0 | 0 | 0 | 0 | 0 | 0 | 0
F4_Industrial_Industrial - ID_New_Space Heating_Natural Gas_Boiler_A_Achievable Economic TRC Potential | F4 | Industrial | Industrial - ID | New | Space Heating | Natural Gas | Boiler | A | Standalone Impact on Baseline Energy (%) | Achievable Economic TRC Potential | 0 | 0 | 0 | 0 | 0 | 0 | 0 | 0 | 0 | 0 | 0 | 0 | 0 | 0 | 0 | 0 | 0 | 0 | 0 | 0 | 0 | 0 | 0 | 0 | 0 | 0 | 0
F5_Industrial_Industrial - ID_New_Space Heating_Natural Gas_Boiler_A_Achievable Economic TRC Potential | F5 | Industrial | Industrial - ID | New | Space Heating | Natural Gas | Boiler | A | Standalone Impact on Baseline Summer Peak (%) | Achievable Economic TRC Potential | 0 | 0 | 0 | 0 | 0 | 0 | 0 | 0 | 0 | 0 | 0 | 0 | 0 | 0 | 0 | 0 | 0 | 0 | 0 | 0 | 0 | 0 | 0 | 0 | 0 | 0 | 0
F6_Industrial_Industrial - ID_New_Space Heating_Natural Gas_Boiler_A_Achievable Economic TRC Potential | F6 | Industrial | Industrial - ID | New | Space Heating | Natural Gas | Boiler | A | Standalone Impact on Baseline Winter Peak (%) | Achievable Economic TRC Potential | 0 | 0 | 0 | 0 | 0 | 0 | 0 | 0 | 0 | 0 | 0 | 0 | 0 | 0 | 0 | 0 | 0 | 0 | 0 | 0 | 0 | 0 | 0 | 0 | 0 | 0 | 0
F7_Industrial_Industrial - ID_New_Space Heating_Natural Gas_Boiler_A_Achievable Economic TRC Potential | F7 | Industrial | Industrial - ID | New | Space Heating | Natural Gas | Boiler | A | Incremental Energy Savings (MWh or mTherms) | Achievable Economic TRC Potential | 0 | 0 | 0 | 0 | 0 | 0 | 0 | 0 | 0 | 0 | 0 | 0 | 0 | 0 | 0 | 0 | 0 | 0 | 0 | 0 | 0 | 0 | 0 | 0 | 0 | 0 | 0
F8_Industrial_Industrial - ID_New_Space Heating_Natural Gas_Boiler_A_Achievable Economic TRC Potential | F8 | Industrial | Industrial - ID | New | Space Heating | Natural Gas | Boiler | A | Incremental Summer Peak Savings (MW) | Achievable Economic TRC Potential | 0 | 0 | 0 | 0 | 0 | 0 | 0 | 0 | 0 | 0 | 0 | 0 | 0 | 0 | 0 | 0 | 0 | 0 | 0 | 0 | 0 | 0 | 0 | 0 | 0 | 0 | 0
F9_Industrial_Industrial - ID_New_Space Heating_Natural Gas_Boiler_A_Achievable Economic TRC Potential | F9 | Industrial | Industrial - ID | New | Space Heating | Natural Gas | Boiler | A | Incremental Winter Peak Savings (MW) | Achievable Economic TRC Potential | 0 | 0 | 0 | 0 | 0 | 0 | 0 | 0 | 0 | 0 | 0 | 0 | 0 | 0 | 0 | 0 | 0 | 0 | 0 | 0 | 0 | 0 | 0 | 0 | 0 | 0 | 0
F10_Industrial_Industrial - ID_New_Space Heating_Natural Gas_Boiler_A_Achievable Economic TRC Potential | F10 | Industrial | Industrial - ID | New | Space Heating | Natural Gas | Boiler | A | Cumulative Energy Savings (MWh or mTherms) | Achievable Economic TRC Potential | 0 | 0 | 0 | 0 | 0 | 0 | 0 | 0 | 0 | 0 | 0 | 0 | 0 | 0 | 0 | 0 | 0 | 0 | 0 | 0 | 0 | 0 | 0 | 0 | 0 | 0 | 0
F11_Industrial_Industrial - ID_New_Space Heating_Natural Gas_Boiler_A_Achievable Economic TRC Potential | F11 | Industrial | Industrial - ID | New | Space Heating | Natural Gas | Boiler | A | Cumulative Summer Peak Savings (MW) | Achievable Economic TRC Potential | 0 | 0 | 0 | 0 | 0 | 0 | 0 | 0 | 0 | 0 | 0 | 0 | 0 | 0 | 0 | 0 | 0 | 0 | 0 | 0 | 0 | 0 | 0 | 0 | 0 | 0 | 0
F12_Industrial_Industrial - ID_New_Space Heating_Natural Gas_Boiler_A_Achievable Economic TRC Potential | F12 | Industrial | Industrial - ID | New | Space Heating | Natural Gas | Boiler | A | Cumulative Winter Peak Savings (MW) | Achievable Economic TRC Potential | 0 | 0 | 0 | 0 | 0 | 0 | 0 | 0 | 0 | 0 | 0 | 0 | 0 | 0 | 0 | 0 | 0 | 0 | 0 | 0 | 0 | 0 | 0 | 0 | 0 | 0 | 0
F13_Industrial_Industrial - ID_New_Space Heating_Natural Gas_Boiler_A_Achievable Economic TRC Potential | F13 | Industrial | Industrial - ID | New | Space Heating | Natural Gas | Boiler | A | Purchases (Incremental) | Achievable Economic TRC Potential | 0 | 0 | 0 | 0 | 0 | 0 | 0 | 0 | 0 | 0 | 0 | 0 | 0 | 0 | 0 | 0 | 0 | 0 | 0 | 0 | 0 | 0 | 0 | 0 | 0 | 0 | 0
F14_Industrial_Industrial - ID_New_Space Heating_Natural Gas_Boiler_A_Achievable Economic TRC Potential | F14 | Industrial | Industrial - ID | New | Space Heating | Natural Gas | Boiler | A | Purchases (Cumulative) | Achievable Economic TRC Potential | 0 | 0 | 0 | 0 | 0 | 0 | 0 | 0 | 0 | 0 | 0 | 0 | 0 | 0 | 0 | 0 | 0 | 0 | 0 | 0 | 0 | 0 | 0 | 0 | 0 | 0 | 0
F1_Industrial_Industrial - ID_New_Space Heating_Natural Gas_Unit Heater_A_Achievable Economic TRC Potential | F1 | Industrial | Industrial - ID | New | Space Heating | Natural Gas | Unit Heater | A | Original Unit Energy Savings (kWh or therms) | Achievable Economic TRC Potential | 0 | 191840.798 | 191096.8947 | 191096.8947 | 191096.8947 | 191096.8947 | 191096.8947 | 191096.8947 | 191096.8947 | 191096.8947 | 191096.8947 | 191096.8947 | 191096.8947 | 191096.8947 | 191096.8947 | 191096.8947 | 191096.8947 | 191096.8947 | 191096.8947 | 191096.8947 | 191096.8947 | 191096.8947 | 191096.8947 | 191096.8947 | 191096.8947 | 191096.8947 | 191096.8947
F2_Industrial_Industrial - ID_New_Space Heating_Natural Gas_Unit Heater_A_Achievable Economic TRC Potential | F2 | Industrial | Industrial - ID | New | Space Heating | Natural Gas | Unit Heater | A | Original Unit Summer Peak Savings (kW) | Achievable Economic TRC Potential | 0 | 0 | 0 | 0 | 0 | 0 | 0 | 0 | 0 | 0 | 0 | 0 | 0 | 0 | 0 | 0 | 0 | 0 | 0 | 0 | 0 | 0 | 0 | 0 | 0 | 0 | 0
F3_Industrial_Industrial - ID_New_Space Heating_Natural Gas_Unit Heater_A_Achievable Economic TRC Potential | F3 | Industrial | Industrial - ID | New | Space Heating | Natural Gas | Unit Heater | A | Original Unit Winter Peak Savings (kW) | Achievable Economic TRC Potential | 0 | 0 | 0 | 0 | 0 | 0 | 0 | 0 | 0 | 0 | 0 | 0 | 0 | 0 | 0 | 0 | 0 | 0 | 0 | 0 | 0 | 0 | 0 | 0 | 0 | 0 | 0
F4_Industrial_Industrial - ID_New_Space Heating_Natural Gas_Unit Heater_A_Achievable Economic TRC Potential | F4 | Industrial | Industrial - ID | New | Space Heating | Natural Gas | Unit Heater | A | Standalone Impact on Baseline Energy (%) | Achievable Economic TRC Potential | 0 | 0 | 0.0015076 | 0.0038203 | 0.0049576 | 0.0060458 | 0.0070995 | 0.0081026 | 0.0090179 | 0.0098401 | 0.010574 | 0.011227 | 0.011809 | 0.012328 | 0.012791 | 0.013206 | 0.013578 | 0.013898 | 0.013908 | 0.013908 | 0.013871 | 0.013808 | 0.013724 | 0.013635 | 0.013553 | 0.013484 | 0.013431
F5_Industrial_Industrial - ID_New_Space Heating_Natural Gas_Unit Heater_A_Achievable Economic TRC Potential | F5 | Industrial | Industrial - ID | New | Space Heating | Natural Gas | Unit Heater | A | Standalone Impact on Baseline Summer Peak (%) | Achievable Economic TRC Potential | 0 | 0 | 0 | 0 | 0 | 0 | 0 | 0 | 0 | 0 | 0 | 0 | 0 | 0 | 0 | 0 | 0 | 0 | 0 | 0 | 0 | 0 | 0 | 0 | 0 | 0 | 0
F6_Industrial_Industrial - ID_New_Space Heating_Natural Gas_Unit Heater_A_Achievable Economic TRC Potential | F6 | Industrial | Industrial - ID | New | Space Heating | Natural Gas | Unit Heater | A | Standalone Impact on Baseline Winter Peak (%) | Achievable Economic TRC Potential | 0 | 0 | 0 | 0 | 0 | 0 | 0 | 0 | 0 | 0 | 0 | 0 | 0 | 0 | 0 | 0 | 0 | 0 | 0 | 0 | 0 | 0 | 0 | 0 | 0 | 0 | 0
F7_Industrial_Industrial - ID_New_Space Heating_Natural Gas_Unit Heater_A_Achievable Economic TRC Potential | F7 | Industrial | Industrial - ID | New | Space Heating | Natural Gas | Unit Heater | A | Incremental Energy Savings (MWh or mTherms) | Achievable Economic TRC Potential | 0 | 0 | 0.0005849 | 0.0088373 | 0.012595 | 0.016719 | 0.020327 | 0.023569 | 0.025985 | 0.027755 | 0.029018 | 0.029886 | 0.030445 | 0.030764 | 0.030895 | 0.030881 | 0.030756 | 0.030136 | 0.021822 | 0.021145 | 0.0196 | 0.018283 | 0.016992 | 0.016254 | 0.015916 | 0.015863 | 0.016005
F8_Industrial_Industrial - ID_New_Space Heating_Natural Gas_Unit Heater_A_Achievable Economic TRC Potential | F8 | Industrial | Industrial - ID | New | Space Heating | Natural Gas | Unit Heater | A | Incremental Summer Peak Savings (MW) | Achievable Economic TRC Potential | 0 | 0 | 0 | 0 | 0 | 0 | 0 | 0 | 0 | 0 | 0 | 0 | 0 | 0 | 0 | 0 | 0 | 0 | 0 | 0 | 0 | 0 | 0 | 0 | 0 | 0 | 0
F9_Industrial_Industrial - ID_New_Space Heating_Natural Gas_Unit Heater_A_Achievable Economic TRC Potential | F9 | Industrial | Industrial - ID | New | Space Heating | Natural Gas | Unit Heater | A | Incremental Winter Peak Savings (MW) | Achievable Economic TRC Potential | 0 | 0 | 0 | 0 | 0 | 0 | 0 | 0 | 0 | 0 | 0 | 0 | 0 | 0 | 0 | 0 | 0 | 0 | 0 | 0 | 0 | 0 | 0 | 0 | 0 | 0 | 0
F10_Industrial_Industrial - ID_New_Space Heating_Natural Gas_Unit Heater_A_Achievable Economic TRC Potential | F10 | Industrial | Industrial - ID | New | Space Heating | Natural Gas | Unit Heater | A | Cumulative Energy Savings (MWh or mTherms) | Achievable Economic TRC Potential | 0 | 0 | 0.0005849 | 0.0094222 | 0.022017 | 0.038736 | 0.059063 | 0.082632 | 0.10862 | 0.13637 | 0.16539 | 0.19528 | 0.22572 | 0.25648 | 0.28738 | 0.31826 | 0.34902 | 0.37915 | 0.40098 | 0.42212 | 0.44172 | 0.46 | 0.477 | 0.49325 | 0.50917 | 0.52503 | 0.54103
F11_Industrial_Industrial - ID_New_Space Heating_Natural Gas_Unit Heater_A_Achievable Economic TRC Potential | F11 | Industrial | Industrial - ID | New | Space Heating | Natural Gas | Unit Heater | A | Cumulative Summer Peak Savings (MW) | Achievable Economic TRC Potential | 0 | 0 | 0 | 0 | 0 | 0 | 0 | 0 | 0 | 0 | 0 | 0 | 0 | 0 | 0 | 0 | 0 | 0 | 0 | 0 | 0 | 0 | 0 | 0 | 0 | 0 | 0
F12_Industrial_Industrial - ID_New_Space Heating_Natural Gas_Unit Heater_A_Achievable Economic TRC Potential | F12 | Industrial | Industrial - ID | New | Space Heating | Natural Gas | Unit Heater | A | Cumulative Winter Peak Savings (MW) | Achievable Economic TRC Potential | 0 | 0 | 0 | 0 | 0 | 0 | 0 | 0 | 0 | 0 | 0 | 0 | 0 | 0 | 0 | 0 | 0 | 0 | 0 | 0 | 0 | 0 | 0 | 0 | 0 | 0 | 0
F13_Industrial_Industrial - ID_New_Space Heating_Natural Gas_Unit Heater_A_Achievable Economic TRC Potential | F13 | Industrial | Industrial - ID | New | Space Heating | Natural Gas | Unit Heater | A | Purchases (Incremental) | Achievable Economic TRC Potential | 0 | 0 | 3.0607e-06 | 4.6245e-05 | 6.5909e-05 | 8.7488e-05 | 0.00010637 | 0.00012333 | 0.00013598 | 0.00014524 | 0.00015185 | 0.00015639 | 0.00015932 | 0.00016098 | 0.00016167 | 0.0001616 | 0.00016094 | 0.0001577 | 0.00011419 | 0.00011065 | 0.00010257 | 9.5674e-05 | 8.8918e-05 | 8.5055e-05 | 8.3289e-05 | 8.3009e-05 | 8.3752e-05
F14_Industrial_Industrial - ID_New_Space Heating_Natural Gas_Unit Heater_A_Achievable Economic TRC Potential | F14 | Industrial | Industrial - ID | New | Space Heating | Natural Gas | Unit Heater | A | Purchases (Cumulative) | Achievable Economic TRC Potential | 0 | 0 | 3.0607e-06 | 4.9306e-05 | 0.00011522 | 0.0002027 | 0.00030907 | 0.00043241 | 0.00056839 | 0.00071362 | 0.00086548 | 0.0010219 | 0.0011812 | 0.0013422 | 0.0015038 | 0.0016654 | 0.0018264 | 0.0019841 | 0.0020983 | 0.0022089 | 0.0023115 | 0.0024072 | 0.0024961 | 0.0025811 | 0.0026644 | 0.0027474 | 0.0028312
F1_Industrial_Industrial - WA_Existing_Space Heating_Natural Gas_Insulation - Ceiling_A_Achievable Economic TRC Potential | F1 | Industrial | Industrial - WA | Existing | Space Heating | Natural Gas | Insulation - Ceiling | A | Original Unit Energy Savings (kWh or therms) | Achievable Economic TRC Potential | 0 | 0 | 0.084567 | 0.084408 | 0.084238 | 0.084057 | 0.083869 | 0.083673 | 0.083472 | 0.083266 | 0.083057 | 0.082845 | 0.082633 | 0.082419 | 0.082206 | 0.081994 | 0.081784 | 0.081575 | 0.08137 | 0.081179 | 0.081002 | 0.080839 | 0.080689 | 0.080551 | 0.080424 | 0.080307 | 0.0802
F2_Industrial_Industrial - WA_Existing_Space Heating_Natural Gas_Insulation - Ceiling_A_Achievable Economic TRC Potential | F2 | Industrial | Industrial - WA | Existing | Space Heating | Natural Gas | Insulation - Ceiling | A | Original Unit Summer Peak Savings (kW) | Achievable Economic TRC Potential | 0 | 0 | 0 | 0 | 0 | 0 | 0 | 0 | 0 | 0 | 0 | 0 | 0 | 0 | 0 | 0 | 0 | 0 | 0 | 0 | 0 | 0 | 0 | 0 | 0 | 0 | 0
F3_Industrial_Industrial - WA_Existing_Space Heating_Natural Gas_Insulation - Ceiling_A_Achievable Economic TRC Potential | F3 | Industrial | Industrial - WA | Existing | Space Heating | Natural Gas | Insulation - Ceiling | A | Original Unit Winter Peak Savings (kW) | Achievable Economic TRC Potential | 0 | 0 | 0 | 0 | 0 | 0 | 0 | 0 | 0 | 0 | 0 | 0 | 0 | 0 | 0 | 0 | 0 | 0 | 0 | 0 | 0 | 0 | 0 | 0 | 0 | 0 | 0
F4_Industrial_Industrial - WA_Existing_Space Heating_Natural Gas_Insulation - Ceiling_A_Achievable Economic TRC Potential | F4 | Industrial | Industrial - WA | Existing | Space Heating | Natural Gas | Insulation - Ceiling | A | Standalone Impact on Baseline Energy (%) | Achievable Economic TRC Potential | 0 | 0 | 6.6897e-05 | 0.00020179 | 0.00044277 | 0.00083675 | 0.0014376 | 0.0023025 | 0.0034849 | 0.0050266 | 0.006946 | 0.0092272 | 0.011812 | 0.014596 | 0.01744 | 0.020186 | 0.022685 | 0.024857 | 0.02665 | 0.028056 | 0.029149 | 0.030051 | 0.030579 | 0.031115 | 0.031661 | 0.032216 | 0.032782
F5_Industrial_Industrial - WA_Existing_Space Heating_Natural Gas_Insulation - Ceiling_A_Achievable Economic TRC Potential | F5 | Industrial | Industrial - WA | Existing | Space Heating | Natural Gas | Insulation - Ceiling | A | Standalone Impact on Baseline Summer Peak (%) | Achievable Economic TRC Potential | 0 | 0 | 0 | 0 | 0 | 0 | 0 | 0 | 0 | 0 | 0 | 0 | 0 | 0 | 0 | 0 | 0 | 0 | 0 | 0 | 0 | 0 | 0 | 0 | 0 | 0 | 0
F6_Industrial_Industrial - WA_Existing_Space Heating_Natural Gas_Insulation - Ceiling_A_Achievable Economic TRC Potential | F6 | Industrial | Industrial - WA | Existing | Space Heating | Natural Gas | Insulation - Ceiling | A | Standalone Impact on Baseline Winter Peak (%) | Achievable Economic TRC Potential | 0 | 0 | 0 | 0 | 0 | 0 | 0 | 0 | 0 | 0 | 0 | 0 | 0 | 0 | 0 | 0 | 0 | 0 | 0 | 0 | 0 | 0 | 0 | 0 | 0 | 0 | 0
F7_Industrial_Industrial - WA_Existing_Space Heating_Natural Gas_Insulation - Ceiling_A_Achievable Economic TRC Potential | F7 | Industrial | Industrial - WA | Existing | Space Heating | Natural Gas | Insulation - Ceiling | A | Incremental Energy Savings (MWh or mTherms) | Achievable Economic TRC Potential | 0 | 0 | 0.011179 | 0.02192 | 0.038171 | 0.060889 | 0.090624 | 0.12726 | 0.16971 | 0.21568 | 0.2615 | 0.30229 | 0.33244 | 0.34666 | 0.34122 | 0.3153 | 0.27174 | 0.22029 | 0.16513 | 0.11209 | 0.070224 | 0.044918 | 0 | 0 | 0 | 0 | 0
F8_Industrial_Industrial - WA_Existing_Space Heating_Natural Gas_Insulation - Ceiling_A_Achievable Economic TRC Potential | F8 | Industrial | Industrial - WA | Existing | Space Heating | Natural Gas | Insulation - Ceiling | A | Incremental Summer Peak Savings (MW) | Achievable Economic TRC Potential | 0 | 0 | 0 | 0 | 0 | 0 | 0 | 0 | 0 | 0 | 0 | 0 | 0 | 0 | 0 | 0 | 0 | 0 | 0 | 0 | 0 | 0 | 0 | 0 | 0 | 0 | 0
F9_Industrial_Industrial - WA_Existing_Space Heating_Natural Gas_Insulation - Ceiling_A_Achievable Economic TRC Potential | F9 | Industrial | Industrial - WA | Existing | Space Heating | Natural Gas | Insulation - Ceiling | A | Incremental Winter Peak Savings (MW) | Achievable Economic TRC Potential | 0 | 0 | 0 | 0 | 0 | 0 | 0 | 0 | 0 | 0 | 0 | 0 | 0 | 0 | 0 | 0 | 0 | 0 | 0 | 0 | 0 | 0 | 0 | 0 | 0 | 0 | 0
F10_Industrial_Industrial - WA_Existing_Space Heating_Natural Gas_Insulation - Ceiling_A_Achievable Economic TRC Potential | F10 | Industrial | Industrial - WA | Existing | Space Heating | Natural Gas | Insulation - Ceiling | A | Cumulative Energy Savings (MWh or mTherms) | Achievable Economic TRC Potential | 0 | 0 | 0.011179 | 0.033078 | 0.071182 | 0.13192 | 0.22225 | 0.34898 | 0.51786 | 0.73226 | 0.99193 | 1.2917 | 1.6208 | 1.9633 | 2.2994 | 2.6088 | 2.8738 | 3.0868 | 3.2442 | 3.3487 | 3.4116 | 3.4496 | 3.4432 | 3.4373 | 3.4319 | 3.4269 | 3.4223
F11_Industrial_Industrial - WA_Existing_Space Heating_Natural Gas_Insulation - Ceiling_A_Achievable Economic TRC Potential | F11 | Industrial | Industrial - WA | Existing | Space Heating | Natural Gas | Insulation - Ceiling | A | Cumulative Summer Peak Savings (MW) | Achievable Economic TRC Potential | 0 | 0 | 0 | 0 | 0 | 0 | 0 | 0 | 0 | 0 | 0 | 0 | 0 | 0 | 0 | 0 | 0 | 0 | 0 | 0 | 0 | 0 | 0 | 0 | 0 | 0 | 0
F12_Industrial_Industrial - WA_Existing_Space Heating_Natural Gas_Insulation - Ceiling_A_Achievable Economic TRC Potential | F12 | Industrial | Industrial - WA | Existing | Space Heating | Natural Gas | Insulation - Ceiling | A | Cumulative Winter Peak Savings (MW) | Achievable Economic TRC Potential | 0 | 0 | 0 | 0 | 0 | 0 | 0 | 0 | 0 | 0 | 0 | 0 | 0 | 0 | 0 | 0 | 0 | 0 | 0 | 0 | 0 | 0 | 0 | 0 | 0 | 0 | 0
F13_Industrial_Industrial - WA_Existing_Space Heating_Natural Gas_Insulation - Ceiling_A_Achievable Economic TRC Potential | F13 | Industrial | Industrial - WA | Existing | Space Heating | Natural Gas | Insulation - Ceiling | A | Purchases (Incremental) | Achievable Economic TRC Potential | 0 | 0 | 132.1914 | 259.686 | 453.1345 | 724.377 | 1080.5462 | 1520.8907 | 2033.1595 | 2590.2658 | 3148.476 | 3648.7873 | 4023.1212 | 4206.053 | 4150.7919 | 3845.3589 | 3322.6386 | 2700.4098 | 2029.4155 | 1380.7562 | 866.9403 | 555.6476 | 0 | 0 | 0 | 0 | 0
F14_Industrial_Industrial - WA_Existing_Space Heating_Natural Gas_Insulation - Ceiling_A_Achievable Economic TRC Potential | F14 | Industrial | Industrial - WA | Existing | Space Heating | Natural Gas | Insulation - Ceiling | A | Purchases (Cumulative) | Achievable Economic TRC Potential | 0 | 0 | 132.1914 | 391.8774 | 845.0119 | 1569.3888 | 2649.935 | 4170.8257 | 6203.9852 | 8794.2511 | 11942.7271 | 15591.5144 | 19614.6355 | 23820.6886 | 27971.4804 | 31816.8393 | 35139.4779 | 37839.8877 | 39869.3032 | 41250.0594 | 42116.9997 | 42672.6473 | 42672.6473 | 42672.6473 | 42672.6473 | 42672.6473 | 42672.6473
F1_Industrial_Industrial - WA_Existing_Space Heating_Natural Gas_Insulation - Wall Cavity_A_Achievable Economic TRC Potential | F1 | Industrial | Industrial - WA | Existing | Space Heating | Natural Gas | Insulation - Wall Cavity | A | Original Unit Energy Savings (kWh or therms) | Achievable Economic TRC Potential | 0 | 0 | 0.12242 | 0.12219 | 0.12195 | 0.12168 | 0.12141 | 0.12113 | 0.12084 | 0.12054 | 0.12024 | 0.11993 | 0.11962 | 0.11931 | 0.119 | 0.1187 | 0.11839 | 0.11809 | 0.11779 | 0.11752 | 0.11726 | 0.11702 | 0.11681 | 0.11661 | 0.11642 | 0.11626 | 0.1161
F2_Industrial_Industrial - WA_Existing_Space Heating_Natural Gas_Insulation - Wall Cavity_A_Achievable Economic TRC Potential | F2 | Industrial | Industrial - WA | Existing | Space Heating | Natural Gas | Insulation - Wall Cavity | A | Original Unit Summer Peak Savings (kW) | Achievable Economic TRC Potential | 0 | 0 | 0 | 0 | 0 | 0 | 0 | 0 | 0 | 0 | 0 | 0 | 0 | 0 | 0 | 0 | 0 | 0 | 0 | 0 | 0 | 0 | 0 | 0 | 0 | 0 | 0
F3_Industrial_Industrial - WA_Existing_Space Heating_Natural Gas_Insulation - Wall Cavity_A_Achievable Economic TRC Potential | F3 | Industrial | Industrial - WA | Existing | Space Heating | Natural Gas | Insulation - Wall Cavity | A | Original Unit Winter Peak Savings (kW) | Achievable Economic TRC Potential | 0 | 0 | 0 | 0 | 0 | 0 | 0 | 0 | 0 | 0 | 0 | 0 | 0 | 0 | 0 | 0 | 0 | 0 | 0 | 0 | 0 | 0 | 0 | 0 | 0 | 0 | 0
F4_Industrial_Industrial - WA_Existing_Space Heating_Natural Gas_Insulation - Wall Cavity_A_Achievable Economic TRC Potential | F4 | Industrial | Industrial - WA | Existing | Space Heating | Natural Gas | Insulation - Wall Cavity | A | Standalone Impact on Baseline Energy (%) | Achievable Economic TRC Potential | 0 | 0 | 8.0277e-05 | 0.00024215 | 0.00053132 | 0.0010041 | 0.0017252 | 0.002763 | 0.0041819 | 0.0060319 | 0.0083352 | 0.011073 | 0.014174 | 0.017516 | 0.020929 | 0.024223 | 0.027222 | 0.029829 | 0.03198 | 0.033668 | 0.034978 | 0.036062 | 0.036694 | 0.037338 | 0.037993 | 0.03866 | 0.039338
F5_Industrial_Industrial - WA_Existing_Space Heating_Natural Gas_Insulation - Wall Cavity_A_Achievable Economic TRC Potential | F5 | Industrial | Industrial - WA | Existing | Space Heating | Natural Gas | Insulation - Wall Cavity | A | Standalone Impact on Baseline Summer Peak (%) | Achievable Economic TRC Potential | 0 | 0 | 0 | 0 | 0 | 0 | 0 | 0 | 0 | 0 | 0 | 0 | 0 | 0 | 0 | 0 | 0 | 0 | 0 | 0 | 0 | 0 | 0 | 0 | 0 | 0 | 0
F6_Industrial_Industrial - WA_Existing_Space Heating_Natural Gas_Insulation - Wall Cavity_A_Achievable Economic TRC Potential | F6 | Industrial | Industrial - WA | Existing | Space Heating | Natural Gas | Insulation - Wall Cavity | A | Standalone Impact on Baseline Winter Peak (%) | Achievable Economic TRC Potential | 0 | 0 | 0 | 0 | 0 | 0 | 0 | 0 | 0 | 0 | 0 | 0 | 0 | 0 | 0 | 0 | 0 | 0 | 0 | 0 | 0 | 0 | 0 | 0 | 0 | 0 | 0
F7_Industrial_Industrial - WA_Existing_Space Heating_Natural Gas_Insulation - Wall Cavity_A_Achievable Economic TRC Potential | F7 | Industrial | Industrial - WA | Existing | Space Heating | Natural Gas | Insulation - Wall Cavity | A | Incremental Energy Savings (MWh or mTherms) | Achievable Economic TRC Potential | 0 | 0 | 0.013415 | 0.026304 | 0.045805 | 0.073067 | 0.10875 | 0.15271 | 0.20365 | 0.25882 | 0.3138 | 0.36274 | 0.39893 | 0.41599 | 0.40947 | 0.37836 | 0.32608 | 0.26434 | 0.19816 | 0.13451 | 0.084268 | 0.053901 | 0 | 0 | 0 | 0 | 0
F8_Industrial_Industrial - WA_Existing_Space Heating_Natural Gas_Insulation - Wall Cavity_A_Achievable Economic TRC Potential | F8 | Industrial | Industrial - WA | Existing | Space Heating | Natural Gas | Insulation - Wall Cavity | A | Incremental Summer Peak Savings (MW) | Achievable Economic TRC Potential | 0 | 0 | 0 | 0 | 0 | 0 | 0 | 0 | 0 | 0 | 0 | 0 | 0 | 0 | 0 | 0 | 0 | 0 | 0 | 0 | 0 | 0 | 0 | 0 | 0 | 0 | 0
F9_Industrial_Industrial - WA_Existing_Space Heating_Natural Gas_Insulation - Wall Cavity_A_Achievable Economic TRC Potential | F9 | Industrial | Industrial - WA | Existing | Space Heating | Natural Gas | Insulation - Wall Cavity | A | Incremental Winter Peak Savings (MW) | Achievable Economic TRC Potential | 0 | 0 | 0 | 0 | 0 | 0 | 0 | 0 | 0 | 0 | 0 | 0 | 0 | 0 | 0 | 0 | 0 | 0 | 0 | 0 | 0 | 0 | 0 | 0 | 0 | 0 | 0
F10_Industrial_Industrial - WA_Existing_Space Heating_Natural Gas_Insulation - Wall Cavity_A_Achievable Economic TRC Potential | F10 | Industrial | Industrial - WA | Existing | Space Heating | Natural Gas | Insulation - Wall Cavity | A | Cumulative Energy Savings (MWh or mTherms) | Achievable Economic TRC Potential | 0 | 0 | 0.013415 | 0.039693 | 0.085418 | 0.1583 | 0.2667 | 0.41878 | 0.62143 | 0.87871 | 1.1903 | 1.55 | 1.945 | 2.3559 | 2.7593 | 3.1306 | 3.4486 | 3.7042 | 3.893 | 4.0184 | 4.0939 | 4.1395 | 4.1318 | 4.1248 | 4.1183 | 4.1123 | 4.1068
F11_Industrial_Industrial - WA_Existing_Space Heating_Natural Gas_Insulation - Wall Cavity_A_Achievable Economic TRC Potential | F11 | Industrial | Industrial - WA | Existing | Space Heating | Natural Gas | Insulation - Wall Cavity | A | Cumulative Summer Peak Savings (MW) | Achievable Economic TRC Potential | 0 | 0 | 0 | 0 | 0 | 0 | 0 | 0 | 0 | 0 | 0 | 0 | 0 | 0 | 0 | 0 | 0 | 0 | 0 | 0 | 0 | 0 | 0 | 0 | 0 | 0 | 0
F12_Industrial_Industrial - WA_Existing_Space Heating_Natural Gas_Insulation - Wall Cavity_A_Achievable Economic TRC Potential | F12 | Industrial | Industrial - WA | Existing | Space Heating | Natural Gas | Insulation - Wall Cavity | A | Cumulative Winter Peak Savings (MW) | Achievable Economic TRC Potential | 0 | 0 | 0 | 0 | 0 | 0 | 0 | 0 | 0 | 0 | 0 | 0 | 0 | 0 | 0 | 0 | 0 | 0 | 0 | 0 | 0 | 0 | 0 | 0 | 0 | 0 | 0
F13_Industrial_Industrial - WA_Existing_Space Heating_Natural Gas_Insulation - Wall Cavity_A_Achievable Economic TRC Potential | F13 | Industrial | Industrial - WA | Existing | Space Heating | Natural Gas | Insulation - Wall Cavity | A | Purchases (Incremental) | Achievable Economic TRC Potential | 0 | 0 | 109.5788 | 215.2642 | 375.6215 | 600.4653 | 895.7083 | 1260.7277 | 1685.368 | 2147.1759 | 2609.8989 | 3024.6271 | 3334.9276 | 3486.5672 | 3440.759 | 3187.5733 | 2754.2693 | 2238.4787 | 1682.2644 | 1144.5645 | 718.6418 | 460.5988 | 0 | 0 | 0 | 0 | 0
F14_Industrial_Industrial - WA_Existing_Space Heating_Natural Gas_Insulation - Wall Cavity_A_Achievable Economic TRC Potential | F14 | Industrial | Industrial - WA | Existing | Space Heating | Natural Gas | Insulation - Wall Cavity | A | Purchases (Cumulative) | Achievable Economic TRC Potential | 0 | 0 | 109.5788 | 324.843 | 700.4644 | 1300.9298 | 2196.6381 | 3457.3658 | 5142.7339 | 7289.9098 | 9899.8087 | 12924.4359 | 16259.3635 | 19745.9307 | 23186.6896 | 26374.2629 | 29128.5322 | 31367.011 | 33049.2754 | 34193.8399 | 34912.4817 | 35373.0805 | 35373.0805 | 35373.0805 | 35373.0805 | 35373.0805 | 35373.0805
F1_Industrial_Industrial - WA_Existing_Space Heating_Natural Gas_Insulation - Ducting_A_Achievable Economic TRC Potential | F1 | Industrial | Industrial - WA | Existing | Space Heating | Natural Gas | Insulation - Ducting | A | Original Unit Energy Savings (kWh or therms) | Achievable Economic TRC Potential | 0 | 0 | 0.0067699 | 0.0067574 | 0.0067416 | 0.0067227 | 0.0067012 | 0.0066772 | 0.0066511 | 0.006623 | 0.0065934 | 0.0065622 | 0.0065299 | 0.0064964 | 0.0064621 | 0.006427 | 0.0063913 | 0.0063551 | 0.0063185 | 0.0062846 | 0.0062528 | 0.0062234 | 0.0061963 | 0.0061713 | 0.0061482 | 0.0061268 | 0.0061072
F2_Industrial_Industrial - WA_Existing_Space Heating_Natural Gas_Insulation - Ducting_A_Achievable Economic TRC Potential | F2 | Industrial | Industrial - WA | Existing | Space Heating | Natural Gas | Insulation - Ducting | A | Original Unit Summer Peak Savings (kW) | Achievable Economic TRC Potential | 0 | 0 | 0 | 0 | 0 | 0 | 0 | 0 | 0 | 0 | 0 | 0 | 0 | 0 | 0 | 0 | 0 | 0 | 0 | 0 | 0 | 0 | 0 | 0 | 0 | 0 | 0
F3_Industrial_Industrial - WA_Existing_Space Heating_Natural Gas_Insulation - Ducting_A_Achievable Economic TRC Potential | F3 | Industrial | Industrial - WA | Existing | Space Heating | Natural Gas | Insulation - Ducting | A | Original Unit Winter Peak Savings (kW) | Achievable Economic TRC Potential | 0 | 0 | 0 | 0 | 0 | 0 | 0 | 0 | 0 | 0 | 0 | 0 | 0 | 0 | 0 | 0 | 0 | 0 | 0 | 0 | 0 | 0 | 0 | 0 | 0 | 0 | 0
F4_Industrial_Industrial - WA_Existing_Space Heating_Natural Gas_Insulation - Ducting_A_Achievable Economic TRC Potential | F4 | Industrial | Industrial - WA | Existing | Space Heating | Natural Gas | Insulation - Ducting | A | Standalone Impact on Baseline Energy (%) | Achievable Economic TRC Potential | 0 | 0 | 0 | 0 | 0 | 0 | 0 | 0 | 0 | 0 | 0 | 0 | 0 | 0 | 0 | 0 | 0 | 0 | 0 | 0 | 0 | 0 | 0 | 0 | 0 | 0 | 0
F5_Industrial_Industrial - WA_Existing_Space Heating_Natural Gas_Insulation - Ducting_A_Achievable Economic TRC Potential | F5 | Industrial | Industrial - WA | Existing | Space Heating | Natural Gas | Insulation - Ducting | A | Standalone Impact on Baseline Summer Peak (%) | Achievable Economic TRC Potential | 0 | 0 | 0 | 0 | 0 | 0 | 0 | 0 | 0 | 0 | 0 | 0 | 0 | 0 | 0 | 0 | 0 | 0 | 0 | 0 | 0 | 0 | 0 | 0 | 0 | 0 | 0
F6_Industrial_Industrial - WA_Existing_Space Heating_Natural Gas_Insulation - Ducting_A_Achievable Economic TRC Potential | F6 | Industrial | Industrial - WA | Existing | Space Heating | Natural Gas | Insulation - Ducting | A | Standalone Impact on Baseline Winter Peak (%) | Achievable Economic TRC Potential | 0 | 0 | 0 | 0 | 0 | 0 | 0 | 0 | 0 | 0 | 0 | 0 | 0 | 0 | 0 | 0 | 0 | 0 | 0 | 0 | 0 | 0 | 0 | 0 | 0 | 0 | 0
F7_Industrial_Industrial - WA_Existing_Space Heating_Natural Gas_Insulation - Ducting_A_Achievable Economic TRC Potential | F7 | Industrial | Industrial - WA | Existing | Space Heating | Natural Gas | Insulation - Ducting | A | Incremental Energy Savings (MWh or mTherms) | Achievable Economic TRC Potential | 0 | 0 | 0 | 0 | 0 | 0 | 0 | 0 | 0 | 0 | 0 | 0 | 0 | 0 | 0 | 0 | 0 | 0 | 0 | 0 | 0 | 0 | 0 | 0 | 0 | 0 | 0
F8_Industrial_Industrial - WA_Existing_Space Heating_Natural Gas_Insulation - Ducting_A_Achievable Economic TRC Potential | F8 | Industrial | Industrial - WA | Existing | Space Heating | Natural Gas | Insulation - Ducting | A | Incremental Summer Peak Savings (MW) | Achievable Economic TRC Potential | 0 | 0 | 0 | 0 | 0 | 0 | 0 | 0 | 0 | 0 | 0 | 0 | 0 | 0 | 0 | 0 | 0 | 0 | 0 | 0 | 0 | 0 | 0 | 0 | 0 | 0 | 0
F9_Industrial_Industrial - WA_Existing_Space Heating_Natural Gas_Insulation - Ducting_A_Achievable Economic TRC Potential | F9 | Industrial | Industrial - WA | Existing | Space Heating | Natural Gas | Insulation - Ducting | A | Incremental Winter Peak Savings (MW) | Achievable Economic TRC Potential | 0 | 0 | 0 | 0 | 0 | 0 | 0 | 0 | 0 | 0 | 0 | 0 | 0 | 0 | 0 | 0 | 0 | 0 | 0 | 0 | 0 | 0 | 0 | 0 | 0 | 0 | 0
F10_Industrial_Industrial - WA_Existing_Space Heating_Natural Gas_Insulation - Ducting_A_Achievable Economic TRC Potential | F10 | Industrial | Industrial - WA | Existing | Space Heating | Natural Gas | Insulation - Ducting | A | Cumulative Energy Savings (MWh or mTherms) | Achievable Economic TRC Potential | 0 | 0 | 0 | 0 | 0 | 0 | 0 | 0 | 0 | 0 | 0 | 0 | 0 | 0 | 0 | 0 | 0 | 0 | 0 | 0 | 0 | 0 | 0 | 0 | 0 | 0 | 0
F11_Industrial_Industrial - WA_Existing_Space Heating_Natural Gas_Insulation - Ducting_A_Achievable Economic TRC Potential | F11 | Industrial | Industrial - WA | Existing | Space Heating | Natural Gas | Insulation - Ducting | A | Cumulative Summer Peak Savings (MW) | Achievable Economic TRC Potential | 0 | 0 | 0 | 0 | 0 | 0 | 0 | 0 | 0 | 0 | 0 | 0 | 0 | 0 | 0 | 0 | 0 | 0 | 0 | 0 | 0 | 0 | 0 | 0 | 0 | 0 | 0
F12_Industrial_Industrial - WA_Existing_Space Heating_Natural Gas_Insulation - Ducting_A_Achievable Economic TRC Potential | F12 | Industrial | Industrial - WA | Existing | Space Heating | Natural Gas | Insulation - Ducting | A | Cumulative Winter Peak Savings (MW) | Achievable Economic TRC Potential | 0 | 0 | 0 | 0 | 0 | 0 | 0 | 0 | 0 | 0 | 0 | 0 | 0 | 0 | 0 | 0 | 0 | 0 | 0 | 0 | 0 | 0 | 0 | 0 | 0 | 0 | 0
F13_Industrial_Industrial - WA_Existing_Space Heating_Natural Gas_Insulation - Ducting_A_Achievable Economic TRC Potential | F13 | Industrial | Industrial - WA | Existing | Space Heating | Natural Gas | Insulation - Ducting | A | Purchases (Incremental) | Achievable Economic TRC Potential | 0 | 0 | 0 | 0 | 0 | 0 | 0 | 0 | 0 | 0 | 0 | 0 | 0 | 0 | 0 | 0 | 0 | 0 | 0 | 0 | 0 | 0 | 0 | 0 | 0 | 0 | 0
F14_Industrial_Industrial - WA_Existing_Space Heating_Natural Gas_Insulation - Ducting_A_Achievable Economic TRC Potential | F14 | Industrial | Industrial - WA | Existing | Space Heating | Natural Gas | Insulation - Ducting | A | Purchases (Cumulative) | Achievable Economic TRC Potential | 0 | 0 | 0 | 0 | 0 | 0 | 0 | 0 | 0 | 0 | 0 | 0 | 0 | 0 | 0 | 0 | 0 | 0 | 0 | 0 | 0 | 0 | 0 | 0 | 0 | 0 | 0
F1_Industrial_Industrial - WA_Existing_Space Heating_Natural Gas_Ducting - Repair and Sealing_A_Achievable Economic TRC Potential | F1 | Industrial | Industrial - WA | Existing | Space Heating | Natural Gas | Ducting - Repair and Sealing | A | Original Unit Energy Savings (kWh or therms) | Achievable Economic TRC Potential | 0 | 0 | 0.27616 | 0.27565 | 0.275 | 0.27424 | 0.27336 | 0.27238 | 0.27131 | 0.27017 | 0.26896 | 0.26769 | 0.26637 | 0.265 | 0.2636 | 0.26217 | 0.26071 | 0.25924 | 0.25775 | 0.25636 | 0.25506 | 0.25387 | 0.25276 | 0.25174 | 0.2508 | 0.24993 | 0.24912
F2_Industrial_Industrial - WA_Existing_Space Heating_Natural Gas_Ducting - Repair and Sealing_A_Achievable Economic TRC Potential | F2 | Industrial | Industrial - WA | Existing | Space Heating | Natural Gas | Ducting - Repair and Sealing | A | Original Unit Summer Peak Savings (kW) | Achievable Economic TRC Potential | 0 | 0 | 0 | 0 | 0 | 0 | 0 | 0 | 0 | 0 | 0 | 0 | 0 | 0 | 0 | 0 | 0 | 0 | 0 | 0 | 0 | 0 | 0 | 0 | 0 | 0 | 0
F3_Industrial_Industrial - WA_Existing_Space Heating_Natural Gas_Ducting - Repair and Sealing_A_Achievable Economic TRC Potential | F3 | Industrial | Industrial - WA | Existing | Space Heating | Natural Gas | Ducting - Repair and Sealing | A | Original Unit Winter Peak Savings (kW) | Achievable Economic TRC Potential | 0 | 0 | 0 | 0 | 0 | 0 | 0 | 0 | 0 | 0 | 0 | 0 | 0 | 0 | 0 | 0 | 0 | 0 | 0 | 0 | 0 | 0 | 0 | 0 | 0 | 0 | 0
F4_Industrial_Industrial - WA_Existing_Space Heating_Natural Gas_Ducting - Repair and Sealing_A_Achievable Economic TRC Potential | F4 | Industrial | Industrial - WA | Existing | Space Heating | Natural Gas | Ducting - Repair and Sealing | A | Standalone Impact on Baseline Energy (%) | Achievable Economic TRC Potential | 0 | 0 | 2.4697e-05 | 7.4502e-05 | 0.00016341 | 0.00030862 | 0.00052974 | 0.00084735 | 0.0012806 | 0.0018439 | 0.0025429 | 0.0033707 | 0.0043046 | 0.0053058 | 0.0063225 | 0.0072969 | 0.0081757 | 0.0089305 | 0.0095435 | 0.010017 | 0.010344 | 0.010571 | 0.01073 | 0.010893 | 0.01106 | 0.011231 | 0.011406
F5_Industrial_Industrial - WA_Existing_Space Heating_Natural Gas_Ducting - Repair and Sealing_A_Achievable Economic TRC Potential | F5 | Industrial | Industrial - WA | Existing | Space Heating | Natural Gas | Ducting - Repair and Sealing | A | Standalone Impact on Baseline Summer Peak (%) | Achievable Economic TRC Potential | 0 | 0 | 0 | 0 | 0 | 0 | 0 | 0 | 0 | 0 | 0 | 0 | 0 | 0 | 0 | 0 | 0 | 0 | 0 | 0 | 0 | 0 | 0 | 0 | 0 | 0 | 0
F6_Industrial_Industrial - WA_Existing_Space Heating_Natural Gas_Ducting - Repair and Sealing_A_Achievable Economic TRC Potential | F6 | Industrial | Industrial - WA | Existing | Space Heating | Natural Gas | Ducting - Repair and Sealing | A | Standalone Impact on Baseline Winter Peak (%) | Achievable Economic TRC Potential | 0 | 0 | 0 | 0 | 0 | 0 | 0 | 0 | 0 | 0 | 0 | 0 | 0 | 0 | 0 | 0 | 0 | 0 | 0 | 0 | 0 | 0 | 0 | 0 | 0 | 0 | 0
F7_Industrial_Industrial - WA_Existing_Space Heating_Natural Gas_Ducting - Repair and Sealing_A_Achievable Economic TRC Potential | F7 | Industrial | Industrial - WA | Existing | Space Heating | Natural Gas | Ducting - Repair and Sealing | A | Incremental Energy Savings (MWh or mTherms) | Achievable Economic TRC Potential | 0 | 0 | 0.0041271 | 0.0080926 | 0.014088 | 0.022458 | 0.033393 | 0.046833 | 0.062362 | 0.079116 | 0.095735 | 0.11042 | 0.12115 | 0.12601 | 0.1237 | 0.11397 | 0.097933 | 0.079143 | 0.059136 | 0.040018 | 0.021187 | 0.0084942 | 0 | 0 | 0 | 0 | 0
F8_Industrial_Industrial - WA_Existing_Space Heating_Natural Gas_Ducting - Repair and Sealing_A_Achievable Economic TRC Potential | F8 | Industrial | Industrial - WA | Existing | Space Heating | Natural Gas | Ducting - Repair and Sealing | A | Incremental Summer Peak Savings (MW) | Achievable Economic TRC Potential | 0 | 0 | 0 | 0 | 0 | 0 | 0 | 0 | 0 | 0 | 0 | 0 | 0 | 0 | 0 | 0 | 0 | 0 | 0 | 0 | 0 | 0 | 0 | 0 | 0 | 0 | 0
F9_Industrial_Industrial - WA_Existing_Space Heating_Natural Gas_Ducting - Repair and Sealing_A_Achievable Economic TRC Potential | F9 | Industrial | Industrial - WA | Existing | Space Heating | Natural Gas | Ducting - Repair and Sealing | A | Incremental Winter Peak Savings (MW) | Achievable Economic TRC Potential | 0 | 0 | 0 | 0 | 0 | 0 | 0 | 0 | 0 | 0 | 0 | 0 | 0 | 0 | 0 | 0 | 0 | 0 | 0 | 0 | 0 | 0 | 0 | 0 | 0 | 0 | 0
F10_Industrial_Industrial - WA_Existing_Space Heating_Natural Gas_Ducting - Repair and Sealing_A_Achievable Economic TRC Potential | F10 | Industrial | Industrial - WA | Existing | Space Heating | Natural Gas | Ducting - Repair and Sealing | A | Cumulative Energy Savings (MWh or mTherms) | Achievable Economic TRC Potential | 0 | 0 | 0.0041271 | 0.012212 | 0.026272 | 0.048656 | 0.081893 | 0.12843 | 0.19029 | 0.26861 | 0.36314 | 0.47185 | 0.59067 | 0.71366 | 0.83358 | 0.94303 | 1.0357 | 1.109 | 1.1618 | 1.1955 | 1.2107 | 1.2135 | 1.2082 | 1.2033 | 1.1988 | 1.1947 | 1.1908
F11_Industrial_Industrial - WA_Existing_Space Heating_Natural Gas_Ducting - Repair and Sealing_A_Achievable Economic TRC Potential | F11 | Industrial | Industrial - WA | Existing | Space Heating | Natural Gas | Ducting - Repair and Sealing | A | Cumulative Summer Peak Savings (MW) | Achievable Economic TRC Potential | 0 | 0 | 0 | 0 | 0 | 0 | 0 | 0 | 0 | 0 | 0 | 0 | 0 | 0 | 0 | 0 | 0 | 0 | 0 | 0 | 0 | 0 | 0 | 0 | 0 | 0 | 0
F12_Industrial_Industrial - WA_Existing_Space Heating_Natural Gas_Ducting - Repair and Sealing_A_Achievable Economic TRC Potential | F12 | Industrial | Industrial - WA | Existing | Space Heating | Natural Gas | Ducting - Repair and Sealing | A | Cumulative Winter Peak Savings (MW) | Achievable Economic TRC Potential | 0 | 0 | 0 | 0 | 0 | 0 | 0 | 0 | 0 | 0 | 0 | 0 | 0 | 0 | 0 | 0 | 0 | 0 | 0 | 0 | 0 | 0 | 0 | 0 | 0 | 0 | 0
F13_Industrial_Industrial - WA_Existing_Space Heating_Natural Gas_Ducting - Repair and Sealing_A_Achievable Economic TRC Potential | F13 | Industrial | Industrial - WA | Existing | Space Heating | Natural Gas | Ducting - Repair and Sealing | A | Purchases (Incremental) | Achievable Economic TRC Potential | 0 | 0 | 14.9447 | 29.3584 | 51.2284 | 81.8933 | 122.1594 | 171.9418 | 229.8555 | 292.8383 | 355.9458 | 412.5077 | 454.8274 | 475.5084 | 469.261 | 434.7307 | 375.6355 | 305.2904 | 229.4322 | 156.0991 | 83.0658 | 33.4595 | 0 | 0 | 0 | 0 | 0
F14_Industrial_Industrial - WA_Existing_Space Heating_Natural Gas_Ducting - Repair and Sealing_A_Achievable Economic TRC Potential | F14 | Industrial | Industrial - WA | Existing | Space Heating | Natural Gas | Ducting - Repair and Sealing | A | Purchases (Cumulative) | Achievable Economic TRC Potential | 0 | 0 | 14.9447 | 44.3031 | 95.5314 | 177.4247 | 299.5841 | 471.5259 | 701.3814 | 994.2196 | 1350.1654 | 1762.6731 | 2217.5004 | 2693.0088 | 3162.2698 | 3597.0005 | 3972.636 | 4277.9264 | 4507.3586 | 4663.4577 | 4746.5236 | 4779.983 | 4779.983 | 4779.983 | 4779.983 | 4779.983 | 4779.983
F1_Industrial_Industrial - WA_Existing_Space Heating_Natural Gas_Building Shell - Air Sealing (Infiltration Control)_A_Achievable Economic TRC Potential | F1 | Industrial | Industrial - WA | Existing | Space Heating | Natural Gas | Building Shell - Air Sealing (Infiltration Control) | A | Original Unit Energy Savings (kWh or therms) | Achievable Economic TRC Potential | 0 | 0 | 63.6072 | 63.4875 | 63.3593 | 63.2236 | 63.0816 | 62.9345 | 62.7831 | 62.6284 | 62.4711 | 62.3121 | 62.1521 | 61.9916 | 61.8313 | 61.6718 | 61.5135 | 61.3569 | 61.2024 | 61.059 | 60.9254 | 60.8027 | 60.6898 | 60.586 | 60.4906 | 60.4029 | 60.3223
F2_Industrial_Industrial - WA_Existing_Space Heating_Natural Gas_Building Shell - Air Sealing (Infiltration Control)_A_Achievable Economic TRC Potential | F2 | Industrial | Industrial - WA | Existing | Space Heating | Natural Gas | Building Shell - Air Sealing (Infiltration Control) | A | Original Unit Summer Peak Savings (kW) | Achievable Economic TRC Potential | 0 | 0 | 0 | 0 | 0 | 0 | 0 | 0 | 0 | 0 | 0 | 0 | 0 | 0 | 0 | 0 | 0 | 0 | 0 | 0 | 0 | 0 | 0 | 0 | 0 | 0 | 0
F3_Industrial_Industrial - WA_Existing_Space Heating_Natural Gas_Building Shell - Air Sealing (Infiltration Control)_A_Achievable Economic TRC Potential | F3 | Industrial | Industrial - WA | Existing | Space Heating | Natural Gas | Building Shell - Air Sealing (Infiltration Control) | A | Original Unit Winter Peak Savings (kW) | Achievable Economic TRC Potential | 0 | 0 | 0 | 0 | 0 | 0 | 0 | 0 | 0 | 0 | 0 | 0 | 0 | 0 | 0 | 0 | 0 | 0 | 0 | 0 | 0 | 0 | 0 | 0 | 0 | 0 | 0
F4_Industrial_Industrial - WA_Existing_Space Heating_Natural Gas_Building Shell - Air Sealing (Infiltration Control)_A_Achievable Economic TRC Potential | F4 | Industrial | Industrial - WA | Existing | Space Heating | Natural Gas | Building Shell - Air Sealing (Infiltration Control) | A | Standalone Impact on Baseline Energy (%) | Achievable Economic TRC Potential | 0 | 0 | 4.2266e-06 | 1.2749e-05 | 2.7974e-05 | 5.2866e-05 | 9.0831e-05 | 0.00014547 | 0.00022018 | 0.00031758 | 0.00043885 | 0.00058298 | 0.00074125 | 0.00090703 | 0.0010686 | 0.0012125 | 0.0013252 | 0.0013974 | 0.0014219 | 0.0014468 | 0.0014722 | 0.0014981 | 0.0015243 | 0.0015511 | 0.0015783 | 0.001606 | 0.0016342
F5_Industrial_Industrial - WA_Existing_Space Heating_Natural Gas_Building Shell - Air Sealing (Infiltration Control)_A_Achievable Economic TRC Potential | F5 | Industrial | Industrial - WA | Existing | Space Heating | Natural Gas | Building Shell - Air Sealing (Infiltration Control) | A | Standalone Impact on Baseline Summer Peak (%) | Achievable Economic TRC Potential | 0 | 0 | 0 | 0 | 0 | 0 | 0 | 0 | 0 | 0 | 0 | 0 | 0 | 0 | 0 | 0 | 0 | 0 | 0 | 0 | 0 | 0 | 0 | 0 | 0 | 0 | 0
F6_Industrial_Industrial - WA_Existing_Space Heating_Natural Gas_Building Shell - Air Sealing (Infiltration Control)_A_Achievable Economic TRC Potential | F6 | Industrial | Industrial - WA | Existing | Space Heating | Natural Gas | Building Shell - Air Sealing (Infiltration Control) | A | Standalone Impact on Baseline Winter Peak (%) | Achievable Economic TRC Potential | 0 | 0 | 0 | 0 | 0 | 0 | 0 | 0 | 0 | 0 | 0 | 0 | 0 | 0 | 0 | 0 | 0 | 0 | 0 | 0 | 0 | 0 | 0 | 0 | 0 | 0 | 0
F7_Industrial_Industrial - WA_Existing_Space Heating_Natural Gas_Building Shell - Air Sealing (Infiltration Control)_A_Achievable Economic TRC Potential | F7 | Industrial | Industrial - WA | Existing | Space Heating | Natural Gas | Building Shell - Air Sealing (Infiltration Control) | A | Incremental Energy Savings (MWh or mTherms) | Achievable Economic TRC Potential | 0 | 0 | 0.0007063 | 0.0013849 | 0.0024117 | 0.003847 | 0.0057257 | 0.0080402 | 0.010722 | 0.013627 | 0.016522 | 0.019099 | 0.020314 | 0.02055 | 0.019205 | 0.016168 | 0.011585 | 0.0060792 | 0 | 0 | 0 | 0 | 0 | 0 | 0 | 0 | 0
F8_Industrial_Industrial - WA_Existing_Space Heating_Natural Gas_Building Shell - Air Sealing (Infiltration Control)_A_Achievable Economic TRC Potential | F8 | Industrial | Industrial - WA | Existing | Space Heating | Natural Gas | Building Shell - Air Sealing (Infiltration Control) | A | Incremental Summer Peak Savings (MW) | Achievable Economic TRC Potential | 0 | 0 | 0 | 0 | 0 | 0 | 0 | 0 | 0 | 0 | 0 | 0 | 0 | 0 | 0 | 0 | 0 | 0 | 0 | 0 | 0 | 0 | 0 | 0 | 0 | 0 | 0
F9_Industrial_Industrial - WA_Existing_Space Heating_Natural Gas_Building Shell - Air Sealing (Infiltration Control)_A_Achievable Economic TRC Potential | F9 | Industrial | Industrial - WA | Existing | Space Heating | Natural Gas | Building Shell - Air Sealing (Infiltration Control) | A | Incremental Winter Peak Savings (MW) | Achievable Economic TRC Potential | 0 | 0 | 0 | 0 | 0 | 0 | 0 | 0 | 0 | 0 | 0 | 0 | 0 | 0 | 0 | 0 | 0 | 0 | 0 | 0 | 0 | 0 | 0 | 0 | 0 | 0 | 0
F10_Industrial_Industrial - WA_Existing_Space Heating_Natural Gas_Building Shell - Air Sealing (Infiltration Control)_A_Achievable Economic TRC Potential | F10 | Industrial | Industrial - WA | Existing | Space Heating | Natural Gas | Building Shell - Air Sealing (Infiltration Control) | A | Cumulative Energy Savings (MWh or mTherms) | Achievable Economic TRC Potential | 0 | 0 | 0.0007063 | 0.0020899 | 0.0044973 | 0.0083347 | 0.014042 | 0.022049 | 0.032718 | 0.046265 | 0.06267 | 0.081609 | 0.10171 | 0.122 | 0.14089 | 0.15669 | 0.16788 | 0.17353 | 0.17309 | 0.17269 | 0.17231 | 0.17196 | 0.17164 | 0.17135 | 0.17108 | 0.17083 | 0.1706
F11_Industrial_Industrial - WA_Existing_Space Heating_Natural Gas_Building Shell - Air Sealing (Infiltration Control)_A_Achievable Economic TRC Potential | F11 | Industrial | Industrial - WA | Existing | Space Heating | Natural Gas | Building Shell - Air Sealing (Infiltration Control) | A | Cumulative Summer Peak Savings (MW) | Achievable Economic TRC Potential | 0 | 0 | 0 | 0 | 0 | 0 | 0 | 0 | 0 | 0 | 0 | 0 | 0 | 0 | 0 | 0 | 0 | 0 | 0 | 0 | 0 | 0 | 0 | 0 | 0 | 0 | 0
F12_Industrial_Industrial - WA_Existing_Space Heating_Natural Gas_Building Shell - Air Sealing (Infiltration Control)_A_Achievable Economic TRC Potential | F12 | Industrial | Industrial - WA | Existing | Space Heating | Natural Gas | Building Shell - Air Sealing (Infiltration Control) | A | Cumulative Winter Peak Savings (MW) | Achievable Economic TRC Potential | 0 | 0 | 0 | 0 | 0 | 0 | 0 | 0 | 0 | 0 | 0 | 0 | 0 | 0 | 0 | 0 | 0 | 0 | 0 | 0 | 0 | 0 | 0 | 0 | 0 | 0 | 0
F13_Industrial_Industrial - WA_Existing_Space Heating_Natural Gas_Building Shell - Air Sealing (Infiltration Control)_A_Achievable Economic TRC Potential | F13 | Industrial | Industrial - WA | Existing | Space Heating | Natural Gas | Building Shell - Air Sealing (Infiltration Control) | A | Purchases (Incremental) | Achievable Economic TRC Potential | 0 | 0 | 0.011104 | 0.021814 | 0.038063 | 0.060848 | 0.090766 | 0.12775 | 0.17079 | 0.21758 | 0.26447 | 0.3065 | 0.32684 | 0.33149 | 0.3106 | 0.26216 | 0.18834 | 0.09908 | 0 | 0 | 0 | 0 | 0 | 0 | 0 | 0 | 0
F14_Industrial_Industrial - WA_Existing_Space Heating_Natural Gas_Building Shell - Air Sealing (Infiltration Control)_A_Achievable Economic TRC Potential | F14 | Industrial | Industrial - WA | Existing | Space Heating | Natural Gas | Building Shell - Air Sealing (Infiltration Control) | A | Purchases (Cumulative) | Achievable Economic TRC Potential | 0 | 0 | 0.011104 | 0.032918 | 0.070981 | 0.13183 | 0.22259 | 0.35035 | 0.52113 | 0.73872 | 1.0032 | 1.3097 | 1.6365 | 1.968 | 2.2786 | 2.5408 | 2.7291 | 2.8282 | 2.8282 | 2.8282 | 2.8282 | 2.8282 | 2.8282 | 2.8282 | 2.8282 | 2.8282 | 2.8282
F1_Industrial_Industrial - WA_Existing_Space Heating_Natural Gas_Ventilation - Demand Controlled_A_Achievable Economic TRC Potential | F1 | Industrial | Industrial - WA | Existing | Space Heating | Natural Gas | Ventilation - Demand Controlled | A | Original Unit Energy Savings (kWh or therms) | Achievable Economic TRC Potential | 0 | 0 | 0.05097 | 0.050876 | 0.050757 | 0.050615 | 0.050453 | 0.050272 | 0.050075 | 0.049864 | 0.049641 | 0.049407 | 0.049163 | 0.048911 | 0.048652 | 0.048388 | 0.048119 | 0.047847 | 0.047572 | 0.047316 | 0.047077 | 0.046855 | 0.046651 | 0.046463 | 0.046289 | 0.046129 | 0.04598
F2_Industrial_Industrial - WA_Existing_Space Heating_Natural Gas_Ventilation - Demand Controlled_A_Achievable Economic TRC Potential | F2 | Industrial | Industrial - WA | Existing | Space Heating | Natural Gas | Ventilation - Demand Controlled | A | Original Unit Summer Peak Savings (kW) | Achievable Economic TRC Potential | 0 | 0 | 0 | 0 | 0 | 0 | 0 | 0 | 0 | 0 | 0 | 0 | 0 | 0 | 0 | 0 | 0 | 0 | 0 | 0 | 0 | 0 | 0 | 0 | 0 | 0 | 0
F3_Industrial_Industrial - WA_Existing_Space Heating_Natural Gas_Ventilation - Demand Controlled_A_Achievable Economic TRC Potential | F3 | Industrial | Industrial - WA | Existing | Space Heating | Natural Gas | Ventilation - Demand Controlled | A | Original Unit Winter Peak Savings (kW) | Achievable Economic TRC Potential | 0 | 0 | 0 | 0 | 0 | 0 | 0 | 0 | 0 | 0 | 0 | 0 | 0 | 0 | 0 | 0 | 0 | 0 | 0 | 0 | 0 | 0 | 0 | 0 | 0 | 0 | 0
F4_Industrial_Industrial - WA_Existing_Space Heating_Natural Gas_Ventilation - Demand Controlled_A_Achievable Economic TRC Potential | F4 | Industrial | Industrial - WA | Existing | Space Heating | Natural Gas | Ventilation - Demand Controlled | A | Standalone Impact on Baseline Energy (%) | Achievable Economic TRC Potential | 0 | 0 | 0.00044438 | 0.00089659 | 0.0013563 | 0.0018231 | 0.0022969 | 0.0027329 | 0.0030951 | 0.0033982 | 0.0036541 | 0.0038722 | 0.0039308 | 0.0039895 | 0.0040485 | 0.0041078 | 0.0041673 | 0.0042272 | 0.0042874 | 0.0043494 | 0.0044129 | 0.0044783 | 0.0045454 | 0.0046144 | 0.0046852 | 0.0047577 | 0.0048321
F5_Industrial_Industrial - WA_Existing_Space Heating_Natural Gas_Ventilation - Demand Controlled_A_Achievable Economic TRC Potential | F5 | Industrial | Industrial - WA | Existing | Space Heating | Natural Gas | Ventilation - Demand Controlled | A | Standalone Impact on Baseline Summer Peak (%) | Achievable Economic TRC Potential | 0 | 0 | 0 | 0 | 0 | 0 | 0 | 0 | 0 | 0 | 0 | 0 | 0 | 0 | 0 | 0 | 0 | 0 | 0 | 0 | 0 | 0 | 0 | 0 | 0 | 0 | 0
F6_Industrial_Industrial - WA_Existing_Space Heating_Natural Gas_Ventilation - Demand Controlled_A_Achievable Economic TRC Potential | F6 | Industrial | Industrial - WA | Existing | Space Heating | Natural Gas | Ventilation - Demand Controlled | A | Standalone Impact on Baseline Winter Peak (%) | Achievable Economic TRC Potential | 0 | 0 | 0 | 0 | 0 | 0 | 0 | 0 | 0 | 0 | 0 | 0 | 0 | 0 | 0 | 0 | 0 | 0 | 0 | 0 | 0 | 0 | 0 | 0 | 0 | 0 | 0
F7_Industrial_Industrial - WA_Existing_Space Heating_Natural Gas_Ventilation - Demand Controlled_A_Achievable Economic TRC Potential | F7 | Industrial | Industrial - WA | Existing | Space Heating | Natural Gas | Ventilation - Demand Controlled | A | Incremental Energy Savings (MWh or mTherms) | Achievable Economic TRC Potential | 0 | 0 | 0.07426 | 0.072845 | 0.071421 | 0.069994 | 0.068566 | 0.060429 | 0.047324 | 0.037049 | 0.028998 | 0.022691 | 0 | 0 | 0 | 0 | 0 | 0 | 0 | 0 | 0 | 0 | 0 | 0 | 0 | 0 | 0
F8_Industrial_Industrial - WA_Existing_Space Heating_Natural Gas_Ventilation - Demand Controlled_A_Achievable Economic TRC Potential | F8 | Industrial | Industrial - WA | Existing | Space Heating | Natural Gas | Ventilation - Demand Controlled | A | Incremental Summer Peak Savings (MW) | Achievable Economic TRC Potential | 0 | 0 | 0 | 0 | 0 | 0 | 0 | 0 | 0 | 0 | 0 | 0 | 0 | 0 | 0 | 0 | 0 | 0 | 0 | 0 | 0 | 0 | 0 | 0 | 0 | 0 | 0
F9_Industrial_Industrial - WA_Existing_Space Heating_Natural Gas_Ventilation - Demand Controlled_A_Achievable Economic TRC Potential | F9 | Industrial | Industrial - WA | Existing | Space Heating | Natural Gas | Ventilation - Demand Controlled | A | Incremental Winter Peak Savings (MW) | Achievable Economic TRC Potential | 0 | 0 | 0 | 0 | 0 | 0 | 0 | 0 | 0 | 0 | 0 | 0 | 0 | 0 | 0 | 0 | 0 | 0 | 0 | 0 | 0 | 0 | 0 | 0 | 0 | 0 | 0
F10_Industrial_Industrial - WA_Existing_Space Heating_Natural Gas_Ventilation - Demand Controlled_A_Achievable Economic TRC Potential | F10 | Industrial | Industrial - WA | Existing | Space Heating | Natural Gas | Ventilation - Demand Controlled | A | Cumulative Energy Savings (MWh or mTherms) | Achievable Economic TRC Potential | 0 | 0 | 0.07426 | 0.14697 | 0.21805 | 0.28743 | 0.35507 | 0.41423 | 0.45993 | 0.49505 | 0.52183 | 0.54205 | 0.53938 | 0.53662 | 0.53378 | 0.53088 | 0.52793 | 0.52494 | 0.52192 | 0.51912 | 0.51649 | 0.51406 | 0.51182 | 0.50976 | 0.50785 | 0.50609 | 0.50446
F11_Industrial_Industrial - WA_Existing_Space Heating_Natural Gas_Ventilation - Demand Controlled_A_Achievable Economic TRC Potential | F11 | Industrial | Industrial - WA | Existing | Space Heating | Natural Gas | Ventilation - Demand Controlled | A | Cumulative Summer Peak Savings (MW) | Achievable Economic TRC Potential | 0 | 0 | 0 | 0 | 0 | 0 | 0 | 0 | 0 | 0 | 0 | 0 | 0 | 0 | 0 | 0 | 0 | 0 | 0 | 0 | 0 | 0 | 0 | 0 | 0 | 0 | 0
F12_Industrial_Industrial - WA_Existing_Space Heating_Natural Gas_Ventilation - Demand Controlled_A_Achievable Economic TRC Potential | F12 | Industrial | Industrial - WA | Existing | Space Heating | Natural Gas | Ventilation - Demand Controlled | A | Cumulative Winter Peak Savings (MW) | Achievable Economic TRC Potential | 0 | 0 | 0 | 0 | 0 | 0 | 0 | 0 | 0 | 0 | 0 | 0 | 0 | 0 | 0 | 0 | 0 | 0 | 0 | 0 | 0 | 0 | 0 | 0 | 0 | 0 | 0
F13_Industrial_Industrial - WA_Existing_Space Heating_Natural Gas_Ventilation - Demand Controlled_A_Achievable Economic TRC Potential | F13 | Industrial | Industrial - WA | Existing | Space Heating | Natural Gas | Ventilation - Demand Controlled | A | Purchases (Incremental) | Achievable Economic TRC Potential | 0 | 0 | 1456.9334 | 1431.8139 | 1407.1274 | 1382.8666 | 1359.0241 | 1202.0334 | 945.0469 | 743.0024 | 584.1536 | 459.2656 | 0 | 0 | 0 | 0 | 0 | 0 | 0 | 0 | 0 | 0 | 0 | 0 | 0 | 0 | 0
F14_Industrial_Industrial - WA_Existing_Space Heating_Natural Gas_Ventilation - Demand Controlled_A_Achievable Economic TRC Potential | F14 | Industrial | Industrial - WA | Existing | Space Heating | Natural Gas | Ventilation - Demand Controlled | A | Purchases (Cumulative) | Achievable Economic TRC Potential | 0 | 0 | 1456.9334 | 2888.7472 | 4295.8747 | 5678.7412 | 7037.7653 | 8239.7987 | 9184.8456 | 9927.848 | 10512.0016 | 10971.2672 | 10971.2672 | 10971.2672 | 10971.2672 | 10971.2672 | 10971.2672 | 10971.2672 | 10971.2672 | 10971.2672 | 10971.2672 | 10971.2672 | 10971.2672 | 10971.2672 | 10971.2672 | 10971.2672 | 10971.2672
F1_Industrial_Industrial - WA_Existing_Space Heating_Natural Gas_Destratification Fans (HVLS)_A_Achievable Economic TRC Potential | F1 | Industrial | Industrial - WA | Existing | Space Heating | Natural Gas | Destratification Fans (HVLS) | A | Original Unit Energy Savings (kWh or therms) | Achievable Economic TRC Potential | 0 | 0 | 122898.3356 | 122667.2309 | 122419.3962 | 122157.2392 | 121882.9771 | 121598.6518 | 121306.1435 | 121007.1837 | 120703.3673 | 120396.1627 | 120086.9228 | 119776.8934 | 119467.2218 | 119158.9652 | 118853.0971 | 118550.5141 | 118252.0425 | 117974.9563 | 117716.8778 | 117479.6459 | 117261.5666 | 117061.0845 | 116876.7712 | 116707.315 | 116551.5114
F2_Industrial_Industrial - WA_Existing_Space Heating_Natural Gas_Destratification Fans (HVLS)_A_Achievable Economic TRC Potential | F2 | Industrial | Industrial - WA | Existing | Space Heating | Natural Gas | Destratification Fans (HVLS) | A | Original Unit Summer Peak Savings (kW) | Achievable Economic TRC Potential | 0 | 0 | 0 | 0 | 0 | 0 | 0 | 0 | 0 | 0 | 0 | 0 | 0 | 0 | 0 | 0 | 0 | 0 | 0 | 0 | 0 | 0 | 0 | 0 | 0 | 0 | 0
F3_Industrial_Industrial - WA_Existing_Space Heating_Natural Gas_Destratification Fans (HVLS)_A_Achievable Economic TRC Potential | F3 | Industrial | Industrial - WA | Existing | Space Heating | Natural Gas | Destratification Fans (HVLS) | A | Original Unit Winter Peak Savings (kW) | Achievable Economic TRC Potential | 0 | 0 | 0 | 0 | 0 | 0 | 0 | 0 | 0 | 0 | 0 | 0 | 0 | 0 | 0 | 0 | 0 | 0 | 0 | 0 | 0 | 0 | 0 | 0 | 0 | 0 | 0
F4_Industrial_Industrial - WA_Existing_Space Heating_Natural Gas_Destratification Fans (HVLS)_A_Achievable Economic TRC Potential | F4 | Industrial | Industrial - WA | Existing | Space Heating | Natural Gas | Destratification Fans (HVLS) | A | Standalone Impact on Baseline Energy (%) | Achievable Economic TRC Potential | 0 | 0 | 0.0016344 | 0.0032975 | 0.0049897 | 0.0067116 | 0.0084638 | 0.010247 | 0.012061 | 0.013907 | 0.015785 | 0.017697 | 0.019641 | 0.02162 | 0.023634 | 0.025683 | 0.027768 | 0.028255 | 0.028751 | 0.029255 | 0.029769 | 0.030291 | 0.030822 | 0.031363 | 0.031913 | 0.032473 | 0.033043
F5_Industrial_Industrial - WA_Existing_Space Heating_Natural Gas_Destratification Fans (HVLS)_A_Achievable Economic TRC Potential | F5 | Industrial | Industrial - WA | Existing | Space Heating | Natural Gas | Destratification Fans (HVLS) | A | Standalone Impact on Baseline Summer Peak (%) | Achievable Economic TRC Potential | 0 | 0 | 0 | 0 | 0 | 0 | 0 | 0 | 0 | 0 | 0 | 0 | 0 | 0 | 0 | 0 | 0 | 0 | 0 | 0 | 0 | 0 | 0 | 0 | 0 | 0 | 0
F6_Industrial_Industrial - WA_Existing_Space Heating_Natural Gas_Destratification Fans (HVLS)_A_Achievable Economic TRC Potential | F6 | Industrial | Industrial - WA | Existing | Space Heating | Natural Gas | Destratification Fans (HVLS) | A | Standalone Impact on Baseline Winter Peak (%) | Achievable Economic TRC Potential | 0 | 0 | 0 | 0 | 0 | 0 | 0 | 0 | 0 | 0 | 0 | 0 | 0 | 0 | 0 | 0 | 0 | 0 | 0 | 0 | 0 | 0 | 0 | 0 | 0 | 0 | 0
F7_Industrial_Industrial - WA_Existing_Space Heating_Natural Gas_Destratification Fans (HVLS)_A_Achievable Economic TRC Potential | F7 | Industrial | Industrial - WA | Existing | Space Heating | Natural Gas | Destratification Fans (HVLS) | A | Incremental Energy Savings (MWh or mTherms) | Achievable Economic TRC Potential | 0 | 0 | 0.27312 | 0.26791 | 0.26276 | 0.25767 | 0.25266 | 0.24773 | 0.24287 | 0.23809 | 0.2334 | 0.22879 | 0.22427 | 0.21984 | 0.21549 | 0.21122 | 0.20705 | 0 | 0 | 0 | 0 | 0 | 0 | 0 | 0 | 0 | 0
F8_Industrial_Industrial - WA_Existing_Space Heating_Natural Gas_Destratification Fans (HVLS)_A_Achievable Economic TRC Potential | F8 | Industrial | Industrial - WA | Existing | Space Heating | Natural Gas | Destratification Fans (HVLS) | A | Incremental Summer Peak Savings (MW) | Achievable Economic TRC Potential | 0 | 0 | 0 | 0 | 0 | 0 | 0 | 0 | 0 | 0 | 0 | 0 | 0 | 0 | 0 | 0 | 0 | 0 | 0 | 0 | 0 | 0 | 0 | 0 | 0 | 0 | 0
F9_Industrial_Industrial - WA_Existing_Space Heating_Natural Gas_Destratification Fans (HVLS)_A_Achievable Economic TRC Potential | F9 | Industrial | Industrial - WA | Existing | Space Heating | Natural Gas | Destratification Fans (HVLS) | A | Incremental Winter Peak Savings (MW) | Achievable Economic TRC Potential | 0 | 0 | 0 | 0 | 0 | 0 | 0 | 0 | 0 | 0 | 0 | 0 | 0 | 0 | 0 | 0 | 0 | 0 | 0 | 0 | 0 | 0 | 0 | 0 | 0 | 0 | 0
F10_Industrial_Industrial - WA_Existing_Space Heating_Natural Gas_Destratification Fans (HVLS)_A_Achievable Economic TRC Potential | F10 | Industrial | Industrial - WA | Existing | Space Heating | Natural Gas | Destratification Fans (HVLS) | A | Cumulative Energy Savings (MWh or mTherms) | Achievable Economic TRC Potential | 0 | 0 | 0.27312 | 0.54051 | 0.80218 | 1.0581 | 1.3084 | 1.5531 | 1.7922 | 2.0259 | 2.2542 | 2.4773 | 2.6952 | 2.9081 | 3.116 | 3.3192 | 3.5177 | 3.5088 | 3.4999 | 3.4917 | 3.4841 | 3.4771 | 3.4706 | 3.4647 | 3.4592 | 3.4542 | 3.4496
F11_Industrial_Industrial - WA_Existing_Space Heating_Natural Gas_Destratification Fans (HVLS)_A_Achievable Economic TRC Potential | F11 | Industrial | Industrial - WA | Existing | Space Heating | Natural Gas | Destratification Fans (HVLS) | A | Cumulative Summer Peak Savings (MW) | Achievable Economic TRC Potential | 0 | 0 | 0 | 0 | 0 | 0 | 0 | 0 | 0 | 0 | 0 | 0 | 0 | 0 | 0 | 0 | 0 | 0 | 0 | 0 | 0 | 0 | 0 | 0 | 0 | 0 | 0
F12_Industrial_Industrial - WA_Existing_Space Heating_Natural Gas_Destratification Fans (HVLS)_A_Achievable Economic TRC Potential | F12 | Industrial | Industrial - WA | Existing | Space Heating | Natural Gas | Destratification Fans (HVLS) | A | Cumulative Winter Peak Savings (MW) | Achievable Economic TRC Potential | 0 | 0 | 0 | 0 | 0 | 0 | 0 | 0 | 0 | 0 | 0 | 0 | 0 | 0 | 0 | 0 | 0 | 0 | 0 | 0 | 0 | 0 | 0 | 0 | 0 | 0 | 0
F13_Industrial_Industrial - WA_Existing_Space Heating_Natural Gas_Destratification Fans (HVLS)_A_Achievable Economic TRC Potential | F13 | Industrial | Industrial - WA | Existing | Space Heating | Natural Gas | Destratification Fans (HVLS) | A | Purchases (Incremental) | Achievable Economic TRC Potential | 0 | 0 | 0.0022223 | 0.002184 | 0.0021464 | 0.0021094 | 0.002073 | 0.0020372 | 0.0020021 | 0.0019676 | 0.0019337 | 0.0019003 | 0.0018676 | 0.0018354 | 0.0018037 | 0.0017726 | 0.0017421 | 0 | 0 | 0 | 0 | 0 | 0 | 0 | 0 | 0 | 0
F14_Industrial_Industrial - WA_Existing_Space Heating_Natural Gas_Destratification Fans (HVLS)_A_Achievable Economic TRC Potential | F14 | Industrial | Industrial - WA | Existing | Space Heating | Natural Gas | Destratification Fans (HVLS) | A | Purchases (Cumulative) | Achievable Economic TRC Potential | 0 | 0 | 0.0022223 | 0.0044063 | 0.0065527 | 0.0086621 | 0.010735 | 0.012772 | 0.014774 | 0.016742 | 0.018676 | 0.020576 | 0.022444 | 0.024279 | 0.026083 | 0.027855 | 0.029597 | 0.029597 | 0.029597 | 0.029597 | 0.029597 | 0.029597 | 0.029597 | 0.029597 | 0.029597 | 0.029597 | 0.029597
F1_Industrial_Industrial - WA_Existing_Space Heating_Natural Gas_Condensing RTU_A_Achievable Economic TRC Potential | F1 | Industrial | Industrial - WA | Existing | Space Heating | Natural Gas | Condensing RTU | A | Original Unit Energy Savings (kWh or therms) | Achievable Economic TRC Potential | 0 | 0 | 0.082041 | 0.08189 | 0.081698 | 0.08147 | 0.081208 | 0.080918 | 0.080601 | 0.080262 | 0.079902 | 0.079525 | 0.079133 | 0.078727 | 0.078311 | 0.077886 | 0.077453 | 0.077014 | 0.076572 | 0.07616 | 0.075774 | 0.075419 | 0.07509 | 0.074787 | 0.074507 | 0.074248 | 0.07401
F2_Industrial_Industrial - WA_Existing_Space Heating_Natural Gas_Condensing RTU_A_Achievable Economic TRC Potential | F2 | Industrial | Industrial - WA | Existing | Space Heating | Natural Gas | Condensing RTU | A | Original Unit Summer Peak Savings (kW) | Achievable Economic TRC Potential | 0 | 0 | 0 | 0 | 0 | 0 | 0 | 0 | 0 | 0 | 0 | 0 | 0 | 0 | 0 | 0 | 0 | 0 | 0 | 0 | 0 | 0 | 0 | 0 | 0 | 0 | 0
F3_Industrial_Industrial - WA_Existing_Space Heating_Natural Gas_Condensing RTU_A_Achievable Economic TRC Potential | F3 | Industrial | Industrial - WA | Existing | Space Heating | Natural Gas | Condensing RTU | A | Original Unit Winter Peak Savings (kW) | Achievable Economic TRC Potential | 0 | 0 | 0 | 0 | 0 | 0 | 0 | 0 | 0 | 0 | 0 | 0 | 0 | 0 | 0 | 0 | 0 | 0 | 0 | 0 | 0 | 0 | 0 | 0 | 0 | 0 | 0
F4_Industrial_Industrial - WA_Existing_Space Heating_Natural Gas_Condensing RTU_A_Achievable Economic TRC Potential | F4 | Industrial | Industrial - WA | Existing | Space Heating | Natural Gas | Condensing RTU | A | Standalone Impact on Baseline Energy (%) | Achievable Economic TRC Potential | 0 | 0 | 0 | 0 | 0 | 0 | 0 | 0 | 0 | 0 | 0 | 0 | 0 | 0 | 0 | 0 | 0 | 0 | 0 | 0 | 0 | 0 | 0 | 0 | 0 | 0 | 0
F5_Industrial_Industrial - WA_Existing_Space Heating_Natural Gas_Condensing RTU_A_Achievable Economic TRC Potential | F5 | Industrial | Industrial - WA | Existing | Space Heating | Natural Gas | Condensing RTU | A | Standalone Impact on Baseline Summer Peak (%) | Achievable Economic TRC Potential | 0 | 0 | 0 | 0 | 0 | 0 | 0 | 0 | 0 | 0 | 0 | 0 | 0 | 0 | 0 | 0 | 0 | 0 | 0 | 0 | 0 | 0 | 0 | 0 | 0 | 0 | 0
F6_Industrial_Industrial - WA_Existing_Space Heating_Natural Gas_Condensing RTU_A_Achievable Economic TRC Potential | F6 | Industrial | Industrial - WA | Existing | Space Heating | Natural Gas | Condensing RTU | A | Standalone Impact on Baseline Winter Peak (%) | Achievable Economic TRC Potential | 0 | 0 | 0 | 0 | 0 | 0 | 0 | 0 | 0 | 0 | 0 | 0 | 0 | 0 | 0 | 0 | 0 | 0 | 0 | 0 | 0 | 0 | 0 | 0 | 0 | 0 | 0
F7_Industrial_Industrial - WA_Existing_Space Heating_Natural Gas_Condensing RTU_A_Achievable Economic TRC Potential | F7 | Industrial | Industrial - WA | Existing | Space Heating | Natural Gas | Condensing RTU | A | Incremental Energy Savings (MWh or mTherms) | Achievable Economic TRC Potential | 0 | 0 | 0 | 0 | 0 | 0 | 0 | 0 | 0 | 0 | 0 | 0 | 0 | 0 | 0 | 0 | 0 | 0 | 0 | 0 | 0 | 0 | 0 | 0 | 0 | 0 | 0
F8_Industrial_Industrial - WA_Existing_Space Heating_Natural Gas_Condensing RTU_A_Achievable Economic TRC Potential | F8 | Industrial | Industrial - WA | Existing | Space Heating | Natural Gas | Condensing RTU | A | Incremental Summer Peak Savings (MW) | Achievable Economic TRC Potential | 0 | 0 | 0 | 0 | 0 | 0 | 0 | 0 | 0 | 0 | 0 | 0 | 0 | 0 | 0 | 0 | 0 | 0 | 0 | 0 | 0 | 0 | 0 | 0 | 0 | 0 | 0
F9_Industrial_Industrial - WA_Existing_Space Heating_Natural Gas_Condensing RTU_A_Achievable Economic TRC Potential | F9 | Industrial | Industrial - WA | Existing | Space Heating | Natural Gas | Condensing RTU | A | Incremental Winter Peak Savings (MW) | Achievable Economic TRC Potential | 0 | 0 | 0 | 0 | 0 | 0 | 0 | 0 | 0 | 0 | 0 | 0 | 0 | 0 | 0 | 0 | 0 | 0 | 0 | 0 | 0 | 0 | 0 | 0 | 0 | 0 | 0
F10_Industrial_Industrial - WA_Existing_Space Heating_Natural Gas_Condensing RTU_A_Achievable Economic TRC Potential | F10 | Industrial | Industrial - WA | Existing | Space Heating | Natural Gas | Condensing RTU | A | Cumulative Energy Savings (MWh or mTherms) | Achievable Economic TRC Potential | 0 | 0 | 0 | 0 | 0 | 0 | 0 | 0 | 0 | 0 | 0 | 0 | 0 | 0 | 0 | 0 | 0 | 0 | 0 | 0 | 0 | 0 | 0 | 0 | 0 | 0 | 0
F11_Industrial_Industrial - WA_Existing_Space Heating_Natural Gas_Condensing RTU_A_Achievable Economic TRC Potential | F11 | Industrial | Industrial - WA | Existing | Space Heating | Natural Gas | Condensing RTU | A | Cumulative Summer Peak Savings (MW) | Achievable Economic TRC Potential | 0 | 0 | 0 | 0 | 0 | 0 | 0 | 0 | 0 | 0 | 0 | 0 | 0 | 0 | 0 | 0 | 0 | 0 | 0 | 0 | 0 | 0 | 0 | 0 | 0 | 0 | 0
F12_Industrial_Industrial - WA_Existing_Space Heating_Natural Gas_Condensing RTU_A_Achievable Economic TRC Potential | F12 | Industrial | Industrial - WA | Existing | Space Heating | Natural Gas | Condensing RTU | A | Cumulative Winter Peak Savings (MW) | Achievable Economic TRC Potential | 0 | 0 | 0 | 0 | 0 | 0 | 0 | 0 | 0 | 0 | 0 | 0 | 0 | 0 | 0 | 0 | 0 | 0 | 0 | 0 | 0 | 0 | 0 | 0 | 0 | 0 | 0
F13_Industrial_Industrial - WA_Existing_Space Heating_Natural Gas_Condensing RTU_A_Achievable Economic TRC Potential | F13 | Industrial | Industrial - WA | Existing | Space Heating | Natural Gas | Condensing RTU | A | Purchases (Incremental) | Achievable Economic TRC Potential | 0 | 0 | 0 | 0 | 0 | 0 | 0 | 0 | 0 | 0 | 0 | 0 | 0 | 0 | 0 | 0 | 0 | 0 | 0 | 0 | 0 | 0 | 0 | 0 | 0 | 0 | 0
F14_Industrial_Industrial - WA_Existing_Space Heating_Natural Gas_Condensing RTU_A_Achievable Economic TRC Potential | F14 | Industrial | Industrial - WA | Existing | Space Heating | Natural Gas | Condensing RTU | A | Purchases (Cumulative) | Achievable Economic TRC Potential | 0 | 0 | 0 | 0 | 0 | 0 | 0 | 0 | 0 | 0 | 0 | 0 | 0 | 0 | 0 | 0 | 0 | 0 | 0 | 0 | 0 | 0 | 0 | 0 | 0 | 0 | 0
F1_Industrial_Industrial - WA_Existing_Space Heating_Natural Gas_Industrial Air Curtains_A_Achievable Economic TRC Potential | F1 | Industrial | Industrial - WA | Existing | Space Heating | Natural Gas | Industrial Air Curtains | A | Original Unit Energy Savings (kWh or therms) | Achievable Economic TRC Potential | 0 | 0 | -0.018169 | -0.018134 | -0.018098 | -0.018059 | -0.018018 | -0.017976 | -0.017933 | -0.017889 | -0.017844 | -0.017799 | -0.017753 | -0.017707 | -0.017661 | -0.017616 | -0.01757 | -0.017526 | -0.017482 | -0.017441 | -0.017403 | -0.017367 | -0.017335 | -0.017306 | -0.017278 | -0.017253 | -0.01723
F2_Industrial_Industrial - WA_Existing_Space Heating_Natural Gas_Industrial Air Curtains_A_Achievable Economic TRC Potential | F2 | Industrial | Industrial - WA | Existing | Space Heating | Natural Gas | Industrial Air Curtains | A | Original Unit Summer Peak Savings (kW) | Achievable Economic TRC Potential | 0 | 0 | 0 | 0 | 0 | 0 | 0 | 0 | 0 | 0 | 0 | 0 | 0 | 0 | 0 | 0 | 0 | 0 | 0 | 0 | 0 | 0 | 0 | 0 | 0 | 0 | 0
F3_Industrial_Industrial - WA_Existing_Space Heating_Natural Gas_Industrial Air Curtains_A_Achievable Economic TRC Potential | F3 | Industrial | Industrial - WA | Existing | Space Heating | Natural Gas | Industrial Air Curtains | A | Original Unit Winter Peak Savings (kW) | Achievable Economic TRC Potential | 0 | 0 | 0 | 0 | 0 | 0 | 0 | 0 | 0 | 0 | 0 | 0 | 0 | 0 | 0 | 0 | 0 | 0 | 0 | 0 | 0 | 0 | 0 | 0 | 0 | 0 | 0
F4_Industrial_Industrial - WA_Existing_Space Heating_Natural Gas_Industrial Air Curtains_A_Achievable Economic TRC Potential | F4 | Industrial | Industrial - WA | Existing | Space Heating | Natural Gas | Industrial Air Curtains | A | Standalone Impact on Baseline Energy (%) | Achievable Economic TRC Potential | 0 | 0 | 0 | 0 | 0 | 0 | 0 | 0 | 0 | 0 | 0 | 0 | 0 | 0 | 0 | 0 | 0 | 0 | 0 | 0 | 0 | 0 | 0 | 0 | 0 | 0 | 0
F5_Industrial_Industrial - WA_Existing_Space Heating_Natural Gas_Industrial Air Curtains_A_Achievable Economic TRC Potential | F5 | Industrial | Industrial - WA | Existing | Space Heating | Natural Gas | Industrial Air Curtains | A | Standalone Impact on Baseline Summer Peak (%) | Achievable Economic TRC Potential | 0 | 0 | 0 | 0 | 0 | 0 | 0 | 0 | 0 | 0 | 0 | 0 | 0 | 0 | 0 | 0 | 0 | 0 | 0 | 0 | 0 | 0 | 0 | 0 | 0 | 0 | 0
F6_Industrial_Industrial - WA_Existing_Space Heating_Natural Gas_Industrial Air Curtains_A_Achievable Economic TRC Potential | F6 | Industrial | Industrial - WA | Existing | Space Heating | Natural Gas | Industrial Air Curtains | A | Standalone Impact on Baseline Winter Peak (%) | Achievable Economic TRC Potential | 0 | 0 | 0 | 0 | 0 | 0 | 0 | 0 | 0 | 0 | 0 | 0 | 0 | 0 | 0 | 0 | 0 | 0 | 0 | 0 | 0 | 0 | 0 | 0 | 0 | 0 | 0
F7_Industrial_Industrial - WA_Existing_Space Heating_Natural Gas_Industrial Air Curtains_A_Achievable Economic TRC Potential | F7 | Industrial | Industrial - WA | Existing | Space Heating | Natural Gas | Industrial Air Curtains | A | Incremental Energy Savings (MWh or mTherms) | Achievable Economic TRC Potential | 0 | 0 | 0 | 0 | 0 | 0 | 0 | 0 | 0 | 0 | 0 | 0 | 0 | 0 | 0 | 0 | 0 | 0 | 0 | 0 | 0 | 0 | 0 | 0 | 0 | 0 | 0
F8_Industrial_Industrial - WA_Existing_Space Heating_Natural Gas_Industrial Air Curtains_A_Achievable Economic TRC Potential | F8 | Industrial | Industrial - WA | Existing | Space Heating | Natural Gas | Industrial Air Curtains | A | Incremental Summer Peak Savings (MW) | Achievable Economic TRC Potential | 0 | 0 | 0 | 0 | 0 | 0 | 0 | 0 | 0 | 0 | 0 | 0 | 0 | 0 | 0 | 0 | 0 | 0 | 0 | 0 | 0 | 0 | 0 | 0 | 0 | 0 | 0
F9_Industrial_Industrial - WA_Existing_Space Heating_Natural Gas_Industrial Air Curtains_A_Achievable Economic TRC Potential | F9 | Industrial | Industrial - WA | Existing | Space Heating | Natural Gas | Industrial Air Curtains | A | Incremental Winter Peak Savings (MW) | Achievable Economic TRC Potential | 0 | 0 | 0 | 0 | 0 | 0 | 0 | 0 | 0 | 0 | 0 | 0 | 0 | 0 | 0 | 0 | 0 | 0 | 0 | 0 | 0 | 0 | 0 | 0 | 0 | 0 | 0
F10_Industrial_Industrial - WA_Existing_Space Heating_Natural Gas_Industrial Air Curtains_A_Achievable Economic TRC Potential | F10 | Industrial | Industrial - WA | Existing | Space Heating | Natural Gas | Industrial Air Curtains | A | Cumulative Energy Savings (MWh or mTherms) | Achievable Economic TRC Potential | 0 | 0 | 0 | 0 | 0 | 0 | 0 | 0 | 0 | 0 | 0 | 0 | 0 | 0 | 0 | 0 | 0 | 0 | 0 | 0 | 0 | 0 | 0 | 0 | 0 | 0 | 0
F11_Industrial_Industrial - WA_Existing_Space Heating_Natural Gas_Industrial Air Curtains_A_Achievable Economic TRC Potential | F11 | Industrial | Industrial - WA | Existing | Space Heating | Natural Gas | Industrial Air Curtains | A | Cumulative Summer Peak Savings (MW) | Achievable Economic TRC Potential | 0 | 0 | 0 | 0 | 0 | 0 | 0 | 0 | 0 | 0 | 0 | 0 | 0 | 0 | 0 | 0 | 0 | 0 | 0 | 0 | 0 | 0 | 0 | 0 | 0 | 0 | 0
F12_Industrial_Industrial - WA_Existing_Space Heating_Natural Gas_Industrial Air Curtains_A_Achievable Economic TRC Potential | F12 | Industrial | Industrial - WA | Existing | Space Heating | Natural Gas | Industrial Air Curtains | A | Cumulative Winter Peak Savings (MW) | Achievable Economic TRC Potential | 0 | 0 | 0 | 0 | 0 | 0 | 0 | 0 | 0 | 0 | 0 | 0 | 0 | 0 | 0 | 0 | 0 | 0 | 0 | 0 | 0 | 0 | 0 | 0 | 0 | 0 | 0
F13_Industrial_Industrial - WA_Existing_Space Heating_Natural Gas_Industrial Air Curtains_A_Achievable Economic TRC Potential | F13 | Industrial | Industrial - WA | Existing | Space Heating | Natural Gas | Industrial Air Curtains | A | Purchases (Incremental) | Achievable Economic TRC Potential | 0 | 0 | 0 | 0 | 0 | 0 | 0 | 0 | 0 | 0 | 0 | 0 | 0 | 0 | 0 | 0 | 0 | 0 | 0 | 0 | 0 | 0 | 0 | 0 | 0 | 0 | 0
F14_Industrial_Industrial - WA_Existing_Space Heating_Natural Gas_Industrial Air Curtains_A_Achievable Economic TRC Potential | F14 | Industrial | Industrial - WA | Existing | Space Heating | Natural Gas | Industrial Air Curtains | A | Purchases (Cumulative) | Achievable Economic TRC Potential | 0 | 0 | 0 | 0 | 0 | 0 | 0 | 0 | 0 | 0 | 0 | 0 | 0 | 0 | 0 | 0 | 0 | 0 | 0 | 0 | 0 | 0 | 0 | 0 | 0 | 0 | 0
F1_Industrial_Industrial - WA_Existing_Space Heating_Natural Gas_HVAC - Energy Recovery Ventilator_A_Achievable Economic TRC Potential | F1 | Industrial | Industrial - WA | Existing | Space Heating | Natural Gas | HVAC - Energy Recovery Ventilator | A | Original Unit Energy Savings (kWh or therms) | Achievable Economic TRC Potential | 0 | 0 | 0.20666 | 0.20627 | 0.20586 | 0.20542 | 0.20495 | 0.20448 | 0.20398 | 0.20348 | 0.20297 | 0.20245 | 0.20193 | 0.20141 | 0.20089 | 0.20037 | 0.19986 | 0.19935 | 0.19885 | 0.19838 | 0.19795 | 0.19755 | 0.19718 | 0.19685 | 0.19654 | 0.19625 | 0.19599
F2_Industrial_Industrial - WA_Existing_Space Heating_Natural Gas_HVAC - Energy Recovery Ventilator_A_Achievable Economic TRC Potential | F2 | Industrial | Industrial - WA | Existing | Space Heating | Natural Gas | HVAC - Energy Recovery Ventilator | A | Original Unit Summer Peak Savings (kW) | Achievable Economic TRC Potential | 0 | 0 | 0 | 0 | 0 | 0 | 0 | 0 | 0 | 0 | 0 | 0 | 0 | 0 | 0 | 0 | 0 | 0 | 0 | 0 | 0 | 0 | 0 | 0 | 0 | 0 | 0
F3_Industrial_Industrial - WA_Existing_Space Heating_Natural Gas_HVAC - Energy Recovery Ventilator_A_Achievable Economic TRC Potential | F3 | Industrial | Industrial - WA | Existing | Space Heating | Natural Gas | HVAC - Energy Recovery Ventilator | A | Original Unit Winter Peak Savings (kW) | Achievable Economic TRC Potential | 0 | 0 | 0 | 0 | 0 | 0 | 0 | 0 | 0 | 0 | 0 | 0 | 0 | 0 | 0 | 0 | 0 | 0 | 0 | 0 | 0 | 0 | 0 | 0 | 0 | 0 | 0
F4_Industrial_Industrial - WA_Existing_Space Heating_Natural Gas_HVAC - Energy Recovery Ventilator_A_Achievable Economic TRC Potential | F4 | Industrial | Industrial - WA | Existing | Space Heating | Natural Gas | HVAC - Energy Recovery Ventilator | A | Standalone Impact on Baseline Energy (%) | Achievable Economic TRC Potential | 0 | 0 | 0.0006375 | 0.0012862 | 0.0019462 | 0.0026179 | 0.0033013 | 0.0039967 | 0.0047044 | 0.0054244 | 0.0061571 | 0.0069026 | 0.0076612 | 0.0084331 | 0.0092185 | 0.010018 | 0.010831 | 0.011659 | 0.012501 | 0.013357 | 0.014229 | 0.015116 | 0.015382 | 0.015651 | 0.015926 | 0.016205 | 0.01649
F5_Industrial_Industrial - WA_Existing_Space Heating_Natural Gas_HVAC - Energy Recovery Ventilator_A_Achievable Economic TRC Potential | F5 | Industrial | Industrial - WA | Existing | Space Heating | Natural Gas | HVAC - Energy Recovery Ventilator | A | Standalone Impact on Baseline Summer Peak (%) | Achievable Economic TRC Potential | 0 | 0 | 0 | 0 | 0 | 0 | 0 | 0 | 0 | 0 | 0 | 0 | 0 | 0 | 0 | 0 | 0 | 0 | 0 | 0 | 0 | 0 | 0 | 0 | 0 | 0 | 0
F6_Industrial_Industrial - WA_Existing_Space Heating_Natural Gas_HVAC - Energy Recovery Ventilator_A_Achievable Economic TRC Potential | F6 | Industrial | Industrial - WA | Existing | Space Heating | Natural Gas | HVAC - Energy Recovery Ventilator | A | Standalone Impact on Baseline Winter Peak (%) | Achievable Economic TRC Potential | 0 | 0 | 0 | 0 | 0 | 0 | 0 | 0 | 0 | 0 | 0 | 0 | 0 | 0 | 0 | 0 | 0 | 0 | 0 | 0 | 0 | 0 | 0 | 0 | 0 | 0 | 0
F7_Industrial_Industrial - WA_Existing_Space Heating_Natural Gas_HVAC - Energy Recovery Ventilator_A_Achievable Economic TRC Potential | F7 | Industrial | Industrial - WA | Existing | Space Heating | Natural Gas | HVAC - Energy Recovery Ventilator | A | Incremental Energy Savings (MWh or mTherms) | Achievable Economic TRC Potential | 0 | 0 | 0.10653 | 0.1045 | 0.10249 | 0.10051 | 0.098551 | 0.096626 | 0.094732 | 0.092869 | 0.091039 | 0.089241 | 0.087477 | 0.085747 | 0.084051 | 0.082389 | 0.08076 | 0.079166 | 0.077605 | 0.076088 | 0.074613 | 0.073179 | 0 | 0 | 0 | 0 | 0
F8_Industrial_Industrial - WA_Existing_Space Heating_Natural Gas_HVAC - Energy Recovery Ventilator_A_Achievable Economic TRC Potential | F8 | Industrial | Industrial - WA | Existing | Space Heating | Natural Gas | HVAC - Energy Recovery Ventilator | A | Incremental Summer Peak Savings (MW) | Achievable Economic TRC Potential | 0 | 0 | 0 | 0 | 0 | 0 | 0 | 0 | 0 | 0 | 0 | 0 | 0 | 0 | 0 | 0 | 0 | 0 | 0 | 0 | 0 | 0 | 0 | 0 | 0 | 0 | 0
F9_Industrial_Industrial - WA_Existing_Space Heating_Natural Gas_HVAC - Energy Recovery Ventilator_A_Achievable Economic TRC Potential | F9 | Industrial | Industrial - WA | Existing | Space Heating | Natural Gas | HVAC - Energy Recovery Ventilator | A | Incremental Winter Peak Savings (MW) | Achievable Economic TRC Potential | 0 | 0 | 0 | 0 | 0 | 0 | 0 | 0 | 0 | 0 | 0 | 0 | 0 | 0 | 0 | 0 | 0 | 0 | 0 | 0 | 0 | 0 | 0 | 0 | 0 | 0 | 0
F10_Industrial_Industrial - WA_Existing_Space Heating_Natural Gas_HVAC - Energy Recovery Ventilator_A_Achievable Economic TRC Potential | F10 | Industrial | Industrial - WA | Existing | Space Heating | Natural Gas | HVAC - Energy Recovery Ventilator | A | Cumulative Energy Savings (MWh or mTherms) | Achievable Economic TRC Potential | 0 | 0 | 0.10653 | 0.21083 | 0.31289 | 0.41273 | 0.51035 | 0.60579 | 0.69906 | 0.79021 | 0.87926 | 0.96627 | 1.0513 | 1.1343 | 1.2154 | 1.2947 | 1.3721 | 1.4478 | 1.5217 | 1.5943 | 1.6654 | 1.7352 | 1.732 | 1.729 | 1.7263 | 1.7238 | 1.7215
F11_Industrial_Industrial - WA_Existing_Space Heating_Natural Gas_HVAC - Energy Recovery Ventilator_A_Achievable Economic TRC Potential | F11 | Industrial | Industrial - WA | Existing | Space Heating | Natural Gas | HVAC - Energy Recovery Ventilator | A | Cumulative Summer Peak Savings (MW) | Achievable Economic TRC Potential | 0 | 0 | 0 | 0 | 0 | 0 | 0 | 0 | 0 | 0 | 0 | 0 | 0 | 0 | 0 | 0 | 0 | 0 | 0 | 0 | 0 | 0 | 0 | 0 | 0 | 0 | 0
F12_Industrial_Industrial - WA_Existing_Space Heating_Natural Gas_HVAC - Energy Recovery Ventilator_A_Achievable Economic TRC Potential | F12 | Industrial | Industrial - WA | Existing | Space Heating | Natural Gas | HVAC - Energy Recovery Ventilator | A | Cumulative Winter Peak Savings (MW) | Achievable Economic TRC Potential | 0 | 0 | 0 | 0 | 0 | 0 | 0 | 0 | 0 | 0 | 0 | 0 | 0 | 0 | 0 | 0 | 0 | 0 | 0 | 0 | 0 | 0 | 0 | 0 | 0 | 0 | 0
F13_Industrial_Industrial - WA_Existing_Space Heating_Natural Gas_HVAC - Energy Recovery Ventilator_A_Achievable Economic TRC Potential | F13 | Industrial | Industrial - WA | Existing | Space Heating | Natural Gas | HVAC - Energy Recovery Ventilator | A | Purchases (Incremental) | Achievable Economic TRC Potential | 0 | 0 | 515.4871 | 506.5994 | 497.865 | 489.2811 | 480.8452 | 472.5548 | 464.4073 | 456.4002 | 448.5313 | 440.798 | 433.198 | 425.7291 | 418.3889 | 411.1753 | 404.0861 | 397.1191 | 390.2722 | 383.5434 | 376.9306 | 370.4318 | 0 | 0 | 0 | 0 | 0
F14_Industrial_Industrial - WA_Existing_Space Heating_Natural Gas_HVAC - Energy Recovery Ventilator_A_Achievable Economic TRC Potential | F14 | Industrial | Industrial - WA | Existing | Space Heating | Natural Gas | HVAC - Energy Recovery Ventilator | A | Purchases (Cumulative) | Achievable Economic TRC Potential | 0 | 0 | 515.4871 | 1022.0866 | 1519.9515 | 2009.2326 | 2490.0778 | 2962.6325 | 3427.0398 | 3883.4401 | 4331.9713 | 4772.7693 | 5205.9673 | 5631.6964 | 6050.0853 | 6461.2606 | 6865.3467 | 7262.4658 | 7652.738 | 8036.2814 | 8413.212 | 8783.6437 | 8783.6437 | 8783.6437 | 8783.6437 | 8783.6437 | 8783.6437
F1_Industrial_Industrial - WA_Existing_Space Heating_Natural Gas_Thermostat - Connected_A_Achievable Economic TRC Potential | F1 | Industrial | Industrial - WA | Existing | Space Heating | Natural Gas | Thermostat - Connected | A | Original Unit Energy Savings (kWh or therms) | Achievable Economic TRC Potential | 0 | 0 | 7347.0108 | 7333.1951 | 7318.3792 | 7302.7071 | 7286.3114 | 7269.3141 | 7251.8276 | 7233.9554 | 7215.7929 | 7197.4279 | 7178.9411 | 7160.4072 | 7141.8947 | 7123.4667 | 7105.1815 | 7087.0928 | 7069.2498 | 7052.6852 | 7037.257 | 7023.075 | 7010.0379 | 6998.0529 | 6987.0344 | 6976.9041 | 6967.59
F2_Industrial_Industrial - WA_Existing_Space Heating_Natural Gas_Thermostat - Connected_A_Achievable Economic TRC Potential | F2 | Industrial | Industrial - WA | Existing | Space Heating | Natural Gas | Thermostat - Connected | A | Original Unit Summer Peak Savings (kW) | Achievable Economic TRC Potential | 0 | 0 | 0 | 0 | 0 | 0 | 0 | 0 | 0 | 0 | 0 | 0 | 0 | 0 | 0 | 0 | 0 | 0 | 0 | 0 | 0 | 0 | 0 | 0 | 0 | 0 | 0
F3_Industrial_Industrial - WA_Existing_Space Heating_Natural Gas_Thermostat - Connected_A_Achievable Economic TRC Potential | F3 | Industrial | Industrial - WA | Existing | Space Heating | Natural Gas | Thermostat - Connected | A | Original Unit Winter Peak Savings (kW) | Achievable Economic TRC Potential | 0 | 0 | 0 | 0 | 0 | 0 | 0 | 0 | 0 | 0 | 0 | 0 | 0 | 0 | 0 | 0 | 0 | 0 | 0 | 0 | 0 | 0 | 0 | 0 | 0 | 0 | 0
F4_Industrial_Industrial - WA_Existing_Space Heating_Natural Gas_Thermostat - Connected_A_Achievable Economic TRC Potential | F4 | Industrial | Industrial - WA | Existing | Space Heating | Natural Gas | Thermostat - Connected | A | Standalone Impact on Baseline Energy (%) | Achievable Economic TRC Potential | 0 | 0 | 0.0015496 | 0.0031263 | 0.0047307 | 0.0063632 | 0.0080244 | 0.0081652 | 0.0083084 | 0.0084542 | 0.0086025 | 0.0087534 | 0.008907 | 0.0090633 | 0.0092223 | 0.0093841 | 0.0095487 | 0.0097162 | 0.0098867 | 0.01006 | 0.010237 | 0.010416 | 0.010599 | 0.010785 | 0.010974 | 0.011167 | 0.011363
F5_Industrial_Industrial - WA_Existing_Space Heating_Natural Gas_Thermostat - Connected_A_Achievable Economic TRC Potential | F5 | Industrial | Industrial - WA | Existing | Space Heating | Natural Gas | Thermostat - Connected | A | Standalone Impact on Baseline Summer Peak (%) | Achievable Economic TRC Potential | 0 | 0 | 0 | 0 | 0 | 0 | 0 | 0 | 0 | 0 | 0 | 0 | 0 | 0 | 0 | 0 | 0 | 0 | 0 | 0 | 0 | 0 | 0 | 0 | 0 | 0 | 0
F6_Industrial_Industrial - WA_Existing_Space Heating_Natural Gas_Thermostat - Connected_A_Achievable Economic TRC Potential | F6 | Industrial | Industrial - WA | Existing | Space Heating | Natural Gas | Thermostat - Connected | A | Standalone Impact on Baseline Winter Peak (%) | Achievable Economic TRC Potential | 0 | 0 | 0 | 0 | 0 | 0 | 0 | 0 | 0 | 0 | 0 | 0 | 0 | 0 | 0 | 0 | 0 | 0 | 0 | 0 | 0 | 0 | 0 | 0 | 0 | 0 | 0
F7_Industrial_Industrial - WA_Existing_Space Heating_Natural Gas_Thermostat - Connected_A_Achievable Economic TRC Potential | F7 | Industrial | Industrial - WA | Existing | Space Heating | Natural Gas | Thermostat - Connected | A | Incremental Energy Savings (MWh or mTherms) | Achievable Economic TRC Potential | 0 | 0 | 0.25894 | 0.254 | 0.24912 | 0.2443 | 0.23955 | 0 | 0 | 0 | 0 | 0 | 0 | 0 | 0 | 0 | 0 | 0 | 0 | 0 | 0 | 0 | 0 | 0 | 0 | 0 | 0
F8_Industrial_Industrial - WA_Existing_Space Heating_Natural Gas_Thermostat - Connected_A_Achievable Economic TRC Potential | F8 | Industrial | Industrial - WA | Existing | Space Heating | Natural Gas | Thermostat - Connected | A | Incremental Summer Peak Savings (MW) | Achievable Economic TRC Potential | 0 | 0 | 0 | 0 | 0 | 0 | 0 | 0 | 0 | 0 | 0 | 0 | 0 | 0 | 0 | 0 | 0 | 0 | 0 | 0 | 0 | 0 | 0 | 0 | 0 | 0 | 0
F9_Industrial_Industrial - WA_Existing_Space Heating_Natural Gas_Thermostat - Connected_A_Achievable Economic TRC Potential | F9 | Industrial | Industrial - WA | Existing | Space Heating | Natural Gas | Thermostat - Connected | A | Incremental Winter Peak Savings (MW) | Achievable Economic TRC Potential | 0 | 0 | 0 | 0 | 0 | 0 | 0 | 0 | 0 | 0 | 0 | 0 | 0 | 0 | 0 | 0 | 0 | 0 | 0 | 0 | 0 | 0 | 0 | 0 | 0 | 0 | 0
F10_Industrial_Industrial - WA_Existing_Space Heating_Natural Gas_Thermostat - Connected_A_Achievable Economic TRC Potential | F10 | Industrial | Industrial - WA | Existing | Space Heating | Natural Gas | Thermostat - Connected | A | Cumulative Energy Savings (MWh or mTherms) | Achievable Economic TRC Potential | 0 | 0 | 0.25894 | 0.51246 | 0.76054 | 1.0032 | 1.2405 | 1.2376 | 1.2346 | 1.2316 | 1.2285 | 1.2254 | 1.2222 | 1.2191 | 1.2159 | 1.2128 | 1.2097 | 1.2066 | 1.2035 | 1.2007 | 1.1981 | 1.1957 | 1.1935 | 1.1914 | 1.1895 | 1.1878 | 1.1862
F11_Industrial_Industrial - WA_Existing_Space Heating_Natural Gas_Thermostat - Connected_A_Achievable Economic TRC Potential | F11 | Industrial | Industrial - WA | Existing | Space Heating | Natural Gas | Thermostat - Connected | A | Cumulative Summer Peak Savings (MW) | Achievable Economic TRC Potential | 0 | 0 | 0 | 0 | 0 | 0 | 0 | 0 | 0 | 0 | 0 | 0 | 0 | 0 | 0 | 0 | 0 | 0 | 0 | 0 | 0 | 0 | 0 | 0 | 0 | 0 | 0
F12_Industrial_Industrial - WA_Existing_Space Heating_Natural Gas_Thermostat - Connected_A_Achievable Economic TRC Potential | F12 | Industrial | Industrial - WA | Existing | Space Heating | Natural Gas | Thermostat - Connected | A | Cumulative Winter Peak Savings (MW) | Achievable Economic TRC Potential | 0 | 0 | 0 | 0 | 0 | 0 | 0 | 0 | 0 | 0 | 0 | 0 | 0 | 0 | 0 | 0 | 0 | 0 | 0 | 0 | 0 | 0 | 0 | 0 | 0 | 0 | 0
F13_Industrial_Industrial - WA_Existing_Space Heating_Natural Gas_Thermostat - Connected_A_Achievable Economic TRC Potential | F13 | Industrial | Industrial - WA | Existing | Space Heating | Natural Gas | Thermostat - Connected | A | Purchases (Incremental) | Achievable Economic TRC Potential | 0 | 0 | 0.035245 | 0.034637 | 0.03404 | 0.033453 | 0.032876 | 0 | 0 | 0 | 0 | 0 | 0 | 0 | 0 | 0 | 0 | 0 | 0 | 0 | 0 | 0 | 0 | 0 | 0 | 0 | 0
F14_Industrial_Industrial - WA_Existing_Space Heating_Natural Gas_Thermostat - Connected_A_Achievable Economic TRC Potential | F14 | Industrial | Industrial - WA | Existing | Space Heating | Natural Gas | Thermostat - Connected | A | Purchases (Cumulative) | Achievable Economic TRC Potential | 0 | 0 | 0.035245 | 0.069882 | 0.10392 | 0.13737 | 0.17025 | 0.17025 | 0.17025 | 0.17025 | 0.17025 | 0.17025 | 0.17025 | 0.17025 | 0.17025 | 0.17025 | 0.17025 | 0.17025 | 0.17025 | 0.17025 | 0.17025 | 0.17025 | 0.17025 | 0.17025 | 0.17025 | 0.17025 | 0.17025
F1_Industrial_Industrial - WA_Existing_Space Heating_Natural Gas_Gas Boiler - Maintenance_A_Achievable Economic TRC Potential | F1 | Industrial | Industrial - WA | Existing | Space Heating | Natural Gas | Gas Boiler - Maintenance | A | Original Unit Energy Savings (kWh or therms) | Achievable Economic TRC Potential | 0 | 0 | 0.6959 | 0.69416 | 0.69246 | 0.69079 | 0.68917 | 0.68759 | 0.68606 | 0.68458 | 0.68315 | 0.68178 | 0.68047 | 0.67923 | 0.67804 | 0.67692 | 0.67586 | 0.67487 | 0.67395 | 0.67309 | 0.67231 | 0.6716 | 0.67095 | 0.67036 | 0.66983 | 0.66934 | 0.6689
F2_Industrial_Industrial - WA_Existing_Space Heating_Natural Gas_Gas Boiler - Maintenance_A_Achievable Economic TRC Potential | F2 | Industrial | Industrial - WA | Existing | Space Heating | Natural Gas | Gas Boiler - Maintenance | A | Original Unit Summer Peak Savings (kW) | Achievable Economic TRC Potential | 0 | 0 | 0 | 0 | 0 | 0 | 0 | 0 | 0 | 0 | 0 | 0 | 0 | 0 | 0 | 0 | 0 | 0 | 0 | 0 | 0 | 0 | 0 | 0 | 0 | 0 | 0
F3_Industrial_Industrial - WA_Existing_Space Heating_Natural Gas_Gas Boiler - Maintenance_A_Achievable Economic TRC Potential | F3 | Industrial | Industrial - WA | Existing | Space Heating | Natural Gas | Gas Boiler - Maintenance | A | Original Unit Winter Peak Savings (kW) | Achievable Economic TRC Potential | 0 | 0 | 0 | 0 | 0 | 0 | 0 | 0 | 0 | 0 | 0 | 0 | 0 | 0 | 0 | 0 | 0 | 0 | 0 | 0 | 0 | 0 | 0 | 0 | 0 | 0 | 0
F4_Industrial_Industrial - WA_Existing_Space Heating_Natural Gas_Gas Boiler - Maintenance_A_Achievable Economic TRC Potential | F4 | Industrial | Industrial - WA | Existing | Space Heating | Natural Gas | Gas Boiler - Maintenance | A | Standalone Impact on Baseline Energy (%) | Achievable Economic TRC Potential | 0 | 0 | 0.00017406 | 0.00029893 | 0.00038842 | 0.00039513 | 0.00040202 | 0.00040909 | 0.00041634 | 0.00042377 | 0.00043139 | 0.0004392 | 0.00044719 | 0.00045538 | 0.00046376 | 0.00047233 | 0.0004811 | 0.00049007 | 0.00049925 | 0.00050855 | 0.00051801 | 0.0005276 | 0.00053734 | 0.00054722 | 0.00055725 | 0.00056744 | 0.00057779
F5_Industrial_Industrial - WA_Existing_Space Heating_Natural Gas_Gas Boiler - Maintenance_A_Achievable Economic TRC Potential | F5 | Industrial | Industrial - WA | Existing | Space Heating | Natural Gas | Gas Boiler - Maintenance | A | Standalone Impact on Baseline Summer Peak (%) | Achievable Economic TRC Potential | 0 | 0 | 0 | 0 | 0 | 0 | 0 | 0 | 0 | 0 | 0 | 0 | 0 | 0 | 0 | 0 | 0 | 0 | 0 | 0 | 0 | 0 | 0 | 0 | 0 | 0 | 0
F6_Industrial_Industrial - WA_Existing_Space Heating_Natural Gas_Gas Boiler - Maintenance_A_Achievable Economic TRC Potential | F6 | Industrial | Industrial - WA | Existing | Space Heating | Natural Gas | Gas Boiler - Maintenance | A | Standalone Impact on Baseline Winter Peak (%) | Achievable Economic TRC Potential | 0 | 0 | 0 | 0 | 0 | 0 | 0 | 0 | 0 | 0 | 0 | 0 | 0 | 0 | 0 | 0 | 0 | 0 | 0 | 0 | 0 | 0 | 0 | 0 | 0 | 0 | 0
F7_Industrial_Industrial - WA_Existing_Space Heating_Natural Gas_Gas Boiler - Maintenance_A_Achievable Economic TRC Potential | F7 | Industrial | Industrial - WA | Existing | Space Heating | Natural Gas | Gas Boiler - Maintenance | A | Incremental Energy Savings (MWh or mTherms) | Achievable Economic TRC Potential | 0 | 0 | 0.029087 | 0.019986 | 0.013564 | 0 | 0 | 0 | 0 | 0 | 0 | 0 | 0 | 0 | 0 | 0 | 0 | 0 | 0 | 0 | 0 | 0 | 0 | 0 | 0 | 0 | 0
F8_Industrial_Industrial - WA_Existing_Space Heating_Natural Gas_Gas Boiler - Maintenance_A_Achievable Economic TRC Potential | F8 | Industrial | Industrial - WA | Existing | Space Heating | Natural Gas | Gas Boiler - Maintenance | A | Incremental Summer Peak Savings (MW) | Achievable Economic TRC Potential | 0 | 0 | 0 | 0 | 0 | 0 | 0 | 0 | 0 | 0 | 0 | 0 | 0 | 0 | 0 | 0 | 0 | 0 | 0 | 0 | 0 | 0 | 0 | 0 | 0 | 0 | 0
F9_Industrial_Industrial - WA_Existing_Space Heating_Natural Gas_Gas Boiler - Maintenance_A_Achievable Economic TRC Potential | F9 | Industrial | Industrial - WA | Existing | Space Heating | Natural Gas | Gas Boiler - Maintenance | A | Incremental Winter Peak Savings (MW) | Achievable Economic TRC Potential | 0 | 0 | 0 | 0 | 0 | 0 | 0 | 0 | 0 | 0 | 0 | 0 | 0 | 0 | 0 | 0 | 0 | 0 | 0 | 0 | 0 | 0 | 0 | 0 | 0 | 0 | 0
F10_Industrial_Industrial - WA_Existing_Space Heating_Natural Gas_Gas Boiler - Maintenance_A_Achievable Economic TRC Potential | F10 | Industrial | Industrial - WA | Existing | Space Heating | Natural Gas | Gas Boiler - Maintenance | A | Cumulative Energy Savings (MWh or mTherms) | Achievable Economic TRC Potential | 0 | 0 | 0.029087 | 0.049001 | 0.062444 | 0.062294 | 0.062148 | 0.062005 | 0.061867 | 0.061734 | 0.061605 | 0.061482 | 0.061364 | 0.061251 | 0.061144 | 0.061043 | 0.060948 | 0.060858 | 0.060775 | 0.060698 | 0.060628 | 0.060563 | 0.060505 | 0.060452 | 0.060404 | 0.06036 | 0.06032
F11_Industrial_Industrial - WA_Existing_Space Heating_Natural Gas_Gas Boiler - Maintenance_A_Achievable Economic TRC Potential | F11 | Industrial | Industrial - WA | Existing | Space Heating | Natural Gas | Gas Boiler - Maintenance | A | Cumulative Summer Peak Savings (MW) | Achievable Economic TRC Potential | 0 | 0 | 0 | 0 | 0 | 0 | 0 | 0 | 0 | 0 | 0 | 0 | 0 | 0 | 0 | 0 | 0 | 0 | 0 | 0 | 0 | 0 | 0 | 0 | 0 | 0 | 0
F12_Industrial_Industrial - WA_Existing_Space Heating_Natural Gas_Gas Boiler - Maintenance_A_Achievable Economic TRC Potential | F12 | Industrial | Industrial - WA | Existing | Space Heating | Natural Gas | Gas Boiler - Maintenance | A | Cumulative Winter Peak Savings (MW) | Achievable Economic TRC Potential | 0 | 0 | 0 | 0 | 0 | 0 | 0 | 0 | 0 | 0 | 0 | 0 | 0 | 0 | 0 | 0 | 0 | 0 | 0 | 0 | 0 | 0 | 0 | 0 | 0 | 0 | 0
F13_Industrial_Industrial - WA_Existing_Space Heating_Natural Gas_Gas Boiler - Maintenance_A_Achievable Economic TRC Potential | F13 | Industrial | Industrial - WA | Existing | Space Heating | Natural Gas | Gas Boiler - Maintenance | A | Purchases (Incremental) | Achievable Economic TRC Potential | 0 | 0 | 41.798 | 28.792 | 19.5881 | 0 | 0 | 0 | 0 | 0 | 0 | 0 | 0 | 0 | 0 | 0 | 0 | 0 | 0 | 0 | 0 | 0 | 0 | 0 | 0 | 0 | 0
F14_Industrial_Industrial - WA_Existing_Space Heating_Natural Gas_Gas Boiler - Maintenance_A_Achievable Economic TRC Potential | F14 | Industrial | Industrial - WA | Existing | Space Heating | Natural Gas | Gas Boiler - Maintenance | A | Purchases (Cumulative) | Achievable Economic TRC Potential | 0 | 0 | 41.798 | 70.5899 | 90.178 | 90.178 | 90.178 | 90.178 | 90.178 | 90.178 | 90.178 | 90.178 | 90.178 | 90.178 | 90.178 | 90.178 | 90.178 | 90.178 | 90.178 | 90.178 | 90.178 | 90.178 | 90.178 | 90.178 | 90.178 | 90.178 | 90.178
F1_Industrial_Industrial - WA_Existing_Space Heating_Natural Gas_Gas Furnace - Maintenance_A_Achievable Economic TRC Potential | F1 | Industrial | Industrial - WA | Existing | Space Heating | Natural Gas | Gas Furnace - Maintenance | A | Original Unit Energy Savings (kWh or therms) | Achievable Economic TRC Potential | 0 | 0 | 0.69903 | 0.69774 | 0.69611 | 0.69416 | 0.69193 | 0.68945 | 0.68676 | 0.68387 | 0.6808 | 0.67759 | 0.67424 | 0.67079 | 0.66724 | 0.66362 | 0.65993 | 0.6562 | 0.65242 | 0.64892 | 0.64563 | 0.6426 | 0.6398 | 0.63722 | 0.63483 | 0.63263 | 0.6306
F2_Industrial_Industrial - WA_Existing_Space Heating_Natural Gas_Gas Furnace - Maintenance_A_Achievable Economic TRC Potential | F2 | Industrial | Industrial - WA | Existing | Space Heating | Natural Gas | Gas Furnace - Maintenance | A | Original Unit Summer Peak Savings (kW) | Achievable Economic TRC Potential | 0 | 0 | 0 | 0 | 0 | 0 | 0 | 0 | 0 | 0 | 0 | 0 | 0 | 0 | 0 | 0 | 0 | 0 | 0 | 0 | 0 | 0 | 0 | 0 | 0 | 0 | 0
F3_Industrial_Industrial - WA_Existing_Space Heating_Natural Gas_Gas Furnace - Maintenance_A_Achievable Economic TRC Potential | F3 | Industrial | Industrial - WA | Existing | Space Heating | Natural Gas | Gas Furnace - Maintenance | A | Original Unit Winter Peak Savings (kW) | Achievable Economic TRC Potential | 0 | 0 | 0 | 0 | 0 | 0 | 0 | 0 | 0 | 0 | 0 | 0 | 0 | 0 | 0 | 0 | 0 | 0 | 0 | 0 | 0 | 0 | 0 | 0 | 0 | 0 | 0
F4_Industrial_Industrial - WA_Existing_Space Heating_Natural Gas_Gas Furnace - Maintenance_A_Achievable Economic TRC Potential | F4 | Industrial | Industrial - WA | Existing | Space Heating | Natural Gas | Gas Furnace - Maintenance | A | Standalone Impact on Baseline Energy (%) | Achievable Economic TRC Potential | 0 | 0 | 0.00010956 | 0.00018828 | 0.00024467 | 0.0002488 | 0.00025292 | 0.00025703 | 0.00026115 | 0.00026526 | 0.00026939 | 0.00027351 | 0.00027765 | 0.0002818 | 0.00028597 | 0.00029016 | 0.00029436 | 0.00029859 | 0.00030284 | 0.00030722 | 0.00031171 | 0.00031633 | 0.00032107 | 0.00032594 | 0.00033094 | 0.00033606 | 0.00034132
F5_Industrial_Industrial - WA_Existing_Space Heating_Natural Gas_Gas Furnace - Maintenance_A_Achievable Economic TRC Potential | F5 | Industrial | Industrial - WA | Existing | Space Heating | Natural Gas | Gas Furnace - Maintenance | A | Standalone Impact on Baseline Summer Peak (%) | Achievable Economic TRC Potential | 0 | 0 | 0 | 0 | 0 | 0 | 0 | 0 | 0 | 0 | 0 | 0 | 0 | 0 | 0 | 0 | 0 | 0 | 0 | 0 | 0 | 0 | 0 | 0 | 0 | 0 | 0
F6_Industrial_Industrial - WA_Existing_Space Heating_Natural Gas_Gas Furnace - Maintenance_A_Achievable Economic TRC Potential | F6 | Industrial | Industrial - WA | Existing | Space Heating | Natural Gas | Gas Furnace - Maintenance | A | Standalone Impact on Baseline Winter Peak (%) | Achievable Economic TRC Potential | 0 | 0 | 0 | 0 | 0 | 0 | 0 | 0 | 0 | 0 | 0 | 0 | 0 | 0 | 0 | 0 | 0 | 0 | 0 | 0 | 0 | 0 | 0 | 0 | 0 | 0 | 0
F7_Industrial_Industrial - WA_Existing_Space Heating_Natural Gas_Gas Furnace - Maintenance_A_Achievable Economic TRC Potential | F7 | Industrial | Industrial - WA | Existing | Space Heating | Natural Gas | Gas Furnace - Maintenance | A | Incremental Energy Savings (MWh or mTherms) | Achievable Economic TRC Potential | 0 | 0 | 0.018308 | 0.012588 | 0.0085441 | 0 | 0 | 0 | 0 | 0 | 0 | 0 | 0 | 0 | 0 | 0 | 0 | 0 | 0 | 0 | 0 | 0 | 0 | 0 | 0 | 0 | 0
F8_Industrial_Industrial - WA_Existing_Space Heating_Natural Gas_Gas Furnace - Maintenance_A_Achievable Economic TRC Potential | F8 | Industrial | Industrial - WA | Existing | Space Heating | Natural Gas | Gas Furnace - Maintenance | A | Incremental Summer Peak Savings (MW) | Achievable Economic TRC Potential | 0 | 0 | 0 | 0 | 0 | 0 | 0 | 0 | 0 | 0 | 0 | 0 | 0 | 0 | 0 | 0 | 0 | 0 | 0 | 0 | 0 | 0 | 0 | 0 | 0 | 0 | 0
F9_Industrial_Industrial - WA_Existing_Space Heating_Natural Gas_Gas Furnace - Maintenance_A_Achievable Economic TRC Potential | F9 | Industrial | Industrial - WA | Existing | Space Heating | Natural Gas | Gas Furnace - Maintenance | A | Incremental Winter Peak Savings (MW) | Achievable Economic TRC Potential | 0 | 0 | 0 | 0 | 0 | 0 | 0 | 0 | 0 | 0 | 0 | 0 | 0 | 0 | 0 | 0 | 0 | 0 | 0 | 0 | 0 | 0 | 0 | 0 | 0 | 0 | 0
F10_Industrial_Industrial - WA_Existing_Space Heating_Natural Gas_Gas Furnace - Maintenance_A_Achievable Economic TRC Potential | F10 | Industrial | Industrial - WA | Existing | Space Heating | Natural Gas | Gas Furnace - Maintenance | A | Cumulative Energy Savings (MWh or mTherms) | Achievable Economic TRC Potential | 0 | 0 | 0.018308 | 0.030863 | 0.039335 | 0.039225 | 0.039099 | 0.038959 | 0.038806 | 0.038643 | 0.03847 | 0.038288 | 0.038099 | 0.037904 | 0.037704 | 0.037499 | 0.037291 | 0.037079 | 0.036866 | 0.036668 | 0.036483 | 0.036311 | 0.036153 | 0.036007 | 0.035872 | 0.035748 | 0.035633
F11_Industrial_Industrial - WA_Existing_Space Heating_Natural Gas_Gas Furnace - Maintenance_A_Achievable Economic TRC Potential | F11 | Industrial | Industrial - WA | Existing | Space Heating | Natural Gas | Gas Furnace - Maintenance | A | Cumulative Summer Peak Savings (MW) | Achievable Economic TRC Potential | 0 | 0 | 0 | 0 | 0 | 0 | 0 | 0 | 0 | 0 | 0 | 0 | 0 | 0 | 0 | 0 | 0 | 0 | 0 | 0 | 0 | 0 | 0 | 0 | 0 | 0 | 0
F12_Industrial_Industrial - WA_Existing_Space Heating_Natural Gas_Gas Furnace - Maintenance_A_Achievable Economic TRC Potential | F12 | Industrial | Industrial - WA | Existing | Space Heating | Natural Gas | Gas Furnace - Maintenance | A | Cumulative Winter Peak Savings (MW) | Achievable Economic TRC Potential | 0 | 0 | 0 | 0 | 0 | 0 | 0 | 0 | 0 | 0 | 0 | 0 | 0 | 0 | 0 | 0 | 0 | 0 | 0 | 0 | 0 | 0 | 0 | 0 | 0 | 0 | 0
F13_Industrial_Industrial - WA_Existing_Space Heating_Natural Gas_Gas Furnace - Maintenance_A_Achievable Economic TRC Potential | F13 | Industrial | Industrial - WA | Existing | Space Heating | Natural Gas | Gas Furnace - Maintenance | A | Purchases (Incremental) | Achievable Economic TRC Potential | 0 | 0 | 26.1911 | 18.0414 | 12.2741 | 0 | 0 | 0 | 0 | 0 | 0 | 0 | 0 | 0 | 0 | 0 | 0 | 0 | 0 | 0 | 0 | 0 | 0 | 0 | 0 | 0 | 0
F14_Industrial_Industrial - WA_Existing_Space Heating_Natural Gas_Gas Furnace - Maintenance_A_Achievable Economic TRC Potential | F14 | Industrial | Industrial - WA | Existing | Space Heating | Natural Gas | Gas Furnace - Maintenance | A | Purchases (Cumulative) | Achievable Economic TRC Potential | 0 | 0 | 26.1911 | 44.2325 | 56.5067 | 56.5067 | 56.5067 | 56.5067 | 56.5067 | 56.5067 | 56.5067 | 56.5067 | 56.5067 | 56.5067 | 56.5067 | 56.5067 | 56.5067 | 56.5067 | 56.5067 | 56.5067 | 56.5067 | 56.5067 | 56.5067 | 56.5067 | 56.5067 | 56.5067 | 56.5067
F1_Industrial_Industrial - WA_Existing_Space Heating_Natural Gas_Gas Furnace - Tube Inserts_A_Achievable Economic TRC Potential | F1 | Industrial | Industrial - WA | Existing | Space Heating | Natural Gas | Gas Furnace - Tube Inserts | A | Original Unit Energy Savings (kWh or therms) | Achievable Economic TRC Potential | 0 | 0 | 0 | 0 | 0 | 0 | 0 | 0 | 0 | 0 | 0 | 0 | 0 | 0 | 0 | 0 | 0 | 0 | 0 | 0 | 0 | 0 | 0 | 0 | 0 | 0 | 0
F2_Industrial_Industrial - WA_Existing_Space Heating_Natural Gas_Gas Furnace - Tube Inserts_A_Achievable Economic TRC Potential | F2 | Industrial | Industrial - WA | Existing | Space Heating | Natural Gas | Gas Furnace - Tube Inserts | A | Original Unit Summer Peak Savings (kW) | Achievable Economic TRC Potential | 0 | 0 | 0 | 0 | 0 | 0 | 0 | 0 | 0 | 0 | 0 | 0 | 0 | 0 | 0 | 0 | 0 | 0 | 0 | 0 | 0 | 0 | 0 | 0 | 0 | 0 | 0
F3_Industrial_Industrial - WA_Existing_Space Heating_Natural Gas_Gas Furnace - Tube Inserts_A_Achievable Economic TRC Potential | F3 | Industrial | Industrial - WA | Existing | Space Heating | Natural Gas | Gas Furnace - Tube Inserts | A | Original Unit Winter Peak Savings (kW) | Achievable Economic TRC Potential | 0 | 0 | 0 | 0 | 0 | 0 | 0 | 0 | 0 | 0 | 0 | 0 | 0 | 0 | 0 | 0 | 0 | 0 | 0 | 0 | 0 | 0 | 0 | 0 | 0 | 0 | 0
F4_Industrial_Industrial - WA_Existing_Space Heating_Natural Gas_Gas Furnace - Tube Inserts_A_Achievable Economic TRC Potential | F4 | Industrial | Industrial - WA | Existing | Space Heating | Natural Gas | Gas Furnace - Tube Inserts | A | Standalone Impact on Baseline Energy (%) | Achievable Economic TRC Potential | 0 | 0 | 0 | 0 | 0 | 0 | 0 | 0 | 0 | 0 | 0 | 0 | 0 | 0 | 0 | 0 | 0 | 0 | 0 | 0 | 0 | 0 | 0 | 0 | 0 | 0 | 0
F5_Industrial_Industrial - WA_Existing_Space Heating_Natural Gas_Gas Furnace - Tube Inserts_A_Achievable Economic TRC Potential | F5 | Industrial | Industrial - WA | Existing | Space Heating | Natural Gas | Gas Furnace - Tube Inserts | A | Standalone Impact on Baseline Summer Peak (%) | Achievable Economic TRC Potential | 0 | 0 | 0 | 0 | 0 | 0 | 0 | 0 | 0 | 0 | 0 | 0 | 0 | 0 | 0 | 0 | 0 | 0 | 0 | 0 | 0 | 0 | 0 | 0 | 0 | 0 | 0
F6_Industrial_Industrial - WA_Existing_Space Heating_Natural Gas_Gas Furnace - Tube Inserts_A_Achievable Economic TRC Potential | F6 | Industrial | Industrial - WA | Existing | Space Heating | Natural Gas | Gas Furnace - Tube Inserts | A | Standalone Impact on Baseline Winter Peak (%) | Achievable Economic TRC Potential | 0 | 0 | 0 | 0 | 0 | 0 | 0 | 0 | 0 | 0 | 0 | 0 | 0 | 0 | 0 | 0 | 0 | 0 | 0 | 0 | 0 | 0 | 0 | 0 | 0 | 0 | 0
F7_Industrial_Industrial - WA_Existing_Space Heating_Natural Gas_Gas Furnace - Tube Inserts_A_Achievable Economic TRC Potential | F7 | Industrial | Industrial - WA | Existing | Space Heating | Natural Gas | Gas Furnace - Tube Inserts | A | Incremental Energy Savings (MWh or mTherms) | Achievable Economic TRC Potential | 0 | 0 | 0 | 0 | 0 | 0 | 0 | 0 | 0 | 0 | 0 | 0 | 0 | 0 | 0 | 0 | 0 | 0 | 0 | 0 | 0 | 0 | 0 | 0 | 0 | 0 | 0
F8_Industrial_Industrial - WA_Existing_Space Heating_Natural Gas_Gas Furnace - Tube Inserts_A_Achievable Economic TRC Potential | F8 | Industrial | Industrial - WA | Existing | Space Heating | Natural Gas | Gas Furnace - Tube Inserts | A | Incremental Summer Peak Savings (MW) | Achievable Economic TRC Potential | 0 | 0 | 0 | 0 | 0 | 0 | 0 | 0 | 0 | 0 | 0 | 0 | 0 | 0 | 0 | 0 | 0 | 0 | 0 | 0 | 0 | 0 | 0 | 0 | 0 | 0 | 0
F9_Industrial_Industrial - WA_Existing_Space Heating_Natural Gas_Gas Furnace - Tube Inserts_A_Achievable Economic TRC Potential | F9 | Industrial | Industrial - WA | Existing | Space Heating | Natural Gas | Gas Furnace - Tube Inserts | A | Incremental Winter Peak Savings (MW) | Achievable Economic TRC Potential | 0 | 0 | 0 | 0 | 0 | 0 | 0 | 0 | 0 | 0 | 0 | 0 | 0 | 0 | 0 | 0 | 0 | 0 | 0 | 0 | 0 | 0 | 0 | 0 | 0 | 0 | 0
F10_Industrial_Industrial - WA_Existing_Space Heating_Natural Gas_Gas Furnace - Tube Inserts_A_Achievable Economic TRC Potential | F10 | Industrial | Industrial - WA | Existing | Space Heating | Natural Gas | Gas Furnace - Tube Inserts | A | Cumulative Energy Savings (MWh or mTherms) | Achievable Economic TRC Potential | 0 | 0 | 0 | 0 | 0 | 0 | 0 | 0 | 0 | 0 | 0 | 0 | 0 | 0 | 0 | 0 | 0 | 0 | 0 | 0 | 0 | 0 | 0 | 0 | 0 | 0 | 0
F11_Industrial_Industrial - WA_Existing_Space Heating_Natural Gas_Gas Furnace - Tube Inserts_A_Achievable Economic TRC Potential | F11 | Industrial | Industrial - WA | Existing | Space Heating | Natural Gas | Gas Furnace - Tube Inserts | A | Cumulative Summer Peak Savings (MW) | Achievable Economic TRC Potential | 0 | 0 | 0 | 0 | 0 | 0 | 0 | 0 | 0 | 0 | 0 | 0 | 0 | 0 | 0 | 0 | 0 | 0 | 0 | 0 | 0 | 0 | 0 | 0 | 0 | 0 | 0
F12_Industrial_Industrial - WA_Existing_Space Heating_Natural Gas_Gas Furnace - Tube Inserts_A_Achievable Economic TRC Potential | F12 | Industrial | Industrial - WA | Existing | Space Heating | Natural Gas | Gas Furnace - Tube Inserts | A | Cumulative Winter Peak Savings (MW) | Achievable Economic TRC Potential | 0 | 0 | 0 | 0 | 0 | 0 | 0 | 0 | 0 | 0 | 0 | 0 | 0 | 0 | 0 | 0 | 0 | 0 | 0 | 0 | 0 | 0 | 0 | 0 | 0 | 0 | 0
F13_Industrial_Industrial - WA_Existing_Space Heating_Natural Gas_Gas Furnace - Tube Inserts_A_Achievable Economic TRC Potential | F13 | Industrial | Industrial - WA | Existing | Space Heating | Natural Gas | Gas Furnace - Tube Inserts | A | Purchases (Incremental) | Achievable Economic TRC Potential | 0 | 0 | 0 | 0 | 0 | 0 | 0 | 0 | 0 | 0 | 0 | 0 | 0 | 0 | 0 | 0 | 0 | 0 | 0 | 0 | 0 | 0 | 0 | 0 | 0 | 0 | 0
F14_Industrial_Industrial - WA_Existing_Space Heating_Natural Gas_Gas Furnace - Tube Inserts_A_Achievable Economic TRC Potential | F14 | Industrial | Industrial - WA | Existing | Space Heating | Natural Gas | Gas Furnace - Tube Inserts | A | Purchases (Cumulative) | Achievable Economic TRC Potential | 0 | 0 | 0 | 0 | 0 | 0 | 0 | 0 | 0 | 0 | 0 | 0 | 0 | 0 | 0 | 0 | 0 | 0 | 0 | 0 | 0 | 0 | 0 | 0 | 0 | 0 | 0
F1_Industrial_Industrial - WA_Existing_Space Heating_Natural Gas_Gas Boiler - Burner Control Optimization_A_Achievable Economic TRC Potential | F1 | Industrial | Industrial - WA | Existing | Space Heating | Natural Gas | Gas Boiler - Burner Control Optimization | A | Original Unit Energy Savings (kWh or therms) | Achievable Economic TRC Potential | 0 | 0 | 0.33635 | 0.33551 | 0.33469 | 0.33388 | 0.3331 | 0.33233 | 0.33159 | 0.33088 | 0.33019 | 0.32953 | 0.3289 | 0.32829 | 0.32772 | 0.32718 | 0.32667 | 0.32619 | 0.32574 | 0.32533 | 0.32495 | 0.32461 | 0.32429 | 0.32401 | 0.32375 | 0.32352 | 0.3233
F2_Industrial_Industrial - WA_Existing_Space Heating_Natural Gas_Gas Boiler - Burner Control Optimization_A_Achievable Economic TRC Potential | F2 | Industrial | Industrial - WA | Existing | Space Heating | Natural Gas | Gas Boiler - Burner Control Optimization | A | Original Unit Summer Peak Savings (kW) | Achievable Economic TRC Potential | 0 | 0 | 0 | 0 | 0 | 0 | 0 | 0 | 0 | 0 | 0 | 0 | 0 | 0 | 0 | 0 | 0 | 0 | 0 | 0 | 0 | 0 | 0 | 0 | 0 | 0 | 0
F3_Industrial_Industrial - WA_Existing_Space Heating_Natural Gas_Gas Boiler - Burner Control Optimization_A_Achievable Economic TRC Potential | F3 | Industrial | Industrial - WA | Existing | Space Heating | Natural Gas | Gas Boiler - Burner Control Optimization | A | Original Unit Winter Peak Savings (kW) | Achievable Economic TRC Potential | 0 | 0 | 0 | 0 | 0 | 0 | 0 | 0 | 0 | 0 | 0 | 0 | 0 | 0 | 0 | 0 | 0 | 0 | 0 | 0 | 0 | 0 | 0 | 0 | 0 | 0 | 0
F4_Industrial_Industrial - WA_Existing_Space Heating_Natural Gas_Gas Boiler - Burner Control Optimization_A_Achievable Economic TRC Potential | F4 | Industrial | Industrial - WA | Existing | Space Heating | Natural Gas | Gas Boiler - Burner Control Optimization | A | Standalone Impact on Baseline Energy (%) | Achievable Economic TRC Potential | 0 | 0 | 1.6832e-05 | 4.3559e-05 | 9.7166e-05 | 0.00019133 | 0.00033851 | 0.00054586 | 0.00081191 | 0.0011256 | 0.0014682 | 0.0018173 | 0.0021516 | 0.0024547 | 0.0027173 | 0.0029367 | 0.0031161 | 0.0032617 | 0.0033811 | 0.0034813 | 0.003546 | 0.0036117 | 0.0036784 | 0.003746 | 0.0038147 | 0.0038845 | 0.0039553
F5_Industrial_Industrial - WA_Existing_Space Heating_Natural Gas_Gas Boiler - Burner Control Optimization_A_Achievable Economic TRC Potential | F5 | Industrial | Industrial - WA | Existing | Space Heating | Natural Gas | Gas Boiler - Burner Control Optimization | A | Standalone Impact on Baseline Summer Peak (%) | Achievable Economic TRC Potential | 0 | 0 | 0 | 0 | 0 | 0 | 0 | 0 | 0 | 0 | 0 | 0 | 0 | 0 | 0 | 0 | 0 | 0 | 0 | 0 | 0 | 0 | 0 | 0 | 0 | 0 | 0
F6_Industrial_Industrial - WA_Existing_Space Heating_Natural Gas_Gas Boiler - Burner Control Optimization_A_Achievable Economic TRC Potential | F6 | Industrial | Industrial - WA | Existing | Space Heating | Natural Gas | Gas Boiler - Burner Control Optimization | A | Standalone Impact on Baseline Winter Peak (%) | Achievable Economic TRC Potential | 0 | 0 | 0 | 0 | 0 | 0 | 0 | 0 | 0 | 0 | 0 | 0 | 0 | 0 | 0 | 0 | 0 | 0 | 0 | 0 | 0 | 0 | 0 | 0 | 0 | 0 | 0
F7_Industrial_Industrial - WA_Existing_Space Heating_Natural Gas_Gas Boiler - Burner Control Optimization_A_Achievable Economic TRC Potential | F7 | Industrial | Industrial - WA | Existing | Space Heating | Natural Gas | Gas Boiler - Burner Control Optimization | A | Incremental Energy Savings (MWh or mTherms) | Achievable Economic TRC Potential | 0 | 0 | 0.0028128 | 0.0043344 | 0.0084984 | 0.014581 | 0.022238 | 0.030526 | 0.038096 | 0.043585 | 0.046032 | 0.045148 | 0.041332 | 0.035477 | 0.028662 | 0.021872 | 0.015814 | 0.010863 | 0.0071073 | 0.0044392 | 0 | 0 | 0 | 0 | 0 | 0 | 0
F8_Industrial_Industrial - WA_Existing_Space Heating_Natural Gas_Gas Boiler - Burner Control Optimization_A_Achievable Economic TRC Potential | F8 | Industrial | Industrial - WA | Existing | Space Heating | Natural Gas | Gas Boiler - Burner Control Optimization | A | Incremental Summer Peak Savings (MW) | Achievable Economic TRC Potential | 0 | 0 | 0 | 0 | 0 | 0 | 0 | 0 | 0 | 0 | 0 | 0 | 0 | 0 | 0 | 0 | 0 | 0 | 0 | 0 | 0 | 0 | 0 | 0 | 0 | 0 | 0
F9_Industrial_Industrial - WA_Existing_Space Heating_Natural Gas_Gas Boiler - Burner Control Optimization_A_Achievable Economic TRC Potential | F9 | Industrial | Industrial - WA | Existing | Space Heating | Natural Gas | Gas Boiler - Burner Control Optimization | A | Incremental Winter Peak Savings (MW) | Achievable Economic TRC Potential | 0 | 0 | 0 | 0 | 0 | 0 | 0 | 0 | 0 | 0 | 0 | 0 | 0 | 0 | 0 | 0 | 0 | 0 | 0 | 0 | 0 | 0 | 0 | 0 | 0 | 0 | 0
F10_Industrial_Industrial - WA_Existing_Space Heating_Natural Gas_Gas Boiler - Burner Control Optimization_A_Achievable Economic TRC Potential | F10 | Industrial | Industrial - WA | Existing | Space Heating | Natural Gas | Gas Boiler - Burner Control Optimization | A | Cumulative Energy Savings (MWh or mTherms) | Achievable Economic TRC Potential | 0 | 0 | 0.0028128 | 0.0071402 | 0.015621 | 0.030164 | 0.052331 | 0.082736 | 0.12065 | 0.16397 | 0.20966 | 0.25439 | 0.29524 | 0.33017 | 0.35826 | 0.37953 | 0.39476 | 0.40504 | 0.41159 | 0.41551 | 0.41503 | 0.41459 | 0.41419 | 0.41383 | 0.4135 | 0.4132 | 0.41292
F11_Industrial_Industrial - WA_Existing_Space Heating_Natural Gas_Gas Boiler - Burner Control Optimization_A_Achievable Economic TRC Potential | F11 | Industrial | Industrial - WA | Existing | Space Heating | Natural Gas | Gas Boiler - Burner Control Optimization | A | Cumulative Summer Peak Savings (MW) | Achievable Economic TRC Potential | 0 | 0 | 0 | 0 | 0 | 0 | 0 | 0 | 0 | 0 | 0 | 0 | 0 | 0 | 0 | 0 | 0 | 0 | 0 | 0 | 0 | 0 | 0 | 0 | 0 | 0 | 0
F12_Industrial_Industrial - WA_Existing_Space Heating_Natural Gas_Gas Boiler - Burner Control Optimization_A_Achievable Economic TRC Potential | F12 | Industrial | Industrial - WA | Existing | Space Heating | Natural Gas | Gas Boiler - Burner Control Optimization | A | Cumulative Winter Peak Savings (MW) | Achievable Economic TRC Potential | 0 | 0 | 0 | 0 | 0 | 0 | 0 | 0 | 0 | 0 | 0 | 0 | 0 | 0 | 0 | 0 | 0 | 0 | 0 | 0 | 0 | 0 | 0 | 0 | 0 | 0 | 0
F13_Industrial_Industrial - WA_Existing_Space Heating_Natural Gas_Gas Boiler - Burner Control Optimization_A_Achievable Economic TRC Potential | F13 | Industrial | Industrial - WA | Existing | Space Heating | Natural Gas | Gas Boiler - Burner Control Optimization | A | Purchases (Incremental) | Achievable Economic TRC Potential | 0 | 0 | 8.3627 | 12.9188 | 25.3921 | 43.67 | 66.7599 | 91.8524 | 114.8875 | 131.7245 | 139.4113 | 137.0077 | 125.6691 | 108.0646 | 87.46 | 66.8516 | 48.4098 | 33.3026 | 21.8189 | 13.6454 | 0 | 0 | 0 | 0 | 0 | 0 | 0
F14_Industrial_Industrial - WA_Existing_Space Heating_Natural Gas_Gas Boiler - Burner Control Optimization_A_Achievable Economic TRC Potential | F14 | Industrial | Industrial - WA | Existing | Space Heating | Natural Gas | Gas Boiler - Burner Control Optimization | A | Purchases (Cumulative) | Achievable Economic TRC Potential | 0 | 0 | 8.3627 | 21.2815 | 46.6736 | 90.3436 | 157.1036 | 248.956 | 363.8435 | 495.568 | 634.9794 | 771.9871 | 897.6562 | 1005.7209 | 1093.1809 | 1160.0325 | 1208.4423 | 1241.7449 | 1263.5638 | 1277.2092 | 1277.2092 | 1277.2092 | 1277.2092 | 1277.2092 | 1277.2092 | 1277.2092 | 1277.2092
F1_Industrial_Industrial - WA_Existing_Space Heating_Natural Gas_Gas Boiler - High Turndown Burner_A_Achievable Economic TRC Potential | F1 | Industrial | Industrial - WA | Existing | Space Heating | Natural Gas | Gas Boiler - High Turndown Burner | A | Original Unit Energy Savings (kWh or therms) | Achievable Economic TRC Potential | 0 | 0 | 1.1598 | 1.1569 | 1.1541 | 1.1513 | 1.1486 | 1.146 | 1.1434 | 1.141 | 1.1386 | 1.1363 | 1.1341 | 1.132 | 1.1301 | 1.1282 | 1.1264 | 1.1248 | 1.1232 | 1.1218 | 1.1205 | 1.1193 | 1.1183 | 1.1173 | 1.1164 | 1.1156 | 1.1148
F2_Industrial_Industrial - WA_Existing_Space Heating_Natural Gas_Gas Boiler - High Turndown Burner_A_Achievable Economic TRC Potential | F2 | Industrial | Industrial - WA | Existing | Space Heating | Natural Gas | Gas Boiler - High Turndown Burner | A | Original Unit Summer Peak Savings (kW) | Achievable Economic TRC Potential | 0 | 0 | 0 | 0 | 0 | 0 | 0 | 0 | 0 | 0 | 0 | 0 | 0 | 0 | 0 | 0 | 0 | 0 | 0 | 0 | 0 | 0 | 0 | 0 | 0 | 0 | 0
F3_Industrial_Industrial - WA_Existing_Space Heating_Natural Gas_Gas Boiler - High Turndown Burner_A_Achievable Economic TRC Potential | F3 | Industrial | Industrial - WA | Existing | Space Heating | Natural Gas | Gas Boiler - High Turndown Burner | A | Original Unit Winter Peak Savings (kW) | Achievable Economic TRC Potential | 0 | 0 | 0 | 0 | 0 | 0 | 0 | 0 | 0 | 0 | 0 | 0 | 0 | 0 | 0 | 0 | 0 | 0 | 0 | 0 | 0 | 0 | 0 | 0 | 0 | 0 | 0
F4_Industrial_Industrial - WA_Existing_Space Heating_Natural Gas_Gas Boiler - High Turndown Burner_A_Achievable Economic TRC Potential | F4 | Industrial | Industrial - WA | Existing | Space Heating | Natural Gas | Gas Boiler - High Turndown Burner | A | Standalone Impact on Baseline Energy (%) | Achievable Economic TRC Potential | 0 | 0 | 0.00035861 | 0.00072307 | 0.0010937 | 0.0014707 | 0.0018544 | 0.0022094 | 0.0025064 | 0.0027576 | 0.0029723 | 0.0031583 | 0.0033216 | 0.0034672 | 0.0035988 | 0.0037197 | 0.0038322 | 0.0039037 | 0.0039768 | 0.0040509 | 0.0041262 | 0.0042026 | 0.0042802 | 0.0043589 | 0.0044388 | 0.00452 | 0.0046024
F5_Industrial_Industrial - WA_Existing_Space Heating_Natural Gas_Gas Boiler - High Turndown Burner_A_Achievable Economic TRC Potential | F5 | Industrial | Industrial - WA | Existing | Space Heating | Natural Gas | Gas Boiler - High Turndown Burner | A | Standalone Impact on Baseline Summer Peak (%) | Achievable Economic TRC Potential | 0 | 0 | 0 | 0 | 0 | 0 | 0 | 0 | 0 | 0 | 0 | 0 | 0 | 0 | 0 | 0 | 0 | 0 | 0 | 0 | 0 | 0 | 0 | 0 | 0 | 0 | 0
F6_Industrial_Industrial - WA_Existing_Space Heating_Natural Gas_Gas Boiler - High Turndown Burner_A_Achievable Economic TRC Potential | F6 | Industrial | Industrial - WA | Existing | Space Heating | Natural Gas | Gas Boiler - High Turndown Burner | A | Standalone Impact on Baseline Winter Peak (%) | Achievable Economic TRC Potential | 0 | 0 | 0 | 0 | 0 | 0 | 0 | 0 | 0 | 0 | 0 | 0 | 0 | 0 | 0 | 0 | 0 | 0 | 0 | 0 | 0 | 0 | 0 | 0 | 0 | 0 | 0
F7_Industrial_Industrial - WA_Existing_Space Heating_Natural Gas_Gas Boiler - High Turndown Burner_A_Achievable Economic TRC Potential | F7 | Industrial | Industrial - WA | Existing | Space Heating | Natural Gas | Gas Boiler - High Turndown Burner | A | Incremental Energy Savings (MWh or mTherms) | Achievable Economic TRC Potential | 0 | 0 | 0.059927 | 0.058747 | 0.057592 | 0.056463 | 0.055359 | 0.048852 | 0.038322 | 0.030064 | 0.023588 | 0.018508 | 0.014523 | 0.011397 | 0.0089447 | 0.0070207 | 0.0055111 | 0 | 0 | 0 | 0 | 0 | 0 | 0 | 0 | 0 | 0
F8_Industrial_Industrial - WA_Existing_Space Heating_Natural Gas_Gas Boiler - High Turndown Burner_A_Achievable Economic TRC Potential | F8 | Industrial | Industrial - WA | Existing | Space Heating | Natural Gas | Gas Boiler - High Turndown Burner | A | Incremental Summer Peak Savings (MW) | Achievable Economic TRC Potential | 0 | 0 | 0 | 0 | 0 | 0 | 0 | 0 | 0 | 0 | 0 | 0 | 0 | 0 | 0 | 0 | 0 | 0 | 0 | 0 | 0 | 0 | 0 | 0 | 0 | 0 | 0
F9_Industrial_Industrial - WA_Existing_Space Heating_Natural Gas_Gas Boiler - High Turndown Burner_A_Achievable Economic TRC Potential | F9 | Industrial | Industrial - WA | Existing | Space Heating | Natural Gas | Gas Boiler - High Turndown Burner | A | Incremental Winter Peak Savings (MW) | Achievable Economic TRC Potential | 0 | 0 | 0 | 0 | 0 | 0 | 0 | 0 | 0 | 0 | 0 | 0 | 0 | 0 | 0 | 0 | 0 | 0 | 0 | 0 | 0 | 0 | 0 | 0 | 0 | 0 | 0
F10_Industrial_Industrial - WA_Existing_Space Heating_Natural Gas_Gas Boiler - High Turndown Burner_A_Achievable Economic TRC Potential | F10 | Industrial | Industrial - WA | Existing | Space Heating | Natural Gas | Gas Boiler - High Turndown Burner | A | Cumulative Energy Savings (MWh or mTherms) | Achievable Economic TRC Potential | 0 | 0 | 0.059927 | 0.11852 | 0.17583 | 0.23187 | 0.28668 | 0.33487 | 0.37245 | 0.40171 | 0.42446 | 0.44212 | 0.45579 | 0.46635 | 0.47448 | 0.48072 | 0.48548 | 0.48477 | 0.48411 | 0.48349 | 0.48293 | 0.48242 | 0.48196 | 0.48153 | 0.48115 | 0.4808 | 0.48048
F11_Industrial_Industrial - WA_Existing_Space Heating_Natural Gas_Gas Boiler - High Turndown Burner_A_Achievable Economic TRC Potential | F11 | Industrial | Industrial - WA | Existing | Space Heating | Natural Gas | Gas Boiler - High Turndown Burner | A | Cumulative Summer Peak Savings (MW) | Achievable Economic TRC Potential | 0 | 0 | 0 | 0 | 0 | 0 | 0 | 0 | 0 | 0 | 0 | 0 | 0 | 0 | 0 | 0 | 0 | 0 | 0 | 0 | 0 | 0 | 0 | 0 | 0 | 0 | 0
F12_Industrial_Industrial - WA_Existing_Space Heating_Natural Gas_Gas Boiler - High Turndown Burner_A_Achievable Economic TRC Potential | F12 | Industrial | Industrial - WA | Existing | Space Heating | Natural Gas | Gas Boiler - High Turndown Burner | A | Cumulative Winter Peak Savings (MW) | Achievable Economic TRC Potential | 0 | 0 | 0 | 0 | 0 | 0 | 0 | 0 | 0 | 0 | 0 | 0 | 0 | 0 | 0 | 0 | 0 | 0 | 0 | 0 | 0 | 0 | 0 | 0 | 0 | 0 | 0
F13_Industrial_Industrial - WA_Existing_Space Heating_Natural Gas_Gas Boiler - High Turndown Burner_A_Achievable Economic TRC Potential | F13 | Industrial | Industrial - WA | Existing | Space Heating | Natural Gas | Gas Boiler - High Turndown Burner | A | Purchases (Incremental) | Achievable Economic TRC Potential | 0 | 0 | 51.6688 | 50.778 | 49.9025 | 49.0421 | 48.1965 | 42.629 | 33.5152 | 26.3499 | 20.7165 | 16.2874 | 12.8053 | 10.0676 | 7.9152 | 6.223 | 4.8926 | 0 | 0 | 0 | 0 | 0 | 0 | 0 | 0 | 0 | 0
F14_Industrial_Industrial - WA_Existing_Space Heating_Natural Gas_Gas Boiler - High Turndown Burner_A_Achievable Economic TRC Potential | F14 | Industrial | Industrial - WA | Existing | Space Heating | Natural Gas | Gas Boiler - High Turndown Burner | A | Purchases (Cumulative) | Achievable Economic TRC Potential | 0 | 0 | 51.6688 | 102.4467 | 152.3492 | 201.3913 | 249.5878 | 292.2168 | 325.732 | 352.0819 | 372.7984 | 389.0858 | 401.8911 | 411.9587 | 419.8739 | 426.0969 | 430.9895 | 430.9895 | 430.9895 | 430.9895 | 430.9895 | 430.9895 | 430.9895 | 430.9895 | 430.9895 | 430.9895 | 430.9895
F1_Industrial_Industrial - WA_Existing_Space Heating_Natural Gas_Gas Boiler - Hot Water Reset_A_Achievable Economic TRC Potential | F1 | Industrial | Industrial - WA | Existing | Space Heating | Natural Gas | Gas Boiler - Hot Water Reset | A | Original Unit Energy Savings (kWh or therms) | Achievable Economic TRC Potential | 0 | 0 | 1237.1517 | 1234.0624 | 1231.0332 | 1228.0714 | 1225.184 | 1222.3771 | 1219.6565 | 1217.0273 | 1214.4942 | 1212.0615 | 1209.7329 | 1207.5121 | 1205.4023 | 1203.4063 | 1201.5267 | 1199.7661 | 1198.1265 | 1196.61 | 1195.2184 | 1193.9533 | 1192.8032 | 1191.7576 | 1190.8071 | 1189.9431 | 1189.1575
F2_Industrial_Industrial - WA_Existing_Space Heating_Natural Gas_Gas Boiler - Hot Water Reset_A_Achievable Economic TRC Potential | F2 | Industrial | Industrial - WA | Existing | Space Heating | Natural Gas | Gas Boiler - Hot Water Reset | A | Original Unit Summer Peak Savings (kW) | Achievable Economic TRC Potential | 0 | 0 | 0 | 0 | 0 | 0 | 0 | 0 | 0 | 0 | 0 | 0 | 0 | 0 | 0 | 0 | 0 | 0 | 0 | 0 | 0 | 0 | 0 | 0 | 0 | 0 | 0
F3_Industrial_Industrial - WA_Existing_Space Heating_Natural Gas_Gas Boiler - Hot Water Reset_A_Achievable Economic TRC Potential | F3 | Industrial | Industrial - WA | Existing | Space Heating | Natural Gas | Gas Boiler - Hot Water Reset | A | Original Unit Winter Peak Savings (kW) | Achievable Economic TRC Potential | 0 | 0 | 0 | 0 | 0 | 0 | 0 | 0 | 0 | 0 | 0 | 0 | 0 | 0 | 0 | 0 | 0 | 0 | 0 | 0 | 0 | 0 | 0 | 0 | 0 | 0 | 0
F4_Industrial_Industrial - WA_Existing_Space Heating_Natural Gas_Gas Boiler - Hot Water Reset_A_Achievable Economic TRC Potential | F4 | Industrial | Industrial - WA | Existing | Space Heating | Natural Gas | Gas Boiler - Hot Water Reset | A | Standalone Impact on Baseline Energy (%) | Achievable Economic TRC Potential | 0 | 0 | 0.00030077 | 0.00067493 | 0.0011379 | 0.0016815 | 0.0023083 | 0.0030475 | 0.0038681 | 0.0047204 | 0.0055438 | 0.0062792 | 0.0068854 | 0.0073371 | 0.0076614 | 0.0078943 | 0.0080795 | 0.0082442 | 0.0084029 | 0.0085605 | 0.0087198 | 0.0088813 | 0.0090452 | 0.0092116 | 0.0093805 | 0.009552 | 0.0097261
F5_Industrial_Industrial - WA_Existing_Space Heating_Natural Gas_Gas Boiler - Hot Water Reset_A_Achievable Economic TRC Potential | F5 | Industrial | Industrial - WA | Existing | Space Heating | Natural Gas | Gas Boiler - Hot Water Reset | A | Standalone Impact on Baseline Summer Peak (%) | Achievable Economic TRC Potential | 0 | 0 | 0 | 0 | 0 | 0 | 0 | 0 | 0 | 0 | 0 | 0 | 0 | 0 | 0 | 0 | 0 | 0 | 0 | 0 | 0 | 0 | 0 | 0 | 0 | 0 | 0
F6_Industrial_Industrial - WA_Existing_Space Heating_Natural Gas_Gas Boiler - Hot Water Reset_A_Achievable Economic TRC Potential | F6 | Industrial | Industrial - WA | Existing | Space Heating | Natural Gas | Gas Boiler - Hot Water Reset | A | Standalone Impact on Baseline Winter Peak (%) | Achievable Economic TRC Potential | 0 | 0 | 0 | 0 | 0 | 0 | 0 | 0 | 0 | 0 | 0 | 0 | 0 | 0 | 0 | 0 | 0 | 0 | 0 | 0 | 0 | 0 | 0 | 0 | 0 | 0 | 0
F7_Industrial_Industrial - WA_Existing_Space Heating_Natural Gas_Gas Boiler - Hot Water Reset_A_Achievable Economic TRC Potential | F7 | Industrial | Industrial - WA | Existing | Space Heating | Natural Gas | Gas Boiler - Hot Water Reset | A | Incremental Energy Savings (MWh or mTherms) | Achievable Economic TRC Potential | 0 | 0 | 0.050261 | 0.060497 | 0.072576 | 0.082598 | 0.092371 | 0.10589 | 0.1139 | 0.11411 | 0.10546 | 0.088909 | 0.067486 | 0.043813 | 0.024957 | 0.01179 | 0.0048943 | 0.0017465 | 0.00053539 | 0.00011453 | 1.848e-05 | 2.1777e-06 | 0 | 0 | 0 | 0 | 0
F8_Industrial_Industrial - WA_Existing_Space Heating_Natural Gas_Gas Boiler - Hot Water Reset_A_Achievable Economic TRC Potential | F8 | Industrial | Industrial - WA | Existing | Space Heating | Natural Gas | Gas Boiler - Hot Water Reset | A | Incremental Summer Peak Savings (MW) | Achievable Economic TRC Potential | 0 | 0 | 0 | 0 | 0 | 0 | 0 | 0 | 0 | 0 | 0 | 0 | 0 | 0 | 0 | 0 | 0 | 0 | 0 | 0 | 0 | 0 | 0 | 0 | 0 | 0 | 0
F9_Industrial_Industrial - WA_Existing_Space Heating_Natural Gas_Gas Boiler - Hot Water Reset_A_Achievable Economic TRC Potential | F9 | Industrial | Industrial - WA | Existing | Space Heating | Natural Gas | Gas Boiler - Hot Water Reset | A | Incremental Winter Peak Savings (MW) | Achievable Economic TRC Potential | 0 | 0 | 0 | 0 | 0 | 0 | 0 | 0 | 0 | 0 | 0 | 0 | 0 | 0 | 0 | 0 | 0 | 0 | 0 | 0 | 0 | 0 | 0 | 0 | 0 | 0 | 0
F10_Industrial_Industrial - WA_Existing_Space Heating_Natural Gas_Gas Boiler - Hot Water Reset_A_Achievable Economic TRC Potential | F10 | Industrial | Industrial - WA | Existing | Space Heating | Natural Gas | Gas Boiler - Hot Water Reset | A | Cumulative Energy Savings (MWh or mTherms) | Achievable Economic TRC Potential | 0 | 0 | 0.050261 | 0.11063 | 0.18294 | 0.26509 | 0.35684 | 0.46191 | 0.57479 | 0.68766 | 0.79168 | 0.87901 | 0.94481 | 0.98688 | 1.0101 | 1.0202 | 1.0235 | 1.0238 | 1.0229 | 1.0217 | 1.0206 | 1.0195 | 1.0185 | 1.0176 | 1.0168 | 1.0161 | 1.0154
F11_Industrial_Industrial - WA_Existing_Space Heating_Natural Gas_Gas Boiler - Hot Water Reset_A_Achievable Economic TRC Potential | F11 | Industrial | Industrial - WA | Existing | Space Heating | Natural Gas | Gas Boiler - Hot Water Reset | A | Cumulative Summer Peak Savings (MW) | Achievable Economic TRC Potential | 0 | 0 | 0 | 0 | 0 | 0 | 0 | 0 | 0 | 0 | 0 | 0 | 0 | 0 | 0 | 0 | 0 | 0 | 0 | 0 | 0 | 0 | 0 | 0 | 0 | 0 | 0
F12_Industrial_Industrial - WA_Existing_Space Heating_Natural Gas_Gas Boiler - Hot Water Reset_A_Achievable Economic TRC Potential | F12 | Industrial | Industrial - WA | Existing | Space Heating | Natural Gas | Gas Boiler - Hot Water Reset | A | Cumulative Winter Peak Savings (MW) | Achievable Economic TRC Potential | 0 | 0 | 0 | 0 | 0 | 0 | 0 | 0 | 0 | 0 | 0 | 0 | 0 | 0 | 0 | 0 | 0 | 0 | 0 | 0 | 0 | 0 | 0 | 0 | 0 | 0 | 0
F13_Industrial_Industrial - WA_Existing_Space Heating_Natural Gas_Gas Boiler - Hot Water Reset_A_Achievable Economic TRC Potential | F13 | Industrial | Industrial - WA | Existing | Space Heating | Natural Gas | Gas Boiler - Hot Water Reset | A | Purchases (Incremental) | Achievable Economic TRC Potential | 0 | 0 | 0.040627 | 0.049023 | 0.058955 | 0.067258 | 0.075394 | 0.086624 | 0.09339 | 0.093759 | 0.086834 | 0.073354 | 0.055786 | 0.036284 | 0.020705 | 0.009797 | 0.0040734 | 0.0014557 | 0.00044686 | 9.5716e-05 | 1.5462e-05 | 1.8239e-06 | 0 | 0 | 0 | 0 | 0
F14_Industrial_Industrial - WA_Existing_Space Heating_Natural Gas_Gas Boiler - Hot Water Reset_A_Achievable Economic TRC Potential | F14 | Industrial | Industrial - WA | Existing | Space Heating | Natural Gas | Gas Boiler - Hot Water Reset | A | Purchases (Cumulative) | Achievable Economic TRC Potential | 0 | 0 | 0.040627 | 0.089649 | 0.1486 | 0.21586 | 0.29126 | 0.37788 | 0.47127 | 0.56503 | 0.65186 | 0.72522 | 0.781 | 0.81729 | 0.83799 | 0.84779 | 0.85186 | 0.85332 | 0.85376 | 0.85386 | 0.85388 | 0.85388 | 0.85388 | 0.85388 | 0.85388 | 0.85388 | 0.85388
F1_Industrial_Industrial - WA_Existing_Space Heating_Natural Gas_Gas Boiler - Insulate Hot Water Lines_A_Achievable Economic TRC Potential | F1 | Industrial | Industrial - WA | Existing | Space Heating | Natural Gas | Gas Boiler - Insulate Hot Water Lines | A | Original Unit Energy Savings (kWh or therms) | Achievable Economic TRC Potential | 0 | 0 | 5.2341 | 5.221 | 5.2082 | 5.1957 | 5.1835 | 5.1716 | 5.1601 | 5.149 | 5.1383 | 5.128 | 5.1181 | 5.1087 | 5.0998 | 5.0913 | 5.0834 | 5.0759 | 5.069 | 5.0626 | 5.0567 | 5.0513 | 5.0465 | 5.0421 | 5.038 | 5.0344 | 5.0311
F2_Industrial_Industrial - WA_Existing_Space Heating_Natural Gas_Gas Boiler - Insulate Hot Water Lines_A_Achievable Economic TRC Potential | F2 | Industrial | Industrial - WA | Existing | Space Heating | Natural Gas | Gas Boiler - Insulate Hot Water Lines | A | Original Unit Summer Peak Savings (kW) | Achievable Economic TRC Potential | 0 | 0 | 0 | 0 | 0 | 0 | 0 | 0 | 0 | 0 | 0 | 0 | 0 | 0 | 0 | 0 | 0 | 0 | 0 | 0 | 0 | 0 | 0 | 0 | 0 | 0 | 0
F3_Industrial_Industrial - WA_Existing_Space Heating_Natural Gas_Gas Boiler - Insulate Hot Water Lines_A_Achievable Economic TRC Potential | F3 | Industrial | Industrial - WA | Existing | Space Heating | Natural Gas | Gas Boiler - Insulate Hot Water Lines | A | Original Unit Winter Peak Savings (kW) | Achievable Economic TRC Potential | 0 | 0 | 0 | 0 | 0 | 0 | 0 | 0 | 0 | 0 | 0 | 0 | 0 | 0 | 0 | 0 | 0 | 0 | 0 | 0 | 0 | 0 | 0 | 0 | 0 | 0 | 0
F4_Industrial_Industrial - WA_Existing_Space Heating_Natural Gas_Gas Boiler - Insulate Hot Water Lines_A_Achievable Economic TRC Potential | F4 | Industrial | Industrial - WA | Existing | Space Heating | Natural Gas | Gas Boiler - Insulate Hot Water Lines | A | Standalone Impact on Baseline Energy (%) | Achievable Economic TRC Potential | 0 | 0 | 0.00021056 | 0.00042455 | 0.00064214 | 0.00086351 | 0.0010888 | 0.0013182 | 0.0015519 | 0.00179 | 0.0020326 | 0.00228 | 0.0025322 | 0.0025786 | 0.002626 | 0.0026746 | 0.0027242 | 0.002775 | 0.002827 | 0.0028797 | 0.0029332 | 0.0029875 | 0.0030427 | 0.0030986 | 0.0031554 | 0.0032131 | 0.0032717
F5_Industrial_Industrial - WA_Existing_Space Heating_Natural Gas_Gas Boiler - Insulate Hot Water Lines_A_Achievable Economic TRC Potential | F5 | Industrial | Industrial - WA | Existing | Space Heating | Natural Gas | Gas Boiler - Insulate Hot Water Lines | A | Standalone Impact on Baseline Summer Peak (%) | Achievable Economic TRC Potential | 0 | 0 | 0 | 0 | 0 | 0 | 0 | 0 | 0 | 0 | 0 | 0 | 0 | 0 | 0 | 0 | 0 | 0 | 0 | 0 | 0 | 0 | 0 | 0 | 0 | 0 | 0
F6_Industrial_Industrial - WA_Existing_Space Heating_Natural Gas_Gas Boiler - Insulate Hot Water Lines_A_Achievable Economic TRC Potential | F6 | Industrial | Industrial - WA | Existing | Space Heating | Natural Gas | Gas Boiler - Insulate Hot Water Lines | A | Standalone Impact on Baseline Winter Peak (%) | Achievable Economic TRC Potential | 0 | 0 | 0 | 0 | 0 | 0 | 0 | 0 | 0 | 0 | 0 | 0 | 0 | 0 | 0 | 0 | 0 | 0 | 0 | 0 | 0 | 0 | 0 | 0 | 0 | 0 | 0
F7_Industrial_Industrial - WA_Existing_Space Heating_Natural Gas_Gas Boiler - Insulate Hot Water Lines_A_Achievable Economic TRC Potential | F7 | Industrial | Industrial - WA | Existing | Space Heating | Natural Gas | Gas Boiler - Insulate Hot Water Lines | A | Incremental Energy Savings (MWh or mTherms) | Achievable Economic TRC Potential | 0 | 0 | 0.035186 | 0.034493 | 0.033815 | 0.033152 | 0.032504 | 0.03187 | 0.031251 | 0.030646 | 0.030055 | 0.029478 | 0.028914 | 0 | 0 | 0 | 0 | 0 | 0 | 0 | 0 | 0 | 0 | 0 | 0 | 0 | 0
F8_Industrial_Industrial - WA_Existing_Space Heating_Natural Gas_Gas Boiler - Insulate Hot Water Lines_A_Achievable Economic TRC Potential | F8 | Industrial | Industrial - WA | Existing | Space Heating | Natural Gas | Gas Boiler - Insulate Hot Water Lines | A | Incremental Summer Peak Savings (MW) | Achievable Economic TRC Potential | 0 | 0 | 0 | 0 | 0 | 0 | 0 | 0 | 0 | 0 | 0 | 0 | 0 | 0 | 0 | 0 | 0 | 0 | 0 | 0 | 0 | 0 | 0 | 0 | 0 | 0 | 0
F9_Industrial_Industrial - WA_Existing_Space Heating_Natural Gas_Gas Boiler - Insulate Hot Water Lines_A_Achievable Economic TRC Potential | F9 | Industrial | Industrial - WA | Existing | Space Heating | Natural Gas | Gas Boiler - Insulate Hot Water Lines | A | Incremental Winter Peak Savings (MW) | Achievable Economic TRC Potential | 0 | 0 | 0 | 0 | 0 | 0 | 0 | 0 | 0 | 0 | 0 | 0 | 0 | 0 | 0 | 0 | 0 | 0 | 0 | 0 | 0 | 0 | 0 | 0 | 0 | 0 | 0
F10_Industrial_Industrial - WA_Existing_Space Heating_Natural Gas_Gas Boiler - Insulate Hot Water Lines_A_Achievable Economic TRC Potential | F10 | Industrial | Industrial - WA | Existing | Space Heating | Natural Gas | Gas Boiler - Insulate Hot Water Lines | A | Cumulative Energy Savings (MWh or mTherms) | Achievable Economic TRC Potential | 0 | 0 | 0.035186 | 0.069591 | 0.10323 | 0.13614 | 0.16832 | 0.19981 | 0.23061 | 0.26076 | 0.29027 | 0.31917 | 0.34747 | 0.34683 | 0.34623 | 0.34565 | 0.34511 | 0.34461 | 0.34414 | 0.3437 | 0.3433 | 0.34294 | 0.34261 | 0.34231 | 0.34203 | 0.34179 | 0.34156
F11_Industrial_Industrial - WA_Existing_Space Heating_Natural Gas_Gas Boiler - Insulate Hot Water Lines_A_Achievable Economic TRC Potential | F11 | Industrial | Industrial - WA | Existing | Space Heating | Natural Gas | Gas Boiler - Insulate Hot Water Lines | A | Cumulative Summer Peak Savings (MW) | Achievable Economic TRC Potential | 0 | 0 | 0 | 0 | 0 | 0 | 0 | 0 | 0 | 0 | 0 | 0 | 0 | 0 | 0 | 0 | 0 | 0 | 0 | 0 | 0 | 0 | 0 | 0 | 0 | 0 | 0
F12_Industrial_Industrial - WA_Existing_Space Heating_Natural Gas_Gas Boiler - Insulate Hot Water Lines_A_Achievable Economic TRC Potential | F12 | Industrial | Industrial - WA | Existing | Space Heating | Natural Gas | Gas Boiler - Insulate Hot Water Lines | A | Cumulative Winter Peak Savings (MW) | Achievable Economic TRC Potential | 0 | 0 | 0 | 0 | 0 | 0 | 0 | 0 | 0 | 0 | 0 | 0 | 0 | 0 | 0 | 0 | 0 | 0 | 0 | 0 | 0 | 0 | 0 | 0 | 0 | 0 | 0
F13_Industrial_Industrial - WA_Existing_Space Heating_Natural Gas_Gas Boiler - Insulate Hot Water Lines_A_Achievable Economic TRC Potential | F13 | Industrial | Industrial - WA | Existing | Space Heating | Natural Gas | Gas Boiler - Insulate Hot Water Lines | A | Purchases (Incremental) | Achievable Economic TRC Potential | 0 | 0 | 6.7224 | 6.6065 | 6.4926 | 6.3807 | 6.2706 | 6.1625 | 6.0563 | 5.9519 | 5.8492 | 5.7484 | 5.6493 | 0 | 0 | 0 | 0 | 0 | 0 | 0 | 0 | 0 | 0 | 0 | 0 | 0 | 0
F14_Industrial_Industrial - WA_Existing_Space Heating_Natural Gas_Gas Boiler - Insulate Hot Water Lines_A_Achievable Economic TRC Potential | F14 | Industrial | Industrial - WA | Existing | Space Heating | Natural Gas | Gas Boiler - Insulate Hot Water Lines | A | Purchases (Cumulative) | Achievable Economic TRC Potential | 0 | 0 | 6.7224 | 13.3289 | 19.8215 | 26.2021 | 32.4728 | 38.6353 | 44.6916 | 50.6434 | 56.4927 | 62.2411 | 67.8903 | 67.8903 | 67.8903 | 67.8903 | 67.8903 | 67.8903 | 67.8903 | 67.8903 | 67.8903 | 67.8903 | 67.8903 | 67.8903 | 67.8903 | 67.8903 | 67.8903
F1_Industrial_Industrial - WA_Existing_Space Heating_Natural Gas_Gas Boiler - Insulate Steam Lines/Condensate Tank_A_Achievable Economic TRC Potential | F1 | Industrial | Industrial - WA | Existing | Space Heating | Natural Gas | Gas Boiler - Insulate Steam Lines/Condensate Tank | A | Original Unit Energy Savings (kWh or therms) | Achievable Economic TRC Potential | 0 | 0 | 7.8185 | 7.799 | 7.7799 | 7.7612 | 7.7429 | 7.7252 | 7.708 | 7.6914 | 7.6753 | 7.66 | 7.6453 | 7.6312 | 7.6179 | 7.6053 | 7.5934 | 7.5823 | 7.5719 | 7.5623 | 7.5535 | 7.5455 | 7.5383 | 7.5317 | 7.5256 | 7.5202 | 7.5152
F2_Industrial_Industrial - WA_Existing_Space Heating_Natural Gas_Gas Boiler - Insulate Steam Lines/Condensate Tank_A_Achievable Economic TRC Potential | F2 | Industrial | Industrial - WA | Existing | Space Heating | Natural Gas | Gas Boiler - Insulate Steam Lines/Condensate Tank | A | Original Unit Summer Peak Savings (kW) | Achievable Economic TRC Potential | 0 | 0 | 0 | 0 | 0 | 0 | 0 | 0 | 0 | 0 | 0 | 0 | 0 | 0 | 0 | 0 | 0 | 0 | 0 | 0 | 0 | 0 | 0 | 0 | 0 | 0 | 0
F3_Industrial_Industrial - WA_Existing_Space Heating_Natural Gas_Gas Boiler - Insulate Steam Lines/Condensate Tank_A_Achievable Economic TRC Potential | F3 | Industrial | Industrial - WA | Existing | Space Heating | Natural Gas | Gas Boiler - Insulate Steam Lines/Condensate Tank | A | Original Unit Winter Peak Savings (kW) | Achievable Economic TRC Potential | 0 | 0 | 0 | 0 | 0 | 0 | 0 | 0 | 0 | 0 | 0 | 0 | 0 | 0 | 0 | 0 | 0 | 0 | 0 | 0 | 0 | 0 | 0 | 0 | 0 | 0 | 0
F4_Industrial_Industrial - WA_Existing_Space Heating_Natural Gas_Gas Boiler - Insulate Steam Lines/Condensate Tank_A_Achievable Economic TRC Potential | F4 | Industrial | Industrial - WA | Existing | Space Heating | Natural Gas | Gas Boiler - Insulate Steam Lines/Condensate Tank | A | Standalone Impact on Baseline Energy (%) | Achievable Economic TRC Potential | 0 | 0 | 0.00031452 | 0.00063417 | 0.00095921 | 0.0012899 | 0.0016265 | 0.0019691 | 0.0023182 | 0.0026738 | 0.0030363 | 0.0034058 | 0.0037825 | 0.0041668 | 0.0045587 | 0.0049585 | 0.0053664 | 0.0054665 | 0.0055688 | 0.0056727 | 0.0057781 | 0.0058851 | 0.0059937 | 0.006104 | 0.0062159 | 0.0063295 | 0.0064449
F5_Industrial_Industrial - WA_Existing_Space Heating_Natural Gas_Gas Boiler - Insulate Steam Lines/Condensate Tank_A_Achievable Economic TRC Potential | F5 | Industrial | Industrial - WA | Existing | Space Heating | Natural Gas | Gas Boiler - Insulate Steam Lines/Condensate Tank | A | Standalone Impact on Baseline Summer Peak (%) | Achievable Economic TRC Potential | 0 | 0 | 0 | 0 | 0 | 0 | 0 | 0 | 0 | 0 | 0 | 0 | 0 | 0 | 0 | 0 | 0 | 0 | 0 | 0 | 0 | 0 | 0 | 0 | 0 | 0 | 0
F6_Industrial_Industrial - WA_Existing_Space Heating_Natural Gas_Gas Boiler - Insulate Steam Lines/Condensate Tank_A_Achievable Economic TRC Potential | F6 | Industrial | Industrial - WA | Existing | Space Heating | Natural Gas | Gas Boiler - Insulate Steam Lines/Condensate Tank | A | Standalone Impact on Baseline Winter Peak (%) | Achievable Economic TRC Potential | 0 | 0 | 0 | 0 | 0 | 0 | 0 | 0 | 0 | 0 | 0 | 0 | 0 | 0 | 0 | 0 | 0 | 0 | 0 | 0 | 0 | 0 | 0 | 0 | 0 | 0 | 0
F7_Industrial_Industrial - WA_Existing_Space Heating_Natural Gas_Gas Boiler - Insulate Steam Lines/Condensate Tank_A_Achievable Economic TRC Potential | F7 | Industrial | Industrial - WA | Existing | Space Heating | Natural Gas | Gas Boiler - Insulate Steam Lines/Condensate Tank | A | Incremental Energy Savings (MWh or mTherms) | Achievable Economic TRC Potential | 0 | 0 | 0.052559 | 0.051524 | 0.050512 | 0.049521 | 0.048553 | 0.047607 | 0.046682 | 0.045778 | 0.044895 | 0.044032 | 0.04319 | 0.042368 | 0.041564 | 0.04078 | 0.040014 | 0 | 0 | 0 | 0 | 0 | 0 | 0 | 0 | 0 | 0
F8_Industrial_Industrial - WA_Existing_Space Heating_Natural Gas_Gas Boiler - Insulate Steam Lines/Condensate Tank_A_Achievable Economic TRC Potential | F8 | Industrial | Industrial - WA | Existing | Space Heating | Natural Gas | Gas Boiler - Insulate Steam Lines/Condensate Tank | A | Incremental Summer Peak Savings (MW) | Achievable Economic TRC Potential | 0 | 0 | 0 | 0 | 0 | 0 | 0 | 0 | 0 | 0 | 0 | 0 | 0 | 0 | 0 | 0 | 0 | 0 | 0 | 0 | 0 | 0 | 0 | 0 | 0 | 0 | 0
F9_Industrial_Industrial - WA_Existing_Space Heating_Natural Gas_Gas Boiler - Insulate Steam Lines/Condensate Tank_A_Achievable Economic TRC Potential | F9 | Industrial | Industrial - WA | Existing | Space Heating | Natural Gas | Gas Boiler - Insulate Steam Lines/Condensate Tank | A | Incremental Winter Peak Savings (MW) | Achievable Economic TRC Potential | 0 | 0 | 0 | 0 | 0 | 0 | 0 | 0 | 0 | 0 | 0 | 0 | 0 | 0 | 0 | 0 | 0 | 0 | 0 | 0 | 0 | 0 | 0 | 0 | 0 | 0 | 0
F10_Industrial_Industrial - WA_Existing_Space Heating_Natural Gas_Gas Boiler - Insulate Steam Lines/Condensate Tank_A_Achievable Economic TRC Potential | F10 | Industrial | Industrial - WA | Existing | Space Heating | Natural Gas | Gas Boiler - Insulate Steam Lines/Condensate Tank | A | Cumulative Energy Savings (MWh or mTherms) | Achievable Economic TRC Potential | 0 | 0 | 0.052559 | 0.10395 | 0.15421 | 0.20336 | 0.25143 | 0.29846 | 0.34448 | 0.38952 | 0.4336 | 0.47676 | 0.51904 | 0.56045 | 0.60104 | 0.64082 | 0.67984 | 0.67884 | 0.67791 | 0.67706 | 0.67627 | 0.67555 | 0.6749 | 0.67431 | 0.67377 | 0.67328 | 0.67284
F11_Industrial_Industrial - WA_Existing_Space Heating_Natural Gas_Gas Boiler - Insulate Steam Lines/Condensate Tank_A_Achievable Economic TRC Potential | F11 | Industrial | Industrial - WA | Existing | Space Heating | Natural Gas | Gas Boiler - Insulate Steam Lines/Condensate Tank | A | Cumulative Summer Peak Savings (MW) | Achievable Economic TRC Potential | 0 | 0 | 0 | 0 | 0 | 0 | 0 | 0 | 0 | 0 | 0 | 0 | 0 | 0 | 0 | 0 | 0 | 0 | 0 | 0 | 0 | 0 | 0 | 0 | 0 | 0 | 0
F12_Industrial_Industrial - WA_Existing_Space Heating_Natural Gas_Gas Boiler - Insulate Steam Lines/Condensate Tank_A_Achievable Economic TRC Potential | F12 | Industrial | Industrial - WA | Existing | Space Heating | Natural Gas | Gas Boiler - Insulate Steam Lines/Condensate Tank | A | Cumulative Winter Peak Savings (MW) | Achievable Economic TRC Potential | 0 | 0 | 0 | 0 | 0 | 0 | 0 | 0 | 0 | 0 | 0 | 0 | 0 | 0 | 0 | 0 | 0 | 0 | 0 | 0 | 0 | 0 | 0 | 0 | 0 | 0 | 0
F13_Industrial_Industrial - WA_Existing_Space Heating_Natural Gas_Gas Boiler - Insulate Steam Lines/Condensate Tank_A_Achievable Economic TRC Potential | F13 | Industrial | Industrial - WA | Existing | Space Heating | Natural Gas | Gas Boiler - Insulate Steam Lines/Condensate Tank | A | Purchases (Incremental) | Achievable Economic TRC Potential | 0 | 0 | 6.7224 | 6.6065 | 6.4926 | 6.3807 | 6.2706 | 6.1625 | 6.0563 | 5.9519 | 5.8492 | 5.7484 | 5.6493 | 5.5519 | 5.4562 | 5.3621 | 5.2696 | 0 | 0 | 0 | 0 | 0 | 0 | 0 | 0 | 0 | 0
F14_Industrial_Industrial - WA_Existing_Space Heating_Natural Gas_Gas Boiler - Insulate Steam Lines/Condensate Tank_A_Achievable Economic TRC Potential | F14 | Industrial | Industrial - WA | Existing | Space Heating | Natural Gas | Gas Boiler - Insulate Steam Lines/Condensate Tank | A | Purchases (Cumulative) | Achievable Economic TRC Potential | 0 | 0 | 6.7224 | 13.3289 | 19.8215 | 26.2021 | 32.4728 | 38.6353 | 44.6916 | 50.6434 | 56.4927 | 62.2411 | 67.8903 | 73.4422 | 78.8984 | 84.2605 | 89.5301 | 89.5301 | 89.5301 | 89.5301 | 89.5301 | 89.5301 | 89.5301 | 89.5301 | 89.5301 | 89.5301 | 89.5301
F1_Industrial_Industrial - WA_Existing_Space Heating_Natural Gas_Gas Boiler - Stack Economizer_A_Achievable Economic TRC Potential | F1 | Industrial | Industrial - WA | Existing | Space Heating | Natural Gas | Gas Boiler - Stack Economizer | A | Original Unit Energy Savings (kWh or therms) | Achievable Economic TRC Potential | 0 | 0 | 1.1134 | 1.1107 | 1.1079 | 1.1053 | 1.1027 | 1.1001 | 1.0977 | 1.0953 | 1.093 | 1.0909 | 1.0888 | 1.0868 | 1.0849 | 1.0831 | 1.0814 | 1.0798 | 1.0783 | 1.0769 | 1.0757 | 1.0746 | 1.0735 | 1.0726 | 1.0717 | 1.0709 | 1.0702
F2_Industrial_Industrial - WA_Existing_Space Heating_Natural Gas_Gas Boiler - Stack Economizer_A_Achievable Economic TRC Potential | F2 | Industrial | Industrial - WA | Existing | Space Heating | Natural Gas | Gas Boiler - Stack Economizer | A | Original Unit Summer Peak Savings (kW) | Achievable Economic TRC Potential | 0 | 0 | 0 | 0 | 0 | 0 | 0 | 0 | 0 | 0 | 0 | 0 | 0 | 0 | 0 | 0 | 0 | 0 | 0 | 0 | 0 | 0 | 0 | 0 | 0 | 0 | 0
F3_Industrial_Industrial - WA_Existing_Space Heating_Natural Gas_Gas Boiler - Stack Economizer_A_Achievable Economic TRC Potential | F3 | Industrial | Industrial - WA | Existing | Space Heating | Natural Gas | Gas Boiler - Stack Economizer | A | Original Unit Winter Peak Savings (kW) | Achievable Economic TRC Potential | 0 | 0 | 0 | 0 | 0 | 0 | 0 | 0 | 0 | 0 | 0 | 0 | 0 | 0 | 0 | 0 | 0 | 0 | 0 | 0 | 0 | 0 | 0 | 0 | 0 | 0 | 0
F4_Industrial_Industrial - WA_Existing_Space Heating_Natural Gas_Gas Boiler - Stack Economizer_A_Achievable Economic TRC Potential | F4 | Industrial | Industrial - WA | Existing | Space Heating | Natural Gas | Gas Boiler - Stack Economizer | A | Standalone Impact on Baseline Energy (%) | Achievable Economic TRC Potential | 0 | 0 | 0.00055083 | 0.0011106 | 0.0016799 | 0.002259 | 0.0028484 | 0.0033936 | 0.0038499 | 0.0042356 | 0.0045655 | 0.0048512 | 0.005102 | 0.0053256 | 0.0055278 | 0.0057134 | 0.0058863 | 0.0059961 | 0.0061083 | 0.0062222 | 0.0063379 | 0.0064552 | 0.0065744 | 0.0066953 | 0.006818 | 0.0069427 | 0.0070693
F5_Industrial_Industrial - WA_Existing_Space Heating_Natural Gas_Gas Boiler - Stack Economizer_A_Achievable Economic TRC Potential | F5 | Industrial | Industrial - WA | Existing | Space Heating | Natural Gas | Gas Boiler - Stack Economizer | A | Standalone Impact on Baseline Summer Peak (%) | Achievable Economic TRC Potential | 0 | 0 | 0 | 0 | 0 | 0 | 0 | 0 | 0 | 0 | 0 | 0 | 0 | 0 | 0 | 0 | 0 | 0 | 0 | 0 | 0 | 0 | 0 | 0 | 0 | 0 | 0
F6_Industrial_Industrial - WA_Existing_Space Heating_Natural Gas_Gas Boiler - Stack Economizer_A_Achievable Economic TRC Potential | F6 | Industrial | Industrial - WA | Existing | Space Heating | Natural Gas | Gas Boiler - Stack Economizer | A | Standalone Impact on Baseline Winter Peak (%) | Achievable Economic TRC Potential | 0 | 0 | 0 | 0 | 0 | 0 | 0 | 0 | 0 | 0 | 0 | 0 | 0 | 0 | 0 | 0 | 0 | 0 | 0 | 0 | 0 | 0 | 0 | 0 | 0 | 0 | 0
F7_Industrial_Industrial - WA_Existing_Space Heating_Natural Gas_Gas Boiler - Stack Economizer_A_Achievable Economic TRC Potential | F7 | Industrial | Industrial - WA | Existing | Space Heating | Natural Gas | Gas Boiler - Stack Economizer | A | Incremental Energy Savings (MWh or mTherms) | Achievable Economic TRC Potential | 0 | 0 | 0.092048 | 0.090235 | 0.088461 | 0.086727 | 0.085031 | 0.075037 | 0.058863 | 0.046179 | 0.03623 | 0.028428 | 0.022307 | 0.017506 | 0.013739 | 0.010784 | 0.0084651 | 0 | 0 | 0 | 0 | 0 | 0 | 0 | 0 | 0 | 0
F8_Industrial_Industrial - WA_Existing_Space Heating_Natural Gas_Gas Boiler - Stack Economizer_A_Achievable Economic TRC Potential | F8 | Industrial | Industrial - WA | Existing | Space Heating | Natural Gas | Gas Boiler - Stack Economizer | A | Incremental Summer Peak Savings (MW) | Achievable Economic TRC Potential | 0 | 0 | 0 | 0 | 0 | 0 | 0 | 0 | 0 | 0 | 0 | 0 | 0 | 0 | 0 | 0 | 0 | 0 | 0 | 0 | 0 | 0 | 0 | 0 | 0 | 0 | 0
F9_Industrial_Industrial - WA_Existing_Space Heating_Natural Gas_Gas Boiler - Stack Economizer_A_Achievable Economic TRC Potential | F9 | Industrial | Industrial - WA | Existing | Space Heating | Natural Gas | Gas Boiler - Stack Economizer | A | Incremental Winter Peak Savings (MW) | Achievable Economic TRC Potential | 0 | 0 | 0 | 0 | 0 | 0 | 0 | 0 | 0 | 0 | 0 | 0 | 0 | 0 | 0 | 0 | 0 | 0 | 0 | 0 | 0 | 0 | 0 | 0 | 0 | 0 | 0
F10_Industrial_Industrial - WA_Existing_Space Heating_Natural Gas_Gas Boiler - Stack Economizer_A_Achievable Economic TRC Potential | F10 | Industrial | Industrial - WA | Existing | Space Heating | Natural Gas | Gas Boiler - Stack Economizer | A | Cumulative Energy Savings (MWh or mTherms) | Achievable Economic TRC Potential | 0 | 0 | 0.092048 | 0.18205 | 0.27007 | 0.35614 | 0.44034 | 0.51437 | 0.57208 | 0.61703 | 0.65198 | 0.6791 | 0.7001 | 0.71632 | 0.72881 | 0.73839 | 0.7457 | 0.7446 | 0.74359 | 0.74265 | 0.74178 | 0.741 | 0.74028 | 0.73963 | 0.73904 | 0.73851 | 0.73802
F11_Industrial_Industrial - WA_Existing_Space Heating_Natural Gas_Gas Boiler - Stack Economizer_A_Achievable Economic TRC Potential | F11 | Industrial | Industrial - WA | Existing | Space Heating | Natural Gas | Gas Boiler - Stack Economizer | A | Cumulative Summer Peak Savings (MW) | Achievable Economic TRC Potential | 0 | 0 | 0 | 0 | 0 | 0 | 0 | 0 | 0 | 0 | 0 | 0 | 0 | 0 | 0 | 0 | 0 | 0 | 0 | 0 | 0 | 0 | 0 | 0 | 0 | 0 | 0
F12_Industrial_Industrial - WA_Existing_Space Heating_Natural Gas_Gas Boiler - Stack Economizer_A_Achievable Economic TRC Potential | F12 | Industrial | Industrial - WA | Existing | Space Heating | Natural Gas | Gas Boiler - Stack Economizer | A | Cumulative Winter Peak Savings (MW) | Achievable Economic TRC Potential | 0 | 0 | 0 | 0 | 0 | 0 | 0 | 0 | 0 | 0 | 0 | 0 | 0 | 0 | 0 | 0 | 0 | 0 | 0 | 0 | 0 | 0 | 0 | 0 | 0 | 0 | 0
F13_Industrial_Industrial - WA_Existing_Space Heating_Natural Gas_Gas Boiler - Stack Economizer_A_Achievable Economic TRC Potential | F13 | Industrial | Industrial - WA | Existing | Space Heating | Natural Gas | Gas Boiler - Stack Economizer | A | Purchases (Incremental) | Achievable Economic TRC Potential | 0 | 0 | 82.6701 | 81.2447 | 79.8439 | 78.4673 | 77.1144 | 68.2064 | 53.6243 | 42.1598 | 33.1463 | 26.0599 | 20.4885 | 16.1082 | 12.6644 | 9.9568 | 7.8281 | 0 | 0 | 0 | 0 | 0 | 0 | 0 | 0 | 0 | 0
F14_Industrial_Industrial - WA_Existing_Space Heating_Natural Gas_Gas Boiler - Stack Economizer_A_Achievable Economic TRC Potential | F14 | Industrial | Industrial - WA | Existing | Space Heating | Natural Gas | Gas Boiler - Stack Economizer | A | Purchases (Cumulative) | Achievable Economic TRC Potential | 0 | 0 | 82.6701 | 163.9148 | 243.7587 | 322.2261 | 399.3405 | 467.5469 | 521.1712 | 563.3311 | 596.4774 | 622.5373 | 643.0258 | 659.1339 | 671.7983 | 681.7551 | 689.5832 | 689.5832 | 689.5832 | 689.5832 | 689.5832 | 689.5832 | 689.5832 | 689.5832 | 689.5832 | 689.5832 | 689.5832
F1_Industrial_Industrial - WA_Existing_Space Heating_Natural Gas_Gas Boiler - Steam Trap Replacement_A_Achievable Economic TRC Potential | F1 | Industrial | Industrial - WA | Existing | Space Heating | Natural Gas | Gas Boiler - Steam Trap Replacement | A | Original Unit Energy Savings (kWh or therms) | Achievable Economic TRC Potential | 0 | 0 | 34913.1947 | 34826.0148 | 34740.5267 | 34656.9433 | 34575.4581 | 34496.2471 | 34419.4702 | 34345.2729 | 34273.7872 | 34205.1333 | 34139.4206 | 34076.7483 | 34017.2066 | 33960.8778 | 33907.8363 | 33858.1501 | 33811.8807 | 33769.0842 | 33729.8117 | 33694.1094 | 33661.6528 | 33632.1467 | 33605.3231 | 33580.9379 | 33558.7696
F2_Industrial_Industrial - WA_Existing_Space Heating_Natural Gas_Gas Boiler - Steam Trap Replacement_A_Achievable Economic TRC Potential | F2 | Industrial | Industrial - WA | Existing | Space Heating | Natural Gas | Gas Boiler - Steam Trap Replacement | A | Original Unit Summer Peak Savings (kW) | Achievable Economic TRC Potential | 0 | 0 | 0 | 0 | 0 | 0 | 0 | 0 | 0 | 0 | 0 | 0 | 0 | 0 | 0 | 0 | 0 | 0 | 0 | 0 | 0 | 0 | 0 | 0 | 0 | 0 | 0
F3_Industrial_Industrial - WA_Existing_Space Heating_Natural Gas_Gas Boiler - Steam Trap Replacement_A_Achievable Economic TRC Potential | F3 | Industrial | Industrial - WA | Existing | Space Heating | Natural Gas | Gas Boiler - Steam Trap Replacement | A | Original Unit Winter Peak Savings (kW) | Achievable Economic TRC Potential | 0 | 0 | 0 | 0 | 0 | 0 | 0 | 0 | 0 | 0 | 0 | 0 | 0 | 0 | 0 | 0 | 0 | 0 | 0 | 0 | 0 | 0 | 0 | 0 | 0 | 0 | 0
F4_Industrial_Industrial - WA_Existing_Space Heating_Natural Gas_Gas Boiler - Steam Trap Replacement_A_Achievable Economic TRC Potential | F4 | Industrial | Industrial - WA | Existing | Space Heating | Natural Gas | Gas Boiler - Steam Trap Replacement | A | Standalone Impact on Baseline Energy (%) | Achievable Economic TRC Potential | 0 | 0 | 1.874e-05 | 3.7786e-05 | 5.7153e-05 | 7.6856e-05 | 9.691e-05 | 0.00011733 | 0.00011941 | 0.00012154 | 0.00012373 | 0.00012597 | 0.00012826 | 0.00013061 | 0.00013301 | 0.00013547 | 0.00013798 | 0.00014056 | 0.00014319 | 0.00014586 | 0.00014857 | 0.00015132 | 0.00015411 | 0.00015695 | 0.00015982 | 0.00016275 | 0.00016571
F5_Industrial_Industrial - WA_Existing_Space Heating_Natural Gas_Gas Boiler - Steam Trap Replacement_A_Achievable Economic TRC Potential | F5 | Industrial | Industrial - WA | Existing | Space Heating | Natural Gas | Gas Boiler - Steam Trap Replacement | A | Standalone Impact on Baseline Summer Peak (%) | Achievable Economic TRC Potential | 0 | 0 | 0 | 0 | 0 | 0 | 0 | 0 | 0 | 0 | 0 | 0 | 0 | 0 | 0 | 0 | 0 | 0 | 0 | 0 | 0 | 0 | 0 | 0 | 0 | 0 | 0
F6_Industrial_Industrial - WA_Existing_Space Heating_Natural Gas_Gas Boiler - Steam Trap Replacement_A_Achievable Economic TRC Potential | F6 | Industrial | Industrial - WA | Existing | Space Heating | Natural Gas | Gas Boiler - Steam Trap Replacement | A | Standalone Impact on Baseline Winter Peak (%) | Achievable Economic TRC Potential | 0 | 0 | 0 | 0 | 0 | 0 | 0 | 0 | 0 | 0 | 0 | 0 | 0 | 0 | 0 | 0 | 0 | 0 | 0 | 0 | 0 | 0 | 0 | 0 | 0 | 0 | 0
F7_Industrial_Industrial - WA_Existing_Space Heating_Natural Gas_Gas Boiler - Steam Trap Replacement_A_Achievable Economic TRC Potential | F7 | Industrial | Industrial - WA | Existing | Space Heating | Natural Gas | Gas Boiler - Steam Trap Replacement | A | Incremental Energy Savings (MWh or mTherms) | Achievable Economic TRC Potential | 0 | 0 | 0.0031317 | 0.00307 | 0.0030097 | 0.0029506 | 0.002893 | 0.0028366 | 0 | 0 | 0 | 0 | 0 | 0 | 0 | 0 | 0 | 0 | 0 | 0 | 0 | 0 | 0 | 0 | 0 | 0 | 0
F8_Industrial_Industrial - WA_Existing_Space Heating_Natural Gas_Gas Boiler - Steam Trap Replacement_A_Achievable Economic TRC Potential | F8 | Industrial | Industrial - WA | Existing | Space Heating | Natural Gas | Gas Boiler - Steam Trap Replacement | A | Incremental Summer Peak Savings (MW) | Achievable Economic TRC Potential | 0 | 0 | 0 | 0 | 0 | 0 | 0 | 0 | 0 | 0 | 0 | 0 | 0 | 0 | 0 | 0 | 0 | 0 | 0 | 0 | 0 | 0 | 0 | 0 | 0 | 0 | 0
F9_Industrial_Industrial - WA_Existing_Space Heating_Natural Gas_Gas Boiler - Steam Trap Replacement_A_Achievable Economic TRC Potential | F9 | Industrial | Industrial - WA | Existing | Space Heating | Natural Gas | Gas Boiler - Steam Trap Replacement | A | Incremental Winter Peak Savings (MW) | Achievable Economic TRC Potential | 0 | 0 | 0 | 0 | 0 | 0 | 0 | 0 | 0 | 0 | 0 | 0 | 0 | 0 | 0 | 0 | 0 | 0 | 0 | 0 | 0 | 0 | 0 | 0 | 0 | 0 | 0
F10_Industrial_Industrial - WA_Existing_Space Heating_Natural Gas_Gas Boiler - Steam Trap Replacement_A_Achievable Economic TRC Potential | F10 | Industrial | Industrial - WA | Existing | Space Heating | Natural Gas | Gas Boiler - Steam Trap Replacement | A | Cumulative Energy Savings (MWh or mTherms) | Achievable Economic TRC Potential | 0 | 0 | 0.0031317 | 0.0061938 | 0.0091883 | 0.012117 | 0.014981 | 0.017784 | 0.017744 | 0.017706 | 0.017669 | 0.017633 | 0.0176 | 0.017567 | 0.017537 | 0.017508 | 0.01748 | 0.017455 | 0.017431 | 0.017409 | 0.017388 | 0.01737 | 0.017353 | 0.017338 | 0.017324 | 0.017312 | 0.0173
F11_Industrial_Industrial - WA_Existing_Space Heating_Natural Gas_Gas Boiler - Steam Trap Replacement_A_Achievable Economic TRC Potential | F11 | Industrial | Industrial - WA | Existing | Space Heating | Natural Gas | Gas Boiler - Steam Trap Replacement | A | Cumulative Summer Peak Savings (MW) | Achievable Economic TRC Potential | 0 | 0 | 0 | 0 | 0 | 0 | 0 | 0 | 0 | 0 | 0 | 0 | 0 | 0 | 0 | 0 | 0 | 0 | 0 | 0 | 0 | 0 | 0 | 0 | 0 | 0 | 0
F12_Industrial_Industrial - WA_Existing_Space Heating_Natural Gas_Gas Boiler - Steam Trap Replacement_A_Achievable Economic TRC Potential | F12 | Industrial | Industrial - WA | Existing | Space Heating | Natural Gas | Gas Boiler - Steam Trap Replacement | A | Cumulative Winter Peak Savings (MW) | Achievable Economic TRC Potential | 0 | 0 | 0 | 0 | 0 | 0 | 0 | 0 | 0 | 0 | 0 | 0 | 0 | 0 | 0 | 0 | 0 | 0 | 0 | 0 | 0 | 0 | 0 | 0 | 0 | 0 | 0
F13_Industrial_Industrial - WA_Existing_Space Heating_Natural Gas_Gas Boiler - Steam Trap Replacement_A_Achievable Economic TRC Potential | F13 | Industrial | Industrial - WA | Existing | Space Heating | Natural Gas | Gas Boiler - Steam Trap Replacement | A | Purchases (Incremental) | Achievable Economic TRC Potential | 0 | 0 | 8.9699e-05 | 8.8152e-05 | 8.6632e-05 | 8.5139e-05 | 8.3671e-05 | 8.2228e-05 | 0 | 0 | 0 | 0 | 0 | 0 | 0 | 0 | 0 | 0 | 0 | 0 | 0 | 0 | 0 | 0 | 0 | 0 | 0
F14_Industrial_Industrial - WA_Existing_Space Heating_Natural Gas_Gas Boiler - Steam Trap Replacement_A_Achievable Economic TRC Potential | F14 | Industrial | Industrial - WA | Existing | Space Heating | Natural Gas | Gas Boiler - Steam Trap Replacement | A | Purchases (Cumulative) | Achievable Economic TRC Potential | 0 | 0 | 8.9699e-05 | 0.00017785 | 0.00026448 | 0.00034962 | 0.00043329 | 0.00051552 | 0.00051552 | 0.00051552 | 0.00051552 | 0.00051552 | 0.00051552 | 0.00051552 | 0.00051552 | 0.00051552 | 0.00051552 | 0.00051552 | 0.00051552 | 0.00051552 | 0.00051552 | 0.00051552 | 0.00051552 | 0.00051552 | 0.00051552 | 0.00051552 | 0.00051552
F1_Industrial_Industrial - WA_Existing_Process_Natural Gas_Process Boiler - Hot Water Reset_A_Achievable Economic TRC Potential | F1 | Industrial | Industrial - WA | Existing | Process | Natural Gas | Process Boiler - Hot Water Reset | A | Original Unit Energy Savings (kWh or therms) | Achievable Economic TRC Potential | 0 | 0 | 8443.765 | 8443.765 | 8443.765 | 8443.765 | 8443.765 | 8443.765 | 8443.765 | 8443.765 | 8443.765 | 8443.765 | 8443.765 | 8443.765 | 8443.765 | 8443.765 | 8443.765 | 8443.765 | 8443.765 | 8443.765 | 8443.765 | 8443.765 | 8443.765 | 8443.765 | 8443.765 | 8443.765 | 8443.765
F2_Industrial_Industrial - WA_Existing_Process_Natural Gas_Process Boiler - Hot Water Reset_A_Achievable Economic TRC Potential | F2 | Industrial | Industrial - WA | Existing | Process | Natural Gas | Process Boiler - Hot Water Reset | A | Original Unit Summer Peak Savings (kW) | Achievable Economic TRC Potential | 0 | 0 | 0 | 0 | 0 | 0 | 0 | 0 | 0 | 0 | 0 | 0 | 0 | 0 | 0 | 0 | 0 | 0 | 0 | 0 | 0 | 0 | 0 | 0 | 0 | 0 | 0
F3_Industrial_Industrial - WA_Existing_Process_Natural Gas_Process Boiler - Hot Water Reset_A_Achievable Economic TRC Potential | F3 | Industrial | Industrial - WA | Existing | Process | Natural Gas | Process Boiler - Hot Water Reset | A | Original Unit Winter Peak Savings (kW) | Achievable Economic TRC Potential | 0 | 0 | 0 | 0 | 0 | 0 | 0 | 0 | 0 | 0 | 0 | 0 | 0 | 0 | 0 | 0 | 0 | 0 | 0 | 0 | 0 | 0 | 0 | 0 | 0 | 0 | 0
F4_Industrial_Industrial - WA_Existing_Process_Natural Gas_Process Boiler - Hot Water Reset_A_Achievable Economic TRC Potential | F4 | Industrial | Industrial - WA | Existing | Process | Natural Gas | Process Boiler - Hot Water Reset | A | Standalone Impact on Baseline Energy (%) | Achievable Economic TRC Potential | 0 | 0 | 0.00028999 | 0.00065114 | 0.0010983 | 0.0016233 | 0.0022287 | 0.0029423 | 0.0037339 | 0.0045553 | 0.0053475 | 0.0060537 | 0.0066337 | 0.0070637 | 0.0073697 | 0.0075867 | 0.0077569 | 0.0079064 | 0.0080493 | 0.0081915 | 0.0083353 | 0.0084816 | 0.0086304 | 0.0087818 | 0.0089359 | 0.0090926 | 0.0092522
F5_Industrial_Industrial - WA_Existing_Process_Natural Gas_Process Boiler - Hot Water Reset_A_Achievable Economic TRC Potential | F5 | Industrial | Industrial - WA | Existing | Process | Natural Gas | Process Boiler - Hot Water Reset | A | Standalone Impact on Baseline Summer Peak (%) | Achievable Economic TRC Potential | 0 | 0 | 0 | 0 | 0 | 0 | 0 | 0 | 0 | 0 | 0 | 0 | 0 | 0 | 0 | 0 | 0 | 0 | 0 | 0 | 0 | 0 | 0 | 0 | 0 | 0 | 0
F6_Industrial_Industrial - WA_Existing_Process_Natural Gas_Process Boiler - Hot Water Reset_A_Achievable Economic TRC Potential | F6 | Industrial | Industrial - WA | Existing | Process | Natural Gas | Process Boiler - Hot Water Reset | A | Standalone Impact on Baseline Winter Peak (%) | Achievable Economic TRC Potential | 0 | 0 | 0 | 0 | 0 | 0 | 0 | 0 | 0 | 0 | 0 | 0 | 0 | 0 | 0 | 0 | 0 | 0 | 0 | 0 | 0 | 0 | 0 | 0 | 0 | 0 | 0
F7_Industrial_Industrial - WA_Existing_Process_Natural Gas_Process Boiler - Hot Water Reset_A_Achievable Economic TRC Potential | F7 | Industrial | Industrial - WA | Existing | Process | Natural Gas | Process Boiler - Hot Water Reset | A | Incremental Energy Savings (MWh or mTherms) | Achievable Economic TRC Potential | 0 | 0 | 0.66547 | 0.80301 | 0.9657 | 1.1017 | 1.235 | 1.4189 | 1.5297 | 1.5358 | 1.4224 | 1.2016 | 0.91378 | 0.59433 | 0.33915 | 0.16048 | 0.066724 | 0.023845 | 0.0073196 | 0.0015678 | 0.00025327 | 2.9876e-05 | 0 | 0 | 0 | 0 | 0
F8_Industrial_Industrial - WA_Existing_Process_Natural Gas_Process Boiler - Hot Water Reset_A_Achievable Economic TRC Potential | F8 | Industrial | Industrial - WA | Existing | Process | Natural Gas | Process Boiler - Hot Water Reset | A | Incremental Summer Peak Savings (MW) | Achievable Economic TRC Potential | 0 | 0 | 0 | 0 | 0 | 0 | 0 | 0 | 0 | 0 | 0 | 0 | 0 | 0 | 0 | 0 | 0 | 0 | 0 | 0 | 0 | 0 | 0 | 0 | 0 | 0 | 0
F9_Industrial_Industrial - WA_Existing_Process_Natural Gas_Process Boiler - Hot Water Reset_A_Achievable Economic TRC Potential | F9 | Industrial | Industrial - WA | Existing | Process | Natural Gas | Process Boiler - Hot Water Reset | A | Incremental Winter Peak Savings (MW) | Achievable Economic TRC Potential | 0 | 0 | 0 | 0 | 0 | 0 | 0 | 0 | 0 | 0 | 0 | 0 | 0 | 0 | 0 | 0 | 0 | 0 | 0 | 0 | 0 | 0 | 0 | 0 | 0 | 0 | 0
F10_Industrial_Industrial - WA_Existing_Process_Natural Gas_Process Boiler - Hot Water Reset_A_Achievable Economic TRC Potential | F10 | Industrial | Industrial - WA | Existing | Process | Natural Gas | Process Boiler - Hot Water Reset | A | Cumulative Energy Savings (MWh or mTherms) | Achievable Economic TRC Potential | 0 | 0 | 0.66547 | 1.4685 | 2.4342 | 3.5359 | 4.7708 | 6.1898 | 7.7195 | 9.2553 | 10.6777 | 11.8792 | 12.793 | 13.3873 | 13.7265 | 13.887 | 13.9537 | 13.9775 | 13.9848 | 13.9864 | 13.9867 | 13.9867 | 13.9867 | 13.9867 | 13.9867 | 13.9867 | 13.9867
F11_Industrial_Industrial - WA_Existing_Process_Natural Gas_Process Boiler - Hot Water Reset_A_Achievable Economic TRC Potential | F11 | Industrial | Industrial - WA | Existing | Process | Natural Gas | Process Boiler - Hot Water Reset | A | Cumulative Summer Peak Savings (MW) | Achievable Economic TRC Potential | 0 | 0 | 0 | 0 | 0 | 0 | 0 | 0 | 0 | 0 | 0 | 0 | 0 | 0 | 0 | 0 | 0 | 0 | 0 | 0 | 0 | 0 | 0 | 0 | 0 | 0 | 0
F12_Industrial_Industrial - WA_Existing_Process_Natural Gas_Process Boiler - Hot Water Reset_A_Achievable Economic TRC Potential | F12 | Industrial | Industrial - WA | Existing | Process | Natural Gas | Process Boiler - Hot Water Reset | A | Cumulative Winter Peak Savings (MW) | Achievable Economic TRC Potential | 0 | 0 | 0 | 0 | 0 | 0 | 0 | 0 | 0 | 0 | 0 | 0 | 0 | 0 | 0 | 0 | 0 | 0 | 0 | 0 | 0 | 0 | 0 | 0 | 0 | 0 | 0
F13_Industrial_Industrial - WA_Existing_Process_Natural Gas_Process Boiler - Hot Water Reset_A_Achievable Economic TRC Potential | F13 | Industrial | Industrial - WA | Existing | Process | Natural Gas | Process Boiler - Hot Water Reset | A | Purchases (Incremental) | Achievable Economic TRC Potential | 0 | 0 | 0.078812 | 0.0951 | 0.11437 | 0.13047 | 0.14626 | 0.16804 | 0.18117 | 0.18189 | 0.16845 | 0.1423 | 0.10822 | 0.070387 | 0.040165 | 0.019005 | 0.0079021 | 0.002824 | 0.00086687 | 0.00018568 | 2.9994e-05 | 3.5383e-06 | 0 | 0 | 0 | 0 | 0
F14_Industrial_Industrial - WA_Existing_Process_Natural Gas_Process Boiler - Hot Water Reset_A_Achievable Economic TRC Potential | F14 | Industrial | Industrial - WA | Existing | Process | Natural Gas | Process Boiler - Hot Water Reset | A | Purchases (Cumulative) | Achievable Economic TRC Potential | 0 | 0 | 0.078812 | 0.17391 | 0.28828 | 0.41876 | 0.56501 | 0.73306 | 0.91423 | 1.0961 | 1.2646 | 1.4069 | 1.5151 | 1.5855 | 1.6256 | 1.6446 | 1.6525 | 1.6554 | 1.6562 | 1.6564 | 1.6564 | 1.6565 | 1.6565 | 1.6565 | 1.6565 | 1.6565 | 1.6565
F1_Industrial_Industrial - WA_Existing_Process_Natural Gas_Process Boiler - Burner Control Optimization_A_Achievable Economic TRC Potential | F1 | Industrial | Industrial - WA | Existing | Process | Natural Gas | Process Boiler - Burner Control Optimization | A | Original Unit Energy Savings (kWh or therms) | Achievable Economic TRC Potential | 0 | 0 | 2.2956 | 2.2956 | 2.2956 | 2.2956 | 2.2956 | 2.2956 | 2.2956 | 2.2956 | 2.2956 | 2.2956 | 2.2956 | 2.2956 | 2.2956 | 2.2956 | 2.2956 | 2.2956 | 2.2956 | 2.2956 | 2.2956 | 2.2956 | 2.2956 | 2.2956 | 2.2956 | 2.2956 | 2.2956
F2_Industrial_Industrial - WA_Existing_Process_Natural Gas_Process Boiler - Burner Control Optimization_A_Achievable Economic TRC Potential | F2 | Industrial | Industrial - WA | Existing | Process | Natural Gas | Process Boiler - Burner Control Optimization | A | Original Unit Summer Peak Savings (kW) | Achievable Economic TRC Potential | 0 | 0 | 0 | 0 | 0 | 0 | 0 | 0 | 0 | 0 | 0 | 0 | 0 | 0 | 0 | 0 | 0 | 0 | 0 | 0 | 0 | 0 | 0 | 0 | 0 | 0 | 0
F3_Industrial_Industrial - WA_Existing_Process_Natural Gas_Process Boiler - Burner Control Optimization_A_Achievable Economic TRC Potential | F3 | Industrial | Industrial - WA | Existing | Process | Natural Gas | Process Boiler - Burner Control Optimization | A | Original Unit Winter Peak Savings (kW) | Achievable Economic TRC Potential | 0 | 0 | 0 | 0 | 0 | 0 | 0 | 0 | 0 | 0 | 0 | 0 | 0 | 0 | 0 | 0 | 0 | 0 | 0 | 0 | 0 | 0 | 0 | 0 | 0 | 0 | 0
F4_Industrial_Industrial - WA_Existing_Process_Natural Gas_Process Boiler - Burner Control Optimization_A_Achievable Economic TRC Potential | F4 | Industrial | Industrial - WA | Existing | Process | Natural Gas | Process Boiler - Burner Control Optimization | A | Standalone Impact on Baseline Energy (%) | Achievable Economic TRC Potential | 0 | 0 | 1.6229e-05 | 4.2024e-05 | 9.3782e-05 | 0.00018471 | 0.00032684 | 0.00052702 | 0.00078375 | 0.0010862 | 0.0014162 | 0.001752 | 0.0020729 | 0.0023632 | 0.0026138 | 0.0028223 | 0.0029917 | 0.003128 | 0.0032388 | 0.0033312 | 0.0033897 | 0.0034492 | 0.0035097 | 0.0035712 | 0.0036339 | 0.0036976 | 0.0037625
F5_Industrial_Industrial - WA_Existing_Process_Natural Gas_Process Boiler - Burner Control Optimization_A_Achievable Economic TRC Potential | F5 | Industrial | Industrial - WA | Existing | Process | Natural Gas | Process Boiler - Burner Control Optimization | A | Standalone Impact on Baseline Summer Peak (%) | Achievable Economic TRC Potential | 0 | 0 | 0 | 0 | 0 | 0 | 0 | 0 | 0 | 0 | 0 | 0 | 0 | 0 | 0 | 0 | 0 | 0 | 0 | 0 | 0 | 0 | 0 | 0 | 0 | 0 | 0
F6_Industrial_Industrial - WA_Existing_Process_Natural Gas_Process Boiler - Burner Control Optimization_A_Achievable Economic TRC Potential | F6 | Industrial | Industrial - WA | Existing | Process | Natural Gas | Process Boiler - Burner Control Optimization | A | Standalone Impact on Baseline Winter Peak (%) | Achievable Economic TRC Potential | 0 | 0 | 0 | 0 | 0 | 0 | 0 | 0 | 0 | 0 | 0 | 0 | 0 | 0 | 0 | 0 | 0 | 0 | 0 | 0 | 0 | 0 | 0 | 0 | 0 | 0 | 0
F7_Industrial_Industrial - WA_Existing_Process_Natural Gas_Process Boiler - Burner Control Optimization_A_Achievable Economic TRC Potential | F7 | Industrial | Industrial - WA | Existing | Process | Natural Gas | Process Boiler - Burner Control Optimization | A | Incremental Energy Savings (MWh or mTherms) | Achievable Economic TRC Potential | 0 | 0 | 0.037242 | 0.057532 | 0.11308 | 0.19448 | 0.29731 | 0.40905 | 0.51164 | 0.58662 | 0.62085 | 0.61015 | 0.55965 | 0.48125 | 0.38949 | 0.29772 | 0.21559 | 0.14831 | 0.097168 | 0.060768 | 0 | 0 | 0 | 0 | 0 | 0 | 0
F8_Industrial_Industrial - WA_Existing_Process_Natural Gas_Process Boiler - Burner Control Optimization_A_Achievable Economic TRC Potential | F8 | Industrial | Industrial - WA | Existing | Process | Natural Gas | Process Boiler - Burner Control Optimization | A | Incremental Summer Peak Savings (MW) | Achievable Economic TRC Potential | 0 | 0 | 0 | 0 | 0 | 0 | 0 | 0 | 0 | 0 | 0 | 0 | 0 | 0 | 0 | 0 | 0 | 0 | 0 | 0 | 0 | 0 | 0 | 0 | 0 | 0 | 0
F9_Industrial_Industrial - WA_Existing_Process_Natural Gas_Process Boiler - Burner Control Optimization_A_Achievable Economic TRC Potential | F9 | Industrial | Industrial - WA | Existing | Process | Natural Gas | Process Boiler - Burner Control Optimization | A | Incremental Winter Peak Savings (MW) | Achievable Economic TRC Potential | 0 | 0 | 0 | 0 | 0 | 0 | 0 | 0 | 0 | 0 | 0 | 0 | 0 | 0 | 0 | 0 | 0 | 0 | 0 | 0 | 0 | 0 | 0 | 0 | 0 | 0 | 0
F10_Industrial_Industrial - WA_Existing_Process_Natural Gas_Process Boiler - Burner Control Optimization_A_Achievable Economic TRC Potential | F10 | Industrial | Industrial - WA | Existing | Process | Natural Gas | Process Boiler - Burner Control Optimization | A | Cumulative Energy Savings (MWh or mTherms) | Achievable Economic TRC Potential | 0 | 0 | 0.037242 | 0.094774 | 0.20785 | 0.40233 | 0.69964 | 1.1087 | 1.6203 | 2.2069 | 2.8278 | 3.4379 | 3.9976 | 4.4788 | 4.8683 | 5.1661 | 5.3816 | 5.53 | 5.6271 | 5.6879 | 5.6879 | 5.6879 | 5.6879 | 5.6879 | 5.6879 | 5.6879 | 5.6879
F11_Industrial_Industrial - WA_Existing_Process_Natural Gas_Process Boiler - Burner Control Optimization_A_Achievable Economic TRC Potential | F11 | Industrial | Industrial - WA | Existing | Process | Natural Gas | Process Boiler - Burner Control Optimization | A | Cumulative Summer Peak Savings (MW) | Achievable Economic TRC Potential | 0 | 0 | 0 | 0 | 0 | 0 | 0 | 0 | 0 | 0 | 0 | 0 | 0 | 0 | 0 | 0 | 0 | 0 | 0 | 0 | 0 | 0 | 0 | 0 | 0 | 0 | 0
F12_Industrial_Industrial - WA_Existing_Process_Natural Gas_Process Boiler - Burner Control Optimization_A_Achievable Economic TRC Potential | F12 | Industrial | Industrial - WA | Existing | Process | Natural Gas | Process Boiler - Burner Control Optimization | A | Cumulative Winter Peak Savings (MW) | Achievable Economic TRC Potential | 0 | 0 | 0 | 0 | 0 | 0 | 0 | 0 | 0 | 0 | 0 | 0 | 0 | 0 | 0 | 0 | 0 | 0 | 0 | 0 | 0 | 0 | 0 | 0 | 0 | 0 | 0
F13_Industrial_Industrial - WA_Existing_Process_Natural Gas_Process Boiler - Burner Control Optimization_A_Achievable Economic TRC Potential | F13 | Industrial | Industrial - WA | Existing | Process | Natural Gas | Process Boiler - Burner Control Optimization | A | Purchases (Incremental) | Achievable Economic TRC Potential | 0 | 0 | 16.223 | 25.0614 | 49.2586 | 84.7163 | 129.5088 | 178.1862 | 222.8724 | 255.5348 | 270.4466 | 265.7838 | 243.7879 | 209.6365 | 169.6653 | 129.6867 | 93.911 | 64.6043 | 42.327 | 26.4709 | 0 | 0 | 0 | 0 | 0 | 0 | 0
F14_Industrial_Industrial - WA_Existing_Process_Natural Gas_Process Boiler - Burner Control Optimization_A_Achievable Economic TRC Potential | F14 | Industrial | Industrial - WA | Existing | Process | Natural Gas | Process Boiler - Burner Control Optimization | A | Purchases (Cumulative) | Achievable Economic TRC Potential | 0 | 0 | 16.223 | 41.2844 | 90.543 | 175.2593 | 304.7681 | 482.9543 | 705.8268 | 961.3615 | 1231.8082 | 1497.5919 | 1741.3798 | 1951.0164 | 2120.6816 | 2250.3683 | 2344.2794 | 2408.8837 | 2451.2106 | 2477.6816 | 2477.6816 | 2477.6816 | 2477.6816 | 2477.6816 | 2477.6816 | 2477.6816 | 2477.6816
F1_Industrial_Industrial - WA_Existing_Process_Natural Gas_Process Boiler - Insulate Hot Water Lines_A_Achievable Economic TRC Potential | F1 | Industrial | Industrial - WA | Existing | Process | Natural Gas | Process Boiler - Insulate Hot Water Lines | A | Original Unit Energy Savings (kWh or therms) | Achievable Economic TRC Potential | 0 | 0 | 35.7237 | 35.7237 | 35.7237 | 35.7237 | 35.7237 | 35.7237 | 35.7237 | 35.7237 | 35.7237 | 35.7237 | 35.7237 | 35.7237 | 35.7237 | 35.7237 | 35.7237 | 35.7237 | 35.7237 | 35.7237 | 35.7237 | 35.7237 | 35.7237 | 35.7237 | 35.7237 | 35.7237 | 35.7237
F2_Industrial_Industrial - WA_Existing_Process_Natural Gas_Process Boiler - Insulate Hot Water Lines_A_Achievable Economic TRC Potential | F2 | Industrial | Industrial - WA | Existing | Process | Natural Gas | Process Boiler - Insulate Hot Water Lines | A | Original Unit Summer Peak Savings (kW) | Achievable Economic TRC Potential | 0 | 0 | 0 | 0 | 0 | 0 | 0 | 0 | 0 | 0 | 0 | 0 | 0 | 0 | 0 | 0 | 0 | 0 | 0 | 0 | 0 | 0 | 0 | 0 | 0 | 0 | 0
F3_Industrial_Industrial - WA_Existing_Process_Natural Gas_Process Boiler - Insulate Hot Water Lines_A_Achievable Economic TRC Potential | F3 | Industrial | Industrial - WA | Existing | Process | Natural Gas | Process Boiler - Insulate Hot Water Lines | A | Original Unit Winter Peak Savings (kW) | Achievable Economic TRC Potential | 0 | 0 | 0 | 0 | 0 | 0 | 0 | 0 | 0 | 0 | 0 | 0 | 0 | 0 | 0 | 0 | 0 | 0 | 0 | 0 | 0 | 0 | 0 | 0 | 0 | 0 | 0
F4_Industrial_Industrial - WA_Existing_Process_Natural Gas_Process Boiler - Insulate Hot Water Lines_A_Achievable Economic TRC Potential | F4 | Industrial | Industrial - WA | Existing | Process | Natural Gas | Process Boiler - Insulate Hot Water Lines | A | Standalone Impact on Baseline Energy (%) | Achievable Economic TRC Potential | 0 | 0 | 0.00020301 | 0.00040958 | 0.00061978 | 0.00083366 | 0.0010513 | 0.0012727 | 0.0014981 | 0.0017274 | 0.0019607 | 0.0021981 | 0.0024397 | 0.0024825 | 0.002526 | 0.0025703 | 0.0026154 | 0.0026613 | 0.002708 | 0.0027555 | 0.0028039 | 0.0028531 | 0.0029031 | 0.002954 | 0.0030059 | 0.0030586 | 0.0031123
F5_Industrial_Industrial - WA_Existing_Process_Natural Gas_Process Boiler - Insulate Hot Water Lines_A_Achievable Economic TRC Potential | F5 | Industrial | Industrial - WA | Existing | Process | Natural Gas | Process Boiler - Insulate Hot Water Lines | A | Standalone Impact on Baseline Summer Peak (%) | Achievable Economic TRC Potential | 0 | 0 | 0 | 0 | 0 | 0 | 0 | 0 | 0 | 0 | 0 | 0 | 0 | 0 | 0 | 0 | 0 | 0 | 0 | 0 | 0 | 0 | 0 | 0 | 0 | 0 | 0
F6_Industrial_Industrial - WA_Existing_Process_Natural Gas_Process Boiler - Insulate Hot Water Lines_A_Achievable Economic TRC Potential | F6 | Industrial | Industrial - WA | Existing | Process | Natural Gas | Process Boiler - Insulate Hot Water Lines | A | Standalone Impact on Baseline Winter Peak (%) | Achievable Economic TRC Potential | 0 | 0 | 0 | 0 | 0 | 0 | 0 | 0 | 0 | 0 | 0 | 0 | 0 | 0 | 0 | 0 | 0 | 0 | 0 | 0 | 0 | 0 | 0 | 0 | 0 | 0 | 0
F7_Industrial_Industrial - WA_Existing_Process_Natural Gas_Process Boiler - Insulate Hot Water Lines_A_Achievable Economic TRC Potential | F7 | Industrial | Industrial - WA | Existing | Process | Natural Gas | Process Boiler - Insulate Hot Water Lines | A | Incremental Energy Savings (MWh or mTherms) | Achievable Economic TRC Potential | 0 | 0 | 0.46587 | 0.45784 | 0.44994 | 0.44219 | 0.43456 | 0.42707 | 0.41971 | 0.41247 | 0.40536 | 0.39837 | 0.3915 | 0 | 0 | 0 | 0 | 0 | 0 | 0 | 0 | 0 | 0 | 0 | 0 | 0 | 0
F8_Industrial_Industrial - WA_Existing_Process_Natural Gas_Process Boiler - Insulate Hot Water Lines_A_Achievable Economic TRC Potential | F8 | Industrial | Industrial - WA | Existing | Process | Natural Gas | Process Boiler - Insulate Hot Water Lines | A | Incremental Summer Peak Savings (MW) | Achievable Economic TRC Potential | 0 | 0 | 0 | 0 | 0 | 0 | 0 | 0 | 0 | 0 | 0 | 0 | 0 | 0 | 0 | 0 | 0 | 0 | 0 | 0 | 0 | 0 | 0 | 0 | 0 | 0 | 0
F9_Industrial_Industrial - WA_Existing_Process_Natural Gas_Process Boiler - Insulate Hot Water Lines_A_Achievable Economic TRC Potential | F9 | Industrial | Industrial - WA | Existing | Process | Natural Gas | Process Boiler - Insulate Hot Water Lines | A | Incremental Winter Peak Savings (MW) | Achievable Economic TRC Potential | 0 | 0 | 0 | 0 | 0 | 0 | 0 | 0 | 0 | 0 | 0 | 0 | 0 | 0 | 0 | 0 | 0 | 0 | 0 | 0 | 0 | 0 | 0 | 0 | 0 | 0 | 0
F10_Industrial_Industrial - WA_Existing_Process_Natural Gas_Process Boiler - Insulate Hot Water Lines_A_Achievable Economic TRC Potential | F10 | Industrial | Industrial - WA | Existing | Process | Natural Gas | Process Boiler - Insulate Hot Water Lines | A | Cumulative Energy Savings (MWh or mTherms) | Achievable Economic TRC Potential | 0 | 0 | 0.46587 | 0.92371 | 1.3736 | 1.8158 | 2.2504 | 2.6775 | 3.0972 | 3.5096 | 3.915 | 4.3134 | 4.7049 | 4.7049 | 4.7049 | 4.7049 | 4.7049 | 4.7049 | 4.7049 | 4.7049 | 4.7049 | 4.7049 | 4.7049 | 4.7049 | 4.7049 | 4.7049 | 4.7049
F11_Industrial_Industrial - WA_Existing_Process_Natural Gas_Process Boiler - Insulate Hot Water Lines_A_Achievable Economic TRC Potential | F11 | Industrial | Industrial - WA | Existing | Process | Natural Gas | Process Boiler - Insulate Hot Water Lines | A | Cumulative Summer Peak Savings (MW) | Achievable Economic TRC Potential | 0 | 0 | 0 | 0 | 0 | 0 | 0 | 0 | 0 | 0 | 0 | 0 | 0 | 0 | 0 | 0 | 0 | 0 | 0 | 0 | 0 | 0 | 0 | 0 | 0 | 0 | 0
F12_Industrial_Industrial - WA_Existing_Process_Natural Gas_Process Boiler - Insulate Hot Water Lines_A_Achievable Economic TRC Potential | F12 | Industrial | Industrial - WA | Existing | Process | Natural Gas | Process Boiler - Insulate Hot Water Lines | A | Cumulative Winter Peak Savings (MW) | Achievable Economic TRC Potential | 0 | 0 | 0 | 0 | 0 | 0 | 0 | 0 | 0 | 0 | 0 | 0 | 0 | 0 | 0 | 0 | 0 | 0 | 0 | 0 | 0 | 0 | 0 | 0 | 0 | 0 | 0
F13_Industrial_Industrial - WA_Existing_Process_Natural Gas_Process Boiler - Insulate Hot Water Lines_A_Achievable Economic TRC Potential | F13 | Industrial | Industrial - WA | Existing | Process | Natural Gas | Process Boiler - Insulate Hot Water Lines | A | Purchases (Incremental) | Achievable Economic TRC Potential | 0 | 0 | 13.0409 | 12.8161 | 12.5951 | 12.3779 | 12.1645 | 11.9548 | 11.7487 | 11.5461 | 11.347 | 11.1514 | 10.9591 | 0 | 0 | 0 | 0 | 0 | 0 | 0 | 0 | 0 | 0 | 0 | 0 | 0 | 0
F14_Industrial_Industrial - WA_Existing_Process_Natural Gas_Process Boiler - Insulate Hot Water Lines_A_Achievable Economic TRC Potential | F14 | Industrial | Industrial - WA | Existing | Process | Natural Gas | Process Boiler - Insulate Hot Water Lines | A | Purchases (Cumulative) | Achievable Economic TRC Potential | 0 | 0 | 13.0409 | 25.857 | 38.4521 | 50.83 | 62.9945 | 74.9493 | 86.698 | 98.2441 | 109.5912 | 120.7426 | 131.7017 | 131.7017 | 131.7017 | 131.7017 | 131.7017 | 131.7017 | 131.7017 | 131.7017 | 131.7017 | 131.7017 | 131.7017 | 131.7017 | 131.7017 | 131.7017 | 131.7017
F1_Industrial_Industrial - WA_Existing_Process_Natural Gas_Process Boiler - Insulate Steam Lines/Condensate Tank_A_Achievable Economic TRC Potential | F1 | Industrial | Industrial - WA | Existing | Process | Natural Gas | Process Boiler - Insulate Steam Lines/Condensate Tank | A | Original Unit Energy Savings (kWh or therms) | Achievable Economic TRC Potential | 0 | 0 | 53.3628 | 53.3628 | 53.3628 | 53.3628 | 53.3628 | 53.3628 | 53.3628 | 53.3628 | 53.3628 | 53.3628 | 53.3628 | 53.3628 | 53.3628 | 53.3628 | 53.3628 | 53.3628 | 53.3628 | 53.3628 | 53.3628 | 53.3628 | 53.3628 | 53.3628 | 53.3628 | 53.3628 | 53.3628
F2_Industrial_Industrial - WA_Existing_Process_Natural Gas_Process Boiler - Insulate Steam Lines/Condensate Tank_A_Achievable Economic TRC Potential | F2 | Industrial | Industrial - WA | Existing | Process | Natural Gas | Process Boiler - Insulate Steam Lines/Condensate Tank | A | Original Unit Summer Peak Savings (kW) | Achievable Economic TRC Potential | 0 | 0 | 0 | 0 | 0 | 0 | 0 | 0 | 0 | 0 | 0 | 0 | 0 | 0 | 0 | 0 | 0 | 0 | 0 | 0 | 0 | 0 | 0 | 0 | 0 | 0 | 0
F3_Industrial_Industrial - WA_Existing_Process_Natural Gas_Process Boiler - Insulate Steam Lines/Condensate Tank_A_Achievable Economic TRC Potential | F3 | Industrial | Industrial - WA | Existing | Process | Natural Gas | Process Boiler - Insulate Steam Lines/Condensate Tank | A | Original Unit Winter Peak Savings (kW) | Achievable Economic TRC Potential | 0 | 0 | 0 | 0 | 0 | 0 | 0 | 0 | 0 | 0 | 0 | 0 | 0 | 0 | 0 | 0 | 0 | 0 | 0 | 0 | 0 | 0 | 0 | 0 | 0 | 0 | 0
F4_Industrial_Industrial - WA_Existing_Process_Natural Gas_Process Boiler - Insulate Steam Lines/Condensate Tank_A_Achievable Economic TRC Potential | F4 | Industrial | Industrial - WA | Existing | Process | Natural Gas | Process Boiler - Insulate Steam Lines/Condensate Tank | A | Standalone Impact on Baseline Energy (%) | Achievable Economic TRC Potential | 0 | 0 | 0.00030325 | 0.00061182 | 0.0009258 | 0.0012453 | 0.0015704 | 0.0019012 | 0.0022378 | 0.0025803 | 0.0029288 | 0.0032834 | 0.0036443 | 0.0040115 | 0.0043851 | 0.0047653 | 0.0051521 | 0.0052425 | 0.0053345 | 0.0054281 | 0.0055233 | 0.0056202 | 0.0057188 | 0.0058192 | 0.0059212 | 0.0060251 | 0.0061308
F5_Industrial_Industrial - WA_Existing_Process_Natural Gas_Process Boiler - Insulate Steam Lines/Condensate Tank_A_Achievable Economic TRC Potential | F5 | Industrial | Industrial - WA | Existing | Process | Natural Gas | Process Boiler - Insulate Steam Lines/Condensate Tank | A | Standalone Impact on Baseline Summer Peak (%) | Achievable Economic TRC Potential | 0 | 0 | 0 | 0 | 0 | 0 | 0 | 0 | 0 | 0 | 0 | 0 | 0 | 0 | 0 | 0 | 0 | 0 | 0 | 0 | 0 | 0 | 0 | 0 | 0 | 0 | 0
F6_Industrial_Industrial - WA_Existing_Process_Natural Gas_Process Boiler - Insulate Steam Lines/Condensate Tank_A_Achievable Economic TRC Potential | F6 | Industrial | Industrial - WA | Existing | Process | Natural Gas | Process Boiler - Insulate Steam Lines/Condensate Tank | A | Standalone Impact on Baseline Winter Peak (%) | Achievable Economic TRC Potential | 0 | 0 | 0 | 0 | 0 | 0 | 0 | 0 | 0 | 0 | 0 | 0 | 0 | 0 | 0 | 0 | 0 | 0 | 0 | 0 | 0 | 0 | 0 | 0 | 0 | 0 | 0
F7_Industrial_Industrial - WA_Existing_Process_Natural Gas_Process Boiler - Insulate Steam Lines/Condensate Tank_A_Achievable Economic TRC Potential | F7 | Industrial | Industrial - WA | Existing | Process | Natural Gas | Process Boiler - Insulate Steam Lines/Condensate Tank | A | Incremental Energy Savings (MWh or mTherms) | Achievable Economic TRC Potential | 0 | 0 | 0.6959 | 0.6839 | 0.67211 | 0.66052 | 0.64913 | 0.63794 | 0.62694 | 0.61613 | 0.60551 | 0.59507 | 0.58481 | 0.57473 | 0.56482 | 0.55508 | 0.54551 | 0 | 0 | 0 | 0 | 0 | 0 | 0 | 0 | 0 | 0
F8_Industrial_Industrial - WA_Existing_Process_Natural Gas_Process Boiler - Insulate Steam Lines/Condensate Tank_A_Achievable Economic TRC Potential | F8 | Industrial | Industrial - WA | Existing | Process | Natural Gas | Process Boiler - Insulate Steam Lines/Condensate Tank | A | Incremental Summer Peak Savings (MW) | Achievable Economic TRC Potential | 0 | 0 | 0 | 0 | 0 | 0 | 0 | 0 | 0 | 0 | 0 | 0 | 0 | 0 | 0 | 0 | 0 | 0 | 0 | 0 | 0 | 0 | 0 | 0 | 0 | 0 | 0
F9_Industrial_Industrial - WA_Existing_Process_Natural Gas_Process Boiler - Insulate Steam Lines/Condensate Tank_A_Achievable Economic TRC Potential | F9 | Industrial | Industrial - WA | Existing | Process | Natural Gas | Process Boiler - Insulate Steam Lines/Condensate Tank | A | Incremental Winter Peak Savings (MW) | Achievable Economic TRC Potential | 0 | 0 | 0 | 0 | 0 | 0 | 0 | 0 | 0 | 0 | 0 | 0 | 0 | 0 | 0 | 0 | 0 | 0 | 0 | 0 | 0 | 0 | 0 | 0 | 0 | 0 | 0
F10_Industrial_Industrial - WA_Existing_Process_Natural Gas_Process Boiler - Insulate Steam Lines/Condensate Tank_A_Achievable Economic TRC Potential | F10 | Industrial | Industrial - WA | Existing | Process | Natural Gas | Process Boiler - Insulate Steam Lines/Condensate Tank | A | Cumulative Energy Savings (MWh or mTherms) | Achievable Economic TRC Potential | 0 | 0 | 0.6959 | 1.3798 | 2.0519 | 2.7124 | 3.3616 | 3.9995 | 4.6264 | 5.2426 | 5.8481 | 6.4432 | 7.028 | 7.6027 | 8.1675 | 8.7226 | 9.2681 | 9.2681 | 9.2681 | 9.2681 | 9.2681 | 9.2681 | 9.2681 | 9.2681 | 9.2681 | 9.2681 | 9.2681
F11_Industrial_Industrial - WA_Existing_Process_Natural Gas_Process Boiler - Insulate Steam Lines/Condensate Tank_A_Achievable Economic TRC Potential | F11 | Industrial | Industrial - WA | Existing | Process | Natural Gas | Process Boiler - Insulate Steam Lines/Condensate Tank | A | Cumulative Summer Peak Savings (MW) | Achievable Economic TRC Potential | 0 | 0 | 0 | 0 | 0 | 0 | 0 | 0 | 0 | 0 | 0 | 0 | 0 | 0 | 0 | 0 | 0 | 0 | 0 | 0 | 0 | 0 | 0 | 0 | 0 | 0 | 0
F12_Industrial_Industrial - WA_Existing_Process_Natural Gas_Process Boiler - Insulate Steam Lines/Condensate Tank_A_Achievable Economic TRC Potential | F12 | Industrial | Industrial - WA | Existing | Process | Natural Gas | Process Boiler - Insulate Steam Lines/Condensate Tank | A | Cumulative Winter Peak Savings (MW) | Achievable Economic TRC Potential | 0 | 0 | 0 | 0 | 0 | 0 | 0 | 0 | 0 | 0 | 0 | 0 | 0 | 0 | 0 | 0 | 0 | 0 | 0 | 0 | 0 | 0 | 0 | 0 | 0 | 0 | 0
F13_Industrial_Industrial - WA_Existing_Process_Natural Gas_Process Boiler - Insulate Steam Lines/Condensate Tank_A_Achievable Economic TRC Potential | F13 | Industrial | Industrial - WA | Existing | Process | Natural Gas | Process Boiler - Insulate Steam Lines/Condensate Tank | A | Purchases (Incremental) | Achievable Economic TRC Potential | 0 | 0 | 13.0409 | 12.8161 | 12.5951 | 12.3779 | 12.1645 | 11.9548 | 11.7487 | 11.5461 | 11.347 | 11.1514 | 10.9591 | 10.7702 | 10.5845 | 10.402 | 10.2227 | 0 | 0 | 0 | 0 | 0 | 0 | 0 | 0 | 0 | 0
F14_Industrial_Industrial - WA_Existing_Process_Natural Gas_Process Boiler - Insulate Steam Lines/Condensate Tank_A_Achievable Economic TRC Potential | F14 | Industrial | Industrial - WA | Existing | Process | Natural Gas | Process Boiler - Insulate Steam Lines/Condensate Tank | A | Purchases (Cumulative) | Achievable Economic TRC Potential | 0 | 0 | 13.0409 | 25.857 | 38.4521 | 50.83 | 62.9945 | 74.9493 | 86.698 | 98.2441 | 109.5912 | 120.7426 | 131.7017 | 142.4719 | 153.0564 | 163.4584 | 173.6811 | 173.6811 | 173.6811 | 173.6811 | 173.6811 | 173.6811 | 173.6811 | 173.6811 | 173.6811 | 173.6811 | 173.6811
F1_Industrial_Industrial - WA_Existing_Process_Natural Gas_Process Boiler - Stack Economizer_A_Achievable Economic TRC Potential | F1 | Industrial | Industrial - WA | Existing | Process | Natural Gas | Process Boiler - Stack Economizer | A | Original Unit Energy Savings (kWh or therms) | Achievable Economic TRC Potential | 0 | 0 | 7.5994 | 7.5994 | 7.5994 | 7.5994 | 7.5994 | 7.5994 | 7.5994 | 7.5994 | 7.5994 | 7.5994 | 7.5994 | 7.5994 | 7.5994 | 7.5994 | 7.5994 | 7.5994 | 7.5994 | 7.5994 | 7.5994 | 7.5994 | 7.5994 | 7.5994 | 7.5994 | 7.5994 | 7.5994
F2_Industrial_Industrial - WA_Existing_Process_Natural Gas_Process Boiler - Stack Economizer_A_Achievable Economic TRC Potential | F2 | Industrial | Industrial - WA | Existing | Process | Natural Gas | Process Boiler - Stack Economizer | A | Original Unit Summer Peak Savings (kW) | Achievable Economic TRC Potential | 0 | 0 | 0 | 0 | 0 | 0 | 0 | 0 | 0 | 0 | 0 | 0 | 0 | 0 | 0 | 0 | 0 | 0 | 0 | 0 | 0 | 0 | 0 | 0 | 0 | 0 | 0
F3_Industrial_Industrial - WA_Existing_Process_Natural Gas_Process Boiler - Stack Economizer_A_Achievable Economic TRC Potential | F3 | Industrial | Industrial - WA | Existing | Process | Natural Gas | Process Boiler - Stack Economizer | A | Original Unit Winter Peak Savings (kW) | Achievable Economic TRC Potential | 0 | 0 | 0 | 0 | 0 | 0 | 0 | 0 | 0 | 0 | 0 | 0 | 0 | 0 | 0 | 0 | 0 | 0 | 0 | 0 | 0 | 0 | 0 | 0 | 0 | 0 | 0
F4_Industrial_Industrial - WA_Existing_Process_Natural Gas_Process Boiler - Stack Economizer_A_Achievable Economic TRC Potential | F4 | Industrial | Industrial - WA | Existing | Process | Natural Gas | Process Boiler - Stack Economizer | A | Standalone Impact on Baseline Energy (%) | Achievable Economic TRC Potential | 0 | 0 | 0.00053108 | 0.0010715 | 0.0016214 | 0.0021809 | 0.0027502 | 0.0032765 | 0.0037163 | 0.0040874 | 0.0044039 | 0.0046769 | 0.0049156 | 0.0051271 | 0.0053173 | 0.0054908 | 0.0056513 | 0.0057504 | 0.0058513 | 0.0059539 | 0.0060584 | 0.0061647 | 0.0062728 | 0.0063829 | 0.0064949 | 0.0066088 | 0.0067248
F5_Industrial_Industrial - WA_Existing_Process_Natural Gas_Process Boiler - Stack Economizer_A_Achievable Economic TRC Potential | F5 | Industrial | Industrial - WA | Existing | Process | Natural Gas | Process Boiler - Stack Economizer | A | Standalone Impact on Baseline Summer Peak (%) | Achievable Economic TRC Potential | 0 | 0 | 0 | 0 | 0 | 0 | 0 | 0 | 0 | 0 | 0 | 0 | 0 | 0 | 0 | 0 | 0 | 0 | 0 | 0 | 0 | 0 | 0 | 0 | 0 | 0 | 0
F6_Industrial_Industrial - WA_Existing_Process_Natural Gas_Process Boiler - Stack Economizer_A_Achievable Economic TRC Potential | F6 | Industrial | Industrial - WA | Existing | Process | Natural Gas | Process Boiler - Stack Economizer | A | Standalone Impact on Baseline Winter Peak (%) | Achievable Economic TRC Potential | 0 | 0 | 0 | 0 | 0 | 0 | 0 | 0 | 0 | 0 | 0 | 0 | 0 | 0 | 0 | 0 | 0 | 0 | 0 | 0 | 0 | 0 | 0 | 0 | 0 | 0 | 0
F7_Industrial_Industrial - WA_Existing_Process_Natural Gas_Process Boiler - Stack Economizer_A_Achievable Economic TRC Potential | F7 | Industrial | Industrial - WA | Existing | Process | Natural Gas | Process Boiler - Stack Economizer | A | Incremental Energy Savings (MWh or mTherms) | Achievable Economic TRC Potential | 0 | 0 | 1.2187 | 1.1977 | 1.1771 | 1.1568 | 1.1368 | 1.0055 | 0.79054 | 0.62153 | 0.48865 | 0.38418 | 0.30204 | 0.23747 | 0.1867 | 0.14679 | 0.1154 | 0 | 0 | 0 | 0 | 0 | 0 | 0 | 0 | 0 | 0
F8_Industrial_Industrial - WA_Existing_Process_Natural Gas_Process Boiler - Stack Economizer_A_Achievable Economic TRC Potential | F8 | Industrial | Industrial - WA | Existing | Process | Natural Gas | Process Boiler - Stack Economizer | A | Incremental Summer Peak Savings (MW) | Achievable Economic TRC Potential | 0 | 0 | 0 | 0 | 0 | 0 | 0 | 0 | 0 | 0 | 0 | 0 | 0 | 0 | 0 | 0 | 0 | 0 | 0 | 0 | 0 | 0 | 0 | 0 | 0 | 0 | 0
F9_Industrial_Industrial - WA_Existing_Process_Natural Gas_Process Boiler - Stack Economizer_A_Achievable Economic TRC Potential | F9 | Industrial | Industrial - WA | Existing | Process | Natural Gas | Process Boiler - Stack Economizer | A | Incremental Winter Peak Savings (MW) | Achievable Economic TRC Potential | 0 | 0 | 0 | 0 | 0 | 0 | 0 | 0 | 0 | 0 | 0 | 0 | 0 | 0 | 0 | 0 | 0 | 0 | 0 | 0 | 0 | 0 | 0 | 0 | 0 | 0 | 0
F10_Industrial_Industrial - WA_Existing_Process_Natural Gas_Process Boiler - Stack Economizer_A_Achievable Economic TRC Potential | F10 | Industrial | Industrial - WA | Existing | Process | Natural Gas | Process Boiler - Stack Economizer | A | Cumulative Energy Savings (MWh or mTherms) | Achievable Economic TRC Potential | 0 | 0 | 1.2187 | 2.4165 | 3.5935 | 4.7503 | 5.8872 | 6.8927 | 7.6832 | 8.3047 | 8.7934 | 9.1776 | 9.4796 | 9.7171 | 9.9038 | 10.0506 | 10.166 | 10.166 | 10.166 | 10.166 | 10.166 | 10.166 | 10.166 | 10.166 | 10.166 | 10.166 | 10.166
F11_Industrial_Industrial - WA_Existing_Process_Natural Gas_Process Boiler - Stack Economizer_A_Achievable Economic TRC Potential | F11 | Industrial | Industrial - WA | Existing | Process | Natural Gas | Process Boiler - Stack Economizer | A | Cumulative Summer Peak Savings (MW) | Achievable Economic TRC Potential | 0 | 0 | 0 | 0 | 0 | 0 | 0 | 0 | 0 | 0 | 0 | 0 | 0 | 0 | 0 | 0 | 0 | 0 | 0 | 0 | 0 | 0 | 0 | 0 | 0 | 0 | 0
F12_Industrial_Industrial - WA_Existing_Process_Natural Gas_Process Boiler - Stack Economizer_A_Achievable Economic TRC Potential | F12 | Industrial | Industrial - WA | Existing | Process | Natural Gas | Process Boiler - Stack Economizer | A | Cumulative Winter Peak Savings (MW) | Achievable Economic TRC Potential | 0 | 0 | 0 | 0 | 0 | 0 | 0 | 0 | 0 | 0 | 0 | 0 | 0 | 0 | 0 | 0 | 0 | 0 | 0 | 0 | 0 | 0 | 0 | 0 | 0 | 0 | 0
F13_Industrial_Industrial - WA_Existing_Process_Natural Gas_Process Boiler - Stack Economizer_A_Achievable Economic TRC Potential | F13 | Industrial | Industrial - WA | Existing | Process | Natural Gas | Process Boiler - Stack Economizer | A | Purchases (Incremental) | Achievable Economic TRC Potential | 0 | 0 | 160.3732 | 157.6081 | 154.8907 | 152.2202 | 149.5957 | 132.3148 | 104.0268 | 81.7866 | 64.3012 | 50.5541 | 39.7459 | 31.2485 | 24.5678 | 19.3154 | 15.1859 | 0 | 0 | 0 | 0 | 0 | 0 | 0 | 0 | 0 | 0
F14_Industrial_Industrial - WA_Existing_Process_Natural Gas_Process Boiler - Stack Economizer_A_Achievable Economic TRC Potential | F14 | Industrial | Industrial - WA | Existing | Process | Natural Gas | Process Boiler - Stack Economizer | A | Purchases (Cumulative) | Achievable Economic TRC Potential | 0 | 0 | 160.3732 | 317.9813 | 472.8721 | 625.0923 | 774.688 | 907.0028 | 1011.0297 | 1092.8163 | 1157.1175 | 1207.6716 | 1247.4175 | 1278.666 | 1303.2338 | 1322.5492 | 1337.7351 | 1337.7351 | 1337.7351 | 1337.7351 | 1337.7351 | 1337.7351 | 1337.7351 | 1337.7351 | 1337.7351 | 1337.7351 | 1337.7351
F1_Industrial_Industrial - WA_Existing_Process_Natural Gas_Process Boiler - Steam Trap Replacement_A_Achievable Economic TRC Potential | F1 | Industrial | Industrial - WA | Existing | Process | Natural Gas | Process Boiler - Steam Trap Replacement | A | Original Unit Energy Savings (kWh or therms) | Achievable Economic TRC Potential | 0 | 0 | 238288.3345 | 238288.3345 | 238288.3345 | 238288.3345 | 238288.3345 | 238288.3345 | 238288.3345 | 238288.3345 | 238288.3345 | 238288.3345 | 238288.3345 | 238288.3345 | 238288.3345 | 238288.3345 | 238288.3345 | 238288.3345 | 238288.3345 | 238288.3345 | 238288.3345 | 238288.3345 | 238288.3345 | 238288.3345 | 238288.3345 | 238288.3345 | 238288.3345
F2_Industrial_Industrial - WA_Existing_Process_Natural Gas_Process Boiler - Steam Trap Replacement_A_Achievable Economic TRC Potential | F2 | Industrial | Industrial - WA | Existing | Process | Natural Gas | Process Boiler - Steam Trap Replacement | A | Original Unit Summer Peak Savings (kW) | Achievable Economic TRC Potential | 0 | 0 | 0 | 0 | 0 | 0 | 0 | 0 | 0 | 0 | 0 | 0 | 0 | 0 | 0 | 0 | 0 | 0 | 0 | 0 | 0 | 0 | 0 | 0 | 0 | 0 | 0
F3_Industrial_Industrial - WA_Existing_Process_Natural Gas_Process Boiler - Steam Trap Replacement_A_Achievable Economic TRC Potential | F3 | Industrial | Industrial - WA | Existing | Process | Natural Gas | Process Boiler - Steam Trap Replacement | A | Original Unit Winter Peak Savings (kW) | Achievable Economic TRC Potential | 0 | 0 | 0 | 0 | 0 | 0 | 0 | 0 | 0 | 0 | 0 | 0 | 0 | 0 | 0 | 0 | 0 | 0 | 0 | 0 | 0 | 0 | 0 | 0 | 0 | 0 | 0
F4_Industrial_Industrial - WA_Existing_Process_Natural Gas_Process Boiler - Steam Trap Replacement_A_Achievable Economic TRC Potential | F4 | Industrial | Industrial - WA | Existing | Process | Natural Gas | Process Boiler - Steam Trap Replacement | A | Standalone Impact on Baseline Energy (%) | Achievable Economic TRC Potential | 0 | 0 | 1.8069e-05 | 3.6454e-05 | 5.5162e-05 | 7.4199e-05 | 9.3569e-05 | 0.00011328 | 0.00011527 | 0.00011729 | 0.00011935 | 0.00012144 | 0.00012357 | 0.00012574 | 0.00012794 | 0.00013019 | 0.00013247 | 0.0001348 | 0.00013716 | 0.00013957 | 0.00014202 | 0.00014451 | 0.00014704 | 0.00014962 | 0.00015225 | 0.00015492 | 0.00015764
F5_Industrial_Industrial - WA_Existing_Process_Natural Gas_Process Boiler - Steam Trap Replacement_A_Achievable Economic TRC Potential | F5 | Industrial | Industrial - WA | Existing | Process | Natural Gas | Process Boiler - Steam Trap Replacement | A | Standalone Impact on Baseline Summer Peak (%) | Achievable Economic TRC Potential | 0 | 0 | 0 | 0 | 0 | 0 | 0 | 0 | 0 | 0 | 0 | 0 | 0 | 0 | 0 | 0 | 0 | 0 | 0 | 0 | 0 | 0 | 0 | 0 | 0 | 0 | 0
F6_Industrial_Industrial - WA_Existing_Process_Natural Gas_Process Boiler - Steam Trap Replacement_A_Achievable Economic TRC Potential | F6 | Industrial | Industrial - WA | Existing | Process | Natural Gas | Process Boiler - Steam Trap Replacement | A | Standalone Impact on Baseline Winter Peak (%) | Achievable Economic TRC Potential | 0 | 0 | 0 | 0 | 0 | 0 | 0 | 0 | 0 | 0 | 0 | 0 | 0 | 0 | 0 | 0 | 0 | 0 | 0 | 0 | 0 | 0 | 0 | 0 | 0 | 0 | 0
F7_Industrial_Industrial - WA_Existing_Process_Natural Gas_Process Boiler - Steam Trap Replacement_A_Achievable Economic TRC Potential | F7 | Industrial | Industrial - WA | Existing | Process | Natural Gas | Process Boiler - Steam Trap Replacement | A | Incremental Energy Savings (MWh or mTherms) | Achievable Economic TRC Potential | 0 | 0 | 0.041464 | 0.040749 | 0.040047 | 0.039356 | 0.038678 | 0.038011 | 0 | 0 | 0 | 0 | 0 | 0 | 0 | 0 | 0 | 0 | 0 | 0 | 0 | 0 | 0 | 0 | 0 | 0 | 0
F8_Industrial_Industrial - WA_Existing_Process_Natural Gas_Process Boiler - Steam Trap Replacement_A_Achievable Economic TRC Potential | F8 | Industrial | Industrial - WA | Existing | Process | Natural Gas | Process Boiler - Steam Trap Replacement | A | Incremental Summer Peak Savings (MW) | Achievable Economic TRC Potential | 0 | 0 | 0 | 0 | 0 | 0 | 0 | 0 | 0 | 0 | 0 | 0 | 0 | 0 | 0 | 0 | 0 | 0 | 0 | 0 | 0 | 0 | 0 | 0 | 0 | 0 | 0
F9_Industrial_Industrial - WA_Existing_Process_Natural Gas_Process Boiler - Steam Trap Replacement_A_Achievable Economic TRC Potential | F9 | Industrial | Industrial - WA | Existing | Process | Natural Gas | Process Boiler - Steam Trap Replacement | A | Incremental Winter Peak Savings (MW) | Achievable Economic TRC Potential | 0 | 0 | 0 | 0 | 0 | 0 | 0 | 0 | 0 | 0 | 0 | 0 | 0 | 0 | 0 | 0 | 0 | 0 | 0 | 0 | 0 | 0 | 0 | 0 | 0 | 0 | 0
F10_Industrial_Industrial - WA_Existing_Process_Natural Gas_Process Boiler - Steam Trap Replacement_A_Achievable Economic TRC Potential | F10 | Industrial | Industrial - WA | Existing | Process | Natural Gas | Process Boiler - Steam Trap Replacement | A | Cumulative Energy Savings (MWh or mTherms) | Achievable Economic TRC Potential | 0 | 0 | 0.041464 | 0.082213 | 0.12226 | 0.16162 | 0.20029 | 0.2383 | 0.2383 | 0.2383 | 0.2383 | 0.2383 | 0.2383 | 0.2383 | 0.2383 | 0.2383 | 0.2383 | 0.2383 | 0.2383 | 0.2383 | 0.2383 | 0.2383 | 0.2383 | 0.2383 | 0.2383 | 0.2383 | 0.2383
F11_Industrial_Industrial - WA_Existing_Process_Natural Gas_Process Boiler - Steam Trap Replacement_A_Achievable Economic TRC Potential | F11 | Industrial | Industrial - WA | Existing | Process | Natural Gas | Process Boiler - Steam Trap Replacement | A | Cumulative Summer Peak Savings (MW) | Achievable Economic TRC Potential | 0 | 0 | 0 | 0 | 0 | 0 | 0 | 0 | 0 | 0 | 0 | 0 | 0 | 0 | 0 | 0 | 0 | 0 | 0 | 0 | 0 | 0 | 0 | 0 | 0 | 0 | 0
F12_Industrial_Industrial - WA_Existing_Process_Natural Gas_Process Boiler - Steam Trap Replacement_A_Achievable Economic TRC Potential | F12 | Industrial | Industrial - WA | Existing | Process | Natural Gas | Process Boiler - Steam Trap Replacement | A | Cumulative Winter Peak Savings (MW) | Achievable Economic TRC Potential | 0 | 0 | 0 | 0 | 0 | 0 | 0 | 0 | 0 | 0 | 0 | 0 | 0 | 0 | 0 | 0 | 0 | 0 | 0 | 0 | 0 | 0 | 0 | 0 | 0 | 0 | 0
F13_Industrial_Industrial - WA_Existing_Process_Natural Gas_Process Boiler - Steam Trap Replacement_A_Achievable Economic TRC Potential | F13 | Industrial | Industrial - WA | Existing | Process | Natural Gas | Process Boiler - Steam Trap Replacement | A | Purchases (Incremental) | Achievable Economic TRC Potential | 0 | 0 | 0.00017401 | 0.00017101 | 0.00016806 | 0.00016516 | 0.00016231 | 0.00015952 | 0 | 0 | 0 | 0 | 0 | 0 | 0 | 0 | 0 | 0 | 0 | 0 | 0 | 0 | 0 | 0 | 0 | 0 | 0
F14_Industrial_Industrial - WA_Existing_Process_Natural Gas_Process Boiler - Steam Trap Replacement_A_Achievable Economic TRC Potential | F14 | Industrial | Industrial - WA | Existing | Process | Natural Gas | Process Boiler - Steam Trap Replacement | A | Purchases (Cumulative) | Achievable Economic TRC Potential | 0 | 0 | 0.00017401 | 0.00034502 | 0.00051308 | 0.00067824 | 0.00084055 | 0.0010001 | 0.0010001 | 0.0010001 | 0.0010001 | 0.0010001 | 0.0010001 | 0.0010001 | 0.0010001 | 0.0010001 | 0.0010001 | 0.0010001 | 0.0010001 | 0.0010001 | 0.0010001 | 0.0010001 | 0.0010001 | 0.0010001 | 0.0010001 | 0.0010001 | 0.0010001
F1_Industrial_Industrial - WA_Existing_Process_Natural Gas_Process Boiler - Maintenance_A_Achievable Economic TRC Potential | F1 | Industrial | Industrial - WA | Existing | Process | Natural Gas | Process Boiler - Maintenance | A | Original Unit Energy Savings (kWh or therms) | Achievable Economic TRC Potential | 0 | 0 | 4.7496 | 4.7496 | 4.7496 | 4.7496 | 4.7496 | 4.7496 | 4.7496 | 4.7496 | 4.7496 | 4.7496 | 4.7496 | 4.7496 | 4.7496 | 4.7496 | 4.7496 | 4.7496 | 4.7496 | 4.7496 | 4.7496 | 4.7496 | 4.7496 | 4.7496 | 4.7496 | 4.7496 | 4.7496
F2_Industrial_Industrial - WA_Existing_Process_Natural Gas_Process Boiler - Maintenance_A_Achievable Economic TRC Potential | F2 | Industrial | Industrial - WA | Existing | Process | Natural Gas | Process Boiler - Maintenance | A | Original Unit Summer Peak Savings (kW) | Achievable Economic TRC Potential | 0 | 0 | 0 | 0 | 0 | 0 | 0 | 0 | 0 | 0 | 0 | 0 | 0 | 0 | 0 | 0 | 0 | 0 | 0 | 0 | 0 | 0 | 0 | 0 | 0 | 0 | 0
F3_Industrial_Industrial - WA_Existing_Process_Natural Gas_Process Boiler - Maintenance_A_Achievable Economic TRC Potential | F3 | Industrial | Industrial - WA | Existing | Process | Natural Gas | Process Boiler - Maintenance | A | Original Unit Winter Peak Savings (kW) | Achievable Economic TRC Potential | 0 | 0 | 0 | 0 | 0 | 0 | 0 | 0 | 0 | 0 | 0 | 0 | 0 | 0 | 0 | 0 | 0 | 0 | 0 | 0 | 0 | 0 | 0 | 0 | 0 | 0 | 0
F4_Industrial_Industrial - WA_Existing_Process_Natural Gas_Process Boiler - Maintenance_A_Achievable Economic TRC Potential | F4 | Industrial | Industrial - WA | Existing | Process | Natural Gas | Process Boiler - Maintenance | A | Standalone Impact on Baseline Energy (%) | Achievable Economic TRC Potential | 0 | 0 | 0.00016782 | 0.0002884 | 0.00037489 | 0.00038147 | 0.00038816 | 0.00039497 | 0.0004019 | 0.00040895 | 0.00041612 | 0.00042342 | 0.00043085 | 0.00043841 | 0.0004461 | 0.00045393 | 0.00046189 | 0.00046999 | 0.00047824 | 0.00048663 | 0.00049517 | 0.00050385 | 0.00051269 | 0.00052169 | 0.00053084 | 0.00054015 | 0.00054963
F5_Industrial_Industrial - WA_Existing_Process_Natural Gas_Process Boiler - Maintenance_A_Achievable Economic TRC Potential | F5 | Industrial | Industrial - WA | Existing | Process | Natural Gas | Process Boiler - Maintenance | A | Standalone Impact on Baseline Summer Peak (%) | Achievable Economic TRC Potential | 0 | 0 | 0 | 0 | 0 | 0 | 0 | 0 | 0 | 0 | 0 | 0 | 0 | 0 | 0 | 0 | 0 | 0 | 0 | 0 | 0 | 0 | 0 | 0 | 0 | 0 | 0
F6_Industrial_Industrial - WA_Existing_Process_Natural Gas_Process Boiler - Maintenance_A_Achievable Economic TRC Potential | F6 | Industrial | Industrial - WA | Existing | Process | Natural Gas | Process Boiler - Maintenance | A | Standalone Impact on Baseline Winter Peak (%) | Achievable Economic TRC Potential | 0 | 0 | 0 | 0 | 0 | 0 | 0 | 0 | 0 | 0 | 0 | 0 | 0 | 0 | 0 | 0 | 0 | 0 | 0 | 0 | 0 | 0 | 0 | 0 | 0 | 0 | 0
F7_Industrial_Industrial - WA_Existing_Process_Natural Gas_Process Boiler - Maintenance_A_Achievable Economic TRC Potential | F7 | Industrial | Industrial - WA | Existing | Process | Natural Gas | Process Boiler - Maintenance | A | Incremental Energy Savings (MWh or mTherms) | Achievable Economic TRC Potential | 0 | 0 | 0.38512 | 0.26529 | 0.18048 | 0 | 0 | 0 | 0 | 0 | 0 | 0 | 0 | 0 | 0 | 0 | 0 | 0 | 0 | 0 | 0 | 0 | 0 | 0 | 0 | 0 | 0
F8_Industrial_Industrial - WA_Existing_Process_Natural Gas_Process Boiler - Maintenance_A_Achievable Economic TRC Potential | F8 | Industrial | Industrial - WA | Existing | Process | Natural Gas | Process Boiler - Maintenance | A | Incremental Summer Peak Savings (MW) | Achievable Economic TRC Potential | 0 | 0 | 0 | 0 | 0 | 0 | 0 | 0 | 0 | 0 | 0 | 0 | 0 | 0 | 0 | 0 | 0 | 0 | 0 | 0 | 0 | 0 | 0 | 0 | 0 | 0 | 0
F9_Industrial_Industrial - WA_Existing_Process_Natural Gas_Process Boiler - Maintenance_A_Achievable Economic TRC Potential | F9 | Industrial | Industrial - WA | Existing | Process | Natural Gas | Process Boiler - Maintenance | A | Incremental Winter Peak Savings (MW) | Achievable Economic TRC Potential | 0 | 0 | 0 | 0 | 0 | 0 | 0 | 0 | 0 | 0 | 0 | 0 | 0 | 0 | 0 | 0 | 0 | 0 | 0 | 0 | 0 | 0 | 0 | 0 | 0 | 0 | 0
F10_Industrial_Industrial - WA_Existing_Process_Natural Gas_Process Boiler - Maintenance_A_Achievable Economic TRC Potential | F10 | Industrial | Industrial - WA | Existing | Process | Natural Gas | Process Boiler - Maintenance | A | Cumulative Energy Savings (MWh or mTherms) | Achievable Economic TRC Potential | 0 | 0 | 0.38512 | 0.65041 | 0.83089 | 0.83089 | 0.83089 | 0.83089 | 0.83089 | 0.83089 | 0.83089 | 0.83089 | 0.83089 | 0.83089 | 0.83089 | 0.83089 | 0.83089 | 0.83089 | 0.83089 | 0.83089 | 0.83089 | 0.83089 | 0.83089 | 0.83089 | 0.83089 | 0.83089 | 0.83089
F11_Industrial_Industrial - WA_Existing_Process_Natural Gas_Process Boiler - Maintenance_A_Achievable Economic TRC Potential | F11 | Industrial | Industrial - WA | Existing | Process | Natural Gas | Process Boiler - Maintenance | A | Cumulative Summer Peak Savings (MW) | Achievable Economic TRC Potential | 0 | 0 | 0 | 0 | 0 | 0 | 0 | 0 | 0 | 0 | 0 | 0 | 0 | 0 | 0 | 0 | 0 | 0 | 0 | 0 | 0 | 0 | 0 | 0 | 0 | 0 | 0
F12_Industrial_Industrial - WA_Existing_Process_Natural Gas_Process Boiler - Maintenance_A_Achievable Economic TRC Potential | F12 | Industrial | Industrial - WA | Existing | Process | Natural Gas | Process Boiler - Maintenance | A | Cumulative Winter Peak Savings (MW) | Achievable Economic TRC Potential | 0 | 0 | 0 | 0 | 0 | 0 | 0 | 0 | 0 | 0 | 0 | 0 | 0 | 0 | 0 | 0 | 0 | 0 | 0 | 0 | 0 | 0 | 0 | 0 | 0 | 0 | 0
F13_Industrial_Industrial - WA_Existing_Process_Natural Gas_Process Boiler - Maintenance_A_Achievable Economic TRC Potential | F13 | Industrial | Industrial - WA | Existing | Process | Natural Gas | Process Boiler - Maintenance | A | Purchases (Incremental) | Achievable Economic TRC Potential | 0 | 0 | 81.0847 | 55.854 | 37.9993 | 0 | 0 | 0 | 0 | 0 | 0 | 0 | 0 | 0 | 0 | 0 | 0 | 0 | 0 | 0 | 0 | 0 | 0 | 0 | 0 | 0 | 0
F14_Industrial_Industrial - WA_Existing_Process_Natural Gas_Process Boiler - Maintenance_A_Achievable Economic TRC Potential | F14 | Industrial | Industrial - WA | Existing | Process | Natural Gas | Process Boiler - Maintenance | A | Purchases (Cumulative) | Achievable Economic TRC Potential | 0 | 0 | 81.0847 | 136.9387 | 174.938 | 174.938 | 174.938 | 174.938 | 174.938 | 174.938 | 174.938 | 174.938 | 174.938 | 174.938 | 174.938 | 174.938 | 174.938 | 174.938 | 174.938 | 174.938 | 174.938 | 174.938 | 174.938 | 174.938 | 174.938 | 174.938 | 174.938
F1_Industrial_Industrial - WA_Existing_Process_Natural Gas_Process - Heat Recovery_A_Achievable Economic TRC Potential | F1 | Industrial | Industrial - WA | Existing | Process | Natural Gas | Process - Heat Recovery | A | Original Unit Energy Savings (kWh or therms) | Achievable Economic TRC Potential | 0 | 0 | 0.7095 | 0.7095 | 0.7095 | 0.7095 | 0.7095 | 0.7095 | 0.7095 | 0.7095 | 0.7095 | 0.7095 | 0.7095 | 0.7095 | 0.7095 | 0.7095 | 0.7095 | 0.7095 | 0.7095 | 0.7095 | 0.7095 | 0.7095 | 0.7095 | 0.7095 | 0.7095 | 0.7095 | 0.7095
F2_Industrial_Industrial - WA_Existing_Process_Natural Gas_Process - Heat Recovery_A_Achievable Economic TRC Potential | F2 | Industrial | Industrial - WA | Existing | Process | Natural Gas | Process - Heat Recovery | A | Original Unit Summer Peak Savings (kW) | Achievable Economic TRC Potential | 0 | 0 | 0 | 0 | 0 | 0 | 0 | 0 | 0 | 0 | 0 | 0 | 0 | 0 | 0 | 0 | 0 | 0 | 0 | 0 | 0 | 0 | 0 | 0 | 0 | 0 | 0
F3_Industrial_Industrial - WA_Existing_Process_Natural Gas_Process - Heat Recovery_A_Achievable Economic TRC Potential | F3 | Industrial | Industrial - WA | Existing | Process | Natural Gas | Process - Heat Recovery | A | Original Unit Winter Peak Savings (kW) | Achievable Economic TRC Potential | 0 | 0 | 0 | 0 | 0 | 0 | 0 | 0 | 0 | 0 | 0 | 0 | 0 | 0 | 0 | 0 | 0 | 0 | 0 | 0 | 0 | 0 | 0 | 0 | 0 | 0 | 0
F4_Industrial_Industrial - WA_Existing_Process_Natural Gas_Process - Heat Recovery_A_Achievable Economic TRC Potential | F4 | Industrial | Industrial - WA | Existing | Process | Natural Gas | Process - Heat Recovery | A | Standalone Impact on Baseline Energy (%) | Achievable Economic TRC Potential | 0 | 0 | 0.0057375 | 0.011576 | 0.017516 | 0.023561 | 0.029712 | 0.035971 | 0.042339 | 0.04882 | 0.055413 | 0.062123 | 0.068951 | 0.075898 | 0.082967 | 0.09016 | 0.097479 | 0.10493 | 0.11251 | 0.12022 | 0.12806 | 0.13605 | 0.13843 | 0.14086 | 0.14333 | 0.14585 | 0.14841
F5_Industrial_Industrial - WA_Existing_Process_Natural Gas_Process - Heat Recovery_A_Achievable Economic TRC Potential | F5 | Industrial | Industrial - WA | Existing | Process | Natural Gas | Process - Heat Recovery | A | Standalone Impact on Baseline Summer Peak (%) | Achievable Economic TRC Potential | 0 | 0 | 0 | 0 | 0 | 0 | 0 | 0 | 0 | 0 | 0 | 0 | 0 | 0 | 0 | 0 | 0 | 0 | 0 | 0 | 0 | 0 | 0 | 0 | 0 | 0 | 0
F6_Industrial_Industrial - WA_Existing_Process_Natural Gas_Process - Heat Recovery_A_Achievable Economic TRC Potential | F6 | Industrial | Industrial - WA | Existing | Process | Natural Gas | Process - Heat Recovery | A | Standalone Impact on Baseline Winter Peak (%) | Achievable Economic TRC Potential | 0 | 0 | 0 | 0 | 0 | 0 | 0 | 0 | 0 | 0 | 0 | 0 | 0 | 0 | 0 | 0 | 0 | 0 | 0 | 0 | 0 | 0 | 0 | 0 | 0 | 0 | 0
F7_Industrial_Industrial - WA_Existing_Process_Natural Gas_Process - Heat Recovery_A_Achievable Economic TRC Potential | F7 | Industrial | Industrial - WA | Existing | Process | Natural Gas | Process - Heat Recovery | A | Incremental Energy Savings (MWh or mTherms) | Achievable Economic TRC Potential | 0 | 0 | 13.1665 | 12.9395 | 12.7164 | 12.4971 | 12.2817 | 12.0699 | 11.8618 | 11.6573 | 11.4563 | 11.2588 | 11.0647 | 10.8739 | 10.6864 | 10.5022 | 10.3211 | 10.1432 | 9.9683 | 9.7964 | 9.6275 | 9.4615 | 0 | 0 | 0 | 0 | 0
F8_Industrial_Industrial - WA_Existing_Process_Natural Gas_Process - Heat Recovery_A_Achievable Economic TRC Potential | F8 | Industrial | Industrial - WA | Existing | Process | Natural Gas | Process - Heat Recovery | A | Incremental Summer Peak Savings (MW) | Achievable Economic TRC Potential | 0 | 0 | 0 | 0 | 0 | 0 | 0 | 0 | 0 | 0 | 0 | 0 | 0 | 0 | 0 | 0 | 0 | 0 | 0 | 0 | 0 | 0 | 0 | 0 | 0 | 0 | 0
F9_Industrial_Industrial - WA_Existing_Process_Natural Gas_Process - Heat Recovery_A_Achievable Economic TRC Potential | F9 | Industrial | Industrial - WA | Existing | Process | Natural Gas | Process - Heat Recovery | A | Incremental Winter Peak Savings (MW) | Achievable Economic TRC Potential | 0 | 0 | 0 | 0 | 0 | 0 | 0 | 0 | 0 | 0 | 0 | 0 | 0 | 0 | 0 | 0 | 0 | 0 | 0 | 0 | 0 | 0 | 0 | 0 | 0 | 0 | 0
F10_Industrial_Industrial - WA_Existing_Process_Natural Gas_Process - Heat Recovery_A_Achievable Economic TRC Potential | F10 | Industrial | Industrial - WA | Existing | Process | Natural Gas | Process - Heat Recovery | A | Cumulative Energy Savings (MWh or mTherms) | Achievable Economic TRC Potential | 0 | 0 | 13.1665 | 26.106 | 38.8224 | 51.3195 | 63.6012 | 75.6711 | 87.5329 | 99.1902 | 110.6465 | 121.9053 | 132.97 | 143.8439 | 154.5303 | 165.0325 | 175.3536 | 185.4968 | 195.465 | 205.2614 | 214.8889 | 224.3505 | 224.3505 | 224.3505 | 224.3505 | 224.3505 | 224.3505
F11_Industrial_Industrial - WA_Existing_Process_Natural Gas_Process - Heat Recovery_A_Achievable Economic TRC Potential | F11 | Industrial | Industrial - WA | Existing | Process | Natural Gas | Process - Heat Recovery | A | Cumulative Summer Peak Savings (MW) | Achievable Economic TRC Potential | 0 | 0 | 0 | 0 | 0 | 0 | 0 | 0 | 0 | 0 | 0 | 0 | 0 | 0 | 0 | 0 | 0 | 0 | 0 | 0 | 0 | 0 | 0 | 0 | 0 | 0 | 0
F12_Industrial_Industrial - WA_Existing_Process_Natural Gas_Process - Heat Recovery_A_Achievable Economic TRC Potential | F12 | Industrial | Industrial - WA | Existing | Process | Natural Gas | Process - Heat Recovery | A | Cumulative Winter Peak Savings (MW) | Achievable Economic TRC Potential | 0 | 0 | 0 | 0 | 0 | 0 | 0 | 0 | 0 | 0 | 0 | 0 | 0 | 0 | 0 | 0 | 0 | 0 | 0 | 0 | 0 | 0 | 0 | 0 | 0 | 0 | 0
F13_Industrial_Industrial - WA_Existing_Process_Natural Gas_Process - Heat Recovery_A_Achievable Economic TRC Potential | F13 | Industrial | Industrial - WA | Existing | Process | Natural Gas | Process - Heat Recovery | A | Purchases (Incremental) | Achievable Economic TRC Potential | 0 | 0 | 18557.5369 | 18237.5794 | 17923.1383 | 17614.1187 | 17310.427 | 17011.9714 | 16718.6615 | 16430.4087 | 16147.1258 | 15868.7271 | 15595.1284 | 15326.2468 | 15062.0012 | 14802.3115 | 14547.0993 | 14296.2872 | 14049.7995 | 13807.5616 | 13569.5002 | 13335.5433 | 0 | 0 | 0 | 0 | 0
F14_Industrial_Industrial - WA_Existing_Process_Natural Gas_Process - Heat Recovery_A_Achievable Economic TRC Potential | F14 | Industrial | Industrial - WA | Existing | Process | Natural Gas | Process - Heat Recovery | A | Purchases (Cumulative) | Achievable Economic TRC Potential | 0 | 0 | 18557.5369 | 36795.1162 | 54718.2546 | 72332.3733 | 89642.8003 | 106654.7717 | 123373.4332 | 139803.8419 | 155950.9677 | 171819.6948 | 187414.8232 | 202741.07 | 217803.0712 | 232605.3827 | 247152.482 | 261448.7692 | 275498.5687 | 289306.1303 | 302875.6304 | 316211.1737 | 316211.1737 | 316211.1737 | 316211.1737 | 316211.1737 | 316211.1737
F1_Industrial_Industrial - WA_Existing_Space Heating_Natural Gas_Strategic Energy Management_A_Achievable Economic TRC Potential | F1 | Industrial | Industrial - WA | Existing | Space Heating | Natural Gas | Strategic Energy Management | A | Original Unit Energy Savings (kWh or therms) | Achievable Economic TRC Potential | 0 | 0 | 0.033661 | 0.033598 | 0.03353 | 0.033458 | 0.033383 | 0.033305 | 0.033225 | 0.033143 | 0.03306 | 0.032975 | 0.032891 | 0.032806 | 0.032721 | 0.032637 | 0.032553 | 0.03247 | 0.032388 | 0.032312 | 0.032242 | 0.032177 | 0.032117 | 0.032062 | 0.032012 | 0.031965 | 0.031922
F2_Industrial_Industrial - WA_Existing_Space Heating_Natural Gas_Strategic Energy Management_A_Achievable Economic TRC Potential | F2 | Industrial | Industrial - WA | Existing | Space Heating | Natural Gas | Strategic Energy Management | A | Original Unit Summer Peak Savings (kW) | Achievable Economic TRC Potential | 0 | 0 | 0 | 0 | 0 | 0 | 0 | 0 | 0 | 0 | 0 | 0 | 0 | 0 | 0 | 0 | 0 | 0 | 0 | 0 | 0 | 0 | 0 | 0 | 0 | 0 | 0
F3_Industrial_Industrial - WA_Existing_Space Heating_Natural Gas_Strategic Energy Management_A_Achievable Economic TRC Potential | F3 | Industrial | Industrial - WA | Existing | Space Heating | Natural Gas | Strategic Energy Management | A | Original Unit Winter Peak Savings (kW) | Achievable Economic TRC Potential | 0 | 0 | 0 | 0 | 0 | 0 | 0 | 0 | 0 | 0 | 0 | 0 | 0 | 0 | 0 | 0 | 0 | 0 | 0 | 0 | 0 | 0 | 0 | 0 | 0 | 0 | 0
F4_Industrial_Industrial - WA_Existing_Space Heating_Natural Gas_Strategic Energy Management_A_Achievable Economic TRC Potential | F4 | Industrial | Industrial - WA | Existing | Space Heating | Natural Gas | Strategic Energy Management | A | Standalone Impact on Baseline Energy (%) | Achievable Economic TRC Potential | 0 | 0 | 0 | 0 | 0 | 0 | 0 | 0 | 0 | 0 | 0 | 0 | 0 | 0 | 0 | 0 | 0 | 0 | 0 | 0 | 0 | 0 | 0 | 0 | 0 | 0 | 0
F5_Industrial_Industrial - WA_Existing_Space Heating_Natural Gas_Strategic Energy Management_A_Achievable Economic TRC Potential | F5 | Industrial | Industrial - WA | Existing | Space Heating | Natural Gas | Strategic Energy Management | A | Standalone Impact on Baseline Summer Peak (%) | Achievable Economic TRC Potential | 0 | 0 | 0 | 0 | 0 | 0 | 0 | 0 | 0 | 0 | 0 | 0 | 0 | 0 | 0 | 0 | 0 | 0 | 0 | 0 | 0 | 0 | 0 | 0 | 0 | 0 | 0
F6_Industrial_Industrial - WA_Existing_Space Heating_Natural Gas_Strategic Energy Management_A_Achievable Economic TRC Potential | F6 | Industrial | Industrial - WA | Existing | Space Heating | Natural Gas | Strategic Energy Management | A | Standalone Impact on Baseline Winter Peak (%) | Achievable Economic TRC Potential | 0 | 0 | 0 | 0 | 0 | 0 | 0 | 0 | 0 | 0 | 0 | 0 | 0 | 0 | 0 | 0 | 0 | 0 | 0 | 0 | 0 | 0 | 0 | 0 | 0 | 0 | 0
F7_Industrial_Industrial - WA_Existing_Space Heating_Natural Gas_Strategic Energy Management_A_Achievable Economic TRC Potential | F7 | Industrial | Industrial - WA | Existing | Space Heating | Natural Gas | Strategic Energy Management | A | Incremental Energy Savings (MWh or mTherms) | Achievable Economic TRC Potential | 0 | 0 | 0 | 0 | 0 | 0 | 0 | 0 | 0 | 0 | 0 | 0 | 0 | 0 | 0 | 0 | 0 | 0 | 0 | 0 | 0 | 0 | 0 | 0 | 0 | 0 | 0
F8_Industrial_Industrial - WA_Existing_Space Heating_Natural Gas_Strategic Energy Management_A_Achievable Economic TRC Potential | F8 | Industrial | Industrial - WA | Existing | Space Heating | Natural Gas | Strategic Energy Management | A | Incremental Summer Peak Savings (MW) | Achievable Economic TRC Potential | 0 | 0 | 0 | 0 | 0 | 0 | 0 | 0 | 0 | 0 | 0 | 0 | 0 | 0 | 0 | 0 | 0 | 0 | 0 | 0 | 0 | 0 | 0 | 0 | 0 | 0 | 0
F9_Industrial_Industrial - WA_Existing_Space Heating_Natural Gas_Strategic Energy Management_A_Achievable Economic TRC Potential | F9 | Industrial | Industrial - WA | Existing | Space Heating | Natural Gas | Strategic Energy Management | A | Incremental Winter Peak Savings (MW) | Achievable Economic TRC Potential | 0 | 0 | 0 | 0 | 0 | 0 | 0 | 0 | 0 | 0 | 0 | 0 | 0 | 0 | 0 | 0 | 0 | 0 | 0 | 0 | 0 | 0 | 0 | 0 | 0 | 0 | 0
F10_Industrial_Industrial - WA_Existing_Space Heating_Natural Gas_Strategic Energy Management_A_Achievable Economic TRC Potential | F10 | Industrial | Industrial - WA | Existing | Space Heating | Natural Gas | Strategic Energy Management | A | Cumulative Energy Savings (MWh or mTherms) | Achievable Economic TRC Potential | 0 | 0 | 0 | 0 | 0 | 0 | 0 | 0 | 0 | 0 | 0 | 0 | 0 | 0 | 0 | 0 | 0 | 0 | 0 | 0 | 0 | 0 | 0 | 0 | 0 | 0 | 0
F11_Industrial_Industrial - WA_Existing_Space Heating_Natural Gas_Strategic Energy Management_A_Achievable Economic TRC Potential | F11 | Industrial | Industrial - WA | Existing | Space Heating | Natural Gas | Strategic Energy Management | A | Cumulative Summer Peak Savings (MW) | Achievable Economic TRC Potential | 0 | 0 | 0 | 0 | 0 | 0 | 0 | 0 | 0 | 0 | 0 | 0 | 0 | 0 | 0 | 0 | 0 | 0 | 0 | 0 | 0 | 0 | 0 | 0 | 0 | 0 | 0
F12_Industrial_Industrial - WA_Existing_Space Heating_Natural Gas_Strategic Energy Management_A_Achievable Economic TRC Potential | F12 | Industrial | Industrial - WA | Existing | Space Heating | Natural Gas | Strategic Energy Management | A | Cumulative Winter Peak Savings (MW) | Achievable Economic TRC Potential | 0 | 0 | 0 | 0 | 0 | 0 | 0 | 0 | 0 | 0 | 0 | 0 | 0 | 0 | 0 | 0 | 0 | 0 | 0 | 0 | 0 | 0 | 0 | 0 | 0 | 0 | 0
F13_Industrial_Industrial - WA_Existing_Space Heating_Natural Gas_Strategic Energy Management_A_Achievable Economic TRC Potential | F13 | Industrial | Industrial - WA | Existing | Space Heating | Natural Gas | Strategic Energy Management | A | Purchases (Incremental) | Achievable Economic TRC Potential | 0 | 0 | 0 | 0 | 0 | 0 | 0 | 0 | 0 | 0 | 0 | 0 | 0 | 0 | 0 | 0 | 0 | 0 | 0 | 0 | 0 | 0 | 0 | 0 | 0 | 0 | 0
F14_Industrial_Industrial - WA_Existing_Space Heating_Natural Gas_Strategic Energy Management_A_Achievable Economic TRC Potential | F14 | Industrial | Industrial - WA | Existing | Space Heating | Natural Gas | Strategic Energy Management | A | Purchases (Cumulative) | Achievable Economic TRC Potential | 0 | 0 | 0 | 0 | 0 | 0 | 0 | 0 | 0 | 0 | 0 | 0 | 0 | 0 | 0 | 0 | 0 | 0 | 0 | 0 | 0 | 0 | 0 | 0 | 0 | 0 | 0
F1_Industrial_Industrial - WA_Existing_Process_Natural Gas_Strategic Energy Management_A_Achievable Economic TRC Potential | F1 | Industrial | Industrial - WA | Existing | Process | Natural Gas | Strategic Energy Management | A | Original Unit Energy Savings (kWh or therms) | Achievable Economic TRC Potential | 0 | 0 | 0.11556 | 0.11556 | 0.11556 | 0.11556 | 0.11556 | 0.11556 | 0.11556 | 0.11556 | 0.11556 | 0.11556 | 0.11556 | 0.11556 | 0.11556 | 0.11556 | 0.11556 | 0.11556 | 0.11556 | 0.11556 | 0.11556 | 0.11556 | 0.11556 | 0.11556 | 0.11556 | 0.11556 | 0.11556
F2_Industrial_Industrial - WA_Existing_Process_Natural Gas_Strategic Energy Management_A_Achievable Economic TRC Potential | F2 | Industrial | Industrial - WA | Existing | Process | Natural Gas | Strategic Energy Management | A | Original Unit Summer Peak Savings (kW) | Achievable Economic TRC Potential | 0 | 0 | 0 | 0 | 0 | 0 | 0 | 0 | 0 | 0 | 0 | 0 | 0 | 0 | 0 | 0 | 0 | 0 | 0 | 0 | 0 | 0 | 0 | 0 | 0 | 0 | 0
F3_Industrial_Industrial - WA_Existing_Process_Natural Gas_Strategic Energy Management_A_Achievable Economic TRC Potential | F3 | Industrial | Industrial - WA | Existing | Process | Natural Gas | Strategic Energy Management | A | Original Unit Winter Peak Savings (kW) | Achievable Economic TRC Potential | 0 | 0 | 0 | 0 | 0 | 0 | 0 | 0 | 0 | 0 | 0 | 0 | 0 | 0 | 0 | 0 | 0 | 0 | 0 | 0 | 0 | 0 | 0 | 0 | 0 | 0 | 0
F4_Industrial_Industrial - WA_Existing_Process_Natural Gas_Strategic Energy Management_A_Achievable Economic TRC Potential | F4 | Industrial | Industrial - WA | Existing | Process | Natural Gas | Strategic Energy Management | A | Standalone Impact on Baseline Energy (%) | Achievable Economic TRC Potential | 0 | 0 | 0 | 0 | 0 | 0 | 0 | 0 | 0 | 0 | 0 | 0 | 0 | 0 | 0 | 0 | 0 | 0 | 0 | 0 | 0 | 0 | 0 | 0 | 0 | 0 | 0
F5_Industrial_Industrial - WA_Existing_Process_Natural Gas_Strategic Energy Management_A_Achievable Economic TRC Potential | F5 | Industrial | Industrial - WA | Existing | Process | Natural Gas | Strategic Energy Management | A | Standalone Impact on Baseline Summer Peak (%) | Achievable Economic TRC Potential | 0 | 0 | 0 | 0 | 0 | 0 | 0 | 0 | 0 | 0 | 0 | 0 | 0 | 0 | 0 | 0 | 0 | 0 | 0 | 0 | 0 | 0 | 0 | 0 | 0 | 0 | 0
F6_Industrial_Industrial - WA_Existing_Process_Natural Gas_Strategic Energy Management_A_Achievable Economic TRC Potential | F6 | Industrial | Industrial - WA | Existing | Process | Natural Gas | Strategic Energy Management | A | Standalone Impact on Baseline Winter Peak (%) | Achievable Economic TRC Potential | 0 | 0 | 0 | 0 | 0 | 0 | 0 | 0 | 0 | 0 | 0 | 0 | 0 | 0 | 0 | 0 | 0 | 0 | 0 | 0 | 0 | 0 | 0 | 0 | 0 | 0 | 0
F7_Industrial_Industrial - WA_Existing_Process_Natural Gas_Strategic Energy Management_A_Achievable Economic TRC Potential | F7 | Industrial | Industrial - WA | Existing | Process | Natural Gas | Strategic Energy Management | A | Incremental Energy Savings (MWh or mTherms) | Achievable Economic TRC Potential | 0 | 0 | 0 | 0 | 0 | 0 | 0 | 0 | 0 | 0 | 0 | 0 | 0 | 0 | 0 | 0 | 0 | 0 | 0 | 0 | 0 | 0 | 0 | 0 | 0 | 0 | 0
F8_Industrial_Industrial - WA_Existing_Process_Natural Gas_Strategic Energy Management_A_Achievable Economic TRC Potential | F8 | Industrial | Industrial - WA | Existing | Process | Natural Gas | Strategic Energy Management | A | Incremental Summer Peak Savings (MW) | Achievable Economic TRC Potential | 0 | 0 | 0 | 0 | 0 | 0 | 0 | 0 | 0 | 0 | 0 | 0 | 0 | 0 | 0 | 0 | 0 | 0 | 0 | 0 | 0 | 0 | 0 | 0 | 0 | 0 | 0
F9_Industrial_Industrial - WA_Existing_Process_Natural Gas_Strategic Energy Management_A_Achievable Economic TRC Potential | F9 | Industrial | Industrial - WA | Existing | Process | Natural Gas | Strategic Energy Management | A | Incremental Winter Peak Savings (MW) | Achievable Economic TRC Potential | 0 | 0 | 0 | 0 | 0 | 0 | 0 | 0 | 0 | 0 | 0 | 0 | 0 | 0 | 0 | 0 | 0 | 0 | 0 | 0 | 0 | 0 | 0 | 0 | 0 | 0 | 0
F10_Industrial_Industrial - WA_Existing_Process_Natural Gas_Strategic Energy Management_A_Achievable Economic TRC Potential | F10 | Industrial | Industrial - WA | Existing | Process | Natural Gas | Strategic Energy Management | A | Cumulative Energy Savings (MWh or mTherms) | Achievable Economic TRC Potential | 0 | 0 | 0 | 0 | 0 | 0 | 0 | 0 | 0 | 0 | 0 | 0 | 0 | 0 | 0 | 0 | 0 | 0 | 0 | 0 | 0 | 0 | 0 | 0 | 0 | 0 | 0
F11_Industrial_Industrial - WA_Existing_Process_Natural Gas_Strategic Energy Management_A_Achievable Economic TRC Potential | F11 | Industrial | Industrial - WA | Existing | Process | Natural Gas | Strategic Energy Management | A | Cumulative Summer Peak Savings (MW) | Achievable Economic TRC Potential | 0 | 0 | 0 | 0 | 0 | 0 | 0 | 0 | 0 | 0 | 0 | 0 | 0 | 0 | 0 | 0 | 0 | 0 | 0 | 0 | 0 | 0 | 0 | 0 | 0 | 0 | 0
F12_Industrial_Industrial - WA_Existing_Process_Natural Gas_Strategic Energy Management_A_Achievable Economic TRC Potential | F12 | Industrial | Industrial - WA | Existing | Process | Natural Gas | Strategic Energy Management | A | Cumulative Winter Peak Savings (MW) | Achievable Economic TRC Potential | 0 | 0 | 0 | 0 | 0 | 0 | 0 | 0 | 0 | 0 | 0 | 0 | 0 | 0 | 0 | 0 | 0 | 0 | 0 | 0 | 0 | 0 | 0 | 0 | 0 | 0 | 0
F13_Industrial_Industrial - WA_Existing_Process_Natural Gas_Strategic Energy Management_A_Achievable Economic TRC Potential | F13 | Industrial | Industrial - WA | Existing | Process | Natural Gas | Strategic Energy Management | A | Purchases (Incremental) | Achievable Economic TRC Potential | 0 | 0 | 0 | 0 | 0 | 0 | 0 | 0 | 0 | 0 | 0 | 0 | 0 | 0 | 0 | 0 | 0 | 0 | 0 | 0 | 0 | 0 | 0 | 0 | 0 | 0 | 0
F14_Industrial_Industrial - WA_Existing_Process_Natural Gas_Strategic Energy Management_A_Achievable Economic TRC Potential | F14 | Industrial | Industrial - WA | Existing | Process | Natural Gas | Strategic Energy Management | A | Purchases (Cumulative) | Achievable Economic TRC Potential | 0 | 0 | 0 | 0 | 0 | 0 | 0 | 0 | 0 | 0 | 0 | 0 | 0 | 0 | 0 | 0 | 0 | 0 | 0 | 0 | 0 | 0 | 0 | 0 | 0 | 0 | 0
F1_Industrial_Industrial - WA_Existing_Miscellaneous_Natural Gas_Strategic Energy Management_A_Achievable Economic TRC Potential | F1 | Industrial | Industrial - WA | Existing | Miscellaneous | Natural Gas | Strategic Energy Management | A | Original Unit Energy Savings (kWh or therms) | Achievable Economic TRC Potential | 0 | 0 | 0.025233 | 0.025233 | 0.025233 | 0.025233 | 0.025233 | 0.025233 | 0.025233 | 0.025233 | 0.025233 | 0.025233 | 0.025233 | 0.025233 | 0.025233 | 0.025233 | 0.025233 | 0.025233 | 0.025233 | 0.025233 | 0.025233 | 0.025233 | 0.025233 | 0.025233 | 0.025233 | 0.025233 | 0.025233
F2_Industrial_Industrial - WA_Existing_Miscellaneous_Natural Gas_Strategic Energy Management_A_Achievable Economic TRC Potential | F2 | Industrial | Industrial - WA | Existing | Miscellaneous | Natural Gas | Strategic Energy Management | A | Original Unit Summer Peak Savings (kW) | Achievable Economic TRC Potential | 0 | 0 | 0 | 0 | 0 | 0 | 0 | 0 | 0 | 0 | 0 | 0 | 0 | 0 | 0 | 0 | 0 | 0 | 0 | 0 | 0 | 0 | 0 | 0 | 0 | 0 | 0
F3_Industrial_Industrial - WA_Existing_Miscellaneous_Natural Gas_Strategic Energy Management_A_Achievable Economic TRC Potential | F3 | Industrial | Industrial - WA | Existing | Miscellaneous | Natural Gas | Strategic Energy Management | A | Original Unit Winter Peak Savings (kW) | Achievable Economic TRC Potential | 0 | 0 | 0 | 0 | 0 | 0 | 0 | 0 | 0 | 0 | 0 | 0 | 0 | 0 | 0 | 0 | 0 | 0 | 0 | 0 | 0 | 0 | 0 | 0 | 0 | 0 | 0
F4_Industrial_Industrial - WA_Existing_Miscellaneous_Natural Gas_Strategic Energy Management_A_Achievable Economic TRC Potential | F4 | Industrial | Industrial - WA | Existing | Miscellaneous | Natural Gas | Strategic Energy Management | A | Standalone Impact on Baseline Energy (%) | Achievable Economic TRC Potential | 0 | 0 | 0 | 0 | 0 | 0 | 0 | 0 | 0 | 0 | 0 | 0 | 0 | 0 | 0 | 0 | 0 | 0 | 0 | 0 | 0 | 0 | 0 | 0 | 0 | 0 | 0
F5_Industrial_Industrial - WA_Existing_Miscellaneous_Natural Gas_Strategic Energy Management_A_Achievable Economic TRC Potential | F5 | Industrial | Industrial - WA | Existing | Miscellaneous | Natural Gas | Strategic Energy Management | A | Standalone Impact on Baseline Summer Peak (%) | Achievable Economic TRC Potential | 0 | 0 | 0 | 0 | 0 | 0 | 0 | 0 | 0 | 0 | 0 | 0 | 0 | 0 | 0 | 0 | 0 | 0 | 0 | 0 | 0 | 0 | 0 | 0 | 0 | 0 | 0
F6_Industrial_Industrial - WA_Existing_Miscellaneous_Natural Gas_Strategic Energy Management_A_Achievable Economic TRC Potential | F6 | Industrial | Industrial - WA | Existing | Miscellaneous | Natural Gas | Strategic Energy Management | A | Standalone Impact on Baseline Winter Peak (%) | Achievable Economic TRC Potential | 0 | 0 | 0 | 0 | 0 | 0 | 0 | 0 | 0 | 0 | 0 | 0 | 0 | 0 | 0 | 0 | 0 | 0 | 0 | 0 | 0 | 0 | 0 | 0 | 0 | 0 | 0
F7_Industrial_Industrial - WA_Existing_Miscellaneous_Natural Gas_Strategic Energy Management_A_Achievable Economic TRC Potential | F7 | Industrial | Industrial - WA | Existing | Miscellaneous | Natural Gas | Strategic Energy Management | A | Incremental Energy Savings (MWh or mTherms) | Achievable Economic TRC Potential | 0 | 0 | 0 | 0 | 0 | 0 | 0 | 0 | 0 | 0 | 0 | 0 | 0 | 0 | 0 | 0 | 0 | 0 | 0 | 0 | 0 | 0 | 0 | 0 | 0 | 0 | 0
F8_Industrial_Industrial - WA_Existing_Miscellaneous_Natural Gas_Strategic Energy Management_A_Achievable Economic TRC Potential | F8 | Industrial | Industrial - WA | Existing | Miscellaneous | Natural Gas | Strategic Energy Management | A | Incremental Summer Peak Savings (MW) | Achievable Economic TRC Potential | 0 | 0 | 0 | 0 | 0 | 0 | 0 | 0 | 0 | 0 | 0 | 0 | 0 | 0 | 0 | 0 | 0 | 0 | 0 | 0 | 0 | 0 | 0 | 0 | 0 | 0 | 0
F9_Industrial_Industrial - WA_Existing_Miscellaneous_Natural Gas_Strategic Energy Management_A_Achievable Economic TRC Potential | F9 | Industrial | Industrial - WA | Existing | Miscellaneous | Natural Gas | Strategic Energy Management | A | Incremental Winter Peak Savings (MW) | Achievable Economic TRC Potential | 0 | 0 | 0 | 0 | 0 | 0 | 0 | 0 | 0 | 0 | 0 | 0 | 0 | 0 | 0 | 0 | 0 | 0 | 0 | 0 | 0 | 0 | 0 | 0 | 0 | 0 | 0
F10_Industrial_Industrial - WA_Existing_Miscellaneous_Natural Gas_Strategic Energy Management_A_Achievable Economic TRC Potential | F10 | Industrial | Industrial - WA | Existing | Miscellaneous | Natural Gas | Strategic Energy Management | A | Cumulative Energy Savings (MWh or mTherms) | Achievable Economic TRC Potential | 0 | 0 | 0 | 0 | 0 | 0 | 0 | 0 | 0 | 0 | 0 | 0 | 0 | 0 | 0 | 0 | 0 | 0 | 0 | 0 | 0 | 0 | 0 | 0 | 0 | 0 | 0
F11_Industrial_Industrial - WA_Existing_Miscellaneous_Natural Gas_Strategic Energy Management_A_Achievable Economic TRC Potential | F11 | Industrial | Industrial - WA | Existing | Miscellaneous | Natural Gas | Strategic Energy Management | A | Cumulative Summer Peak Savings (MW) | Achievable Economic TRC Potential | 0 | 0 | 0 | 0 | 0 | 0 | 0 | 0 | 0 | 0 | 0 | 0 | 0 | 0 | 0 | 0 | 0 | 0 | 0 | 0 | 0 | 0 | 0 | 0 | 0 | 0 | 0
F12_Industrial_Industrial - WA_Existing_Miscellaneous_Natural Gas_Strategic Energy Management_A_Achievable Economic TRC Potential | F12 | Industrial | Industrial - WA | Existing | Miscellaneous | Natural Gas | Strategic Energy Management | A | Cumulative Winter Peak Savings (MW) | Achievable Economic TRC Potential | 0 | 0 | 0 | 0 | 0 | 0 | 0 | 0 | 0 | 0 | 0 | 0 | 0 | 0 | 0 | 0 | 0 | 0 | 0 | 0 | 0 | 0 | 0 | 0 | 0 | 0 | 0
F13_Industrial_Industrial - WA_Existing_Miscellaneous_Natural Gas_Strategic Energy Management_A_Achievable Economic TRC Potential | F13 | Industrial | Industrial - WA | Existing | Miscellaneous | Natural Gas | Strategic Energy Management | A | Purchases (Incremental) | Achievable Economic TRC Potential | 0 | 0 | 0 | 0 | 0 | 0 | 0 | 0 | 0 | 0 | 0 | 0 | 0 | 0 | 0 | 0 | 0 | 0 | 0 | 0 | 0 | 0 | 0 | 0 | 0 | 0 | 0
F14_Industrial_Industrial - WA_Existing_Miscellaneous_Natural Gas_Strategic Energy Management_A_Achievable Economic TRC Potential | F14 | Industrial | Industrial - WA | Existing | Miscellaneous | Natural Gas | Strategic Energy Management | A | Purchases (Cumulative) | Achievable Economic TRC Potential | 0 | 0 | 0 | 0 | 0 | 0 | 0 | 0 | 0 | 0 | 0 | 0 | 0 | 0 | 0 | 0 | 0 | 0 | 0 | 0 | 0 | 0 | 0 | 0 | 0 | 0 | 0
F1_Industrial_Industrial - WA_Existing_Space Heating_Natural Gas_Retrocommissioning_A_Achievable Economic TRC Potential | F1 | Industrial | Industrial - WA | Existing | Space Heating | Natural Gas | Retrocommissioning | A | Original Unit Energy Savings (kWh or therms) | Achievable Economic TRC Potential | 0 | 0 | 0.041332 | 0.041255 | 0.041171 | 0.041083 | 0.040991 | 0.040895 | 0.040797 | 0.040696 | 0.040594 | 0.040491 | 0.040387 | 0.040283 | 0.040178 | 0.040075 | 0.039972 | 0.03987 | 0.03977 | 0.039677 | 0.03959 | 0.03951 | 0.039437 | 0.039369 | 0.039307 | 0.03925 | 0.039198
F2_Industrial_Industrial - WA_Existing_Space Heating_Natural Gas_Retrocommissioning_A_Achievable Economic TRC Potential | F2 | Industrial | Industrial - WA | Existing | Space Heating | Natural Gas | Retrocommissioning | A | Original Unit Summer Peak Savings (kW) | Achievable Economic TRC Potential | 0 | 0 | 0 | 0 | 0 | 0 | 0 | 0 | 0 | 0 | 0 | 0 | 0 | 0 | 0 | 0 | 0 | 0 | 0 | 0 | 0 | 0 | 0 | 0 | 0 | 0 | 0
F3_Industrial_Industrial - WA_Existing_Space Heating_Natural Gas_Retrocommissioning_A_Achievable Economic TRC Potential | F3 | Industrial | Industrial - WA | Existing | Space Heating | Natural Gas | Retrocommissioning | A | Original Unit Winter Peak Savings (kW) | Achievable Economic TRC Potential | 0 | 0 | 0 | 0 | 0 | 0 | 0 | 0 | 0 | 0 | 0 | 0 | 0 | 0 | 0 | 0 | 0 | 0 | 0 | 0 | 0 | 0 | 0 | 0 | 0 | 0 | 0
F4_Industrial_Industrial - WA_Existing_Space Heating_Natural Gas_Retrocommissioning_A_Achievable Economic TRC Potential | F4 | Industrial | Industrial - WA | Existing | Space Heating | Natural Gas | Retrocommissioning | A | Standalone Impact on Baseline Energy (%) | Achievable Economic TRC Potential | 0 | 0 | 0.0004386 | 0.00098483 | 0.0016611 | 0.0019932 | 0.0023333 | 0.0027001 | 0.0030606 | 0.0033383 | 0.0033994 | 0.0034591 | 0.0035198 | 0.0035815 | 0.0036443 | 0.0037083 | 0.0037733 | 0.0038395 | 0.0039069 | 0.0039754 | 0.0040452 | 0.0041162 | 0.0041884 | 0.0042618 | 0.0043366 | 0.0044127 | 0.0044901
F5_Industrial_Industrial - WA_Existing_Space Heating_Natural Gas_Retrocommissioning_A_Achievable Economic TRC Potential | F5 | Industrial | Industrial - WA | Existing | Space Heating | Natural Gas | Retrocommissioning | A | Standalone Impact on Baseline Summer Peak (%) | Achievable Economic TRC Potential | 0 | 0 | 0 | 0 | 0 | 0 | 0 | 0 | 0 | 0 | 0 | 0 | 0 | 0 | 0 | 0 | 0 | 0 | 0 | 0 | 0 | 0 | 0 | 0 | 0 | 0 | 0
F6_Industrial_Industrial - WA_Existing_Space Heating_Natural Gas_Retrocommissioning_A_Achievable Economic TRC Potential | F6 | Industrial | Industrial - WA | Existing | Space Heating | Natural Gas | Retrocommissioning | A | Standalone Impact on Baseline Winter Peak (%) | Achievable Economic TRC Potential | 0 | 0 | 0 | 0 | 0 | 0 | 0 | 0 | 0 | 0 | 0 | 0 | 0 | 0 | 0 | 0 | 0 | 0 | 0 | 0 | 0 | 0 | 0 | 0 | 0 | 0 | 0
F7_Industrial_Industrial - WA_Existing_Space Heating_Natural Gas_Retrocommissioning_A_Achievable Economic TRC Potential | F7 | Industrial | Industrial - WA | Existing | Space Heating | Natural Gas | Retrocommissioning | A | Incremental Energy Savings (MWh or mTherms) | Achievable Economic TRC Potential | 0 | 0 | 0.073294 | 0.088275 | 0.10595 | 0.047755 | 0.047182 | 0.049389 | 0.046533 | 0.032624 | 0.00037076 | 0 | 0 | 0 | 0 | 0 | 0 | 0 | 0 | 0 | 0 | 0 | 0 | 0 | 0 | 0 | 0
F8_Industrial_Industrial - WA_Existing_Space Heating_Natural Gas_Retrocommissioning_A_Achievable Economic TRC Potential | F8 | Industrial | Industrial - WA | Existing | Space Heating | Natural Gas | Retrocommissioning | A | Incremental Summer Peak Savings (MW) | Achievable Economic TRC Potential | 0 | 0 | 0 | 0 | 0 | 0 | 0 | 0 | 0 | 0 | 0 | 0 | 0 | 0 | 0 | 0 | 0 | 0 | 0 | 0 | 0 | 0 | 0 | 0 | 0 | 0 | 0
F9_Industrial_Industrial - WA_Existing_Space Heating_Natural Gas_Retrocommissioning_A_Achievable Economic TRC Potential | F9 | Industrial | Industrial - WA | Existing | Space Heating | Natural Gas | Retrocommissioning | A | Incremental Winter Peak Savings (MW) | Achievable Economic TRC Potential | 0 | 0 | 0 | 0 | 0 | 0 | 0 | 0 | 0 | 0 | 0 | 0 | 0 | 0 | 0 | 0 | 0 | 0 | 0 | 0 | 0 | 0 | 0 | 0 | 0 | 0 | 0
F10_Industrial_Industrial - WA_Existing_Space Heating_Natural Gas_Retrocommissioning_A_Achievable Economic TRC Potential | F10 | Industrial | Industrial - WA | Existing | Space Heating | Natural Gas | Retrocommissioning | A | Cumulative Energy Savings (MWh or mTherms) | Achievable Economic TRC Potential | 0 | 0 | 0.073294 | 0.16143 | 0.26705 | 0.31423 | 0.36071 | 0.40926 | 0.45481 | 0.48631 | 0.48546 | 0.48422 | 0.48298 | 0.48173 | 0.48049 | 0.47925 | 0.47802 | 0.4768 | 0.4756 | 0.47449 | 0.47345 | 0.47249 | 0.47162 | 0.47081 | 0.47007 | 0.46939 | 0.46876
F11_Industrial_Industrial - WA_Existing_Space Heating_Natural Gas_Retrocommissioning_A_Achievable Economic TRC Potential | F11 | Industrial | Industrial - WA | Existing | Space Heating | Natural Gas | Retrocommissioning | A | Cumulative Summer Peak Savings (MW) | Achievable Economic TRC Potential | 0 | 0 | 0 | 0 | 0 | 0 | 0 | 0 | 0 | 0 | 0 | 0 | 0 | 0 | 0 | 0 | 0 | 0 | 0 | 0 | 0 | 0 | 0 | 0 | 0 | 0 | 0
F12_Industrial_Industrial - WA_Existing_Space Heating_Natural Gas_Retrocommissioning_A_Achievable Economic TRC Potential | F12 | Industrial | Industrial - WA | Existing | Space Heating | Natural Gas | Retrocommissioning | A | Cumulative Winter Peak Savings (MW) | Achievable Economic TRC Potential | 0 | 0 | 0 | 0 | 0 | 0 | 0 | 0 | 0 | 0 | 0 | 0 | 0 | 0 | 0 | 0 | 0 | 0 | 0 | 0 | 0 | 0 | 0 | 0 | 0 | 0 | 0
F13_Industrial_Industrial - WA_Existing_Space Heating_Natural Gas_Retrocommissioning_A_Achievable Economic TRC Potential | F13 | Industrial | Industrial - WA | Existing | Space Heating | Natural Gas | Retrocommissioning | A | Purchases (Incremental) | Achievable Economic TRC Potential | 0 | 0 | 1773.2757 | 2139.7602 | 2573.2947 | 1162.4107 | 1151.0289 | 1207.6999 | 1140.6095 | 801.6382 | 9.1334 | 0 | 0 | 0 | 0 | 0 | 0 | 0 | 0 | 0 | 0 | 0 | 0 | 0 | 0 | 0 | 0
F14_Industrial_Industrial - WA_Existing_Space Heating_Natural Gas_Retrocommissioning_A_Achievable Economic TRC Potential | F14 | Industrial | Industrial - WA | Existing | Space Heating | Natural Gas | Retrocommissioning | A | Purchases (Cumulative) | Achievable Economic TRC Potential | 0 | 0 | 1773.2757 | 3913.0359 | 6486.3306 | 7648.7413 | 8799.7702 | 10007.4701 | 11148.0796 | 11949.7178 | 11958.8512 | 11958.8512 | 11958.8512 | 11958.8512 | 11958.8512 | 11958.8512 | 11958.8512 | 11958.8512 | 11958.8512 | 11958.8512 | 11958.8512 | 11958.8512 | 11958.8512 | 11958.8512 | 11958.8512 | 11958.8512 | 11958.8512
F1_Industrial_Industrial - WA_Existing_Process_Natural Gas_Retrocommissioning_A_Achievable Economic TRC Potential | F1 | Industrial | Industrial - WA | Existing | Process | Natural Gas | Retrocommissioning | A | Original Unit Energy Savings (kWh or therms) | Achievable Economic TRC Potential | 0 | 0 | 0 | 0 | 0 | 0 | 0 | 0 | 0 | 0 | 0 | 0 | 0 | 0 | 0 | 0 | 0 | 0 | 0 | 0 | 0 | 0 | 0 | 0 | 0 | 0 | 0
F2_Industrial_Industrial - WA_Existing_Process_Natural Gas_Retrocommissioning_A_Achievable Economic TRC Potential | F2 | Industrial | Industrial - WA | Existing | Process | Natural Gas | Retrocommissioning | A | Original Unit Summer Peak Savings (kW) | Achievable Economic TRC Potential | 0 | 0 | 0 | 0 | 0 | 0 | 0 | 0 | 0 | 0 | 0 | 0 | 0 | 0 | 0 | 0 | 0 | 0 | 0 | 0 | 0 | 0 | 0 | 0 | 0 | 0 | 0
F3_Industrial_Industrial - WA_Existing_Process_Natural Gas_Retrocommissioning_A_Achievable Economic TRC Potential | F3 | Industrial | Industrial - WA | Existing | Process | Natural Gas | Retrocommissioning | A | Original Unit Winter Peak Savings (kW) | Achievable Economic TRC Potential | 0 | 0 | 0 | 0 | 0 | 0 | 0 | 0 | 0 | 0 | 0 | 0 | 0 | 0 | 0 | 0 | 0 | 0 | 0 | 0 | 0 | 0 | 0 | 0 | 0 | 0 | 0
F4_Industrial_Industrial - WA_Existing_Process_Natural Gas_Retrocommissioning_A_Achievable Economic TRC Potential | F4 | Industrial | Industrial - WA | Existing | Process | Natural Gas | Retrocommissioning | A | Standalone Impact on Baseline Energy (%) | Achievable Economic TRC Potential | 0 | 0 | 0 | 0 | 0 | 0 | 0 | 0 | 0 | 0 | 0 | 0 | 0 | 0 | 0 | 0 | 0 | 0 | 0 | 0 | 0 | 0 | 0 | 0 | 0 | 0 | 0
F5_Industrial_Industrial - WA_Existing_Process_Natural Gas_Retrocommissioning_A_Achievable Economic TRC Potential | F5 | Industrial | Industrial - WA | Existing | Process | Natural Gas | Retrocommissioning | A | Standalone Impact on Baseline Summer Peak (%) | Achievable Economic TRC Potential | 0 | 0 | 0 | 0 | 0 | 0 | 0 | 0 | 0 | 0 | 0 | 0 | 0 | 0 | 0 | 0 | 0 | 0 | 0 | 0 | 0 | 0 | 0 | 0 | 0 | 0 | 0
F6_Industrial_Industrial - WA_Existing_Process_Natural Gas_Retrocommissioning_A_Achievable Economic TRC Potential | F6 | Industrial | Industrial - WA | Existing | Process | Natural Gas | Retrocommissioning | A | Standalone Impact on Baseline Winter Peak (%) | Achievable Economic TRC Potential | 0 | 0 | 0 | 0 | 0 | 0 | 0 | 0 | 0 | 0 | 0 | 0 | 0 | 0 | 0 | 0 | 0 | 0 | 0 | 0 | 0 | 0 | 0 | 0 | 0 | 0 | 0
F7_Industrial_Industrial - WA_Existing_Process_Natural Gas_Retrocommissioning_A_Achievable Economic TRC Potential | F7 | Industrial | Industrial - WA | Existing | Process | Natural Gas | Retrocommissioning | A | Incremental Energy Savings (MWh or mTherms) | Achievable Economic TRC Potential | 0 | 0 | 0 | 0 | 0 | 0 | 0 | 0 | 0 | 0 | 0 | 0 | 0 | 0 | 0 | 0 | 0 | 0 | 0 | 0 | 0 | 0 | 0 | 0 | 0 | 0 | 0
F8_Industrial_Industrial - WA_Existing_Process_Natural Gas_Retrocommissioning_A_Achievable Economic TRC Potential | F8 | Industrial | Industrial - WA | Existing | Process | Natural Gas | Retrocommissioning | A | Incremental Summer Peak Savings (MW) | Achievable Economic TRC Potential | 0 | 0 | 0 | 0 | 0 | 0 | 0 | 0 | 0 | 0 | 0 | 0 | 0 | 0 | 0 | 0 | 0 | 0 | 0 | 0 | 0 | 0 | 0 | 0 | 0 | 0 | 0
F9_Industrial_Industrial - WA_Existing_Process_Natural Gas_Retrocommissioning_A_Achievable Economic TRC Potential | F9 | Industrial | Industrial - WA | Existing | Process | Natural Gas | Retrocommissioning | A | Incremental Winter Peak Savings (MW) | Achievable Economic TRC Potential | 0 | 0 | 0 | 0 | 0 | 0 | 0 | 0 | 0 | 0 | 0 | 0 | 0 | 0 | 0 | 0 | 0 | 0 | 0 | 0 | 0 | 0 | 0 | 0 | 0 | 0 | 0
F10_Industrial_Industrial - WA_Existing_Process_Natural Gas_Retrocommissioning_A_Achievable Economic TRC Potential | F10 | Industrial | Industrial - WA | Existing | Process | Natural Gas | Retrocommissioning | A | Cumulative Energy Savings (MWh or mTherms) | Achievable Economic TRC Potential | 0 | 0 | 0 | 0 | 0 | 0 | 0 | 0 | 0 | 0 | 0 | 0 | 0 | 0 | 0 | 0 | 0 | 0 | 0 | 0 | 0 | 0 | 0 | 0 | 0 | 0 | 0
F11_Industrial_Industrial - WA_Existing_Process_Natural Gas_Retrocommissioning_A_Achievable Economic TRC Potential | F11 | Industrial | Industrial - WA | Existing | Process | Natural Gas | Retrocommissioning | A | Cumulative Summer Peak Savings (MW) | Achievable Economic TRC Potential | 0 | 0 | 0 | 0 | 0 | 0 | 0 | 0 | 0 | 0 | 0 | 0 | 0 | 0 | 0 | 0 | 0 | 0 | 0 | 0 | 0 | 0 | 0 | 0 | 0 | 0 | 0
F12_Industrial_Industrial - WA_Existing_Process_Natural Gas_Retrocommissioning_A_Achievable Economic TRC Potential | F12 | Industrial | Industrial - WA | Existing | Process | Natural Gas | Retrocommissioning | A | Cumulative Winter Peak Savings (MW) | Achievable Economic TRC Potential | 0 | 0 | 0 | 0 | 0 | 0 | 0 | 0 | 0 | 0 | 0 | 0 | 0 | 0 | 0 | 0 | 0 | 0 | 0 | 0 | 0 | 0 | 0 | 0 | 0 | 0 | 0
F13_Industrial_Industrial - WA_Existing_Process_Natural Gas_Retrocommissioning_A_Achievable Economic TRC Potential | F13 | Industrial | Industrial - WA | Existing | Process | Natural Gas | Retrocommissioning | A | Purchases (Incremental) | Achievable Economic TRC Potential | 0 | 0 | 7093.103 | 8559.0406 | 10293.1789 | 4649.6428 | 4604.1154 | 4830.7998 | 4562.4379 | 3206.5529 | 36.5336 | 0 | 0 | 0 | 0 | 0 | 0 | 0 | 0 | 0 | 0 | 0 | 0 | 0 | 0 | 0 | 0
F14_Industrial_Industrial - WA_Existing_Process_Natural Gas_Retrocommissioning_A_Achievable Economic TRC Potential | F14 | Industrial | Industrial - WA | Existing | Process | Natural Gas | Retrocommissioning | A | Purchases (Cumulative) | Achievable Economic TRC Potential | 0 | 0 | 7093.103 | 15652.1436 | 25945.3225 | 30594.9654 | 35199.0808 | 40029.8806 | 44592.3184 | 47798.8713 | 47835.4049 | 47835.4049 | 47835.4049 | 47835.4049 | 47835.4049 | 47835.4049 | 47835.4049 | 47835.4049 | 47835.4049 | 47835.4049 | 47835.4049 | 47835.4049 | 47835.4049 | 47835.4049 | 47835.4049 | 47835.4049 | 47835.4049
F1_Industrial_Industrial - WA_New_Space Heating_Natural Gas_Insulation - Ceiling_A_Achievable Economic TRC Potential | F1 | Industrial | Industrial - WA | New | Space Heating | Natural Gas | Insulation - Ceiling | A | Original Unit Energy Savings (kWh or therms) | Achievable Economic TRC Potential | 0 | 0 | 0.074993 | 0.074397 | 0.074103 | 0.073927 | 0.073828 | 0.073744 | 0.073672 | 0.073609 | 0.073555 | 0.073506 | 0.073464 | 0.073425 | 0.073391 | 0.073359 | 0.073331 | 0.073305 | 0.073281 | 0.073232 | 0.073166 | 0.073107 | 0.073055 | 0.073009 | 0.072968 | 0.072932 | 0.072899
F2_Industrial_Industrial - WA_New_Space Heating_Natural Gas_Insulation - Ceiling_A_Achievable Economic TRC Potential | F2 | Industrial | Industrial - WA | New | Space Heating | Natural Gas | Insulation - Ceiling | A | Original Unit Summer Peak Savings (kW) | Achievable Economic TRC Potential | 0 | 0 | 0 | 0 | 0 | 0 | 0 | 0 | 0 | 0 | 0 | 0 | 0 | 0 | 0 | 0 | 0 | 0 | 0 | 0 | 0 | 0 | 0 | 0 | 0 | 0 | 0
F3_Industrial_Industrial - WA_New_Space Heating_Natural Gas_Insulation - Ceiling_A_Achievable Economic TRC Potential | F3 | Industrial | Industrial - WA | New | Space Heating | Natural Gas | Insulation - Ceiling | A | Original Unit Winter Peak Savings (kW) | Achievable Economic TRC Potential | 0 | 0 | 0 | 0 | 0 | 0 | 0 | 0 | 0 | 0 | 0 | 0 | 0 | 0 | 0 | 0 | 0 | 0 | 0 | 0 | 0 | 0 | 0 | 0 | 0 | 0 | 0
F4_Industrial_Industrial - WA_New_Space Heating_Natural Gas_Insulation - Ceiling_A_Achievable Economic TRC Potential | F4 | Industrial | Industrial - WA | New | Space Heating | Natural Gas | Insulation - Ceiling | A | Standalone Impact on Baseline Energy (%) | Achievable Economic TRC Potential | 0 | 0 | 0 | 0 | 0 | 0 | 0 | 0 | 0 | 0 | 0 | 0 | 0 | 0 | 0 | 0 | 0 | 0 | 0 | 0 | 0 | 0 | 0 | 0 | 0 | 0 | 0
F5_Industrial_Industrial - WA_New_Space Heating_Natural Gas_Insulation - Ceiling_A_Achievable Economic TRC Potential | F5 | Industrial | Industrial - WA | New | Space Heating | Natural Gas | Insulation - Ceiling | A | Standalone Impact on Baseline Summer Peak (%) | Achievable Economic TRC Potential | 0 | 0 | 0 | 0 | 0 | 0 | 0 | 0 | 0 | 0 | 0 | 0 | 0 | 0 | 0 | 0 | 0 | 0 | 0 | 0 | 0 | 0 | 0 | 0 | 0 | 0 | 0
F6_Industrial_Industrial - WA_New_Space Heating_Natural Gas_Insulation - Ceiling_A_Achievable Economic TRC Potential | F6 | Industrial | Industrial - WA | New | Space Heating | Natural Gas | Insulation - Ceiling | A | Standalone Impact on Baseline Winter Peak (%) | Achievable Economic TRC Potential | 0 | 0 | 0 | 0 | 0 | 0 | 0 | 0 | 0 | 0 | 0 | 0 | 0 | 0 | 0 | 0 | 0 | 0 | 0 | 0 | 0 | 0 | 0 | 0 | 0 | 0 | 0
F7_Industrial_Industrial - WA_New_Space Heating_Natural Gas_Insulation - Ceiling_A_Achievable Economic TRC Potential | F7 | Industrial | Industrial - WA | New | Space Heating | Natural Gas | Insulation - Ceiling | A | Incremental Energy Savings (MWh or mTherms) | Achievable Economic TRC Potential | 0 | 0 | 0 | 0 | 0 | 0 | 0 | 0 | 0 | 0 | 0 | 0 | 0 | 0 | 0 | 0 | 0 | 0 | 0 | 0 | 0 | 0 | 0 | 0 | 0 | 0 | 0
F8_Industrial_Industrial - WA_New_Space Heating_Natural Gas_Insulation - Ceiling_A_Achievable Economic TRC Potential | F8 | Industrial | Industrial - WA | New | Space Heating | Natural Gas | Insulation - Ceiling | A | Incremental Summer Peak Savings (MW) | Achievable Economic TRC Potential | 0 | 0 | 0 | 0 | 0 | 0 | 0 | 0 | 0 | 0 | 0 | 0 | 0 | 0 | 0 | 0 | 0 | 0 | 0 | 0 | 0 | 0 | 0 | 0 | 0 | 0 | 0
F9_Industrial_Industrial - WA_New_Space Heating_Natural Gas_Insulation - Ceiling_A_Achievable Economic TRC Potential | F9 | Industrial | Industrial - WA | New | Space Heating | Natural Gas | Insulation - Ceiling | A | Incremental Winter Peak Savings (MW) | Achievable Economic TRC Potential | 0 | 0 | 0 | 0 | 0 | 0 | 0 | 0 | 0 | 0 | 0 | 0 | 0 | 0 | 0 | 0 | 0 | 0 | 0 | 0 | 0 | 0 | 0 | 0 | 0 | 0 | 0
F10_Industrial_Industrial - WA_New_Space Heating_Natural Gas_Insulation - Ceiling_A_Achievable Economic TRC Potential | F10 | Industrial | Industrial - WA | New | Space Heating | Natural Gas | Insulation - Ceiling | A | Cumulative Energy Savings (MWh or mTherms) | Achievable Economic TRC Potential | 0 | 0 | 0 | 0 | 0 | 0 | 0 | 0 | 0 | 0 | 0 | 0 | 0 | 0 | 0 | 0 | 0 | 0 | 0 | 0 | 0 | 0 | 0 | 0 | 0 | 0 | 0
F11_Industrial_Industrial - WA_New_Space Heating_Natural Gas_Insulation - Ceiling_A_Achievable Economic TRC Potential | F11 | Industrial | Industrial - WA | New | Space Heating | Natural Gas | Insulation - Ceiling | A | Cumulative Summer Peak Savings (MW) | Achievable Economic TRC Potential | 0 | 0 | 0 | 0 | 0 | 0 | 0 | 0 | 0 | 0 | 0 | 0 | 0 | 0 | 0 | 0 | 0 | 0 | 0 | 0 | 0 | 0 | 0 | 0 | 0 | 0 | 0
F12_Industrial_Industrial - WA_New_Space Heating_Natural Gas_Insulation - Ceiling_A_Achievable Economic TRC Potential | F12 | Industrial | Industrial - WA | New | Space Heating | Natural Gas | Insulation - Ceiling | A | Cumulative Winter Peak Savings (MW) | Achievable Economic TRC Potential | 0 | 0 | 0 | 0 | 0 | 0 | 0 | 0 | 0 | 0 | 0 | 0 | 0 | 0 | 0 | 0 | 0 | 0 | 0 | 0 | 0 | 0 | 0 | 0 | 0 | 0 | 0
F13_Industrial_Industrial - WA_New_Space Heating_Natural Gas_Insulation - Ceiling_A_Achievable Economic TRC Potential | F13 | Industrial | Industrial - WA | New | Space Heating | Natural Gas | Insulation - Ceiling | A | Purchases (Incremental) | Achievable Economic TRC Potential | 0 | 0 | 0 | 0 | 0 | 0 | 0 | 0 | 0 | 0 | 0 | 0 | 0 | 0 | 0 | 0 | 0 | 0 | 0 | 0 | 0 | 0 | 0 | 0 | 0 | 0 | 0
F14_Industrial_Industrial - WA_New_Space Heating_Natural Gas_Insulation - Ceiling_A_Achievable Economic TRC Potential | F14 | Industrial | Industrial - WA | New | Space Heating | Natural Gas | Insulation - Ceiling | A | Purchases (Cumulative) | Achievable Economic TRC Potential | 0 | 0 | 0 | 0 | 0 | 0 | 0 | 0 | 0 | 0 | 0 | 0 | 0 | 0 | 0 | 0 | 0 | 0 | 0 | 0 | 0 | 0 | 0 | 0 | 0 | 0 | 0
F1_Industrial_Industrial - WA_New_Space Heating_Natural Gas_Insulation - Wall Cavity_A_Achievable Economic TRC Potential | F1 | Industrial | Industrial - WA | New | Space Heating | Natural Gas | Insulation - Wall Cavity | A | Original Unit Energy Savings (kWh or therms) | Achievable Economic TRC Potential | 0 | 0 | 0.10856 | 0.1077 | 0.10727 | 0.10702 | 0.10688 | 0.10675 | 0.10665 | 0.10656 | 0.10648 | 0.10641 | 0.10635 | 0.10629 | 0.10624 | 0.1062 | 0.10616 | 0.10612 | 0.10608 | 0.10601 | 0.10592 | 0.10583 | 0.10576 | 0.10569 | 0.10563 | 0.10558 | 0.10553
F2_Industrial_Industrial - WA_New_Space Heating_Natural Gas_Insulation - Wall Cavity_A_Achievable Economic TRC Potential | F2 | Industrial | Industrial - WA | New | Space Heating | Natural Gas | Insulation - Wall Cavity | A | Original Unit Summer Peak Savings (kW) | Achievable Economic TRC Potential | 0 | 0 | 0 | 0 | 0 | 0 | 0 | 0 | 0 | 0 | 0 | 0 | 0 | 0 | 0 | 0 | 0 | 0 | 0 | 0 | 0 | 0 | 0 | 0 | 0 | 0 | 0
F3_Industrial_Industrial - WA_New_Space Heating_Natural Gas_Insulation - Wall Cavity_A_Achievable Economic TRC Potential | F3 | Industrial | Industrial - WA | New | Space Heating | Natural Gas | Insulation - Wall Cavity | A | Original Unit Winter Peak Savings (kW) | Achievable Economic TRC Potential | 0 | 0 | 0 | 0 | 0 | 0 | 0 | 0 | 0 | 0 | 0 | 0 | 0 | 0 | 0 | 0 | 0 | 0 | 0 | 0 | 0 | 0 | 0 | 0 | 0 | 0 | 0
F4_Industrial_Industrial - WA_New_Space Heating_Natural Gas_Insulation - Wall Cavity_A_Achievable Economic TRC Potential | F4 | Industrial | Industrial - WA | New | Space Heating | Natural Gas | Insulation - Wall Cavity | A | Standalone Impact on Baseline Energy (%) | Achievable Economic TRC Potential | 0 | 0 | 0 | 0 | 0 | 0 | 0 | 0 | 0 | 0 | 0 | 0 | 0 | 0 | 0 | 0 | 0 | 0 | 0 | 0 | 0 | 0 | 0 | 0 | 0 | 0 | 0
F5_Industrial_Industrial - WA_New_Space Heating_Natural Gas_Insulation - Wall Cavity_A_Achievable Economic TRC Potential | F5 | Industrial | Industrial - WA | New | Space Heating | Natural Gas | Insulation - Wall Cavity | A | Standalone Impact on Baseline Summer Peak (%) | Achievable Economic TRC Potential | 0 | 0 | 0 | 0 | 0 | 0 | 0 | 0 | 0 | 0 | 0 | 0 | 0 | 0 | 0 | 0 | 0 | 0 | 0 | 0 | 0 | 0 | 0 | 0 | 0 | 0 | 0
F6_Industrial_Industrial - WA_New_Space Heating_Natural Gas_Insulation - Wall Cavity_A_Achievable Economic TRC Potential | F6 | Industrial | Industrial - WA | New | Space Heating | Natural Gas | Insulation - Wall Cavity | A | Standalone Impact on Baseline Winter Peak (%) | Achievable Economic TRC Potential | 0 | 0 | 0 | 0 | 0 | 0 | 0 | 0 | 0 | 0 | 0 | 0 | 0 | 0 | 0 | 0 | 0 | 0 | 0 | 0 | 0 | 0 | 0 | 0 | 0 | 0 | 0
F7_Industrial_Industrial - WA_New_Space Heating_Natural Gas_Insulation - Wall Cavity_A_Achievable Economic TRC Potential | F7 | Industrial | Industrial - WA | New | Space Heating | Natural Gas | Insulation - Wall Cavity | A | Incremental Energy Savings (MWh or mTherms) | Achievable Economic TRC Potential | 0 | 0 | 0 | 0 | 0 | 0 | 0 | 0 | 0 | 0 | 0 | 0 | 0 | 0 | 0 | 0 | 0 | 0 | 0 | 0 | 0 | 0 | 0 | 0 | 0 | 0 | 0
F8_Industrial_Industrial - WA_New_Space Heating_Natural Gas_Insulation - Wall Cavity_A_Achievable Economic TRC Potential | F8 | Industrial | Industrial - WA | New | Space Heating | Natural Gas | Insulation - Wall Cavity | A | Incremental Summer Peak Savings (MW) | Achievable Economic TRC Potential | 0 | 0 | 0 | 0 | 0 | 0 | 0 | 0 | 0 | 0 | 0 | 0 | 0 | 0 | 0 | 0 | 0 | 0 | 0 | 0 | 0 | 0 | 0 | 0 | 0 | 0 | 0
F9_Industrial_Industrial - WA_New_Space Heating_Natural Gas_Insulation - Wall Cavity_A_Achievable Economic TRC Potential | F9 | Industrial | Industrial - WA | New | Space Heating | Natural Gas | Insulation - Wall Cavity | A | Incremental Winter Peak Savings (MW) | Achievable Economic TRC Potential | 0 | 0 | 0 | 0 | 0 | 0 | 0 | 0 | 0 | 0 | 0 | 0 | 0 | 0 | 0 | 0 | 0 | 0 | 0 | 0 | 0 | 0 | 0 | 0 | 0 | 0 | 0
F10_Industrial_Industrial - WA_New_Space Heating_Natural Gas_Insulation - Wall Cavity_A_Achievable Economic TRC Potential | F10 | Industrial | Industrial - WA | New | Space Heating | Natural Gas | Insulation - Wall Cavity | A | Cumulative Energy Savings (MWh or mTherms) | Achievable Economic TRC Potential | 0 | 0 | 0 | 0 | 0 | 0 | 0 | 0 | 0 | 0 | 0 | 0 | 0 | 0 | 0 | 0 | 0 | 0 | 0 | 0 | 0 | 0 | 0 | 0 | 0 | 0 | 0
F11_Industrial_Industrial - WA_New_Space Heating_Natural Gas_Insulation - Wall Cavity_A_Achievable Economic TRC Potential | F11 | Industrial | Industrial - WA | New | Space Heating | Natural Gas | Insulation - Wall Cavity | A | Cumulative Summer Peak Savings (MW) | Achievable Economic TRC Potential | 0 | 0 | 0 | 0 | 0 | 0 | 0 | 0 | 0 | 0 | 0 | 0 | 0 | 0 | 0 | 0 | 0 | 0 | 0 | 0 | 0 | 0 | 0 | 0 | 0 | 0 | 0
F12_Industrial_Industrial - WA_New_Space Heating_Natural Gas_Insulation - Wall Cavity_A_Achievable Economic TRC Potential | F12 | Industrial | Industrial - WA | New | Space Heating | Natural Gas | Insulation - Wall Cavity | A | Cumulative Winter Peak Savings (MW) | Achievable Economic TRC Potential | 0 | 0 | 0 | 0 | 0 | 0 | 0 | 0 | 0 | 0 | 0 | 0 | 0 | 0 | 0 | 0 | 0 | 0 | 0 | 0 | 0 | 0 | 0 | 0 | 0 | 0 | 0
F13_Industrial_Industrial - WA_New_Space Heating_Natural Gas_Insulation - Wall Cavity_A_Achievable Economic TRC Potential | F13 | Industrial | Industrial - WA | New | Space Heating | Natural Gas | Insulation - Wall Cavity | A | Purchases (Incremental) | Achievable Economic TRC Potential | 0 | 0 | 0 | 0 | 0 | 0 | 0 | 0 | 0 | 0 | 0 | 0 | 0 | 0 | 0 | 0 | 0 | 0 | 0 | 0 | 0 | 0 | 0 | 0 | 0 | 0 | 0
F14_Industrial_Industrial - WA_New_Space Heating_Natural Gas_Insulation - Wall Cavity_A_Achievable Economic TRC Potential | F14 | Industrial | Industrial - WA | New | Space Heating | Natural Gas | Insulation - Wall Cavity | A | Purchases (Cumulative) | Achievable Economic TRC Potential | 0 | 0 | 0 | 0 | 0 | 0 | 0 | 0 | 0 | 0 | 0 | 0 | 0 | 0 | 0 | 0 | 0 | 0 | 0 | 0 | 0 | 0 | 0 | 0 | 0 | 0 | 0
F1_Industrial_Industrial - WA_New_Space Heating_Natural Gas_Insulation - Ducting_A_Achievable Economic TRC Potential | F1 | Industrial | Industrial - WA | New | Space Heating | Natural Gas | Insulation - Ducting | A | Original Unit Energy Savings (kWh or therms) | Achievable Economic TRC Potential | 0 | 0 | 0.048351 | 0.047012 | 0.046351 | 0.045955 | 0.045733 | 0.045544 | 0.045382 | 0.045241 | 0.045118 | 0.04501 | 0.044913 | 0.044827 | 0.044749 | 0.044679 | 0.044615 | 0.044557 | 0.044504 | 0.044393 | 0.044244 | 0.044112 | 0.043996 | 0.043892 | 0.0438 | 0.043718 | 0.043645
F2_Industrial_Industrial - WA_New_Space Heating_Natural Gas_Insulation - Ducting_A_Achievable Economic TRC Potential | F2 | Industrial | Industrial - WA | New | Space Heating | Natural Gas | Insulation - Ducting | A | Original Unit Summer Peak Savings (kW) | Achievable Economic TRC Potential | 0 | 0 | 0 | 0 | 0 | 0 | 0 | 0 | 0 | 0 | 0 | 0 | 0 | 0 | 0 | 0 | 0 | 0 | 0 | 0 | 0 | 0 | 0 | 0 | 0 | 0 | 0
F3_Industrial_Industrial - WA_New_Space Heating_Natural Gas_Insulation - Ducting_A_Achievable Economic TRC Potential | F3 | Industrial | Industrial - WA | New | Space Heating | Natural Gas | Insulation - Ducting | A | Original Unit Winter Peak Savings (kW) | Achievable Economic TRC Potential | 0 | 0 | 0 | 0 | 0 | 0 | 0 | 0 | 0 | 0 | 0 | 0 | 0 | 0 | 0 | 0 | 0 | 0 | 0 | 0 | 0 | 0 | 0 | 0 | 0 | 0 | 0
F4_Industrial_Industrial - WA_New_Space Heating_Natural Gas_Insulation - Ducting_A_Achievable Economic TRC Potential | F4 | Industrial | Industrial - WA | New | Space Heating | Natural Gas | Insulation - Ducting | A | Standalone Impact on Baseline Energy (%) | Achievable Economic TRC Potential | 0 | 0 | 0 | 0 | 0 | 0 | 0 | 0 | 0 | 0 | 0 | 0 | 0 | 0 | 0 | 0 | 0 | 0 | 0 | 0 | 0 | 0 | 0 | 0 | 0 | 0 | 0
F5_Industrial_Industrial - WA_New_Space Heating_Natural Gas_Insulation - Ducting_A_Achievable Economic TRC Potential | F5 | Industrial | Industrial - WA | New | Space Heating | Natural Gas | Insulation - Ducting | A | Standalone Impact on Baseline Summer Peak (%) | Achievable Economic TRC Potential | 0 | 0 | 0 | 0 | 0 | 0 | 0 | 0 | 0 | 0 | 0 | 0 | 0 | 0 | 0 | 0 | 0 | 0 | 0 | 0 | 0 | 0 | 0 | 0 | 0 | 0 | 0
F6_Industrial_Industrial - WA_New_Space Heating_Natural Gas_Insulation - Ducting_A_Achievable Economic TRC Potential | F6 | Industrial | Industrial - WA | New | Space Heating | Natural Gas | Insulation - Ducting | A | Standalone Impact on Baseline Winter Peak (%) | Achievable Economic TRC Potential | 0 | 0 | 0 | 0 | 0 | 0 | 0 | 0 | 0 | 0 | 0 | 0 | 0 | 0 | 0 | 0 | 0 | 0 | 0 | 0 | 0 | 0 | 0 | 0 | 0 | 0 | 0
F7_Industrial_Industrial - WA_New_Space Heating_Natural Gas_Insulation - Ducting_A_Achievable Economic TRC Potential | F7 | Industrial | Industrial - WA | New | Space Heating | Natural Gas | Insulation - Ducting | A | Incremental Energy Savings (MWh or mTherms) | Achievable Economic TRC Potential | 0 | 0 | 0 | 0 | 0 | 0 | 0 | 0 | 0 | 0 | 0 | 0 | 0 | 0 | 0 | 0 | 0 | 0 | 0 | 0 | 0 | 0 | 0 | 0 | 0 | 0 | 0
F8_Industrial_Industrial - WA_New_Space Heating_Natural Gas_Insulation - Ducting_A_Achievable Economic TRC Potential | F8 | Industrial | Industrial - WA | New | Space Heating | Natural Gas | Insulation - Ducting | A | Incremental Summer Peak Savings (MW) | Achievable Economic TRC Potential | 0 | 0 | 0 | 0 | 0 | 0 | 0 | 0 | 0 | 0 | 0 | 0 | 0 | 0 | 0 | 0 | 0 | 0 | 0 | 0 | 0 | 0 | 0 | 0 | 0 | 0 | 0
F9_Industrial_Industrial - WA_New_Space Heating_Natural Gas_Insulation - Ducting_A_Achievable Economic TRC Potential | F9 | Industrial | Industrial - WA | New | Space Heating | Natural Gas | Insulation - Ducting | A | Incremental Winter Peak Savings (MW) | Achievable Economic TRC Potential | 0 | 0 | 0 | 0 | 0 | 0 | 0 | 0 | 0 | 0 | 0 | 0 | 0 | 0 | 0 | 0 | 0 | 0 | 0 | 0 | 0 | 0 | 0 | 0 | 0 | 0 | 0
F10_Industrial_Industrial - WA_New_Space Heating_Natural Gas_Insulation - Ducting_A_Achievable Economic TRC Potential | F10 | Industrial | Industrial - WA | New | Space Heating | Natural Gas | Insulation - Ducting | A | Cumulative Energy Savings (MWh or mTherms) | Achievable Economic TRC Potential | 0 | 0 | 0 | 0 | 0 | 0 | 0 | 0 | 0 | 0 | 0 | 0 | 0 | 0 | 0 | 0 | 0 | 0 | 0 | 0 | 0 | 0 | 0 | 0 | 0 | 0 | 0
F11_Industrial_Industrial - WA_New_Space Heating_Natural Gas_Insulation - Ducting_A_Achievable Economic TRC Potential | F11 | Industrial | Industrial - WA | New | Space Heating | Natural Gas | Insulation - Ducting | A | Cumulative Summer Peak Savings (MW) | Achievable Economic TRC Potential | 0 | 0 | 0 | 0 | 0 | 0 | 0 | 0 | 0 | 0 | 0 | 0 | 0 | 0 | 0 | 0 | 0 | 0 | 0 | 0 | 0 | 0 | 0 | 0 | 0 | 0 | 0
F12_Industrial_Industrial - WA_New_Space Heating_Natural Gas_Insulation - Ducting_A_Achievable Economic TRC Potential | F12 | Industrial | Industrial - WA | New | Space Heating | Natural Gas | Insulation - Ducting | A | Cumulative Winter Peak Savings (MW) | Achievable Economic TRC Potential | 0 | 0 | 0 | 0 | 0 | 0 | 0 | 0 | 0 | 0 | 0 | 0 | 0 | 0 | 0 | 0 | 0 | 0 | 0 | 0 | 0 | 0 | 0 | 0 | 0 | 0 | 0
F13_Industrial_Industrial - WA_New_Space Heating_Natural Gas_Insulation - Ducting_A_Achievable Economic TRC Potential | F13 | Industrial | Industrial - WA | New | Space Heating | Natural Gas | Insulation - Ducting | A | Purchases (Incremental) | Achievable Economic TRC Potential | 0 | 0 | 0 | 0 | 0 | 0 | 0 | 0 | 0 | 0 | 0 | 0 | 0 | 0 | 0 | 0 | 0 | 0 | 0 | 0 | 0 | 0 | 0 | 0 | 0 | 0 | 0
F14_Industrial_Industrial - WA_New_Space Heating_Natural Gas_Insulation - Ducting_A_Achievable Economic TRC Potential | F14 | Industrial | Industrial - WA | New | Space Heating | Natural Gas | Insulation - Ducting | A | Purchases (Cumulative) | Achievable Economic TRC Potential | 0 | 0 | 0 | 0 | 0 | 0 | 0 | 0 | 0 | 0 | 0 | 0 | 0 | 0 | 0 | 0 | 0 | 0 | 0 | 0 | 0 | 0 | 0 | 0 | 0 | 0 | 0
F1_Industrial_Industrial - WA_New_Space Heating_Natural Gas_Ducting - Repair and Sealing_A_Achievable Economic TRC Potential | F1 | Industrial | Industrial - WA | New | Space Heating | Natural Gas | Ducting - Repair and Sealing | A | Original Unit Energy Savings (kWh or therms) | Achievable Economic TRC Potential | 0 | 0 | 0.19201 | 0.18669 | 0.18407 | 0.1825 | 0.18161 | 0.18086 | 0.18022 | 0.17966 | 0.17917 | 0.17874 | 0.17836 | 0.17802 | 0.17771 | 0.17743 | 0.17718 | 0.17694 | 0.17673 | 0.17629 | 0.1757 | 0.17518 | 0.17471 | 0.1743 | 0.17394 | 0.17361 | 0.17332
F2_Industrial_Industrial - WA_New_Space Heating_Natural Gas_Ducting - Repair and Sealing_A_Achievable Economic TRC Potential | F2 | Industrial | Industrial - WA | New | Space Heating | Natural Gas | Ducting - Repair and Sealing | A | Original Unit Summer Peak Savings (kW) | Achievable Economic TRC Potential | 0 | 0 | 0 | 0 | 0 | 0 | 0 | 0 | 0 | 0 | 0 | 0 | 0 | 0 | 0 | 0 | 0 | 0 | 0 | 0 | 0 | 0 | 0 | 0 | 0 | 0 | 0
F3_Industrial_Industrial - WA_New_Space Heating_Natural Gas_Ducting - Repair and Sealing_A_Achievable Economic TRC Potential | F3 | Industrial | Industrial - WA | New | Space Heating | Natural Gas | Ducting - Repair and Sealing | A | Original Unit Winter Peak Savings (kW) | Achievable Economic TRC Potential | 0 | 0 | 0 | 0 | 0 | 0 | 0 | 0 | 0 | 0 | 0 | 0 | 0 | 0 | 0 | 0 | 0 | 0 | 0 | 0 | 0 | 0 | 0 | 0 | 0 | 0 | 0
F4_Industrial_Industrial - WA_New_Space Heating_Natural Gas_Ducting - Repair and Sealing_A_Achievable Economic TRC Potential | F4 | Industrial | Industrial - WA | New | Space Heating | Natural Gas | Ducting - Repair and Sealing | A | Standalone Impact on Baseline Energy (%) | Achievable Economic TRC Potential | 0 | 0 | 0 | 0 | 0 | 0 | 0 | 0 | 0 | 0 | 0 | 0 | 0 | 0 | 0 | 0 | 0 | 0 | 0 | 0 | 0 | 0 | 0 | 0 | 0 | 0 | 0
F5_Industrial_Industrial - WA_New_Space Heating_Natural Gas_Ducting - Repair and Sealing_A_Achievable Economic TRC Potential | F5 | Industrial | Industrial - WA | New | Space Heating | Natural Gas | Ducting - Repair and Sealing | A | Standalone Impact on Baseline Summer Peak (%) | Achievable Economic TRC Potential | 0 | 0 | 0 | 0 | 0 | 0 | 0 | 0 | 0 | 0 | 0 | 0 | 0 | 0 | 0 | 0 | 0 | 0 | 0 | 0 | 0 | 0 | 0 | 0 | 0 | 0 | 0
F6_Industrial_Industrial - WA_New_Space Heating_Natural Gas_Ducting - Repair and Sealing_A_Achievable Economic TRC Potential | F6 | Industrial | Industrial - WA | New | Space Heating | Natural Gas | Ducting - Repair and Sealing | A | Standalone Impact on Baseline Winter Peak (%) | Achievable Economic TRC Potential | 0 | 0 | 0 | 0 | 0 | 0 | 0 | 0 | 0 | 0 | 0 | 0 | 0 | 0 | 0 | 0 | 0 | 0 | 0 | 0 | 0 | 0 | 0 | 0 | 0 | 0 | 0
F7_Industrial_Industrial - WA_New_Space Heating_Natural Gas_Ducting - Repair and Sealing_A_Achievable Economic TRC Potential | F7 | Industrial | Industrial - WA | New | Space Heating | Natural Gas | Ducting - Repair and Sealing | A | Incremental Energy Savings (MWh or mTherms) | Achievable Economic TRC Potential | 0 | 0 | 0 | 0 | 0 | 0 | 0 | 0 | 0 | 0 | 0 | 0 | 0 | 0 | 0 | 0 | 0 | 0 | 0 | 0 | 0 | 0 | 0 | 0 | 0 | 0 | 0
F8_Industrial_Industrial - WA_New_Space Heating_Natural Gas_Ducting - Repair and Sealing_A_Achievable Economic TRC Potential | F8 | Industrial | Industrial - WA | New | Space Heating | Natural Gas | Ducting - Repair and Sealing | A | Incremental Summer Peak Savings (MW) | Achievable Economic TRC Potential | 0 | 0 | 0 | 0 | 0 | 0 | 0 | 0 | 0 | 0 | 0 | 0 | 0 | 0 | 0 | 0 | 0 | 0 | 0 | 0 | 0 | 0 | 0 | 0 | 0 | 0 | 0
F9_Industrial_Industrial - WA_New_Space Heating_Natural Gas_Ducting - Repair and Sealing_A_Achievable Economic TRC Potential | F9 | Industrial | Industrial - WA | New | Space Heating | Natural Gas | Ducting - Repair and Sealing | A | Incremental Winter Peak Savings (MW) | Achievable Economic TRC Potential | 0 | 0 | 0 | 0 | 0 | 0 | 0 | 0 | 0 | 0 | 0 | 0 | 0 | 0 | 0 | 0 | 0 | 0 | 0 | 0 | 0 | 0 | 0 | 0 | 0 | 0 | 0
F10_Industrial_Industrial - WA_New_Space Heating_Natural Gas_Ducting - Repair and Sealing_A_Achievable Economic TRC Potential | F10 | Industrial | Industrial - WA | New | Space Heating | Natural Gas | Ducting - Repair and Sealing | A | Cumulative Energy Savings (MWh or mTherms) | Achievable Economic TRC Potential | 0 | 0 | 0 | 0 | 0 | 0 | 0 | 0 | 0 | 0 | 0 | 0 | 0 | 0 | 0 | 0 | 0 | 0 | 0 | 0 | 0 | 0 | 0 | 0 | 0 | 0 | 0
F11_Industrial_Industrial - WA_New_Space Heating_Natural Gas_Ducting - Repair and Sealing_A_Achievable Economic TRC Potential | F11 | Industrial | Industrial - WA | New | Space Heating | Natural Gas | Ducting - Repair and Sealing | A | Cumulative Summer Peak Savings (MW) | Achievable Economic TRC Potential | 0 | 0 | 0 | 0 | 0 | 0 | 0 | 0 | 0 | 0 | 0 | 0 | 0 | 0 | 0 | 0 | 0 | 0 | 0 | 0 | 0 | 0 | 0 | 0 | 0 | 0 | 0
F12_Industrial_Industrial - WA_New_Space Heating_Natural Gas_Ducting - Repair and Sealing_A_Achievable Economic TRC Potential | F12 | Industrial | Industrial - WA | New | Space Heating | Natural Gas | Ducting - Repair and Sealing | A | Cumulative Winter Peak Savings (MW) | Achievable Economic TRC Potential | 0 | 0 | 0 | 0 | 0 | 0 | 0 | 0 | 0 | 0 | 0 | 0 | 0 | 0 | 0 | 0 | 0 | 0 | 0 | 0 | 0 | 0 | 0 | 0 | 0 | 0 | 0
F13_Industrial_Industrial - WA_New_Space Heating_Natural Gas_Ducting - Repair and Sealing_A_Achievable Economic TRC Potential | F13 | Industrial | Industrial - WA | New | Space Heating | Natural Gas | Ducting - Repair and Sealing | A | Purchases (Incremental) | Achievable Economic TRC Potential | 0 | 0 | 0 | 0 | 0 | 0 | 0 | 0 | 0 | 0 | 0 | 0 | 0 | 0 | 0 | 0 | 0 | 0 | 0 | 0 | 0 | 0 | 0 | 0 | 0 | 0 | 0
F14_Industrial_Industrial - WA_New_Space Heating_Natural Gas_Ducting - Repair and Sealing_A_Achievable Economic TRC Potential | F14 | Industrial | Industrial - WA | New | Space Heating | Natural Gas | Ducting - Repair and Sealing | A | Purchases (Cumulative) | Achievable Economic TRC Potential | 0 | 0 | 0 | 0 | 0 | 0 | 0 | 0 | 0 | 0 | 0 | 0 | 0 | 0 | 0 | 0 | 0 | 0 | 0 | 0 | 0 | 0 | 0 | 0 | 0 | 0 | 0
F1_Industrial_Industrial - WA_New_Space Heating_Natural Gas_Building Shell - Air Sealing (Infiltration Control)_A_Achievable Economic TRC Potential | F1 | Industrial | Industrial - WA | New | Space Heating | Natural Gas | Building Shell - Air Sealing (Infiltration Control) | A | Original Unit Energy Savings (kWh or therms) | Achievable Economic TRC Potential | 0 | 0 | 53.6918 | 53.2653 | 53.0549 | 52.9288 | 52.8578 | 52.7977 | 52.7461 | 52.7013 | 52.6622 | 52.6276 | 52.5968 | 52.5693 | 52.5446 | 52.5222 | 52.5019 | 52.4833 | 52.4663 | 52.4311 | 52.3836 | 52.3416 | 52.3045 | 52.2715 | 52.2421 | 52.216 | 52.1927
F2_Industrial_Industrial - WA_New_Space Heating_Natural Gas_Building Shell - Air Sealing (Infiltration Control)_A_Achievable Economic TRC Potential | F2 | Industrial | Industrial - WA | New | Space Heating | Natural Gas | Building Shell - Air Sealing (Infiltration Control) | A | Original Unit Summer Peak Savings (kW) | Achievable Economic TRC Potential | 0 | 0 | 0 | 0 | 0 | 0 | 0 | 0 | 0 | 0 | 0 | 0 | 0 | 0 | 0 | 0 | 0 | 0 | 0 | 0 | 0 | 0 | 0 | 0 | 0 | 0 | 0
F3_Industrial_Industrial - WA_New_Space Heating_Natural Gas_Building Shell - Air Sealing (Infiltration Control)_A_Achievable Economic TRC Potential | F3 | Industrial | Industrial - WA | New | Space Heating | Natural Gas | Building Shell - Air Sealing (Infiltration Control) | A | Original Unit Winter Peak Savings (kW) | Achievable Economic TRC Potential | 0 | 0 | 0 | 0 | 0 | 0 | 0 | 0 | 0 | 0 | 0 | 0 | 0 | 0 | 0 | 0 | 0 | 0 | 0 | 0 | 0 | 0 | 0 | 0 | 0 | 0 | 0
F4_Industrial_Industrial - WA_New_Space Heating_Natural Gas_Building Shell - Air Sealing (Infiltration Control)_A_Achievable Economic TRC Potential | F4 | Industrial | Industrial - WA | New | Space Heating | Natural Gas | Building Shell - Air Sealing (Infiltration Control) | A | Standalone Impact on Baseline Energy (%) | Achievable Economic TRC Potential | 0 | 0 | 4.2266e-06 | 1.1622e-05 | 2.4721e-05 | 4.6223e-05 | 7.9803e-05 | 0.00012738 | 0.0001915 | 0.00027386 | 0.00037469 | 0.00049214 | 0.00062033 | 0.00075165 | 0.00087573 | 0.00098122 | 0.0010579 | 0.0010997 | 0.0011025 | 0.0010671 | 0.0010344 | 0.0010041 | 0.00097609 | 0.00095 | 0.00092567 | 0.00090294 | 0.00088165
F5_Industrial_Industrial - WA_New_Space Heating_Natural Gas_Building Shell - Air Sealing (Infiltration Control)_A_Achievable Economic TRC Potential | F5 | Industrial | Industrial - WA | New | Space Heating | Natural Gas | Building Shell - Air Sealing (Infiltration Control) | A | Standalone Impact on Baseline Summer Peak (%) | Achievable Economic TRC Potential | 0 | 0 | 0 | 0 | 0 | 0 | 0 | 0 | 0 | 0 | 0 | 0 | 0 | 0 | 0 | 0 | 0 | 0 | 0 | 0 | 0 | 0 | 0 | 0 | 0 | 0 | 0
F6_Industrial_Industrial - WA_New_Space Heating_Natural Gas_Building Shell - Air Sealing (Infiltration Control)_A_Achievable Economic TRC Potential | F6 | Industrial | Industrial - WA | New | Space Heating | Natural Gas | Building Shell - Air Sealing (Infiltration Control) | A | Standalone Impact on Baseline Winter Peak (%) | Achievable Economic TRC Potential | 0 | 0 | 0 | 0 | 0 | 0 | 0 | 0 | 0 | 0 | 0 | 0 | 0 | 0 | 0 | 0 | 0 | 0 | 0 | 0 | 0 | 0 | 0 | 0 | 0 | 0 | 0
F7_Industrial_Industrial - WA_New_Space Heating_Natural Gas_Building Shell - Air Sealing (Infiltration Control)_A_Achievable Economic TRC Potential | F7 | Industrial | Industrial - WA | New | Space Heating | Natural Gas | Building Shell - Air Sealing (Infiltration Control) | A | Incremental Energy Savings (MWh or mTherms) | Achievable Economic TRC Potential | 0 | 0 | 6.8065e-05 | 0.00017976 | 0.00038014 | 0.00069883 | 0.0011449 | 0.0017584 | 0.0025504 | 0.0035083 | 0.0045849 | 0.0056915 | 0.0066329 | 0.0072782 | 0.0074346 | 0.0069704 | 0.0058608 | 0.0042506 | 0.002209 | 0 | 0 | 0 | 0 | 0 | 0 | 0 | 0
F8_Industrial_Industrial - WA_New_Space Heating_Natural Gas_Building Shell - Air Sealing (Infiltration Control)_A_Achievable Economic TRC Potential | F8 | Industrial | Industrial - WA | New | Space Heating | Natural Gas | Building Shell - Air Sealing (Infiltration Control) | A | Incremental Summer Peak Savings (MW) | Achievable Economic TRC Potential | 0 | 0 | 0 | 0 | 0 | 0 | 0 | 0 | 0 | 0 | 0 | 0 | 0 | 0 | 0 | 0 | 0 | 0 | 0 | 0 | 0 | 0 | 0 | 0 | 0 | 0 | 0
F9_Industrial_Industrial - WA_New_Space Heating_Natural Gas_Building Shell - Air Sealing (Infiltration Control)_A_Achievable Economic TRC Potential | F9 | Industrial | Industrial - WA | New | Space Heating | Natural Gas | Building Shell - Air Sealing (Infiltration Control) | A | Incremental Winter Peak Savings (MW) | Achievable Economic TRC Potential | 0 | 0 | 0 | 0 | 0 | 0 | 0 | 0 | 0 | 0 | 0 | 0 | 0 | 0 | 0 | 0 | 0 | 0 | 0 | 0 | 0 | 0 | 0 | 0 | 0 | 0 | 0
F10_Industrial_Industrial - WA_New_Space Heating_Natural Gas_Building Shell - Air Sealing (Infiltration Control)_A_Achievable Economic TRC Potential | F10 | Industrial | Industrial - WA | New | Space Heating | Natural Gas | Building Shell - Air Sealing (Infiltration Control) | A | Cumulative Energy Savings (MWh or mTherms) | Achievable Economic TRC Potential | 0 | 0 | 6.8065e-05 | 0.00024728 | 0.00062645 | 0.0013238 | 0.002467 | 0.0042225 | 0.0067688 | 0.010271 | 0.014849 | 0.02053 | 0.027151 | 0.034415 | 0.041834 | 0.048786 | 0.054628 | 0.058859 | 0.061049 | 0.061008 | 0.060953 | 0.060904 | 0.060861 | 0.060823 | 0.060789 | 0.060758 | 0.060731
F11_Industrial_Industrial - WA_New_Space Heating_Natural Gas_Building Shell - Air Sealing (Infiltration Control)_A_Achievable Economic TRC Potential | F11 | Industrial | Industrial - WA | New | Space Heating | Natural Gas | Building Shell - Air Sealing (Infiltration Control) | A | Cumulative Summer Peak Savings (MW) | Achievable Economic TRC Potential | 0 | 0 | 0 | 0 | 0 | 0 | 0 | 0 | 0 | 0 | 0 | 0 | 0 | 0 | 0 | 0 | 0 | 0 | 0 | 0 | 0 | 0 | 0 | 0 | 0 | 0 | 0
F12_Industrial_Industrial - WA_New_Space Heating_Natural Gas_Building Shell - Air Sealing (Infiltration Control)_A_Achievable Economic TRC Potential | F12 | Industrial | Industrial - WA | New | Space Heating | Natural Gas | Building Shell - Air Sealing (Infiltration Control) | A | Cumulative Winter Peak Savings (MW) | Achievable Economic TRC Potential | 0 | 0 | 0 | 0 | 0 | 0 | 0 | 0 | 0 | 0 | 0 | 0 | 0 | 0 | 0 | 0 | 0 | 0 | 0 | 0 | 0 | 0 | 0 | 0 | 0 | 0 | 0
F13_Industrial_Industrial - WA_New_Space Heating_Natural Gas_Building Shell - Air Sealing (Infiltration Control)_A_Achievable Economic TRC Potential | F13 | Industrial | Industrial - WA | New | Space Heating | Natural Gas | Building Shell - Air Sealing (Infiltration Control) | A | Purchases (Incremental) | Achievable Economic TRC Potential | 0 | 0 | 0.0012677 | 0.0033747 | 0.0071651 | 0.013203 | 0.021661 | 0.033304 | 0.048353 | 0.06657 | 0.087062 | 0.10815 | 0.12611 | 0.13845 | 0.14149 | 0.13271 | 0.11163 | 0.08099 | 0.042103 | 0 | 0 | 0 | 0 | 0 | 0 | 0 | 0
F14_Industrial_Industrial - WA_New_Space Heating_Natural Gas_Building Shell - Air Sealing (Infiltration Control)_A_Achievable Economic TRC Potential | F14 | Industrial | Industrial - WA | New | Space Heating | Natural Gas | Building Shell - Air Sealing (Infiltration Control) | A | Purchases (Cumulative) | Achievable Economic TRC Potential | 0 | 0 | 0.0012677 | 0.0046424 | 0.011808 | 0.025011 | 0.046672 | 0.079976 | 0.12833 | 0.1949 | 0.28196 | 0.39011 | 0.51621 | 0.65466 | 0.79616 | 0.92887 | 1.0405 | 1.1215 | 1.1636 | 1.1636 | 1.1636 | 1.1636 | 1.1636 | 1.1636 | 1.1636 | 1.1636 | 1.1636
F1_Industrial_Industrial - WA_New_Space Heating_Natural Gas_Ventilation - Demand Controlled_A_Achievable Economic TRC Potential | F1 | Industrial | Industrial - WA | New | Space Heating | Natural Gas | Ventilation - Demand Controlled | A | Original Unit Energy Savings (kWh or therms) | Achievable Economic TRC Potential | 0 | 0 | 0.035427 | 0.034446 | 0.033962 | 0.033672 | 0.033508 | 0.03337 | 0.033251 | 0.033148 | 0.033058 | 0.032979 | 0.032908 | 0.032845 | 0.032788 | 0.032737 | 0.03269 | 0.032647 | 0.032608 | 0.032527 | 0.032418 | 0.032321 | 0.032236 | 0.03216 | 0.032092 | 0.032032 | 0.031979
F2_Industrial_Industrial - WA_New_Space Heating_Natural Gas_Ventilation - Demand Controlled_A_Achievable Economic TRC Potential | F2 | Industrial | Industrial - WA | New | Space Heating | Natural Gas | Ventilation - Demand Controlled | A | Original Unit Summer Peak Savings (kW) | Achievable Economic TRC Potential | 0 | 0 | 0 | 0 | 0 | 0 | 0 | 0 | 0 | 0 | 0 | 0 | 0 | 0 | 0 | 0 | 0 | 0 | 0 | 0 | 0 | 0 | 0 | 0 | 0 | 0 | 0
F3_Industrial_Industrial - WA_New_Space Heating_Natural Gas_Ventilation - Demand Controlled_A_Achievable Economic TRC Potential | F3 | Industrial | Industrial - WA | New | Space Heating | Natural Gas | Ventilation - Demand Controlled | A | Original Unit Winter Peak Savings (kW) | Achievable Economic TRC Potential | 0 | 0 | 0 | 0 | 0 | 0 | 0 | 0 | 0 | 0 | 0 | 0 | 0 | 0 | 0 | 0 | 0 | 0 | 0 | 0 | 0 | 0 | 0 | 0 | 0 | 0 | 0
F4_Industrial_Industrial - WA_New_Space Heating_Natural Gas_Ventilation - Demand Controlled_A_Achievable Economic TRC Potential | F4 | Industrial | Industrial - WA | New | Space Heating | Natural Gas | Ventilation - Demand Controlled | A | Standalone Impact on Baseline Energy (%) | Achievable Economic TRC Potential | 0 | 0 | 0 | 0 | 0 | 0 | 0 | 0 | 0 | 0 | 0 | 0 | 0 | 0 | 0 | 0 | 0 | 0 | 0 | 0 | 0 | 0 | 0 | 0 | 0 | 0 | 0
F5_Industrial_Industrial - WA_New_Space Heating_Natural Gas_Ventilation - Demand Controlled_A_Achievable Economic TRC Potential | F5 | Industrial | Industrial - WA | New | Space Heating | Natural Gas | Ventilation - Demand Controlled | A | Standalone Impact on Baseline Summer Peak (%) | Achievable Economic TRC Potential | 0 | 0 | 0 | 0 | 0 | 0 | 0 | 0 | 0 | 0 | 0 | 0 | 0 | 0 | 0 | 0 | 0 | 0 | 0 | 0 | 0 | 0 | 0 | 0 | 0 | 0 | 0
F6_Industrial_Industrial - WA_New_Space Heating_Natural Gas_Ventilation - Demand Controlled_A_Achievable Economic TRC Potential | F6 | Industrial | Industrial - WA | New | Space Heating | Natural Gas | Ventilation - Demand Controlled | A | Standalone Impact on Baseline Winter Peak (%) | Achievable Economic TRC Potential | 0 | 0 | 0 | 0 | 0 | 0 | 0 | 0 | 0 | 0 | 0 | 0 | 0 | 0 | 0 | 0 | 0 | 0 | 0 | 0 | 0 | 0 | 0 | 0 | 0 | 0 | 0
F7_Industrial_Industrial - WA_New_Space Heating_Natural Gas_Ventilation - Demand Controlled_A_Achievable Economic TRC Potential | F7 | Industrial | Industrial - WA | New | Space Heating | Natural Gas | Ventilation - Demand Controlled | A | Incremental Energy Savings (MWh or mTherms) | Achievable Economic TRC Potential | 0 | 0 | 0 | 0 | 0 | 0 | 0 | 0 | 0 | 0 | 0 | 0 | 0 | 0 | 0 | 0 | 0 | 0 | 0 | 0 | 0 | 0 | 0 | 0 | 0 | 0 | 0
F8_Industrial_Industrial - WA_New_Space Heating_Natural Gas_Ventilation - Demand Controlled_A_Achievable Economic TRC Potential | F8 | Industrial | Industrial - WA | New | Space Heating | Natural Gas | Ventilation - Demand Controlled | A | Incremental Summer Peak Savings (MW) | Achievable Economic TRC Potential | 0 | 0 | 0 | 0 | 0 | 0 | 0 | 0 | 0 | 0 | 0 | 0 | 0 | 0 | 0 | 0 | 0 | 0 | 0 | 0 | 0 | 0 | 0 | 0 | 0 | 0 | 0
F9_Industrial_Industrial - WA_New_Space Heating_Natural Gas_Ventilation - Demand Controlled_A_Achievable Economic TRC Potential | F9 | Industrial | Industrial - WA | New | Space Heating | Natural Gas | Ventilation - Demand Controlled | A | Incremental Winter Peak Savings (MW) | Achievable Economic TRC Potential | 0 | 0 | 0 | 0 | 0 | 0 | 0 | 0 | 0 | 0 | 0 | 0 | 0 | 0 | 0 | 0 | 0 | 0 | 0 | 0 | 0 | 0 | 0 | 0 | 0 | 0 | 0
F10_Industrial_Industrial - WA_New_Space Heating_Natural Gas_Ventilation - Demand Controlled_A_Achievable Economic TRC Potential | F10 | Industrial | Industrial - WA | New | Space Heating | Natural Gas | Ventilation - Demand Controlled | A | Cumulative Energy Savings (MWh or mTherms) | Achievable Economic TRC Potential | 0 | 0 | 0 | 0 | 0 | 0 | 0 | 0 | 0 | 0 | 0 | 0 | 0 | 0 | 0 | 0 | 0 | 0 | 0 | 0 | 0 | 0 | 0 | 0 | 0 | 0 | 0
F11_Industrial_Industrial - WA_New_Space Heating_Natural Gas_Ventilation - Demand Controlled_A_Achievable Economic TRC Potential | F11 | Industrial | Industrial - WA | New | Space Heating | Natural Gas | Ventilation - Demand Controlled | A | Cumulative Summer Peak Savings (MW) | Achievable Economic TRC Potential | 0 | 0 | 0 | 0 | 0 | 0 | 0 | 0 | 0 | 0 | 0 | 0 | 0 | 0 | 0 | 0 | 0 | 0 | 0 | 0 | 0 | 0 | 0 | 0 | 0 | 0 | 0
F12_Industrial_Industrial - WA_New_Space Heating_Natural Gas_Ventilation - Demand Controlled_A_Achievable Economic TRC Potential | F12 | Industrial | Industrial - WA | New | Space Heating | Natural Gas | Ventilation - Demand Controlled | A | Cumulative Winter Peak Savings (MW) | Achievable Economic TRC Potential | 0 | 0 | 0 | 0 | 0 | 0 | 0 | 0 | 0 | 0 | 0 | 0 | 0 | 0 | 0 | 0 | 0 | 0 | 0 | 0 | 0 | 0 | 0 | 0 | 0 | 0 | 0
F13_Industrial_Industrial - WA_New_Space Heating_Natural Gas_Ventilation - Demand Controlled_A_Achievable Economic TRC Potential | F13 | Industrial | Industrial - WA | New | Space Heating | Natural Gas | Ventilation - Demand Controlled | A | Purchases (Incremental) | Achievable Economic TRC Potential | 0 | 0 | 0 | 0 | 0 | 0 | 0 | 0 | 0 | 0 | 0 | 0 | 0 | 0 | 0 | 0 | 0 | 0 | 0 | 0 | 0 | 0 | 0 | 0 | 0 | 0 | 0
F14_Industrial_Industrial - WA_New_Space Heating_Natural Gas_Ventilation - Demand Controlled_A_Achievable Economic TRC Potential | F14 | Industrial | Industrial - WA | New | Space Heating | Natural Gas | Ventilation - Demand Controlled | A | Purchases (Cumulative) | Achievable Economic TRC Potential | 0 | 0 | 0 | 0 | 0 | 0 | 0 | 0 | 0 | 0 | 0 | 0 | 0 | 0 | 0 | 0 | 0 | 0 | 0 | 0 | 0 | 0 | 0 | 0 | 0 | 0 | 0
F1_Industrial_Industrial - WA_New_Space Heating_Natural Gas_Destratification Fans (HVLS)_A_Achievable Economic TRC Potential | F1 | Industrial | Industrial - WA | New | Space Heating | Natural Gas | Destratification Fans (HVLS) | A | Original Unit Energy Savings (kWh or therms) | Achievable Economic TRC Potential | 0 | 0 | 98701.0076 | 97917.0048 | 97530.1073 | 97298.3528 | 97167.8746 | 97057.3285 | 96962.4838 | 96880.2278 | 96808.2197 | 96744.665 | 96688.1651 | 96637.6139 | 96592.1249 | 96550.9793 | 96513.5885 | 96479.4654 | 96448.2037 | 96383.3899 | 96296.1257 | 96218.9981 | 96150.6798 | 96090.0422 | 96036.121 | 95988.0893 | 95945.235
F2_Industrial_Industrial - WA_New_Space Heating_Natural Gas_Destratification Fans (HVLS)_A_Achievable Economic TRC Potential | F2 | Industrial | Industrial - WA | New | Space Heating | Natural Gas | Destratification Fans (HVLS) | A | Original Unit Summer Peak Savings (kW) | Achievable Economic TRC Potential | 0 | 0 | 0 | 0 | 0 | 0 | 0 | 0 | 0 | 0 | 0 | 0 | 0 | 0 | 0 | 0 | 0 | 0 | 0 | 0 | 0 | 0 | 0 | 0 | 0 | 0 | 0
F3_Industrial_Industrial - WA_New_Space Heating_Natural Gas_Destratification Fans (HVLS)_A_Achievable Economic TRC Potential | F3 | Industrial | Industrial - WA | New | Space Heating | Natural Gas | Destratification Fans (HVLS) | A | Original Unit Winter Peak Savings (kW) | Achievable Economic TRC Potential | 0 | 0 | 0 | 0 | 0 | 0 | 0 | 0 | 0 | 0 | 0 | 0 | 0 | 0 | 0 | 0 | 0 | 0 | 0 | 0 | 0 | 0 | 0 | 0 | 0 | 0 | 0
F4_Industrial_Industrial - WA_New_Space Heating_Natural Gas_Destratification Fans (HVLS)_A_Achievable Economic TRC Potential | F4 | Industrial | Industrial - WA | New | Space Heating | Natural Gas | Destratification Fans (HVLS) | A | Standalone Impact on Baseline Energy (%) | Achievable Economic TRC Potential | 0 | 0 | 0.001555 | 0.0027226 | 0.0038319 | 0.0049375 | 0.0061232 | 0.0072588 | 0.0083559 | 0.009423 | 0.010466 | 0.011491 | 0.012501 | 0.013499 | 0.014487 | 0.015468 | 0.016443 | 0.016956 | 0.01735 | 0.017666 | 0.017932 | 0.018178 | 0.017671 | 0.017198 | 0.016758 | 0.016346 | 0.015961
F5_Industrial_Industrial - WA_New_Space Heating_Natural Gas_Destratification Fans (HVLS)_A_Achievable Economic TRC Potential | F5 | Industrial | Industrial - WA | New | Space Heating | Natural Gas | Destratification Fans (HVLS) | A | Standalone Impact on Baseline Summer Peak (%) | Achievable Economic TRC Potential | 0 | 0 | 0 | 0 | 0 | 0 | 0 | 0 | 0 | 0 | 0 | 0 | 0 | 0 | 0 | 0 | 0 | 0 | 0 | 0 | 0 | 0 | 0 | 0 | 0 | 0 | 0
F6_Industrial_Industrial - WA_New_Space Heating_Natural Gas_Destratification Fans (HVLS)_A_Achievable Economic TRC Potential | F6 | Industrial | Industrial - WA | New | Space Heating | Natural Gas | Destratification Fans (HVLS) | A | Standalone Impact on Baseline Winter Peak (%) | Achievable Economic TRC Potential | 0 | 0 | 0 | 0 | 0 | 0 | 0 | 0 | 0 | 0 | 0 | 0 | 0 | 0 | 0 | 0 | 0 | 0 | 0 | 0 | 0 | 0 | 0 | 0 | 0 | 0 | 0
F7_Industrial_Industrial - WA_New_Space Heating_Natural Gas_Destratification Fans (HVLS)_A_Achievable Economic TRC Potential | F7 | Industrial | Industrial - WA | New | Space Heating | Natural Gas | Destratification Fans (HVLS) | A | Incremental Energy Savings (MWh or mTherms) | Achievable Economic TRC Potential | 0 | 0 | 0.025042 | 0.033085 | 0.039405 | 0.044534 | 0.04807 | 0.051545 | 0.054962 | 0.058321 | 0.061623 | 0.064869 | 0.068061 | 0.071198 | 0.074282 | 0.077315 | 0.080296 | 0.058748 | 0.053519 | 0.049965 | 0.047557 | 0.046716 | 0 | 0 | 0 | 0 | 0
F8_Industrial_Industrial - WA_New_Space Heating_Natural Gas_Destratification Fans (HVLS)_A_Achievable Economic TRC Potential | F8 | Industrial | Industrial - WA | New | Space Heating | Natural Gas | Destratification Fans (HVLS) | A | Incremental Summer Peak Savings (MW) | Achievable Economic TRC Potential | 0 | 0 | 0 | 0 | 0 | 0 | 0 | 0 | 0 | 0 | 0 | 0 | 0 | 0 | 0 | 0 | 0 | 0 | 0 | 0 | 0 | 0 | 0 | 0 | 0 | 0 | 0
F9_Industrial_Industrial - WA_New_Space Heating_Natural Gas_Destratification Fans (HVLS)_A_Achievable Economic TRC Potential | F9 | Industrial | Industrial - WA | New | Space Heating | Natural Gas | Destratification Fans (HVLS) | A | Incremental Winter Peak Savings (MW) | Achievable Economic TRC Potential | 0 | 0 | 0 | 0 | 0 | 0 | 0 | 0 | 0 | 0 | 0 | 0 | 0 | 0 | 0 | 0 | 0 | 0 | 0 | 0 | 0 | 0 | 0 | 0 | 0 | 0 | 0
F10_Industrial_Industrial - WA_New_Space Heating_Natural Gas_Destratification Fans (HVLS)_A_Achievable Economic TRC Potential | F10 | Industrial | Industrial - WA | New | Space Heating | Natural Gas | Destratification Fans (HVLS) | A | Cumulative Energy Savings (MWh or mTherms) | Achievable Economic TRC Potential | 0 | 0 | 0.025042 | 0.057927 | 0.097104 | 0.14141 | 0.18929 | 0.24062 | 0.29534 | 0.35341 | 0.41478 | 0.47937 | 0.54715 | 0.61807 | 0.69206 | 0.76908 | 0.84907 | 0.90752 | 0.96075 | 1.0101 | 1.0567 | 1.1026 | 1.1018 | 1.1011 | 1.1005 | 1.0999 | 1.0994
F11_Industrial_Industrial - WA_New_Space Heating_Natural Gas_Destratification Fans (HVLS)_A_Achievable Economic TRC Potential | F11 | Industrial | Industrial - WA | New | Space Heating | Natural Gas | Destratification Fans (HVLS) | A | Cumulative Summer Peak Savings (MW) | Achievable Economic TRC Potential | 0 | 0 | 0 | 0 | 0 | 0 | 0 | 0 | 0 | 0 | 0 | 0 | 0 | 0 | 0 | 0 | 0 | 0 | 0 | 0 | 0 | 0 | 0 | 0 | 0 | 0 | 0
F12_Industrial_Industrial - WA_New_Space Heating_Natural Gas_Destratification Fans (HVLS)_A_Achievable Economic TRC Potential | F12 | Industrial | Industrial - WA | New | Space Heating | Natural Gas | Destratification Fans (HVLS) | A | Cumulative Winter Peak Savings (MW) | Achievable Economic TRC Potential | 0 | 0 | 0 | 0 | 0 | 0 | 0 | 0 | 0 | 0 | 0 | 0 | 0 | 0 | 0 | 0 | 0 | 0 | 0 | 0 | 0 | 0 | 0 | 0 | 0 | 0 | 0
F13_Industrial_Industrial - WA_New_Space Heating_Natural Gas_Destratification Fans (HVLS)_A_Achievable Economic TRC Potential | F13 | Industrial | Industrial - WA | New | Space Heating | Natural Gas | Destratification Fans (HVLS) | A | Purchases (Incremental) | Achievable Economic TRC Potential | 0 | 0 | 0.00025371 | 0.00033788 | 0.00040403 | 0.00045771 | 0.00049471 | 0.00053108 | 0.00056684 | 0.00060199 | 0.00063655 | 0.00067052 | 0.00070392 | 0.00073675 | 0.00076903 | 0.00080076 | 0.00083196 | 0.00060892 | 0.0005549 | 0.00051839 | 0.00049386 | 0.00048552 | 0 | 0 | 0 | 0 | 0
F14_Industrial_Industrial - WA_New_Space Heating_Natural Gas_Destratification Fans (HVLS)_A_Achievable Economic TRC Potential | F14 | Industrial | Industrial - WA | New | Space Heating | Natural Gas | Destratification Fans (HVLS) | A | Purchases (Cumulative) | Achievable Economic TRC Potential | 0 | 0 | 0.00025371 | 0.0005916 | 0.00099563 | 0.0014533 | 0.001948 | 0.0024791 | 0.003046 | 0.003648 | 0.0042845 | 0.004955 | 0.0056589 | 0.0063957 | 0.0071647 | 0.0079655 | 0.0087975 | 0.0094064 | 0.0099613 | 0.01048 | 0.010974 | 0.011459 | 0.011459 | 0.011459 | 0.011459 | 0.011459 | 0.011459
F1_Industrial_Industrial - WA_New_Space Heating_Natural Gas_Condensing RTU_A_Achievable Economic TRC Potential | F1 | Industrial | Industrial - WA | New | Space Heating | Natural Gas | Condensing RTU | A | Original Unit Energy Savings (kWh or therms) | Achievable Economic TRC Potential | 0 | 0 | 0.057042 | 0.055463 | 0.054683 | 0.054216 | 0.053954 | 0.053731 | 0.05354 | 0.053374 | 0.053229 | 0.053101 | 0.052987 | 0.052885 | 0.052794 | 0.052711 | 0.052635 | 0.052567 | 0.052504 | 0.052373 | 0.052197 | 0.052042 | 0.051904 | 0.051782 | 0.051673 | 0.051577 | 0.05149
F2_Industrial_Industrial - WA_New_Space Heating_Natural Gas_Condensing RTU_A_Achievable Economic TRC Potential | F2 | Industrial | Industrial - WA | New | Space Heating | Natural Gas | Condensing RTU | A | Original Unit Summer Peak Savings (kW) | Achievable Economic TRC Potential | 0 | 0 | 0 | 0 | 0 | 0 | 0 | 0 | 0 | 0 | 0 | 0 | 0 | 0 | 0 | 0 | 0 | 0 | 0 | 0 | 0 | 0 | 0 | 0 | 0 | 0 | 0
F3_Industrial_Industrial - WA_New_Space Heating_Natural Gas_Condensing RTU_A_Achievable Economic TRC Potential | F3 | Industrial | Industrial - WA | New | Space Heating | Natural Gas | Condensing RTU | A | Original Unit Winter Peak Savings (kW) | Achievable Economic TRC Potential | 0 | 0 | 0 | 0 | 0 | 0 | 0 | 0 | 0 | 0 | 0 | 0 | 0 | 0 | 0 | 0 | 0 | 0 | 0 | 0 | 0 | 0 | 0 | 0 | 0 | 0 | 0
F4_Industrial_Industrial - WA_New_Space Heating_Natural Gas_Condensing RTU_A_Achievable Economic TRC Potential | F4 | Industrial | Industrial - WA | New | Space Heating | Natural Gas | Condensing RTU | A | Standalone Impact on Baseline Energy (%) | Achievable Economic TRC Potential | 0 | 0 | 0 | 0 | 0 | 0 | 0 | 0 | 0 | 0 | 0 | 0 | 0 | 0 | 0 | 0 | 0 | 0 | 0 | 0 | 0 | 0 | 0 | 0 | 0 | 0 | 0
F5_Industrial_Industrial - WA_New_Space Heating_Natural Gas_Condensing RTU_A_Achievable Economic TRC Potential | F5 | Industrial | Industrial - WA | New | Space Heating | Natural Gas | Condensing RTU | A | Standalone Impact on Baseline Summer Peak (%) | Achievable Economic TRC Potential | 0 | 0 | 0 | 0 | 0 | 0 | 0 | 0 | 0 | 0 | 0 | 0 | 0 | 0 | 0 | 0 | 0 | 0 | 0 | 0 | 0 | 0 | 0 | 0 | 0 | 0 | 0
F6_Industrial_Industrial - WA_New_Space Heating_Natural Gas_Condensing RTU_A_Achievable Economic TRC Potential | F6 | Industrial | Industrial - WA | New | Space Heating | Natural Gas | Condensing RTU | A | Standalone Impact on Baseline Winter Peak (%) | Achievable Economic TRC Potential | 0 | 0 | 0 | 0 | 0 | 0 | 0 | 0 | 0 | 0 | 0 | 0 | 0 | 0 | 0 | 0 | 0 | 0 | 0 | 0 | 0 | 0 | 0 | 0 | 0 | 0 | 0
F7_Industrial_Industrial - WA_New_Space Heating_Natural Gas_Condensing RTU_A_Achievable Economic TRC Potential | F7 | Industrial | Industrial - WA | New | Space Heating | Natural Gas | Condensing RTU | A | Incremental Energy Savings (MWh or mTherms) | Achievable Economic TRC Potential | 0 | 0 | 0 | 0 | 0 | 0 | 0 | 0 | 0 | 0 | 0 | 0 | 0 | 0 | 0 | 0 | 0 | 0 | 0 | 0 | 0 | 0 | 0 | 0 | 0 | 0 | 0
F8_Industrial_Industrial - WA_New_Space Heating_Natural Gas_Condensing RTU_A_Achievable Economic TRC Potential | F8 | Industrial | Industrial - WA | New | Space Heating | Natural Gas | Condensing RTU | A | Incremental Summer Peak Savings (MW) | Achievable Economic TRC Potential | 0 | 0 | 0 | 0 | 0 | 0 | 0 | 0 | 0 | 0 | 0 | 0 | 0 | 0 | 0 | 0 | 0 | 0 | 0 | 0 | 0 | 0 | 0 | 0 | 0 | 0 | 0
F9_Industrial_Industrial - WA_New_Space Heating_Natural Gas_Condensing RTU_A_Achievable Economic TRC Potential | F9 | Industrial | Industrial - WA | New | Space Heating | Natural Gas | Condensing RTU | A | Incremental Winter Peak Savings (MW) | Achievable Economic TRC Potential | 0 | 0 | 0 | 0 | 0 | 0 | 0 | 0 | 0 | 0 | 0 | 0 | 0 | 0 | 0 | 0 | 0 | 0 | 0 | 0 | 0 | 0 | 0 | 0 | 0 | 0 | 0
F10_Industrial_Industrial - WA_New_Space Heating_Natural Gas_Condensing RTU_A_Achievable Economic TRC Potential | F10 | Industrial | Industrial - WA | New | Space Heating | Natural Gas | Condensing RTU | A | Cumulative Energy Savings (MWh or mTherms) | Achievable Economic TRC Potential | 0 | 0 | 0 | 0 | 0 | 0 | 0 | 0 | 0 | 0 | 0 | 0 | 0 | 0 | 0 | 0 | 0 | 0 | 0 | 0 | 0 | 0 | 0 | 0 | 0 | 0 | 0
F11_Industrial_Industrial - WA_New_Space Heating_Natural Gas_Condensing RTU_A_Achievable Economic TRC Potential | F11 | Industrial | Industrial - WA | New | Space Heating | Natural Gas | Condensing RTU | A | Cumulative Summer Peak Savings (MW) | Achievable Economic TRC Potential | 0 | 0 | 0 | 0 | 0 | 0 | 0 | 0 | 0 | 0 | 0 | 0 | 0 | 0 | 0 | 0 | 0 | 0 | 0 | 0 | 0 | 0 | 0 | 0 | 0 | 0 | 0
F12_Industrial_Industrial - WA_New_Space Heating_Natural Gas_Condensing RTU_A_Achievable Economic TRC Potential | F12 | Industrial | Industrial - WA | New | Space Heating | Natural Gas | Condensing RTU | A | Cumulative Winter Peak Savings (MW) | Achievable Economic TRC Potential | 0 | 0 | 0 | 0 | 0 | 0 | 0 | 0 | 0 | 0 | 0 | 0 | 0 | 0 | 0 | 0 | 0 | 0 | 0 | 0 | 0 | 0 | 0 | 0 | 0 | 0 | 0
F13_Industrial_Industrial - WA_New_Space Heating_Natural Gas_Condensing RTU_A_Achievable Economic TRC Potential | F13 | Industrial | Industrial - WA | New | Space Heating | Natural Gas | Condensing RTU | A | Purchases (Incremental) | Achievable Economic TRC Potential | 0 | 0 | 0 | 0 | 0 | 0 | 0 | 0 | 0 | 0 | 0 | 0 | 0 | 0 | 0 | 0 | 0 | 0 | 0 | 0 | 0 | 0 | 0 | 0 | 0 | 0 | 0
F14_Industrial_Industrial - WA_New_Space Heating_Natural Gas_Condensing RTU_A_Achievable Economic TRC Potential | F14 | Industrial | Industrial - WA | New | Space Heating | Natural Gas | Condensing RTU | A | Purchases (Cumulative) | Achievable Economic TRC Potential | 0 | 0 | 0 | 0 | 0 | 0 | 0 | 0 | 0 | 0 | 0 | 0 | 0 | 0 | 0 | 0 | 0 | 0 | 0 | 0 | 0 | 0 | 0 | 0 | 0 | 0 | 0
F1_Industrial_Industrial - WA_New_Space Heating_Natural Gas_Industrial Air Curtains_A_Achievable Economic TRC Potential | F1 | Industrial | Industrial - WA | New | Space Heating | Natural Gas | Industrial Air Curtains | A | Original Unit Energy Savings (kWh or therms) | Achievable Economic TRC Potential | 0 | 0 | -0.016936 | -0.016802 | -0.016735 | -0.016695 | -0.016673 | -0.016654 | -0.016638 | -0.016624 | -0.016611 | -0.0166 | -0.016591 | -0.016582 | -0.016574 | -0.016567 | -0.016561 | -0.016555 | -0.016549 | -0.016538 | -0.016523 | -0.01651 | -0.016498 | -0.016488 | -0.016479 | -0.016471 | -0.016463
F2_Industrial_Industrial - WA_New_Space Heating_Natural Gas_Industrial Air Curtains_A_Achievable Economic TRC Potential | F2 | Industrial | Industrial - WA | New | Space Heating | Natural Gas | Industrial Air Curtains | A | Original Unit Summer Peak Savings (kW) | Achievable Economic TRC Potential | 0 | 0 | 0 | 0 | 0 | 0 | 0 | 0 | 0 | 0 | 0 | 0 | 0 | 0 | 0 | 0 | 0 | 0 | 0 | 0 | 0 | 0 | 0 | 0 | 0 | 0 | 0
F3_Industrial_Industrial - WA_New_Space Heating_Natural Gas_Industrial Air Curtains_A_Achievable Economic TRC Potential | F3 | Industrial | Industrial - WA | New | Space Heating | Natural Gas | Industrial Air Curtains | A | Original Unit Winter Peak Savings (kW) | Achievable Economic TRC Potential | 0 | 0 | 0 | 0 | 0 | 0 | 0 | 0 | 0 | 0 | 0 | 0 | 0 | 0 | 0 | 0 | 0 | 0 | 0 | 0 | 0 | 0 | 0 | 0 | 0 | 0 | 0
F4_Industrial_Industrial - WA_New_Space Heating_Natural Gas_Industrial Air Curtains_A_Achievable Economic TRC Potential | F4 | Industrial | Industrial - WA | New | Space Heating | Natural Gas | Industrial Air Curtains | A | Standalone Impact on Baseline Energy (%) | Achievable Economic TRC Potential | 0 | 0 | 0 | 0 | 0 | 0 | 0 | 0 | 0 | 0 | 0 | 0 | 0 | 0 | 0 | 0 | 0 | 0 | 0 | 0 | 0 | 0 | 0 | 0 | 0 | 0 | 0
F5_Industrial_Industrial - WA_New_Space Heating_Natural Gas_Industrial Air Curtains_A_Achievable Economic TRC Potential | F5 | Industrial | Industrial - WA | New | Space Heating | Natural Gas | Industrial Air Curtains | A | Standalone Impact on Baseline Summer Peak (%) | Achievable Economic TRC Potential | 0 | 0 | 0 | 0 | 0 | 0 | 0 | 0 | 0 | 0 | 0 | 0 | 0 | 0 | 0 | 0 | 0 | 0 | 0 | 0 | 0 | 0 | 0 | 0 | 0 | 0 | 0
F6_Industrial_Industrial - WA_New_Space Heating_Natural Gas_Industrial Air Curtains_A_Achievable Economic TRC Potential | F6 | Industrial | Industrial - WA | New | Space Heating | Natural Gas | Industrial Air Curtains | A | Standalone Impact on Baseline Winter Peak (%) | Achievable Economic TRC Potential | 0 | 0 | 0 | 0 | 0 | 0 | 0 | 0 | 0 | 0 | 0 | 0 | 0 | 0 | 0 | 0 | 0 | 0 | 0 | 0 | 0 | 0 | 0 | 0 | 0 | 0 | 0
F7_Industrial_Industrial - WA_New_Space Heating_Natural Gas_Industrial Air Curtains_A_Achievable Economic TRC Potential | F7 | Industrial | Industrial - WA | New | Space Heating | Natural Gas | Industrial Air Curtains | A | Incremental Energy Savings (MWh or mTherms) | Achievable Economic TRC Potential | 0 | 0 | 0 | 0 | 0 | 0 | 0 | 0 | 0 | 0 | 0 | 0 | 0 | 0 | 0 | 0 | 0 | 0 | 0 | 0 | 0 | 0 | 0 | 0 | 0 | 0 | 0
F8_Industrial_Industrial - WA_New_Space Heating_Natural Gas_Industrial Air Curtains_A_Achievable Economic TRC Potential | F8 | Industrial | Industrial - WA | New | Space Heating | Natural Gas | Industrial Air Curtains | A | Incremental Summer Peak Savings (MW) | Achievable Economic TRC Potential | 0 | 0 | 0 | 0 | 0 | 0 | 0 | 0 | 0 | 0 | 0 | 0 | 0 | 0 | 0 | 0 | 0 | 0 | 0 | 0 | 0 | 0 | 0 | 0 | 0 | 0 | 0
F9_Industrial_Industrial - WA_New_Space Heating_Natural Gas_Industrial Air Curtains_A_Achievable Economic TRC Potential | F9 | Industrial | Industrial - WA | New | Space Heating | Natural Gas | Industrial Air Curtains | A | Incremental Winter Peak Savings (MW) | Achievable Economic TRC Potential | 0 | 0 | 0 | 0 | 0 | 0 | 0 | 0 | 0 | 0 | 0 | 0 | 0 | 0 | 0 | 0 | 0 | 0 | 0 | 0 | 0 | 0 | 0 | 0 | 0 | 0 | 0
F10_Industrial_Industrial - WA_New_Space Heating_Natural Gas_Industrial Air Curtains_A_Achievable Economic TRC Potential | F10 | Industrial | Industrial - WA | New | Space Heating | Natural Gas | Industrial Air Curtains | A | Cumulative Energy Savings (MWh or mTherms) | Achievable Economic TRC Potential | 0 | 0 | 0 | 0 | 0 | 0 | 0 | 0 | 0 | 0 | 0 | 0 | 0 | 0 | 0 | 0 | 0 | 0 | 0 | 0 | 0 | 0 | 0 | 0 | 0 | 0 | 0
F11_Industrial_Industrial - WA_New_Space Heating_Natural Gas_Industrial Air Curtains_A_Achievable Economic TRC Potential | F11 | Industrial | Industrial - WA | New | Space Heating | Natural Gas | Industrial Air Curtains | A | Cumulative Summer Peak Savings (MW) | Achievable Economic TRC Potential | 0 | 0 | 0 | 0 | 0 | 0 | 0 | 0 | 0 | 0 | 0 | 0 | 0 | 0 | 0 | 0 | 0 | 0 | 0 | 0 | 0 | 0 | 0 | 0 | 0 | 0 | 0
F12_Industrial_Industrial - WA_New_Space Heating_Natural Gas_Industrial Air Curtains_A_Achievable Economic TRC Potential | F12 | Industrial | Industrial - WA | New | Space Heating | Natural Gas | Industrial Air Curtains | A | Cumulative Winter Peak Savings (MW) | Achievable Economic TRC Potential | 0 | 0 | 0 | 0 | 0 | 0 | 0 | 0 | 0 | 0 | 0 | 0 | 0 | 0 | 0 | 0 | 0 | 0 | 0 | 0 | 0 | 0 | 0 | 0 | 0 | 0 | 0
F13_Industrial_Industrial - WA_New_Space Heating_Natural Gas_Industrial Air Curtains_A_Achievable Economic TRC Potential | F13 | Industrial | Industrial - WA | New | Space Heating | Natural Gas | Industrial Air Curtains | A | Purchases (Incremental) | Achievable Economic TRC Potential | 0 | 0 | 0 | 0 | 0 | 0 | 0 | 0 | 0 | 0 | 0 | 0 | 0 | 0 | 0 | 0 | 0 | 0 | 0 | 0 | 0 | 0 | 0 | 0 | 0 | 0 | 0
F14_Industrial_Industrial - WA_New_Space Heating_Natural Gas_Industrial Air Curtains_A_Achievable Economic TRC Potential | F14 | Industrial | Industrial - WA | New | Space Heating | Natural Gas | Industrial Air Curtains | A | Purchases (Cumulative) | Achievable Economic TRC Potential | 0 | 0 | 0 | 0 | 0 | 0 | 0 | 0 | 0 | 0 | 0 | 0 | 0 | 0 | 0 | 0 | 0 | 0 | 0 | 0 | 0 | 0 | 0 | 0 | 0 | 0 | 0
F1_Industrial_Industrial - WA_New_Space Heating_Natural Gas_HVAC - Energy Recovery Ventilator_A_Achievable Economic TRC Potential | F1 | Industrial | Industrial - WA | New | Space Heating | Natural Gas | HVAC - Energy Recovery Ventilator | A | Original Unit Energy Savings (kWh or therms) | Achievable Economic TRC Potential | 0 | 0 | 0.17445 | 0.17306 | 0.17238 | 0.17197 | 0.17174 | 0.17154 | 0.17137 | 0.17123 | 0.1711 | 0.17099 | 0.17089 | 0.1708 | 0.17072 | 0.17065 | 0.17058 | 0.17052 | 0.17046 | 0.17035 | 0.1702 | 0.17006 | 0.16994 | 0.16983 | 0.16974 | 0.16965 | 0.16958
F2_Industrial_Industrial - WA_New_Space Heating_Natural Gas_HVAC - Energy Recovery Ventilator_A_Achievable Economic TRC Potential | F2 | Industrial | Industrial - WA | New | Space Heating | Natural Gas | HVAC - Energy Recovery Ventilator | A | Original Unit Summer Peak Savings (kW) | Achievable Economic TRC Potential | 0 | 0 | 0 | 0 | 0 | 0 | 0 | 0 | 0 | 0 | 0 | 0 | 0 | 0 | 0 | 0 | 0 | 0 | 0 | 0 | 0 | 0 | 0 | 0 | 0 | 0 | 0
F3_Industrial_Industrial - WA_New_Space Heating_Natural Gas_HVAC - Energy Recovery Ventilator_A_Achievable Economic TRC Potential | F3 | Industrial | Industrial - WA | New | Space Heating | Natural Gas | HVAC - Energy Recovery Ventilator | A | Original Unit Winter Peak Savings (kW) | Achievable Economic TRC Potential | 0 | 0 | 0 | 0 | 0 | 0 | 0 | 0 | 0 | 0 | 0 | 0 | 0 | 0 | 0 | 0 | 0 | 0 | 0 | 0 | 0 | 0 | 0 | 0 | 0 | 0 | 0
F4_Industrial_Industrial - WA_New_Space Heating_Natural Gas_HVAC - Energy Recovery Ventilator_A_Achievable Economic TRC Potential | F4 | Industrial | Industrial - WA | New | Space Heating | Natural Gas | HVAC - Energy Recovery Ventilator | A | Standalone Impact on Baseline Energy (%) | Achievable Economic TRC Potential | 0 | 0 | 0 | 0 | 0 | 0 | 0 | 0 | 0 | 0 | 0 | 0 | 0 | 0 | 0 | 0 | 0 | 0 | 0 | 0 | 0 | 0 | 0 | 0 | 0 | 0 | 0
F5_Industrial_Industrial - WA_New_Space Heating_Natural Gas_HVAC - Energy Recovery Ventilator_A_Achievable Economic TRC Potential | F5 | Industrial | Industrial - WA | New | Space Heating | Natural Gas | HVAC - Energy Recovery Ventilator | A | Standalone Impact on Baseline Summer Peak (%) | Achievable Economic TRC Potential | 0 | 0 | 0 | 0 | 0 | 0 | 0 | 0 | 0 | 0 | 0 | 0 | 0 | 0 | 0 | 0 | 0 | 0 | 0 | 0 | 0 | 0 | 0 | 0 | 0 | 0 | 0
F6_Industrial_Industrial - WA_New_Space Heating_Natural Gas_HVAC - Energy Recovery Ventilator_A_Achievable Economic TRC Potential | F6 | Industrial | Industrial - WA | New | Space Heating | Natural Gas | HVAC - Energy Recovery Ventilator | A | Standalone Impact on Baseline Winter Peak (%) | Achievable Economic TRC Potential | 0 | 0 | 0 | 0 | 0 | 0 | 0 | 0 | 0 | 0 | 0 | 0 | 0 | 0 | 0 | 0 | 0 | 0 | 0 | 0 | 0 | 0 | 0 | 0 | 0 | 0 | 0
F7_Industrial_Industrial - WA_New_Space Heating_Natural Gas_HVAC - Energy Recovery Ventilator_A_Achievable Economic TRC Potential | F7 | Industrial | Industrial - WA | New | Space Heating | Natural Gas | HVAC - Energy Recovery Ventilator | A | Incremental Energy Savings (MWh or mTherms) | Achievable Economic TRC Potential | 0 | 0 | 0 | 0 | 0 | 0 | 0 | 0 | 0 | 0 | 0 | 0 | 0 | 0 | 0 | 0 | 0 | 0 | 0 | 0 | 0 | 0 | 0 | 0 | 0 | 0 | 0
F8_Industrial_Industrial - WA_New_Space Heating_Natural Gas_HVAC - Energy Recovery Ventilator_A_Achievable Economic TRC Potential | F8 | Industrial | Industrial - WA | New | Space Heating | Natural Gas | HVAC - Energy Recovery Ventilator | A | Incremental Summer Peak Savings (MW) | Achievable Economic TRC Potential | 0 | 0 | 0 | 0 | 0 | 0 | 0 | 0 | 0 | 0 | 0 | 0 | 0 | 0 | 0 | 0 | 0 | 0 | 0 | 0 | 0 | 0 | 0 | 0 | 0 | 0 | 0
F9_Industrial_Industrial - WA_New_Space Heating_Natural Gas_HVAC - Energy Recovery Ventilator_A_Achievable Economic TRC Potential | F9 | Industrial | Industrial - WA | New | Space Heating | Natural Gas | HVAC - Energy Recovery Ventilator | A | Incremental Winter Peak Savings (MW) | Achievable Economic TRC Potential | 0 | 0 | 0 | 0 | 0 | 0 | 0 | 0 | 0 | 0 | 0 | 0 | 0 | 0 | 0 | 0 | 0 | 0 | 0 | 0 | 0 | 0 | 0 | 0 | 0 | 0 | 0
F10_Industrial_Industrial - WA_New_Space Heating_Natural Gas_HVAC - Energy Recovery Ventilator_A_Achievable Economic TRC Potential | F10 | Industrial | Industrial - WA | New | Space Heating | Natural Gas | HVAC - Energy Recovery Ventilator | A | Cumulative Energy Savings (MWh or mTherms) | Achievable Economic TRC Potential | 0 | 0 | 0 | 0 | 0 | 0 | 0 | 0 | 0 | 0 | 0 | 0 | 0 | 0 | 0 | 0 | 0 | 0 | 0 | 0 | 0 | 0 | 0 | 0 | 0 | 0 | 0
F11_Industrial_Industrial - WA_New_Space Heating_Natural Gas_HVAC - Energy Recovery Ventilator_A_Achievable Economic TRC Potential | F11 | Industrial | Industrial - WA | New | Space Heating | Natural Gas | HVAC - Energy Recovery Ventilator | A | Cumulative Summer Peak Savings (MW) | Achievable Economic TRC Potential | 0 | 0 | 0 | 0 | 0 | 0 | 0 | 0 | 0 | 0 | 0 | 0 | 0 | 0 | 0 | 0 | 0 | 0 | 0 | 0 | 0 | 0 | 0 | 0 | 0 | 0 | 0
F12_Industrial_Industrial - WA_New_Space Heating_Natural Gas_HVAC - Energy Recovery Ventilator_A_Achievable Economic TRC Potential | F12 | Industrial | Industrial - WA | New | Space Heating | Natural Gas | HVAC - Energy Recovery Ventilator | A | Cumulative Winter Peak Savings (MW) | Achievable Economic TRC Potential | 0 | 0 | 0 | 0 | 0 | 0 | 0 | 0 | 0 | 0 | 0 | 0 | 0 | 0 | 0 | 0 | 0 | 0 | 0 | 0 | 0 | 0 | 0 | 0 | 0 | 0 | 0
F13_Industrial_Industrial - WA_New_Space Heating_Natural Gas_HVAC - Energy Recovery Ventilator_A_Achievable Economic TRC Potential | F13 | Industrial | Industrial - WA | New | Space Heating | Natural Gas | HVAC - Energy Recovery Ventilator | A | Purchases (Incremental) | Achievable Economic TRC Potential | 0 | 0 | 0 | 0 | 0 | 0 | 0 | 0 | 0 | 0 | 0 | 0 | 0 | 0 | 0 | 0 | 0 | 0 | 0 | 0 | 0 | 0 | 0 | 0 | 0 | 0 | 0
F14_Industrial_Industrial - WA_New_Space Heating_Natural Gas_HVAC - Energy Recovery Ventilator_A_Achievable Economic TRC Potential | F14 | Industrial | Industrial - WA | New | Space Heating | Natural Gas | HVAC - Energy Recovery Ventilator | A | Purchases (Cumulative) | Achievable Economic TRC Potential | 0 | 0 | 0 | 0 | 0 | 0 | 0 | 0 | 0 | 0 | 0 | 0 | 0 | 0 | 0 | 0 | 0 | 0 | 0 | 0 | 0 | 0 | 0 | 0 | 0 | 0 | 0
F1_Industrial_Industrial - WA_New_Space Heating_Natural Gas_Thermostat - Connected_A_Achievable Economic TRC Potential | F1 | Industrial | Industrial - WA | New | Space Heating | Natural Gas | Thermostat - Connected | A | Original Unit Energy Savings (kWh or therms) | Achievable Economic TRC Potential | 0 | 0 | 6201.7281 | 6152.4665 | 6128.1564 | 6113.5944 | 6105.396 | 6098.45 | 6092.4906 | 6087.3222 | 6082.7977 | 6078.8043 | 6075.2542 | 6072.0779 | 6069.2197 | 6066.6344 | 6064.285 | 6062.1409 | 6060.1766 | 6056.1041 | 6050.621 | 6045.7748 | 6041.4822 | 6037.6721 | 6034.284 | 6031.266 | 6028.5733
F2_Industrial_Industrial - WA_New_Space Heating_Natural Gas_Thermostat - Connected_A_Achievable Economic TRC Potential | F2 | Industrial | Industrial - WA | New | Space Heating | Natural Gas | Thermostat - Connected | A | Original Unit Summer Peak Savings (kW) | Achievable Economic TRC Potential | 0 | 0 | 0 | 0 | 0 | 0 | 0 | 0 | 0 | 0 | 0 | 0 | 0 | 0 | 0 | 0 | 0 | 0 | 0 | 0 | 0 | 0 | 0 | 0 | 0 | 0 | 0
F3_Industrial_Industrial - WA_New_Space Heating_Natural Gas_Thermostat - Connected_A_Achievable Economic TRC Potential | F3 | Industrial | Industrial - WA | New | Space Heating | Natural Gas | Thermostat - Connected | A | Original Unit Winter Peak Savings (kW) | Achievable Economic TRC Potential | 0 | 0 | 0 | 0 | 0 | 0 | 0 | 0 | 0 | 0 | 0 | 0 | 0 | 0 | 0 | 0 | 0 | 0 | 0 | 0 | 0 | 0 | 0 | 0 | 0 | 0 | 0
F4_Industrial_Industrial - WA_New_Space Heating_Natural Gas_Thermostat - Connected_A_Achievable Economic TRC Potential | F4 | Industrial | Industrial - WA | New | Space Heating | Natural Gas | Thermostat - Connected | A | Standalone Impact on Baseline Energy (%) | Achievable Economic TRC Potential | 0 | 0 | 0.0018595 | 0.0032557 | 0.0045821 | 0.0059043 | 0.0073221 | 0.0076058 | 0.0073564 | 0.0069269 | 0.0065508 | 0.0062189 | 0.0059239 | 0.0056599 | 0.0054223 | 0.0052074 | 0.0050122 | 0.004834 | 0.0046707 | 0.0045206 | 0.0043821 | 0.0042541 | 0.0041352 | 0.0040247 | 0.0039216 | 0.0038253 | 0.0037351
F5_Industrial_Industrial - WA_New_Space Heating_Natural Gas_Thermostat - Connected_A_Achievable Economic TRC Potential | F5 | Industrial | Industrial - WA | New | Space Heating | Natural Gas | Thermostat - Connected | A | Standalone Impact on Baseline Summer Peak (%) | Achievable Economic TRC Potential | 0 | 0 | 0 | 0 | 0 | 0 | 0 | 0 | 0 | 0 | 0 | 0 | 0 | 0 | 0 | 0 | 0 | 0 | 0 | 0 | 0 | 0 | 0 | 0 | 0 | 0 | 0
F6_Industrial_Industrial - WA_New_Space Heating_Natural Gas_Thermostat - Connected_A_Achievable Economic TRC Potential | F6 | Industrial | Industrial - WA | New | Space Heating | Natural Gas | Thermostat - Connected | A | Standalone Impact on Baseline Winter Peak (%) | Achievable Economic TRC Potential | 0 | 0 | 0 | 0 | 0 | 0 | 0 | 0 | 0 | 0 | 0 | 0 | 0 | 0 | 0 | 0 | 0 | 0 | 0 | 0 | 0 | 0 | 0 | 0 | 0 | 0 | 0
F7_Industrial_Industrial - WA_New_Space Heating_Natural Gas_Thermostat - Connected_A_Achievable Economic TRC Potential | F7 | Industrial | Industrial - WA | New | Space Heating | Natural Gas | Thermostat - Connected | A | Incremental Energy Savings (MWh or mTherms) | Achievable Economic TRC Potential | 0 | 0 | 0.029945 | 0.039562 | 0.047121 | 0.053254 | 0.057482 | 0.026028 | 0.0081442 | 0 | 0 | 0 | 0 | 0 | 0 | 0 | 0 | 0 | 0 | 0 | 0 | 0 | 0 | 0 | 0 | 0 | 0
F8_Industrial_Industrial - WA_New_Space Heating_Natural Gas_Thermostat - Connected_A_Achievable Economic TRC Potential | F8 | Industrial | Industrial - WA | New | Space Heating | Natural Gas | Thermostat - Connected | A | Incremental Summer Peak Savings (MW) | Achievable Economic TRC Potential | 0 | 0 | 0 | 0 | 0 | 0 | 0 | 0 | 0 | 0 | 0 | 0 | 0 | 0 | 0 | 0 | 0 | 0 | 0 | 0 | 0 | 0 | 0 | 0 | 0 | 0 | 0
F9_Industrial_Industrial - WA_New_Space Heating_Natural Gas_Thermostat - Connected_A_Achievable Economic TRC Potential | F9 | Industrial | Industrial - WA | New | Space Heating | Natural Gas | Thermostat - Connected | A | Incremental Winter Peak Savings (MW) | Achievable Economic TRC Potential | 0 | 0 | 0 | 0 | 0 | 0 | 0 | 0 | 0 | 0 | 0 | 0 | 0 | 0 | 0 | 0 | 0 | 0 | 0 | 0 | 0 | 0 | 0 | 0 | 0 | 0 | 0
F10_Industrial_Industrial - WA_New_Space Heating_Natural Gas_Thermostat - Connected_A_Achievable Economic TRC Potential | F10 | Industrial | Industrial - WA | New | Space Heating | Natural Gas | Thermostat - Connected | A | Cumulative Energy Savings (MWh or mTherms) | Achievable Economic TRC Potential | 0 | 0 | 0.029945 | 0.069269 | 0.11612 | 0.16909 | 0.22635 | 0.25212 | 0.26002 | 0.2598 | 0.2596 | 0.25943 | 0.25928 | 0.25915 | 0.25902 | 0.25891 | 0.25881 | 0.25872 | 0.25864 | 0.25846 | 0.25823 | 0.25802 | 0.25784 | 0.25768 | 0.25753 | 0.2574 | 0.25729
F11_Industrial_Industrial - WA_New_Space Heating_Natural Gas_Thermostat - Connected_A_Achievable Economic TRC Potential | F11 | Industrial | Industrial - WA | New | Space Heating | Natural Gas | Thermostat - Connected | A | Cumulative Summer Peak Savings (MW) | Achievable Economic TRC Potential | 0 | 0 | 0 | 0 | 0 | 0 | 0 | 0 | 0 | 0 | 0 | 0 | 0 | 0 | 0 | 0 | 0 | 0 | 0 | 0 | 0 | 0 | 0 | 0 | 0 | 0 | 0
F12_Industrial_Industrial - WA_New_Space Heating_Natural Gas_Thermostat - Connected_A_Achievable Economic TRC Potential | F12 | Industrial | Industrial - WA | New | Space Heating | Natural Gas | Thermostat - Connected | A | Cumulative Winter Peak Savings (MW) | Achievable Economic TRC Potential | 0 | 0 | 0 | 0 | 0 | 0 | 0 | 0 | 0 | 0 | 0 | 0 | 0 | 0 | 0 | 0 | 0 | 0 | 0 | 0 | 0 | 0 | 0 | 0 | 0 | 0 | 0
F13_Industrial_Industrial - WA_New_Space Heating_Natural Gas_Thermostat - Connected_A_Achievable Economic TRC Potential | F13 | Industrial | Industrial - WA | New | Space Heating | Natural Gas | Thermostat - Connected | A | Purchases (Incremental) | Achievable Economic TRC Potential | 0 | 0 | 0.0048285 | 0.0064303 | 0.0076892 | 0.0087107 | 0.0094149 | 0.0042679 | 0.0013368 | 0 | 0 | 0 | 0 | 0 | 0 | 0 | 0 | 0 | 0 | 0 | 0 | 0 | 0 | 0 | 0 | 0 | 0
F14_Industrial_Industrial - WA_New_Space Heating_Natural Gas_Thermostat - Connected_A_Achievable Economic TRC Potential | F14 | Industrial | Industrial - WA | New | Space Heating | Natural Gas | Thermostat - Connected | A | Purchases (Cumulative) | Achievable Economic TRC Potential | 0 | 0 | 0.0048285 | 0.011259 | 0.018948 | 0.027659 | 0.037074 | 0.041342 | 0.042678 | 0.042678 | 0.042678 | 0.042678 | 0.042678 | 0.042678 | 0.042678 | 0.042678 | 0.042678 | 0.042678 | 0.042678 | 0.042678 | 0.042678 | 0.042678 | 0.042678 | 0.042678 | 0.042678 | 0.042678 | 0.042678
F1_Industrial_Industrial - WA_New_Space Heating_Natural Gas_Gas Boiler - Maintenance_A_Achievable Economic TRC Potential | F1 | Industrial | Industrial - WA | New | Space Heating | Natural Gas | Gas Boiler - Maintenance | A | Original Unit Energy Savings (kWh or therms) | Achievable Economic TRC Potential | 0 | 0 | 0.55341 | 0.55341 | 0.55341 | 0.55341 | 0.55341 | 0.55341 | 0.55341 | 0.55341 | 0.55341 | 0.55341 | 0.55341 | 0.55341 | 0.55341 | 0.55341 | 0.55341 | 0.55341 | 0.55341 | 0.55341 | 0.55341 | 0.55341 | 0.55341 | 0.55341 | 0.55341 | 0.55341 | 0.55341
F2_Industrial_Industrial - WA_New_Space Heating_Natural Gas_Gas Boiler - Maintenance_A_Achievable Economic TRC Potential | F2 | Industrial | Industrial - WA | New | Space Heating | Natural Gas | Gas Boiler - Maintenance | A | Original Unit Summer Peak Savings (kW) | Achievable Economic TRC Potential | 0 | 0 | 0 | 0 | 0 | 0 | 0 | 0 | 0 | 0 | 0 | 0 | 0 | 0 | 0 | 0 | 0 | 0 | 0 | 0 | 0 | 0 | 0 | 0 | 0 | 0 | 0
F3_Industrial_Industrial - WA_New_Space Heating_Natural Gas_Gas Boiler - Maintenance_A_Achievable Economic TRC Potential | F3 | Industrial | Industrial - WA | New | Space Heating | Natural Gas | Gas Boiler - Maintenance | A | Original Unit Winter Peak Savings (kW) | Achievable Economic TRC Potential | 0 | 0 | 0 | 0 | 0 | 0 | 0 | 0 | 0 | 0 | 0 | 0 | 0 | 0 | 0 | 0 | 0 | 0 | 0 | 0 | 0 | 0 | 0 | 0 | 0 | 0 | 0
F4_Industrial_Industrial - WA_New_Space Heating_Natural Gas_Gas Boiler - Maintenance_A_Achievable Economic TRC Potential | F4 | Industrial | Industrial - WA | New | Space Heating | Natural Gas | Gas Boiler - Maintenance | A | Standalone Impact on Baseline Energy (%) | Achievable Economic TRC Potential | 0 | 0 | 8.1992e-05 | 0.00011999 | 0.00014101 | 0.00012477 | 0.00011559 | 0.0001078 | 0.00010109 | 9.5272e-05 | 9.0167e-05 | 8.5654e-05 | 8.1638e-05 | 7.8041e-05 | 7.48e-05 | 7.1867e-05 | 6.9199e-05 | 6.6762e-05 | 6.4528e-05 | 6.2496e-05 | 6.0637e-05 | 5.8912e-05 | 5.7307e-05 | 5.581e-05 | 5.4412e-05 | 5.3102e-05 | 5.1873e-05
F5_Industrial_Industrial - WA_New_Space Heating_Natural Gas_Gas Boiler - Maintenance_A_Achievable Economic TRC Potential | F5 | Industrial | Industrial - WA | New | Space Heating | Natural Gas | Gas Boiler - Maintenance | A | Standalone Impact on Baseline Summer Peak (%) | Achievable Economic TRC Potential | 0 | 0 | 0 | 0 | 0 | 0 | 0 | 0 | 0 | 0 | 0 | 0 | 0 | 0 | 0 | 0 | 0 | 0 | 0 | 0 | 0 | 0 | 0 | 0 | 0 | 0 | 0
F6_Industrial_Industrial - WA_New_Space Heating_Natural Gas_Gas Boiler - Maintenance_A_Achievable Economic TRC Potential | F6 | Industrial | Industrial - WA | New | Space Heating | Natural Gas | Gas Boiler - Maintenance | A | Standalone Impact on Baseline Winter Peak (%) | Achievable Economic TRC Potential | 0 | 0 | 0 | 0 | 0 | 0 | 0 | 0 | 0 | 0 | 0 | 0 | 0 | 0 | 0 | 0 | 0 | 0 | 0 | 0 | 0 | 0 | 0 | 0 | 0 | 0 | 0
F7_Industrial_Industrial - WA_New_Space Heating_Natural Gas_Gas Boiler - Maintenance_A_Achievable Economic TRC Potential | F7 | Industrial | Industrial - WA | New | Space Heating | Natural Gas | Gas Boiler - Maintenance | A | Incremental Energy Savings (MWh or mTherms) | Achievable Economic TRC Potential | 0 | 0 | 0.0013204 | 0.0012325 | 0.0010203 | 0 | 0 | 0 | 0 | 0 | 0 | 0 | 0 | 0 | 0 | 0 | 0 | 0 | 0 | 0 | 0 | 0 | 0 | 0 | 0 | 0 | 0
F8_Industrial_Industrial - WA_New_Space Heating_Natural Gas_Gas Boiler - Maintenance_A_Achievable Economic TRC Potential | F8 | Industrial | Industrial - WA | New | Space Heating | Natural Gas | Gas Boiler - Maintenance | A | Incremental Summer Peak Savings (MW) | Achievable Economic TRC Potential | 0 | 0 | 0 | 0 | 0 | 0 | 0 | 0 | 0 | 0 | 0 | 0 | 0 | 0 | 0 | 0 | 0 | 0 | 0 | 0 | 0 | 0 | 0 | 0 | 0 | 0 | 0
F9_Industrial_Industrial - WA_New_Space Heating_Natural Gas_Gas Boiler - Maintenance_A_Achievable Economic TRC Potential | F9 | Industrial | Industrial - WA | New | Space Heating | Natural Gas | Gas Boiler - Maintenance | A | Incremental Winter Peak Savings (MW) | Achievable Economic TRC Potential | 0 | 0 | 0 | 0 | 0 | 0 | 0 | 0 | 0 | 0 | 0 | 0 | 0 | 0 | 0 | 0 | 0 | 0 | 0 | 0 | 0 | 0 | 0 | 0 | 0 | 0 | 0
F10_Industrial_Industrial - WA_New_Space Heating_Natural Gas_Gas Boiler - Maintenance_A_Achievable Economic TRC Potential | F10 | Industrial | Industrial - WA | New | Space Heating | Natural Gas | Gas Boiler - Maintenance | A | Cumulative Energy Savings (MWh or mTherms) | Achievable Economic TRC Potential | 0 | 0 | 0.0013204 | 0.0025529 | 0.0035732 | 0.0035732 | 0.0035732 | 0.0035732 | 0.0035732 | 0.0035732 | 0.0035732 | 0.0035732 | 0.0035732 | 0.0035732 | 0.0035732 | 0.0035732 | 0.0035732 | 0.0035732 | 0.0035732 | 0.0035732 | 0.0035732 | 0.0035732 | 0.0035732 | 0.0035732 | 0.0035732 | 0.0035732 | 0.0035732
F11_Industrial_Industrial - WA_New_Space Heating_Natural Gas_Gas Boiler - Maintenance_A_Achievable Economic TRC Potential | F11 | Industrial | Industrial - WA | New | Space Heating | Natural Gas | Gas Boiler - Maintenance | A | Cumulative Summer Peak Savings (MW) | Achievable Economic TRC Potential | 0 | 0 | 0 | 0 | 0 | 0 | 0 | 0 | 0 | 0 | 0 | 0 | 0 | 0 | 0 | 0 | 0 | 0 | 0 | 0 | 0 | 0 | 0 | 0 | 0 | 0 | 0
F12_Industrial_Industrial - WA_New_Space Heating_Natural Gas_Gas Boiler - Maintenance_A_Achievable Economic TRC Potential | F12 | Industrial | Industrial - WA | New | Space Heating | Natural Gas | Gas Boiler - Maintenance | A | Cumulative Winter Peak Savings (MW) | Achievable Economic TRC Potential | 0 | 0 | 0 | 0 | 0 | 0 | 0 | 0 | 0 | 0 | 0 | 0 | 0 | 0 | 0 | 0 | 0 | 0 | 0 | 0 | 0 | 0 | 0 | 0 | 0 | 0 | 0
F13_Industrial_Industrial - WA_New_Space Heating_Natural Gas_Gas Boiler - Maintenance_A_Achievable Economic TRC Potential | F13 | Industrial | Industrial - WA | New | Space Heating | Natural Gas | Gas Boiler - Maintenance | A | Purchases (Incremental) | Achievable Economic TRC Potential | 0 | 0 | 2.3859 | 2.2272 | 1.8436 | 0 | 0 | 0 | 0 | 0 | 0 | 0 | 0 | 0 | 0 | 0 | 0 | 0 | 0 | 0 | 0 | 0 | 0 | 0 | 0 | 0 | 0
F14_Industrial_Industrial - WA_New_Space Heating_Natural Gas_Gas Boiler - Maintenance_A_Achievable Economic TRC Potential | F14 | Industrial | Industrial - WA | New | Space Heating | Natural Gas | Gas Boiler - Maintenance | A | Purchases (Cumulative) | Achievable Economic TRC Potential | 0 | 0 | 2.3859 | 4.6131 | 6.4567 | 6.4567 | 6.4567 | 6.4567 | 6.4567 | 6.4567 | 6.4567 | 6.4567 | 6.4567 | 6.4567 | 6.4567 | 6.4567 | 6.4567 | 6.4567 | 6.4567 | 6.4567 | 6.4567 | 6.4567 | 6.4567 | 6.4567 | 6.4567 | 6.4567 | 6.4567
F1_Industrial_Industrial - WA_New_Space Heating_Natural Gas_Gas Furnace - Maintenance_A_Achievable Economic TRC Potential | F1 | Industrial | Industrial - WA | New | Space Heating | Natural Gas | Gas Furnace - Maintenance | A | Original Unit Energy Savings (kWh or therms) | Achievable Economic TRC Potential | 0 | 0 | 0.48603 | 0.47257 | 0.46593 | 0.46195 | 0.45971 | 0.45781 | 0.45618 | 0.45477 | 0.45353 | 0.45244 | 0.45147 | 0.45061 | 0.44982 | 0.44912 | 0.44848 | 0.44789 | 0.44735 | 0.44624 | 0.44474 | 0.44342 | 0.44225 | 0.44121 | 0.44028 | 0.43946 | 0.43872
F2_Industrial_Industrial - WA_New_Space Heating_Natural Gas_Gas Furnace - Maintenance_A_Achievable Economic TRC Potential | F2 | Industrial | Industrial - WA | New | Space Heating | Natural Gas | Gas Furnace - Maintenance | A | Original Unit Summer Peak Savings (kW) | Achievable Economic TRC Potential | 0 | 0 | 0 | 0 | 0 | 0 | 0 | 0 | 0 | 0 | 0 | 0 | 0 | 0 | 0 | 0 | 0 | 0 | 0 | 0 | 0 | 0 | 0 | 0 | 0 | 0 | 0
F3_Industrial_Industrial - WA_New_Space Heating_Natural Gas_Gas Furnace - Maintenance_A_Achievable Economic TRC Potential | F3 | Industrial | Industrial - WA | New | Space Heating | Natural Gas | Gas Furnace - Maintenance | A | Original Unit Winter Peak Savings (kW) | Achievable Economic TRC Potential | 0 | 0 | 0 | 0 | 0 | 0 | 0 | 0 | 0 | 0 | 0 | 0 | 0 | 0 | 0 | 0 | 0 | 0 | 0 | 0 | 0 | 0 | 0 | 0 | 0 | 0 | 0
F4_Industrial_Industrial - WA_New_Space Heating_Natural Gas_Gas Furnace - Maintenance_A_Achievable Economic TRC Potential | F4 | Industrial | Industrial - WA | New | Space Heating | Natural Gas | Gas Furnace - Maintenance | A | Standalone Impact on Baseline Energy (%) | Achievable Economic TRC Potential | 0 | 0 | 4.5122e-05 | 6.4204e-05 | 7.4388e-05 | 6.5259e-05 | 6.0166e-05 | 5.5878e-05 | 5.2218e-05 | 4.9058e-05 | 4.6303e-05 | 4.388e-05 | 4.1733e-05 | 3.9817e-05 | 3.8098e-05 | 3.6546e-05 | 3.5139e-05 | 3.3858e-05 | 3.2685e-05 | 3.1578e-05 | 3.0535e-05 | 2.9578e-05 | 2.8696e-05 | 2.7881e-05 | 2.7125e-05 | 2.6423e-05 | 2.5768e-05
F5_Industrial_Industrial - WA_New_Space Heating_Natural Gas_Gas Furnace - Maintenance_A_Achievable Economic TRC Potential | F5 | Industrial | Industrial - WA | New | Space Heating | Natural Gas | Gas Furnace - Maintenance | A | Standalone Impact on Baseline Summer Peak (%) | Achievable Economic TRC Potential | 0 | 0 | 0 | 0 | 0 | 0 | 0 | 0 | 0 | 0 | 0 | 0 | 0 | 0 | 0 | 0 | 0 | 0 | 0 | 0 | 0 | 0 | 0 | 0 | 0 | 0 | 0
F6_Industrial_Industrial - WA_New_Space Heating_Natural Gas_Gas Furnace - Maintenance_A_Achievable Economic TRC Potential | F6 | Industrial | Industrial - WA | New | Space Heating | Natural Gas | Gas Furnace - Maintenance | A | Standalone Impact on Baseline Winter Peak (%) | Achievable Economic TRC Potential | 0 | 0 | 0 | 0 | 0 | 0 | 0 | 0 | 0 | 0 | 0 | 0 | 0 | 0 | 0 | 0 | 0 | 0 | 0 | 0 | 0 | 0 | 0 | 0 | 0 | 0 | 0
F7_Industrial_Industrial - WA_New_Space Heating_Natural Gas_Gas Furnace - Maintenance_A_Achievable Economic TRC Potential | F7 | Industrial | Industrial - WA | New | Space Heating | Natural Gas | Gas Furnace - Maintenance | A | Incremental Energy Savings (MWh or mTherms) | Achievable Economic TRC Potential | 0 | 0 | 0.00072664 | 0.0006595 | 0.00053826 | 0 | 0 | 0 | 0 | 0 | 0 | 0 | 0 | 0 | 0 | 0 | 0 | 0 | 0 | 0 | 0 | 0 | 0 | 0 | 0 | 0 | 0
F8_Industrial_Industrial - WA_New_Space Heating_Natural Gas_Gas Furnace - Maintenance_A_Achievable Economic TRC Potential | F8 | Industrial | Industrial - WA | New | Space Heating | Natural Gas | Gas Furnace - Maintenance | A | Incremental Summer Peak Savings (MW) | Achievable Economic TRC Potential | 0 | 0 | 0 | 0 | 0 | 0 | 0 | 0 | 0 | 0 | 0 | 0 | 0 | 0 | 0 | 0 | 0 | 0 | 0 | 0 | 0 | 0 | 0 | 0 | 0 | 0 | 0
F9_Industrial_Industrial - WA_New_Space Heating_Natural Gas_Gas Furnace - Maintenance_A_Achievable Economic TRC Potential | F9 | Industrial | Industrial - WA | New | Space Heating | Natural Gas | Gas Furnace - Maintenance | A | Incremental Winter Peak Savings (MW) | Achievable Economic TRC Potential | 0 | 0 | 0 | 0 | 0 | 0 | 0 | 0 | 0 | 0 | 0 | 0 | 0 | 0 | 0 | 0 | 0 | 0 | 0 | 0 | 0 | 0 | 0 | 0 | 0 | 0 | 0
F10_Industrial_Industrial - WA_New_Space Heating_Natural Gas_Gas Furnace - Maintenance_A_Achievable Economic TRC Potential | F10 | Industrial | Industrial - WA | New | Space Heating | Natural Gas | Gas Furnace - Maintenance | A | Cumulative Energy Savings (MWh or mTherms) | Achievable Economic TRC Potential | 0 | 0 | 0.00072664 | 0.001366 | 0.0018851 | 0.001869 | 0.0018599 | 0.0018522 | 0.0018457 | 0.0018399 | 0.0018349 | 0.0018305 | 0.0018266 | 0.0018231 | 0.0018199 | 0.0018171 | 0.0018145 | 0.0018121 | 0.0018099 | 0.0018054 | 0.0017994 | 0.001794 | 0.0017893 | 0.0017851 | 0.0017813 | 0.001778 | 0.001775
F11_Industrial_Industrial - WA_New_Space Heating_Natural Gas_Gas Furnace - Maintenance_A_Achievable Economic TRC Potential | F11 | Industrial | Industrial - WA | New | Space Heating | Natural Gas | Gas Furnace - Maintenance | A | Cumulative Summer Peak Savings (MW) | Achievable Economic TRC Potential | 0 | 0 | 0 | 0 | 0 | 0 | 0 | 0 | 0 | 0 | 0 | 0 | 0 | 0 | 0 | 0 | 0 | 0 | 0 | 0 | 0 | 0 | 0 | 0 | 0 | 0 | 0
F12_Industrial_Industrial - WA_New_Space Heating_Natural Gas_Gas Furnace - Maintenance_A_Achievable Economic TRC Potential | F12 | Industrial | Industrial - WA | New | Space Heating | Natural Gas | Gas Furnace - Maintenance | A | Cumulative Winter Peak Savings (MW) | Achievable Economic TRC Potential | 0 | 0 | 0 | 0 | 0 | 0 | 0 | 0 | 0 | 0 | 0 | 0 | 0 | 0 | 0 | 0 | 0 | 0 | 0 | 0 | 0 | 0 | 0 | 0 | 0 | 0 | 0
F13_Industrial_Industrial - WA_New_Space Heating_Natural Gas_Gas Furnace - Maintenance_A_Achievable Economic TRC Potential | F13 | Industrial | Industrial - WA | New | Space Heating | Natural Gas | Gas Furnace - Maintenance | A | Purchases (Incremental) | Achievable Economic TRC Potential | 0 | 0 | 1.4951 | 1.3956 | 1.1552 | 0 | 0 | 0 | 0 | 0 | 0 | 0 | 0 | 0 | 0 | 0 | 0 | 0 | 0 | 0 | 0 | 0 | 0 | 0 | 0 | 0 | 0
F14_Industrial_Industrial - WA_New_Space Heating_Natural Gas_Gas Furnace - Maintenance_A_Achievable Economic TRC Potential | F14 | Industrial | Industrial - WA | New | Space Heating | Natural Gas | Gas Furnace - Maintenance | A | Purchases (Cumulative) | Achievable Economic TRC Potential | 0 | 0 | 1.4951 | 2.8906 | 4.0459 | 4.0459 | 4.0459 | 4.0459 | 4.0459 | 4.0459 | 4.0459 | 4.0459 | 4.0459 | 4.0459 | 4.0459 | 4.0459 | 4.0459 | 4.0459 | 4.0459 | 4.0459 | 4.0459 | 4.0459 | 4.0459 | 4.0459 | 4.0459 | 4.0459 | 4.0459
F1_Industrial_Industrial - WA_New_Space Heating_Natural Gas_Gas Furnace - Tube Inserts_A_Achievable Economic TRC Potential | F1 | Industrial | Industrial - WA | New | Space Heating | Natural Gas | Gas Furnace - Tube Inserts | A | Original Unit Energy Savings (kWh or therms) | Achievable Economic TRC Potential | 0 | 0 | 0 | 0 | 0 | 0 | 0 | 0 | 0 | 0 | 0 | 0 | 0 | 0 | 0 | 0 | 0 | 0 | 0 | 0 | 0 | 0 | 0 | 0 | 0 | 0 | 0
F2_Industrial_Industrial - WA_New_Space Heating_Natural Gas_Gas Furnace - Tube Inserts_A_Achievable Economic TRC Potential | F2 | Industrial | Industrial - WA | New | Space Heating | Natural Gas | Gas Furnace - Tube Inserts | A | Original Unit Summer Peak Savings (kW) | Achievable Economic TRC Potential | 0 | 0 | 0 | 0 | 0 | 0 | 0 | 0 | 0 | 0 | 0 | 0 | 0 | 0 | 0 | 0 | 0 | 0 | 0 | 0 | 0 | 0 | 0 | 0 | 0 | 0 | 0
F3_Industrial_Industrial - WA_New_Space Heating_Natural Gas_Gas Furnace - Tube Inserts_A_Achievable Economic TRC Potential | F3 | Industrial | Industrial - WA | New | Space Heating | Natural Gas | Gas Furnace - Tube Inserts | A | Original Unit Winter Peak Savings (kW) | Achievable Economic TRC Potential | 0 | 0 | 0 | 0 | 0 | 0 | 0 | 0 | 0 | 0 | 0 | 0 | 0 | 0 | 0 | 0 | 0 | 0 | 0 | 0 | 0 | 0 | 0 | 0 | 0 | 0 | 0
F4_Industrial_Industrial - WA_New_Space Heating_Natural Gas_Gas Furnace - Tube Inserts_A_Achievable Economic TRC Potential | F4 | Industrial | Industrial - WA | New | Space Heating | Natural Gas | Gas Furnace - Tube Inserts | A | Standalone Impact on Baseline Energy (%) | Achievable Economic TRC Potential | 0 | 0 | 0 | 0 | 0 | 0 | 0 | 0 | 0 | 0 | 0 | 0 | 0 | 0 | 0 | 0 | 0 | 0 | 0 | 0 | 0 | 0 | 0 | 0 | 0 | 0 | 0
F5_Industrial_Industrial - WA_New_Space Heating_Natural Gas_Gas Furnace - Tube Inserts_A_Achievable Economic TRC Potential | F5 | Industrial | Industrial - WA | New | Space Heating | Natural Gas | Gas Furnace - Tube Inserts | A | Standalone Impact on Baseline Summer Peak (%) | Achievable Economic TRC Potential | 0 | 0 | 0 | 0 | 0 | 0 | 0 | 0 | 0 | 0 | 0 | 0 | 0 | 0 | 0 | 0 | 0 | 0 | 0 | 0 | 0 | 0 | 0 | 0 | 0 | 0 | 0
F6_Industrial_Industrial - WA_New_Space Heating_Natural Gas_Gas Furnace - Tube Inserts_A_Achievable Economic TRC Potential | F6 | Industrial | Industrial - WA | New | Space Heating | Natural Gas | Gas Furnace - Tube Inserts | A | Standalone Impact on Baseline Winter Peak (%) | Achievable Economic TRC Potential | 0 | 0 | 0 | 0 | 0 | 0 | 0 | 0 | 0 | 0 | 0 | 0 | 0 | 0 | 0 | 0 | 0 | 0 | 0 | 0 | 0 | 0 | 0 | 0 | 0 | 0 | 0
F7_Industrial_Industrial - WA_New_Space Heating_Natural Gas_Gas Furnace - Tube Inserts_A_Achievable Economic TRC Potential | F7 | Industrial | Industrial - WA | New | Space Heating | Natural Gas | Gas Furnace - Tube Inserts | A | Incremental Energy Savings (MWh or mTherms) | Achievable Economic TRC Potential | 0 | 0 | 0 | 0 | 0 | 0 | 0 | 0 | 0 | 0 | 0 | 0 | 0 | 0 | 0 | 0 | 0 | 0 | 0 | 0 | 0 | 0 | 0 | 0 | 0 | 0 | 0
F8_Industrial_Industrial - WA_New_Space Heating_Natural Gas_Gas Furnace - Tube Inserts_A_Achievable Economic TRC Potential | F8 | Industrial | Industrial - WA | New | Space Heating | Natural Gas | Gas Furnace - Tube Inserts | A | Incremental Summer Peak Savings (MW) | Achievable Economic TRC Potential | 0 | 0 | 0 | 0 | 0 | 0 | 0 | 0 | 0 | 0 | 0 | 0 | 0 | 0 | 0 | 0 | 0 | 0 | 0 | 0 | 0 | 0 | 0 | 0 | 0 | 0 | 0
F9_Industrial_Industrial - WA_New_Space Heating_Natural Gas_Gas Furnace - Tube Inserts_A_Achievable Economic TRC Potential | F9 | Industrial | Industrial - WA | New | Space Heating | Natural Gas | Gas Furnace - Tube Inserts | A | Incremental Winter Peak Savings (MW) | Achievable Economic TRC Potential | 0 | 0 | 0 | 0 | 0 | 0 | 0 | 0 | 0 | 0 | 0 | 0 | 0 | 0 | 0 | 0 | 0 | 0 | 0 | 0 | 0 | 0 | 0 | 0 | 0 | 0 | 0
F10_Industrial_Industrial - WA_New_Space Heating_Natural Gas_Gas Furnace - Tube Inserts_A_Achievable Economic TRC Potential | F10 | Industrial | Industrial - WA | New | Space Heating | Natural Gas | Gas Furnace - Tube Inserts | A | Cumulative Energy Savings (MWh or mTherms) | Achievable Economic TRC Potential | 0 | 0 | 0 | 0 | 0 | 0 | 0 | 0 | 0 | 0 | 0 | 0 | 0 | 0 | 0 | 0 | 0 | 0 | 0 | 0 | 0 | 0 | 0 | 0 | 0 | 0 | 0
F11_Industrial_Industrial - WA_New_Space Heating_Natural Gas_Gas Furnace - Tube Inserts_A_Achievable Economic TRC Potential | F11 | Industrial | Industrial - WA | New | Space Heating | Natural Gas | Gas Furnace - Tube Inserts | A | Cumulative Summer Peak Savings (MW) | Achievable Economic TRC Potential | 0 | 0 | 0 | 0 | 0 | 0 | 0 | 0 | 0 | 0 | 0 | 0 | 0 | 0 | 0 | 0 | 0 | 0 | 0 | 0 | 0 | 0 | 0 | 0 | 0 | 0 | 0
F12_Industrial_Industrial - WA_New_Space Heating_Natural Gas_Gas Furnace - Tube Inserts_A_Achievable Economic TRC Potential | F12 | Industrial | Industrial - WA | New | Space Heating | Natural Gas | Gas Furnace - Tube Inserts | A | Cumulative Winter Peak Savings (MW) | Achievable Economic TRC Potential | 0 | 0 | 0 | 0 | 0 | 0 | 0 | 0 | 0 | 0 | 0 | 0 | 0 | 0 | 0 | 0 | 0 | 0 | 0 | 0 | 0 | 0 | 0 | 0 | 0 | 0 | 0
F13_Industrial_Industrial - WA_New_Space Heating_Natural Gas_Gas Furnace - Tube Inserts_A_Achievable Economic TRC Potential | F13 | Industrial | Industrial - WA | New | Space Heating | Natural Gas | Gas Furnace - Tube Inserts | A | Purchases (Incremental) | Achievable Economic TRC Potential | 0 | 0 | 0 | 0 | 0 | 0 | 0 | 0 | 0 | 0 | 0 | 0 | 0 | 0 | 0 | 0 | 0 | 0 | 0 | 0 | 0 | 0 | 0 | 0 | 0 | 0 | 0
F14_Industrial_Industrial - WA_New_Space Heating_Natural Gas_Gas Furnace - Tube Inserts_A_Achievable Economic TRC Potential | F14 | Industrial | Industrial - WA | New | Space Heating | Natural Gas | Gas Furnace - Tube Inserts | A | Purchases (Cumulative) | Achievable Economic TRC Potential | 0 | 0 | 0 | 0 | 0 | 0 | 0 | 0 | 0 | 0 | 0 | 0 | 0 | 0 | 0 | 0 | 0 | 0 | 0 | 0 | 0 | 0 | 0 | 0 | 0 | 0 | 0
F1_Industrial_Industrial - WA_New_Space Heating_Natural Gas_Gas Boiler - Burner Control Optimization_A_Achievable Economic TRC Potential | F1 | Industrial | Industrial - WA | New | Space Heating | Natural Gas | Gas Boiler - Burner Control Optimization | A | Original Unit Energy Savings (kWh or therms) | Achievable Economic TRC Potential | 0 | 0 | 0.26748 | 0.26748 | 0.26748 | 0.26748 | 0.26748 | 0.26748 | 0.26748 | 0.26748 | 0.26748 | 0.26748 | 0.26748 | 0.26748 | 0.26748 | 0.26748 | 0.26748 | 0.26748 | 0.26748 | 0.26748 | 0.26748 | 0.26748 | 0.26748 | 0.26748 | 0.26748 | 0.26748 | 0.26748
F2_Industrial_Industrial - WA_New_Space Heating_Natural Gas_Gas Boiler - Burner Control Optimization_A_Achievable Economic TRC Potential | F2 | Industrial | Industrial - WA | New | Space Heating | Natural Gas | Gas Boiler - Burner Control Optimization | A | Original Unit Summer Peak Savings (kW) | Achievable Economic TRC Potential | 0 | 0 | 0 | 0 | 0 | 0 | 0 | 0 | 0 | 0 | 0 | 0 | 0 | 0 | 0 | 0 | 0 | 0 | 0 | 0 | 0 | 0 | 0 | 0 | 0 | 0 | 0
F3_Industrial_Industrial - WA_New_Space Heating_Natural Gas_Gas Boiler - Burner Control Optimization_A_Achievable Economic TRC Potential | F3 | Industrial | Industrial - WA | New | Space Heating | Natural Gas | Gas Boiler - Burner Control Optimization | A | Original Unit Winter Peak Savings (kW) | Achievable Economic TRC Potential | 0 | 0 | 0 | 0 | 0 | 0 | 0 | 0 | 0 | 0 | 0 | 0 | 0 | 0 | 0 | 0 | 0 | 0 | 0 | 0 | 0 | 0 | 0 | 0 | 0 | 0 | 0
F4_Industrial_Industrial - WA_New_Space Heating_Natural Gas_Gas Boiler - Burner Control Optimization_A_Achievable Economic TRC Potential | F4 | Industrial | Industrial - WA | New | Space Heating | Natural Gas | Gas Boiler - Burner Control Optimization | A | Standalone Impact on Baseline Energy (%) | Achievable Economic TRC Potential | 0 | 0 | 1.5858e-05 | 3.7129e-05 | 8.1626e-05 | 0.00016073 | 0.00028676 | 0.00046064 | 0.00067815 | 0.00092652 | 0.0011866 | 0.0014372 | 0.0016593 | 0.0018396 | 0.001972 | 0.0020571 | 0.0021005 | 0.0021104 | 0.0020957 | 0.0020653 | 0.0020213 | 0.0019696 | 0.001916 | 0.0018659 | 0.0018192 | 0.0017754 | 0.0017343
F5_Industrial_Industrial - WA_New_Space Heating_Natural Gas_Gas Boiler - Burner Control Optimization_A_Achievable Economic TRC Potential | F5 | Industrial | Industrial - WA | New | Space Heating | Natural Gas | Gas Boiler - Burner Control Optimization | A | Standalone Impact on Baseline Summer Peak (%) | Achievable Economic TRC Potential | 0 | 0 | 0 | 0 | 0 | 0 | 0 | 0 | 0 | 0 | 0 | 0 | 0 | 0 | 0 | 0 | 0 | 0 | 0 | 0 | 0 | 0 | 0 | 0 | 0 | 0 | 0
F6_Industrial_Industrial - WA_New_Space Heating_Natural Gas_Gas Boiler - Burner Control Optimization_A_Achievable Economic TRC Potential | F6 | Industrial | Industrial - WA | New | Space Heating | Natural Gas | Gas Boiler - Burner Control Optimization | A | Standalone Impact on Baseline Winter Peak (%) | Achievable Economic TRC Potential | 0 | 0 | 0 | 0 | 0 | 0 | 0 | 0 | 0 | 0 | 0 | 0 | 0 | 0 | 0 | 0 | 0 | 0 | 0 | 0 | 0 | 0 | 0 | 0 | 0 | 0 | 0
F7_Industrial_Industrial - WA_New_Space Heating_Natural Gas_Gas Boiler - Burner Control Optimization_A_Achievable Economic TRC Potential | F7 | Industrial | Industrial - WA | New | Space Heating | Natural Gas | Gas Boiler - Burner Control Optimization | A | Incremental Energy Savings (MWh or mTherms) | Achievable Economic TRC Potential | 0 | 0 | 0.00025537 | 0.0005346 | 0.0012785 | 0.0025346 | 0.0042615 | 0.0064047 | 0.0087003 | 0.01078 | 0.012276 | 0.012931 | 0.01267 | 0.011603 | 0.0099741 | 0.0080778 | 0.0061839 | 0.0044883 | 0.0030968 | 0.0020361 | 0.0010232 | 0.00035715 | 0 | 0 | 0 | 0 | 0
F8_Industrial_Industrial - WA_New_Space Heating_Natural Gas_Gas Boiler - Burner Control Optimization_A_Achievable Economic TRC Potential | F8 | Industrial | Industrial - WA | New | Space Heating | Natural Gas | Gas Boiler - Burner Control Optimization | A | Incremental Summer Peak Savings (MW) | Achievable Economic TRC Potential | 0 | 0 | 0 | 0 | 0 | 0 | 0 | 0 | 0 | 0 | 0 | 0 | 0 | 0 | 0 | 0 | 0 | 0 | 0 | 0 | 0 | 0 | 0 | 0 | 0 | 0 | 0
F9_Industrial_Industrial - WA_New_Space Heating_Natural Gas_Gas Boiler - Burner Control Optimization_A_Achievable Economic TRC Potential | F9 | Industrial | Industrial - WA | New | Space Heating | Natural Gas | Gas Boiler - Burner Control Optimization | A | Incremental Winter Peak Savings (MW) | Achievable Economic TRC Potential | 0 | 0 | 0 | 0 | 0 | 0 | 0 | 0 | 0 | 0 | 0 | 0 | 0 | 0 | 0 | 0 | 0 | 0 | 0 | 0 | 0 | 0 | 0 | 0 | 0 | 0 | 0
F10_Industrial_Industrial - WA_New_Space Heating_Natural Gas_Gas Boiler - Burner Control Optimization_A_Achievable Economic TRC Potential | F10 | Industrial | Industrial - WA | New | Space Heating | Natural Gas | Gas Boiler - Burner Control Optimization | A | Cumulative Energy Savings (MWh or mTherms) | Achievable Economic TRC Potential | 0 | 0 | 0.00025537 | 0.00078997 | 0.0020685 | 0.0046031 | 0.0088646 | 0.015269 | 0.02397 | 0.03475 | 0.047025 | 0.059956 | 0.072625 | 0.084229 | 0.094203 | 0.10228 | 0.10846 | 0.11295 | 0.11605 | 0.11809 | 0.11911 | 0.11947 | 0.11947 | 0.11947 | 0.11947 | 0.11947 | 0.11947
F11_Industrial_Industrial - WA_New_Space Heating_Natural Gas_Gas Boiler - Burner Control Optimization_A_Achievable Economic TRC Potential | F11 | Industrial | Industrial - WA | New | Space Heating | Natural Gas | Gas Boiler - Burner Control Optimization | A | Cumulative Summer Peak Savings (MW) | Achievable Economic TRC Potential | 0 | 0 | 0 | 0 | 0 | 0 | 0 | 0 | 0 | 0 | 0 | 0 | 0 | 0 | 0 | 0 | 0 | 0 | 0 | 0 | 0 | 0 | 0 | 0 | 0 | 0 | 0
F12_Industrial_Industrial - WA_New_Space Heating_Natural Gas_Gas Boiler - Burner Control Optimization_A_Achievable Economic TRC Potential | F12 | Industrial | Industrial - WA | New | Space Heating | Natural Gas | Gas Boiler - Burner Control Optimization | A | Cumulative Winter Peak Savings (MW) | Achievable Economic TRC Potential | 0 | 0 | 0 | 0 | 0 | 0 | 0 | 0 | 0 | 0 | 0 | 0 | 0 | 0 | 0 | 0 | 0 | 0 | 0 | 0 | 0 | 0 | 0 | 0 | 0 | 0 | 0
F13_Industrial_Industrial - WA_New_Space Heating_Natural Gas_Gas Boiler - Burner Control Optimization_A_Achievable Economic TRC Potential | F13 | Industrial | Industrial - WA | New | Space Heating | Natural Gas | Gas Boiler - Burner Control Optimization | A | Purchases (Incremental) | Achievable Economic TRC Potential | 0 | 0 | 0.95473 | 1.9986 | 4.7798 | 9.4759 | 15.9319 | 23.9447 | 32.527 | 40.3015 | 45.893 | 48.3424 | 47.3669 | 43.3792 | 37.2892 | 30.1995 | 23.1191 | 16.78 | 11.5777 | 7.6122 | 3.8252 | 1.3352 | 0 | 0 | 0 | 0 | 0
F14_Industrial_Industrial - WA_New_Space Heating_Natural Gas_Gas Boiler - Burner Control Optimization_A_Achievable Economic TRC Potential | F14 | Industrial | Industrial - WA | New | Space Heating | Natural Gas | Gas Boiler - Burner Control Optimization | A | Purchases (Cumulative) | Achievable Economic TRC Potential | 0 | 0 | 0.95473 | 2.9534 | 7.7332 | 17.2091 | 33.1411 | 57.0858 | 89.6127 | 129.9142 | 175.8072 | 224.1496 | 271.5165 | 314.8957 | 352.1849 | 382.3844 | 405.5035 | 422.2835 | 433.8612 | 441.4734 | 445.2986 | 446.6339 | 446.6339 | 446.6339 | 446.6339 | 446.6339 | 446.6339
F1_Industrial_Industrial - WA_New_Space Heating_Natural Gas_Gas Boiler - High Turndown Burner_A_Achievable Economic TRC Potential | F1 | Industrial | Industrial - WA | New | Space Heating | Natural Gas | Gas Boiler - High Turndown Burner | A | Original Unit Energy Savings (kWh or therms) | Achievable Economic TRC Potential | 0 | 0 | 0.92235 | 0.92235 | 0.92235 | 0.92235 | 0.92235 | 0.92235 | 0.92235 | 0.92235 | 0.92235 | 0.92235 | 0.92235 | 0.92235 | 0.92235 | 0.92235 | 0.92235 | 0.92235 | 0.92235 | 0.92235 | 0.92235 | 0.92235 | 0.92235 | 0.92235 | 0.92235 | 0.92235 | 0.92235
F2_Industrial_Industrial - WA_New_Space Heating_Natural Gas_Gas Boiler - High Turndown Burner_A_Achievable Economic TRC Potential | F2 | Industrial | Industrial - WA | New | Space Heating | Natural Gas | Gas Boiler - High Turndown Burner | A | Original Unit Summer Peak Savings (kW) | Achievable Economic TRC Potential | 0 | 0 | 0 | 0 | 0 | 0 | 0 | 0 | 0 | 0 | 0 | 0 | 0 | 0 | 0 | 0 | 0 | 0 | 0 | 0 | 0 | 0 | 0 | 0 | 0 | 0 | 0
F3_Industrial_Industrial - WA_New_Space Heating_Natural Gas_Gas Boiler - High Turndown Burner_A_Achievable Economic TRC Potential | F3 | Industrial | Industrial - WA | New | Space Heating | Natural Gas | Gas Boiler - High Turndown Burner | A | Original Unit Winter Peak Savings (kW) | Achievable Economic TRC Potential | 0 | 0 | 0 | 0 | 0 | 0 | 0 | 0 | 0 | 0 | 0 | 0 | 0 | 0 | 0 | 0 | 0 | 0 | 0 | 0 | 0 | 0 | 0 | 0 | 0 | 0 | 0
F4_Industrial_Industrial - WA_New_Space Heating_Natural Gas_Gas Boiler - High Turndown Burner_A_Achievable Economic TRC Potential | F4 | Industrial | Industrial - WA | New | Space Heating | Natural Gas | Gas Boiler - High Turndown Burner | A | Standalone Impact on Baseline Energy (%) | Achievable Economic TRC Potential | 0 | 0 | 0 | 0 | 0 | 0 | 0 | 0 | 0 | 0 | 0 | 0 | 0 | 0 | 0 | 0 | 0 | 0 | 0 | 0 | 0 | 0 | 0 | 0 | 0 | 0 | 0
F5_Industrial_Industrial - WA_New_Space Heating_Natural Gas_Gas Boiler - High Turndown Burner_A_Achievable Economic TRC Potential | F5 | Industrial | Industrial - WA | New | Space Heating | Natural Gas | Gas Boiler - High Turndown Burner | A | Standalone Impact on Baseline Summer Peak (%) | Achievable Economic TRC Potential | 0 | 0 | 0 | 0 | 0 | 0 | 0 | 0 | 0 | 0 | 0 | 0 | 0 | 0 | 0 | 0 | 0 | 0 | 0 | 0 | 0 | 0 | 0 | 0 | 0 | 0 | 0
F6_Industrial_Industrial - WA_New_Space Heating_Natural Gas_Gas Boiler - High Turndown Burner_A_Achievable Economic TRC Potential | F6 | Industrial | Industrial - WA | New | Space Heating | Natural Gas | Gas Boiler - High Turndown Burner | A | Standalone Impact on Baseline Winter Peak (%) | Achievable Economic TRC Potential | 0 | 0 | 0 | 0 | 0 | 0 | 0 | 0 | 0 | 0 | 0 | 0 | 0 | 0 | 0 | 0 | 0 | 0 | 0 | 0 | 0 | 0 | 0 | 0 | 0 | 0 | 0
F7_Industrial_Industrial - WA_New_Space Heating_Natural Gas_Gas Boiler - High Turndown Burner_A_Achievable Economic TRC Potential | F7 | Industrial | Industrial - WA | New | Space Heating | Natural Gas | Gas Boiler - High Turndown Burner | A | Incremental Energy Savings (MWh or mTherms) | Achievable Economic TRC Potential | 0 | 0 | 0 | 0 | 0 | 0 | 0 | 0 | 0 | 0 | 0 | 0 | 0 | 0 | 0 | 0 | 0 | 0 | 0 | 0 | 0 | 0 | 0 | 0 | 0 | 0 | 0
F8_Industrial_Industrial - WA_New_Space Heating_Natural Gas_Gas Boiler - High Turndown Burner_A_Achievable Economic TRC Potential | F8 | Industrial | Industrial - WA | New | Space Heating | Natural Gas | Gas Boiler - High Turndown Burner | A | Incremental Summer Peak Savings (MW) | Achievable Economic TRC Potential | 0 | 0 | 0 | 0 | 0 | 0 | 0 | 0 | 0 | 0 | 0 | 0 | 0 | 0 | 0 | 0 | 0 | 0 | 0 | 0 | 0 | 0 | 0 | 0 | 0 | 0 | 0
F9_Industrial_Industrial - WA_New_Space Heating_Natural Gas_Gas Boiler - High Turndown Burner_A_Achievable Economic TRC Potential | F9 | Industrial | Industrial - WA | New | Space Heating | Natural Gas | Gas Boiler - High Turndown Burner | A | Incremental Winter Peak Savings (MW) | Achievable Economic TRC Potential | 0 | 0 | 0 | 0 | 0 | 0 | 0 | 0 | 0 | 0 | 0 | 0 | 0 | 0 | 0 | 0 | 0 | 0 | 0 | 0 | 0 | 0 | 0 | 0 | 0 | 0 | 0
F10_Industrial_Industrial - WA_New_Space Heating_Natural Gas_Gas Boiler - High Turndown Burner_A_Achievable Economic TRC Potential | F10 | Industrial | Industrial - WA | New | Space Heating | Natural Gas | Gas Boiler - High Turndown Burner | A | Cumulative Energy Savings (MWh or mTherms) | Achievable Economic TRC Potential | 0 | 0 | 0 | 0 | 0 | 0 | 0 | 0 | 0 | 0 | 0 | 0 | 0 | 0 | 0 | 0 | 0 | 0 | 0 | 0 | 0 | 0 | 0 | 0 | 0 | 0 | 0
F11_Industrial_Industrial - WA_New_Space Heating_Natural Gas_Gas Boiler - High Turndown Burner_A_Achievable Economic TRC Potential | F11 | Industrial | Industrial - WA | New | Space Heating | Natural Gas | Gas Boiler - High Turndown Burner | A | Cumulative Summer Peak Savings (MW) | Achievable Economic TRC Potential | 0 | 0 | 0 | 0 | 0 | 0 | 0 | 0 | 0 | 0 | 0 | 0 | 0 | 0 | 0 | 0 | 0 | 0 | 0 | 0 | 0 | 0 | 0 | 0 | 0 | 0 | 0
F12_Industrial_Industrial - WA_New_Space Heating_Natural Gas_Gas Boiler - High Turndown Burner_A_Achievable Economic TRC Potential | F12 | Industrial | Industrial - WA | New | Space Heating | Natural Gas | Gas Boiler - High Turndown Burner | A | Cumulative Winter Peak Savings (MW) | Achievable Economic TRC Potential | 0 | 0 | 0 | 0 | 0 | 0 | 0 | 0 | 0 | 0 | 0 | 0 | 0 | 0 | 0 | 0 | 0 | 0 | 0 | 0 | 0 | 0 | 0 | 0 | 0 | 0 | 0
F13_Industrial_Industrial - WA_New_Space Heating_Natural Gas_Gas Boiler - High Turndown Burner_A_Achievable Economic TRC Potential | F13 | Industrial | Industrial - WA | New | Space Heating | Natural Gas | Gas Boiler - High Turndown Burner | A | Purchases (Incremental) | Achievable Economic TRC Potential | 0 | 0 | 0 | 0 | 0 | 0 | 0 | 0 | 0 | 0 | 0 | 0 | 0 | 0 | 0 | 0 | 0 | 0 | 0 | 0 | 0 | 0 | 0 | 0 | 0 | 0 | 0
F14_Industrial_Industrial - WA_New_Space Heating_Natural Gas_Gas Boiler - High Turndown Burner_A_Achievable Economic TRC Potential | F14 | Industrial | Industrial - WA | New | Space Heating | Natural Gas | Gas Boiler - High Turndown Burner | A | Purchases (Cumulative) | Achievable Economic TRC Potential | 0 | 0 | 0 | 0 | 0 | 0 | 0 | 0 | 0 | 0 | 0 | 0 | 0 | 0 | 0 | 0 | 0 | 0 | 0 | 0 | 0 | 0 | 0 | 0 | 0 | 0 | 0
F1_Industrial_Industrial - WA_New_Space Heating_Natural Gas_Gas Boiler - Hot Water Reset_A_Achievable Economic TRC Potential | F1 | Industrial | Industrial - WA | New | Space Heating | Natural Gas | Gas Boiler - Hot Water Reset | A | Original Unit Energy Savings (kWh or therms) | Achievable Economic TRC Potential | 0 | 0 | 983.8371 | 983.8371 | 983.8371 | 983.8371 | 983.8371 | 983.8371 | 983.8371 | 983.8371 | 983.8371 | 983.8371 | 983.8371 | 983.8371 | 983.8371 | 983.8371 | 983.8371 | 983.8371 | 983.8371 | 983.8371 | 983.8371 | 983.8371 | 983.8371 | 983.8371 | 983.8371 | 983.8371 | 983.8371
F2_Industrial_Industrial - WA_New_Space Heating_Natural Gas_Gas Boiler - Hot Water Reset_A_Achievable Economic TRC Potential | F2 | Industrial | Industrial - WA | New | Space Heating | Natural Gas | Gas Boiler - Hot Water Reset | A | Original Unit Summer Peak Savings (kW) | Achievable Economic TRC Potential | 0 | 0 | 0 | 0 | 0 | 0 | 0 | 0 | 0 | 0 | 0 | 0 | 0 | 0 | 0 | 0 | 0 | 0 | 0 | 0 | 0 | 0 | 0 | 0 | 0 | 0 | 0
F3_Industrial_Industrial - WA_New_Space Heating_Natural Gas_Gas Boiler - Hot Water Reset_A_Achievable Economic TRC Potential | F3 | Industrial | Industrial - WA | New | Space Heating | Natural Gas | Gas Boiler - Hot Water Reset | A | Original Unit Winter Peak Savings (kW) | Achievable Economic TRC Potential | 0 | 0 | 0 | 0 | 0 | 0 | 0 | 0 | 0 | 0 | 0 | 0 | 0 | 0 | 0 | 0 | 0 | 0 | 0 | 0 | 0 | 0 | 0 | 0 | 0 | 0 | 0
F4_Industrial_Industrial - WA_New_Space Heating_Natural Gas_Gas Boiler - Hot Water Reset_A_Achievable Economic TRC Potential | F4 | Industrial | Industrial - WA | New | Space Heating | Natural Gas | Gas Boiler - Hot Water Reset | A | Standalone Impact on Baseline Energy (%) | Achievable Economic TRC Potential | 0 | 0 | 0 | 0 | 0 | 0 | 0 | 0 | 0 | 0 | 0 | 0 | 0 | 0 | 0 | 0 | 0 | 0 | 0 | 0 | 0 | 0 | 0 | 0 | 0 | 0 | 0
F5_Industrial_Industrial - WA_New_Space Heating_Natural Gas_Gas Boiler - Hot Water Reset_A_Achievable Economic TRC Potential | F5 | Industrial | Industrial - WA | New | Space Heating | Natural Gas | Gas Boiler - Hot Water Reset | A | Standalone Impact on Baseline Summer Peak (%) | Achievable Economic TRC Potential | 0 | 0 | 0 | 0 | 0 | 0 | 0 | 0 | 0 | 0 | 0 | 0 | 0 | 0 | 0 | 0 | 0 | 0 | 0 | 0 | 0 | 0 | 0 | 0 | 0 | 0 | 0
F6_Industrial_Industrial - WA_New_Space Heating_Natural Gas_Gas Boiler - Hot Water Reset_A_Achievable Economic TRC Potential | F6 | Industrial | Industrial - WA | New | Space Heating | Natural Gas | Gas Boiler - Hot Water Reset | A | Standalone Impact on Baseline Winter Peak (%) | Achievable Economic TRC Potential | 0 | 0 | 0 | 0 | 0 | 0 | 0 | 0 | 0 | 0 | 0 | 0 | 0 | 0 | 0 | 0 | 0 | 0 | 0 | 0 | 0 | 0 | 0 | 0 | 0 | 0 | 0
F7_Industrial_Industrial - WA_New_Space Heating_Natural Gas_Gas Boiler - Hot Water Reset_A_Achievable Economic TRC Potential | F7 | Industrial | Industrial - WA | New | Space Heating | Natural Gas | Gas Boiler - Hot Water Reset | A | Incremental Energy Savings (MWh or mTherms) | Achievable Economic TRC Potential | 0 | 0 | 0 | 0 | 0 | 0 | 0 | 0 | 0 | 0 | 0 | 0 | 0 | 0 | 0 | 0 | 0 | 0 | 0 | 0 | 0 | 0 | 0 | 0 | 0 | 0 | 0
F8_Industrial_Industrial - WA_New_Space Heating_Natural Gas_Gas Boiler - Hot Water Reset_A_Achievable Economic TRC Potential | F8 | Industrial | Industrial - WA | New | Space Heating | Natural Gas | Gas Boiler - Hot Water Reset | A | Incremental Summer Peak Savings (MW) | Achievable Economic TRC Potential | 0 | 0 | 0 | 0 | 0 | 0 | 0 | 0 | 0 | 0 | 0 | 0 | 0 | 0 | 0 | 0 | 0 | 0 | 0 | 0 | 0 | 0 | 0 | 0 | 0 | 0 | 0
F9_Industrial_Industrial - WA_New_Space Heating_Natural Gas_Gas Boiler - Hot Water Reset_A_Achievable Economic TRC Potential | F9 | Industrial | Industrial - WA | New | Space Heating | Natural Gas | Gas Boiler - Hot Water Reset | A | Incremental Winter Peak Savings (MW) | Achievable Economic TRC Potential | 0 | 0 | 0 | 0 | 0 | 0 | 0 | 0 | 0 | 0 | 0 | 0 | 0 | 0 | 0 | 0 | 0 | 0 | 0 | 0 | 0 | 0 | 0 | 0 | 0 | 0 | 0
F10_Industrial_Industrial - WA_New_Space Heating_Natural Gas_Gas Boiler - Hot Water Reset_A_Achievable Economic TRC Potential | F10 | Industrial | Industrial - WA | New | Space Heating | Natural Gas | Gas Boiler - Hot Water Reset | A | Cumulative Energy Savings (MWh or mTherms) | Achievable Economic TRC Potential | 0 | 0 | 0 | 0 | 0 | 0 | 0 | 0 | 0 | 0 | 0 | 0 | 0 | 0 | 0 | 0 | 0 | 0 | 0 | 0 | 0 | 0 | 0 | 0 | 0 | 0 | 0
F11_Industrial_Industrial - WA_New_Space Heating_Natural Gas_Gas Boiler - Hot Water Reset_A_Achievable Economic TRC Potential | F11 | Industrial | Industrial - WA | New | Space Heating | Natural Gas | Gas Boiler - Hot Water Reset | A | Cumulative Summer Peak Savings (MW) | Achievable Economic TRC Potential | 0 | 0 | 0 | 0 | 0 | 0 | 0 | 0 | 0 | 0 | 0 | 0 | 0 | 0 | 0 | 0 | 0 | 0 | 0 | 0 | 0 | 0 | 0 | 0 | 0 | 0 | 0
F12_Industrial_Industrial - WA_New_Space Heating_Natural Gas_Gas Boiler - Hot Water Reset_A_Achievable Economic TRC Potential | F12 | Industrial | Industrial - WA | New | Space Heating | Natural Gas | Gas Boiler - Hot Water Reset | A | Cumulative Winter Peak Savings (MW) | Achievable Economic TRC Potential | 0 | 0 | 0 | 0 | 0 | 0 | 0 | 0 | 0 | 0 | 0 | 0 | 0 | 0 | 0 | 0 | 0 | 0 | 0 | 0 | 0 | 0 | 0 | 0 | 0 | 0 | 0
F13_Industrial_Industrial - WA_New_Space Heating_Natural Gas_Gas Boiler - Hot Water Reset_A_Achievable Economic TRC Potential | F13 | Industrial | Industrial - WA | New | Space Heating | Natural Gas | Gas Boiler - Hot Water Reset | A | Purchases (Incremental) | Achievable Economic TRC Potential | 0 | 0 | 0 | 0 | 0 | 0 | 0 | 0 | 0 | 0 | 0 | 0 | 0 | 0 | 0 | 0 | 0 | 0 | 0 | 0 | 0 | 0 | 0 | 0 | 0 | 0 | 0
F14_Industrial_Industrial - WA_New_Space Heating_Natural Gas_Gas Boiler - Hot Water Reset_A_Achievable Economic TRC Potential | F14 | Industrial | Industrial - WA | New | Space Heating | Natural Gas | Gas Boiler - Hot Water Reset | A | Purchases (Cumulative) | Achievable Economic TRC Potential | 0 | 0 | 0 | 0 | 0 | 0 | 0 | 0 | 0 | 0 | 0 | 0 | 0 | 0 | 0 | 0 | 0 | 0 | 0 | 0 | 0 | 0 | 0 | 0 | 0 | 0 | 0
F1_Industrial_Industrial - WA_New_Space Heating_Natural Gas_Gas Boiler - Insulate Hot Water Lines_A_Achievable Economic TRC Potential | F1 | Industrial | Industrial - WA | New | Space Heating | Natural Gas | Gas Boiler - Insulate Hot Water Lines | A | Original Unit Energy Savings (kWh or therms) | Achievable Economic TRC Potential | 0 | 0 | 4.4284 | 4.4284 | 4.4284 | 4.4284 | 4.4284 | 4.4284 | 4.4284 | 4.4284 | 4.4284 | 4.4284 | 4.4284 | 4.4284 | 4.4284 | 4.4284 | 4.4284 | 4.4284 | 4.4284 | 4.4284 | 4.4284 | 4.4284 | 4.4284 | 4.4284 | 4.4284 | 4.4284 | 4.4284
F2_Industrial_Industrial - WA_New_Space Heating_Natural Gas_Gas Boiler - Insulate Hot Water Lines_A_Achievable Economic TRC Potential | F2 | Industrial | Industrial - WA | New | Space Heating | Natural Gas | Gas Boiler - Insulate Hot Water Lines | A | Original Unit Summer Peak Savings (kW) | Achievable Economic TRC Potential | 0 | 0 | 0 | 0 | 0 | 0 | 0 | 0 | 0 | 0 | 0 | 0 | 0 | 0 | 0 | 0 | 0 | 0 | 0 | 0 | 0 | 0 | 0 | 0 | 0 | 0 | 0
F3_Industrial_Industrial - WA_New_Space Heating_Natural Gas_Gas Boiler - Insulate Hot Water Lines_A_Achievable Economic TRC Potential | F3 | Industrial | Industrial - WA | New | Space Heating | Natural Gas | Gas Boiler - Insulate Hot Water Lines | A | Original Unit Winter Peak Savings (kW) | Achievable Economic TRC Potential | 0 | 0 | 0 | 0 | 0 | 0 | 0 | 0 | 0 | 0 | 0 | 0 | 0 | 0 | 0 | 0 | 0 | 0 | 0 | 0 | 0 | 0 | 0 | 0 | 0 | 0 | 0
F4_Industrial_Industrial - WA_New_Space Heating_Natural Gas_Gas Boiler - Insulate Hot Water Lines_A_Achievable Economic TRC Potential | F4 | Industrial | Industrial - WA | New | Space Heating | Natural Gas | Gas Boiler - Insulate Hot Water Lines | A | Standalone Impact on Baseline Energy (%) | Achievable Economic TRC Potential | 0 | 0 | 0 | 0 | 0 | 0 | 0 | 0 | 0 | 0 | 0 | 0 | 0 | 0 | 0 | 0 | 0 | 0 | 0 | 0 | 0 | 0 | 0 | 0 | 0 | 0 | 0
F5_Industrial_Industrial - WA_New_Space Heating_Natural Gas_Gas Boiler - Insulate Hot Water Lines_A_Achievable Economic TRC Potential | F5 | Industrial | Industrial - WA | New | Space Heating | Natural Gas | Gas Boiler - Insulate Hot Water Lines | A | Standalone Impact on Baseline Summer Peak (%) | Achievable Economic TRC Potential | 0 | 0 | 0 | 0 | 0 | 0 | 0 | 0 | 0 | 0 | 0 | 0 | 0 | 0 | 0 | 0 | 0 | 0 | 0 | 0 | 0 | 0 | 0 | 0 | 0 | 0 | 0
F6_Industrial_Industrial - WA_New_Space Heating_Natural Gas_Gas Boiler - Insulate Hot Water Lines_A_Achievable Economic TRC Potential | F6 | Industrial | Industrial - WA | New | Space Heating | Natural Gas | Gas Boiler - Insulate Hot Water Lines | A | Standalone Impact on Baseline Winter Peak (%) | Achievable Economic TRC Potential | 0 | 0 | 0 | 0 | 0 | 0 | 0 | 0 | 0 | 0 | 0 | 0 | 0 | 0 | 0 | 0 | 0 | 0 | 0 | 0 | 0 | 0 | 0 | 0 | 0 | 0 | 0
F7_Industrial_Industrial - WA_New_Space Heating_Natural Gas_Gas Boiler - Insulate Hot Water Lines_A_Achievable Economic TRC Potential | F7 | Industrial | Industrial - WA | New | Space Heating | Natural Gas | Gas Boiler - Insulate Hot Water Lines | A | Incremental Energy Savings (MWh or mTherms) | Achievable Economic TRC Potential | 0 | 0 | 0 | 0 | 0 | 0 | 0 | 0 | 0 | 0 | 0 | 0 | 0 | 0 | 0 | 0 | 0 | 0 | 0 | 0 | 0 | 0 | 0 | 0 | 0 | 0 | 0
F8_Industrial_Industrial - WA_New_Space Heating_Natural Gas_Gas Boiler - Insulate Hot Water Lines_A_Achievable Economic TRC Potential | F8 | Industrial | Industrial - WA | New | Space Heating | Natural Gas | Gas Boiler - Insulate Hot Water Lines | A | Incremental Summer Peak Savings (MW) | Achievable Economic TRC Potential | 0 | 0 | 0 | 0 | 0 | 0 | 0 | 0 | 0 | 0 | 0 | 0 | 0 | 0 | 0 | 0 | 0 | 0 | 0 | 0 | 0 | 0 | 0 | 0 | 0 | 0 | 0
F9_Industrial_Industrial - WA_New_Space Heating_Natural Gas_Gas Boiler - Insulate Hot Water Lines_A_Achievable Economic TRC Potential | F9 | Industrial | Industrial - WA | New | Space Heating | Natural Gas | Gas Boiler - Insulate Hot Water Lines | A | Incremental Winter Peak Savings (MW) | Achievable Economic TRC Potential | 0 | 0 | 0 | 0 | 0 | 0 | 0 | 0 | 0 | 0 | 0 | 0 | 0 | 0 | 0 | 0 | 0 | 0 | 0 | 0 | 0 | 0 | 0 | 0 | 0 | 0 | 0
F10_Industrial_Industrial - WA_New_Space Heating_Natural Gas_Gas Boiler - Insulate Hot Water Lines_A_Achievable Economic TRC Potential | F10 | Industrial | Industrial - WA | New | Space Heating | Natural Gas | Gas Boiler - Insulate Hot Water Lines | A | Cumulative Energy Savings (MWh or mTherms) | Achievable Economic TRC Potential | 0 | 0 | 0 | 0 | 0 | 0 | 0 | 0 | 0 | 0 | 0 | 0 | 0 | 0 | 0 | 0 | 0 | 0 | 0 | 0 | 0 | 0 | 0 | 0 | 0 | 0 | 0
F11_Industrial_Industrial - WA_New_Space Heating_Natural Gas_Gas Boiler - Insulate Hot Water Lines_A_Achievable Economic TRC Potential | F11 | Industrial | Industrial - WA | New | Space Heating | Natural Gas | Gas Boiler - Insulate Hot Water Lines | A | Cumulative Summer Peak Savings (MW) | Achievable Economic TRC Potential | 0 | 0 | 0 | 0 | 0 | 0 | 0 | 0 | 0 | 0 | 0 | 0 | 0 | 0 | 0 | 0 | 0 | 0 | 0 | 0 | 0 | 0 | 0 | 0 | 0 | 0 | 0
F12_Industrial_Industrial - WA_New_Space Heating_Natural Gas_Gas Boiler - Insulate Hot Water Lines_A_Achievable Economic TRC Potential | F12 | Industrial | Industrial - WA | New | Space Heating | Natural Gas | Gas Boiler - Insulate Hot Water Lines | A | Cumulative Winter Peak Savings (MW) | Achievable Economic TRC Potential | 0 | 0 | 0 | 0 | 0 | 0 | 0 | 0 | 0 | 0 | 0 | 0 | 0 | 0 | 0 | 0 | 0 | 0 | 0 | 0 | 0 | 0 | 0 | 0 | 0 | 0 | 0
F13_Industrial_Industrial - WA_New_Space Heating_Natural Gas_Gas Boiler - Insulate Hot Water Lines_A_Achievable Economic TRC Potential | F13 | Industrial | Industrial - WA | New | Space Heating | Natural Gas | Gas Boiler - Insulate Hot Water Lines | A | Purchases (Incremental) | Achievable Economic TRC Potential | 0 | 0 | 0 | 0 | 0 | 0 | 0 | 0 | 0 | 0 | 0 | 0 | 0 | 0 | 0 | 0 | 0 | 0 | 0 | 0 | 0 | 0 | 0 | 0 | 0 | 0 | 0
F14_Industrial_Industrial - WA_New_Space Heating_Natural Gas_Gas Boiler - Insulate Hot Water Lines_A_Achievable Economic TRC Potential | F14 | Industrial | Industrial - WA | New | Space Heating | Natural Gas | Gas Boiler - Insulate Hot Water Lines | A | Purchases (Cumulative) | Achievable Economic TRC Potential | 0 | 0 | 0 | 0 | 0 | 0 | 0 | 0 | 0 | 0 | 0 | 0 | 0 | 0 | 0 | 0 | 0 | 0 | 0 | 0 | 0 | 0 | 0 | 0 | 0 | 0 | 0
F1_Industrial_Industrial - WA_New_Space Heating_Natural Gas_Gas Boiler - Insulate Steam Lines/Condensate Tank_A_Achievable Economic TRC Potential | F1 | Industrial | Industrial - WA | New | Space Heating | Natural Gas | Gas Boiler - Insulate Steam Lines/Condensate Tank | A | Original Unit Energy Savings (kWh or therms) | Achievable Economic TRC Potential | 0 | 0 | 6.6149 | 6.6149 | 6.6149 | 6.6149 | 6.6149 | 6.6149 | 6.6149 | 6.6149 | 6.6149 | 6.6149 | 6.6149 | 6.6149 | 6.6149 | 6.6149 | 6.6149 | 6.6149 | 6.6149 | 6.6149 | 6.6149 | 6.6149 | 6.6149 | 6.6149 | 6.6149 | 6.6149 | 6.6149
F2_Industrial_Industrial - WA_New_Space Heating_Natural Gas_Gas Boiler - Insulate Steam Lines/Condensate Tank_A_Achievable Economic TRC Potential | F2 | Industrial | Industrial - WA | New | Space Heating | Natural Gas | Gas Boiler - Insulate Steam Lines/Condensate Tank | A | Original Unit Summer Peak Savings (kW) | Achievable Economic TRC Potential | 0 | 0 | 0 | 0 | 0 | 0 | 0 | 0 | 0 | 0 | 0 | 0 | 0 | 0 | 0 | 0 | 0 | 0 | 0 | 0 | 0 | 0 | 0 | 0 | 0 | 0 | 0
F3_Industrial_Industrial - WA_New_Space Heating_Natural Gas_Gas Boiler - Insulate Steam Lines/Condensate Tank_A_Achievable Economic TRC Potential | F3 | Industrial | Industrial - WA | New | Space Heating | Natural Gas | Gas Boiler - Insulate Steam Lines/Condensate Tank | A | Original Unit Winter Peak Savings (kW) | Achievable Economic TRC Potential | 0 | 0 | 0 | 0 | 0 | 0 | 0 | 0 | 0 | 0 | 0 | 0 | 0 | 0 | 0 | 0 | 0 | 0 | 0 | 0 | 0 | 0 | 0 | 0 | 0 | 0 | 0
F4_Industrial_Industrial - WA_New_Space Heating_Natural Gas_Gas Boiler - Insulate Steam Lines/Condensate Tank_A_Achievable Economic TRC Potential | F4 | Industrial | Industrial - WA | New | Space Heating | Natural Gas | Gas Boiler - Insulate Steam Lines/Condensate Tank | A | Standalone Impact on Baseline Energy (%) | Achievable Economic TRC Potential | 0 | 0 | 0 | 0 | 0 | 0 | 0 | 0 | 0 | 0 | 0 | 0 | 0 | 0 | 0 | 0 | 0 | 0 | 0 | 0 | 0 | 0 | 0 | 0 | 0 | 0 | 0
F5_Industrial_Industrial - WA_New_Space Heating_Natural Gas_Gas Boiler - Insulate Steam Lines/Condensate Tank_A_Achievable Economic TRC Potential | F5 | Industrial | Industrial - WA | New | Space Heating | Natural Gas | Gas Boiler - Insulate Steam Lines/Condensate Tank | A | Standalone Impact on Baseline Summer Peak (%) | Achievable Economic TRC Potential | 0 | 0 | 0 | 0 | 0 | 0 | 0 | 0 | 0 | 0 | 0 | 0 | 0 | 0 | 0 | 0 | 0 | 0 | 0 | 0 | 0 | 0 | 0 | 0 | 0 | 0 | 0
F6_Industrial_Industrial - WA_New_Space Heating_Natural Gas_Gas Boiler - Insulate Steam Lines/Condensate Tank_A_Achievable Economic TRC Potential | F6 | Industrial | Industrial - WA | New | Space Heating | Natural Gas | Gas Boiler - Insulate Steam Lines/Condensate Tank | A | Standalone Impact on Baseline Winter Peak (%) | Achievable Economic TRC Potential | 0 | 0 | 0 | 0 | 0 | 0 | 0 | 0 | 0 | 0 | 0 | 0 | 0 | 0 | 0 | 0 | 0 | 0 | 0 | 0 | 0 | 0 | 0 | 0 | 0 | 0 | 0
F7_Industrial_Industrial - WA_New_Space Heating_Natural Gas_Gas Boiler - Insulate Steam Lines/Condensate Tank_A_Achievable Economic TRC Potential | F7 | Industrial | Industrial - WA | New | Space Heating | Natural Gas | Gas Boiler - Insulate Steam Lines/Condensate Tank | A | Incremental Energy Savings (MWh or mTherms) | Achievable Economic TRC Potential | 0 | 0 | 0 | 0 | 0 | 0 | 0 | 0 | 0 | 0 | 0 | 0 | 0 | 0 | 0 | 0 | 0 | 0 | 0 | 0 | 0 | 0 | 0 | 0 | 0 | 0 | 0
F8_Industrial_Industrial - WA_New_Space Heating_Natural Gas_Gas Boiler - Insulate Steam Lines/Condensate Tank_A_Achievable Economic TRC Potential | F8 | Industrial | Industrial - WA | New | Space Heating | Natural Gas | Gas Boiler - Insulate Steam Lines/Condensate Tank | A | Incremental Summer Peak Savings (MW) | Achievable Economic TRC Potential | 0 | 0 | 0 | 0 | 0 | 0 | 0 | 0 | 0 | 0 | 0 | 0 | 0 | 0 | 0 | 0 | 0 | 0 | 0 | 0 | 0 | 0 | 0 | 0 | 0 | 0 | 0
F9_Industrial_Industrial - WA_New_Space Heating_Natural Gas_Gas Boiler - Insulate Steam Lines/Condensate Tank_A_Achievable Economic TRC Potential | F9 | Industrial | Industrial - WA | New | Space Heating | Natural Gas | Gas Boiler - Insulate Steam Lines/Condensate Tank | A | Incremental Winter Peak Savings (MW) | Achievable Economic TRC Potential | 0 | 0 | 0 | 0 | 0 | 0 | 0 | 0 | 0 | 0 | 0 | 0 | 0 | 0 | 0 | 0 | 0 | 0 | 0 | 0 | 0 | 0 | 0 | 0 | 0 | 0 | 0
F10_Industrial_Industrial - WA_New_Space Heating_Natural Gas_Gas Boiler - Insulate Steam Lines/Condensate Tank_A_Achievable Economic TRC Potential | F10 | Industrial | Industrial - WA | New | Space Heating | Natural Gas | Gas Boiler - Insulate Steam Lines/Condensate Tank | A | Cumulative Energy Savings (MWh or mTherms) | Achievable Economic TRC Potential | 0 | 0 | 0 | 0 | 0 | 0 | 0 | 0 | 0 | 0 | 0 | 0 | 0 | 0 | 0 | 0 | 0 | 0 | 0 | 0 | 0 | 0 | 0 | 0 | 0 | 0 | 0
F11_Industrial_Industrial - WA_New_Space Heating_Natural Gas_Gas Boiler - Insulate Steam Lines/Condensate Tank_A_Achievable Economic TRC Potential | F11 | Industrial | Industrial - WA | New | Space Heating | Natural Gas | Gas Boiler - Insulate Steam Lines/Condensate Tank | A | Cumulative Summer Peak Savings (MW) | Achievable Economic TRC Potential | 0 | 0 | 0 | 0 | 0 | 0 | 0 | 0 | 0 | 0 | 0 | 0 | 0 | 0 | 0 | 0 | 0 | 0 | 0 | 0 | 0 | 0 | 0 | 0 | 0 | 0 | 0
F12_Industrial_Industrial - WA_New_Space Heating_Natural Gas_Gas Boiler - Insulate Steam Lines/Condensate Tank_A_Achievable Economic TRC Potential | F12 | Industrial | Industrial - WA | New | Space Heating | Natural Gas | Gas Boiler - Insulate Steam Lines/Condensate Tank | A | Cumulative Winter Peak Savings (MW) | Achievable Economic TRC Potential | 0 | 0 | 0 | 0 | 0 | 0 | 0 | 0 | 0 | 0 | 0 | 0 | 0 | 0 | 0 | 0 | 0 | 0 | 0 | 0 | 0 | 0 | 0 | 0 | 0 | 0 | 0
F13_Industrial_Industrial - WA_New_Space Heating_Natural Gas_Gas Boiler - Insulate Steam Lines/Condensate Tank_A_Achievable Economic TRC Potential | F13 | Industrial | Industrial - WA | New | Space Heating | Natural Gas | Gas Boiler - Insulate Steam Lines/Condensate Tank | A | Purchases (Incremental) | Achievable Economic TRC Potential | 0 | 0 | 0 | 0 | 0 | 0 | 0 | 0 | 0 | 0 | 0 | 0 | 0 | 0 | 0 | 0 | 0 | 0 | 0 | 0 | 0 | 0 | 0 | 0 | 0 | 0 | 0
F14_Industrial_Industrial - WA_New_Space Heating_Natural Gas_Gas Boiler - Insulate Steam Lines/Condensate Tank_A_Achievable Economic TRC Potential | F14 | Industrial | Industrial - WA | New | Space Heating | Natural Gas | Gas Boiler - Insulate Steam Lines/Condensate Tank | A | Purchases (Cumulative) | Achievable Economic TRC Potential | 0 | 0 | 0 | 0 | 0 | 0 | 0 | 0 | 0 | 0 | 0 | 0 | 0 | 0 | 0 | 0 | 0 | 0 | 0 | 0 | 0 | 0 | 0 | 0 | 0 | 0 | 0
F1_Industrial_Industrial - WA_New_Space Heating_Natural Gas_Gas Boiler - Stack Economizer_A_Achievable Economic TRC Potential | F1 | Industrial | Industrial - WA | New | Space Heating | Natural Gas | Gas Boiler - Stack Economizer | A | Original Unit Energy Savings (kWh or therms) | Achievable Economic TRC Potential | 0 | 0 | 0.88545 | 0.88545 | 0.88545 | 0.88545 | 0.88545 | 0.88545 | 0.88545 | 0.88545 | 0.88545 | 0.88545 | 0.88545 | 0.88545 | 0.88545 | 0.88545 | 0.88545 | 0.88545 | 0.88545 | 0.88545 | 0.88545 | 0.88545 | 0.88545 | 0.88545 | 0.88545 | 0.88545 | 0.88545
F2_Industrial_Industrial - WA_New_Space Heating_Natural Gas_Gas Boiler - Stack Economizer_A_Achievable Economic TRC Potential | F2 | Industrial | Industrial - WA | New | Space Heating | Natural Gas | Gas Boiler - Stack Economizer | A | Original Unit Summer Peak Savings (kW) | Achievable Economic TRC Potential | 0 | 0 | 0 | 0 | 0 | 0 | 0 | 0 | 0 | 0 | 0 | 0 | 0 | 0 | 0 | 0 | 0 | 0 | 0 | 0 | 0 | 0 | 0 | 0 | 0 | 0 | 0
F3_Industrial_Industrial - WA_New_Space Heating_Natural Gas_Gas Boiler - Stack Economizer_A_Achievable Economic TRC Potential | F3 | Industrial | Industrial - WA | New | Space Heating | Natural Gas | Gas Boiler - Stack Economizer | A | Original Unit Winter Peak Savings (kW) | Achievable Economic TRC Potential | 0 | 0 | 0 | 0 | 0 | 0 | 0 | 0 | 0 | 0 | 0 | 0 | 0 | 0 | 0 | 0 | 0 | 0 | 0 | 0 | 0 | 0 | 0 | 0 | 0 | 0 | 0
F4_Industrial_Industrial - WA_New_Space Heating_Natural Gas_Gas Boiler - Stack Economizer_A_Achievable Economic TRC Potential | F4 | Industrial | Industrial - WA | New | Space Heating | Natural Gas | Gas Boiler - Stack Economizer | A | Standalone Impact on Baseline Energy (%) | Achievable Economic TRC Potential | 0 | 0 | 0 | 0 | 0 | 0 | 0 | 0 | 0 | 0 | 0 | 0 | 0 | 0 | 0 | 0 | 0 | 0 | 0 | 0 | 0 | 0 | 0 | 0 | 0 | 0 | 0
F5_Industrial_Industrial - WA_New_Space Heating_Natural Gas_Gas Boiler - Stack Economizer_A_Achievable Economic TRC Potential | F5 | Industrial | Industrial - WA | New | Space Heating | Natural Gas | Gas Boiler - Stack Economizer | A | Standalone Impact on Baseline Summer Peak (%) | Achievable Economic TRC Potential | 0 | 0 | 0 | 0 | 0 | 0 | 0 | 0 | 0 | 0 | 0 | 0 | 0 | 0 | 0 | 0 | 0 | 0 | 0 | 0 | 0 | 0 | 0 | 0 | 0 | 0 | 0
F6_Industrial_Industrial - WA_New_Space Heating_Natural Gas_Gas Boiler - Stack Economizer_A_Achievable Economic TRC Potential | F6 | Industrial | Industrial - WA | New | Space Heating | Natural Gas | Gas Boiler - Stack Economizer | A | Standalone Impact on Baseline Winter Peak (%) | Achievable Economic TRC Potential | 0 | 0 | 0 | 0 | 0 | 0 | 0 | 0 | 0 | 0 | 0 | 0 | 0 | 0 | 0 | 0 | 0 | 0 | 0 | 0 | 0 | 0 | 0 | 0 | 0 | 0 | 0
F7_Industrial_Industrial - WA_New_Space Heating_Natural Gas_Gas Boiler - Stack Economizer_A_Achievable Economic TRC Potential | F7 | Industrial | Industrial - WA | New | Space Heating | Natural Gas | Gas Boiler - Stack Economizer | A | Incremental Energy Savings (MWh or mTherms) | Achievable Economic TRC Potential | 0 | 0 | 0 | 0 | 0 | 0 | 0 | 0 | 0 | 0 | 0 | 0 | 0 | 0 | 0 | 0 | 0 | 0 | 0 | 0 | 0 | 0 | 0 | 0 | 0 | 0 | 0
F8_Industrial_Industrial - WA_New_Space Heating_Natural Gas_Gas Boiler - Stack Economizer_A_Achievable Economic TRC Potential | F8 | Industrial | Industrial - WA | New | Space Heating | Natural Gas | Gas Boiler - Stack Economizer | A | Incremental Summer Peak Savings (MW) | Achievable Economic TRC Potential | 0 | 0 | 0 | 0 | 0 | 0 | 0 | 0 | 0 | 0 | 0 | 0 | 0 | 0 | 0 | 0 | 0 | 0 | 0 | 0 | 0 | 0 | 0 | 0 | 0 | 0 | 0
F9_Industrial_Industrial - WA_New_Space Heating_Natural Gas_Gas Boiler - Stack Economizer_A_Achievable Economic TRC Potential | F9 | Industrial | Industrial - WA | New | Space Heating | Natural Gas | Gas Boiler - Stack Economizer | A | Incremental Winter Peak Savings (MW) | Achievable Economic TRC Potential | 0 | 0 | 0 | 0 | 0 | 0 | 0 | 0 | 0 | 0 | 0 | 0 | 0 | 0 | 0 | 0 | 0 | 0 | 0 | 0 | 0 | 0 | 0 | 0 | 0 | 0 | 0
F10_Industrial_Industrial - WA_New_Space Heating_Natural Gas_Gas Boiler - Stack Economizer_A_Achievable Economic TRC Potential | F10 | Industrial | Industrial - WA | New | Space Heating | Natural Gas | Gas Boiler - Stack Economizer | A | Cumulative Energy Savings (MWh or mTherms) | Achievable Economic TRC Potential | 0 | 0 | 0 | 0 | 0 | 0 | 0 | 0 | 0 | 0 | 0 | 0 | 0 | 0 | 0 | 0 | 0 | 0 | 0 | 0 | 0 | 0 | 0 | 0 | 0 | 0 | 0
F11_Industrial_Industrial - WA_New_Space Heating_Natural Gas_Gas Boiler - Stack Economizer_A_Achievable Economic TRC Potential | F11 | Industrial | Industrial - WA | New | Space Heating | Natural Gas | Gas Boiler - Stack Economizer | A | Cumulative Summer Peak Savings (MW) | Achievable Economic TRC Potential | 0 | 0 | 0 | 0 | 0 | 0 | 0 | 0 | 0 | 0 | 0 | 0 | 0 | 0 | 0 | 0 | 0 | 0 | 0 | 0 | 0 | 0 | 0 | 0 | 0 | 0 | 0
F12_Industrial_Industrial - WA_New_Space Heating_Natural Gas_Gas Boiler - Stack Economizer_A_Achievable Economic TRC Potential | F12 | Industrial | Industrial - WA | New | Space Heating | Natural Gas | Gas Boiler - Stack Economizer | A | Cumulative Winter Peak Savings (MW) | Achievable Economic TRC Potential | 0 | 0 | 0 | 0 | 0 | 0 | 0 | 0 | 0 | 0 | 0 | 0 | 0 | 0 | 0 | 0 | 0 | 0 | 0 | 0 | 0 | 0 | 0 | 0 | 0 | 0 | 0
F13_Industrial_Industrial - WA_New_Space Heating_Natural Gas_Gas Boiler - Stack Economizer_A_Achievable Economic TRC Potential | F13 | Industrial | Industrial - WA | New | Space Heating | Natural Gas | Gas Boiler - Stack Economizer | A | Purchases (Incremental) | Achievable Economic TRC Potential | 0 | 0 | 0 | 0 | 0 | 0 | 0 | 0 | 0 | 0 | 0 | 0 | 0 | 0 | 0 | 0 | 0 | 0 | 0 | 0 | 0 | 0 | 0 | 0 | 0 | 0 | 0
F14_Industrial_Industrial - WA_New_Space Heating_Natural Gas_Gas Boiler - Stack Economizer_A_Achievable Economic TRC Potential | F14 | Industrial | Industrial - WA | New | Space Heating | Natural Gas | Gas Boiler - Stack Economizer | A | Purchases (Cumulative) | Achievable Economic TRC Potential | 0 | 0 | 0 | 0 | 0 | 0 | 0 | 0 | 0 | 0 | 0 | 0 | 0 | 0 | 0 | 0 | 0 | 0 | 0 | 0 | 0 | 0 | 0 | 0 | 0 | 0 | 0
F1_Industrial_Industrial - WA_New_Space Heating_Natural Gas_Gas Boiler - Steam Trap Replacement_A_Achievable Economic TRC Potential | F1 | Industrial | Industrial - WA | New | Space Heating | Natural Gas | Gas Boiler - Steam Trap Replacement | A | Original Unit Energy Savings (kWh or therms) | Achievable Economic TRC Potential | 0 | 0 | 29538.5507 | 29538.5507 | 29538.5507 | 29538.5507 | 29538.5507 | 29538.5507 | 29538.5507 | 29538.5507 | 29538.5507 | 29538.5507 | 29538.5507 | 29538.5507 | 29538.5507 | 29538.5507 | 29538.5507 | 29538.5507 | 29538.5507 | 29538.5507 | 29538.5507 | 29538.5507 | 29538.5507 | 29538.5507 | 29538.5507 | 29538.5507 | 29538.5507
F2_Industrial_Industrial - WA_New_Space Heating_Natural Gas_Gas Boiler - Steam Trap Replacement_A_Achievable Economic TRC Potential | F2 | Industrial | Industrial - WA | New | Space Heating | Natural Gas | Gas Boiler - Steam Trap Replacement | A | Original Unit Summer Peak Savings (kW) | Achievable Economic TRC Potential | 0 | 0 | 0 | 0 | 0 | 0 | 0 | 0 | 0 | 0 | 0 | 0 | 0 | 0 | 0 | 0 | 0 | 0 | 0 | 0 | 0 | 0 | 0 | 0 | 0 | 0 | 0
F3_Industrial_Industrial - WA_New_Space Heating_Natural Gas_Gas Boiler - Steam Trap Replacement_A_Achievable Economic TRC Potential | F3 | Industrial | Industrial - WA | New | Space Heating | Natural Gas | Gas Boiler - Steam Trap Replacement | A | Original Unit Winter Peak Savings (kW) | Achievable Economic TRC Potential | 0 | 0 | 0 | 0 | 0 | 0 | 0 | 0 | 0 | 0 | 0 | 0 | 0 | 0 | 0 | 0 | 0 | 0 | 0 | 0 | 0 | 0 | 0 | 0 | 0 | 0 | 0
F4_Industrial_Industrial - WA_New_Space Heating_Natural Gas_Gas Boiler - Steam Trap Replacement_A_Achievable Economic TRC Potential | F4 | Industrial | Industrial - WA | New | Space Heating | Natural Gas | Gas Boiler - Steam Trap Replacement | A | Standalone Impact on Baseline Energy (%) | Achievable Economic TRC Potential | 0 | 0 | 6.9568e-06 | 1.2278e-05 | 1.7349e-05 | 2.2408e-05 | 2.7827e-05 | 3.3025e-05 | 3.4884e-05 | 3.5984e-05 | 3.6647e-05 | 3.7066e-05 | 3.7438e-05 | 3.7772e-05 | 3.8073e-05 | 3.8345e-05 | 3.8593e-05 | 3.8819e-05 | 3.9026e-05 | 3.9231e-05 | 3.8064e-05 | 3.6981e-05 | 3.5973e-05 | 3.5034e-05 | 3.4156e-05 | 3.3334e-05 | 3.2563e-05
F5_Industrial_Industrial - WA_New_Space Heating_Natural Gas_Gas Boiler - Steam Trap Replacement_A_Achievable Economic TRC Potential | F5 | Industrial | Industrial - WA | New | Space Heating | Natural Gas | Gas Boiler - Steam Trap Replacement | A | Standalone Impact on Baseline Summer Peak (%) | Achievable Economic TRC Potential | 0 | 0 | 0 | 0 | 0 | 0 | 0 | 0 | 0 | 0 | 0 | 0 | 0 | 0 | 0 | 0 | 0 | 0 | 0 | 0 | 0 | 0 | 0 | 0 | 0 | 0 | 0
F6_Industrial_Industrial - WA_New_Space Heating_Natural Gas_Gas Boiler - Steam Trap Replacement_A_Achievable Economic TRC Potential | F6 | Industrial | Industrial - WA | New | Space Heating | Natural Gas | Gas Boiler - Steam Trap Replacement | A | Standalone Impact on Baseline Winter Peak (%) | Achievable Economic TRC Potential | 0 | 0 | 0 | 0 | 0 | 0 | 0 | 0 | 0 | 0 | 0 | 0 | 0 | 0 | 0 | 0 | 0 | 0 | 0 | 0 | 0 | 0 | 0 | 0 | 0 | 0 | 0
F7_Industrial_Industrial - WA_New_Space Heating_Natural Gas_Gas Boiler - Steam Trap Replacement_A_Achievable Economic TRC Potential | F7 | Industrial | Industrial - WA | New | Space Heating | Natural Gas | Gas Boiler - Steam Trap Replacement | A | Incremental Energy Savings (MWh or mTherms) | Achievable Economic TRC Potential | 0 | 0 | 0.00011203 | 0.0001492 | 0.00017841 | 0.00020211 | 0.00021845 | 0.00023451 | 0.00013827 | 0.00011662 | 0.00010267 | 9.3974e-05 | 9.2383e-05 | 9.0819e-05 | 8.9283e-05 | 8.7773e-05 | 8.6289e-05 | 8.483e-05 | 8.3397e-05 | 8.1989e-05 | 0 | 0 | 0 | 0 | 0 | 0 | 0
F8_Industrial_Industrial - WA_New_Space Heating_Natural Gas_Gas Boiler - Steam Trap Replacement_A_Achievable Economic TRC Potential | F8 | Industrial | Industrial - WA | New | Space Heating | Natural Gas | Gas Boiler - Steam Trap Replacement | A | Incremental Summer Peak Savings (MW) | Achievable Economic TRC Potential | 0 | 0 | 0 | 0 | 0 | 0 | 0 | 0 | 0 | 0 | 0 | 0 | 0 | 0 | 0 | 0 | 0 | 0 | 0 | 0 | 0 | 0 | 0 | 0 | 0 | 0 | 0
F9_Industrial_Industrial - WA_New_Space Heating_Natural Gas_Gas Boiler - Steam Trap Replacement_A_Achievable Economic TRC Potential | F9 | Industrial | Industrial - WA | New | Space Heating | Natural Gas | Gas Boiler - Steam Trap Replacement | A | Incremental Winter Peak Savings (MW) | Achievable Economic TRC Potential | 0 | 0 | 0 | 0 | 0 | 0 | 0 | 0 | 0 | 0 | 0 | 0 | 0 | 0 | 0 | 0 | 0 | 0 | 0 | 0 | 0 | 0 | 0 | 0 | 0 | 0 | 0
F10_Industrial_Industrial - WA_New_Space Heating_Natural Gas_Gas Boiler - Steam Trap Replacement_A_Achievable Economic TRC Potential | F10 | Industrial | Industrial - WA | New | Space Heating | Natural Gas | Gas Boiler - Steam Trap Replacement | A | Cumulative Energy Savings (MWh or mTherms) | Achievable Economic TRC Potential | 0 | 0 | 0.00011203 | 0.00026123 | 0.00043964 | 0.00064176 | 0.00086021 | 0.0010947 | 0.001233 | 0.0013496 | 0.0014523 | 0.0015463 | 0.0016386 | 0.0017295 | 0.0018187 | 0.0019065 | 0.0019928 | 0.0020776 | 0.002161 | 0.002243 | 0.002243 | 0.002243 | 0.002243 | 0.002243 | 0.002243 | 0.002243 | 0.002243
F11_Industrial_Industrial - WA_New_Space Heating_Natural Gas_Gas Boiler - Steam Trap Replacement_A_Achievable Economic TRC Potential | F11 | Industrial | Industrial - WA | New | Space Heating | Natural Gas | Gas Boiler - Steam Trap Replacement | A | Cumulative Summer Peak Savings (MW) | Achievable Economic TRC Potential | 0 | 0 | 0 | 0 | 0 | 0 | 0 | 0 | 0 | 0 | 0 | 0 | 0 | 0 | 0 | 0 | 0 | 0 | 0 | 0 | 0 | 0 | 0 | 0 | 0 | 0 | 0
F12_Industrial_Industrial - WA_New_Space Heating_Natural Gas_Gas Boiler - Steam Trap Replacement_A_Achievable Economic TRC Potential | F12 | Industrial | Industrial - WA | New | Space Heating | Natural Gas | Gas Boiler - Steam Trap Replacement | A | Cumulative Winter Peak Savings (MW) | Achievable Economic TRC Potential | 0 | 0 | 0 | 0 | 0 | 0 | 0 | 0 | 0 | 0 | 0 | 0 | 0 | 0 | 0 | 0 | 0 | 0 | 0 | 0 | 0 | 0 | 0 | 0 | 0 | 0 | 0
F13_Industrial_Industrial - WA_New_Space Heating_Natural Gas_Gas Boiler - Steam Trap Replacement_A_Achievable Economic TRC Potential | F13 | Industrial | Industrial - WA | New | Space Heating | Natural Gas | Gas Boiler - Steam Trap Replacement | A | Purchases (Incremental) | Achievable Economic TRC Potential | 0 | 0 | 3.7928e-06 | 5.0511e-06 | 6.0399e-06 | 6.8423e-06 | 7.3954e-06 | 7.9392e-06 | 4.681e-06 | 3.9482e-06 | 3.4759e-06 | 3.1814e-06 | 3.1275e-06 | 3.0746e-06 | 3.0226e-06 | 2.9715e-06 | 2.9212e-06 | 2.8719e-06 | 2.8233e-06 | 2.7757e-06 | 0 | 0 | 0 | 0 | 0 | 0 | 0
F14_Industrial_Industrial - WA_New_Space Heating_Natural Gas_Gas Boiler - Steam Trap Replacement_A_Achievable Economic TRC Potential | F14 | Industrial | Industrial - WA | New | Space Heating | Natural Gas | Gas Boiler - Steam Trap Replacement | A | Purchases (Cumulative) | Achievable Economic TRC Potential | 0 | 0 | 3.7928e-06 | 8.8438e-06 | 1.4884e-05 | 2.1726e-05 | 2.9121e-05 | 3.7061e-05 | 4.1742e-05 | 4.569e-05 | 4.9166e-05 | 5.2347e-05 | 5.5475e-05 | 5.8549e-05 | 6.1572e-05 | 6.4543e-05 | 6.7465e-05 | 7.0336e-05 | 7.316e-05 | 7.5935e-05 | 7.5935e-05 | 7.5935e-05 | 7.5935e-05 | 7.5935e-05 | 7.5935e-05 | 7.5935e-05 | 7.5935e-05
F1_Industrial_Industrial - WA_New_Process_Natural Gas_Process Boiler - Hot Water Reset_A_Achievable Economic TRC Potential | F1 | Industrial | Industrial - WA | New | Process | Natural Gas | Process Boiler - Hot Water Reset | A | Original Unit Energy Savings (kWh or therms) | Achievable Economic TRC Potential | 0 | 0 | 8443.765 | 8443.765 | 8443.765 | 8443.765 | 8443.765 | 8443.765 | 8443.765 | 8443.765 | 8443.765 | 8443.765 | 8443.765 | 8443.765 | 8443.765 | 8443.765 | 8443.765 | 8443.765 | 8443.765 | 8443.765 | 8443.765 | 8443.765 | 8443.765 | 8443.765 | 8443.765 | 8443.765 | 8443.765
F2_Industrial_Industrial - WA_New_Process_Natural Gas_Process Boiler - Hot Water Reset_A_Achievable Economic TRC Potential | F2 | Industrial | Industrial - WA | New | Process | Natural Gas | Process Boiler - Hot Water Reset | A | Original Unit Summer Peak Savings (kW) | Achievable Economic TRC Potential | 0 | 0 | 0 | 0 | 0 | 0 | 0 | 0 | 0 | 0 | 0 | 0 | 0 | 0 | 0 | 0 | 0 | 0 | 0 | 0 | 0 | 0 | 0 | 0 | 0 | 0 | 0
F3_Industrial_Industrial - WA_New_Process_Natural Gas_Process Boiler - Hot Water Reset_A_Achievable Economic TRC Potential | F3 | Industrial | Industrial - WA | New | Process | Natural Gas | Process Boiler - Hot Water Reset | A | Original Unit Winter Peak Savings (kW) | Achievable Economic TRC Potential | 0 | 0 | 0 | 0 | 0 | 0 | 0 | 0 | 0 | 0 | 0 | 0 | 0 | 0 | 0 | 0 | 0 | 0 | 0 | 0 | 0 | 0 | 0 | 0 | 0 | 0 | 0
F4_Industrial_Industrial - WA_New_Process_Natural Gas_Process Boiler - Hot Water Reset_A_Achievable Economic TRC Potential | F4 | Industrial | Industrial - WA | New | Process | Natural Gas | Process Boiler - Hot Water Reset | A | Standalone Impact on Baseline Energy (%) | Achievable Economic TRC Potential | 0 | 0 | 0 | 0 | 0 | 0 | 0 | 0 | 0 | 0 | 0 | 0 | 0 | 0 | 0 | 0 | 0 | 0 | 0 | 0 | 0 | 0 | 0 | 0 | 0 | 0 | 0
F5_Industrial_Industrial - WA_New_Process_Natural Gas_Process Boiler - Hot Water Reset_A_Achievable Economic TRC Potential | F5 | Industrial | Industrial - WA | New | Process | Natural Gas | Process Boiler - Hot Water Reset | A | Standalone Impact on Baseline Summer Peak (%) | Achievable Economic TRC Potential | 0 | 0 | 0 | 0 | 0 | 0 | 0 | 0 | 0 | 0 | 0 | 0 | 0 | 0 | 0 | 0 | 0 | 0 | 0 | 0 | 0 | 0 | 0 | 0 | 0 | 0 | 0
F6_Industrial_Industrial - WA_New_Process_Natural Gas_Process Boiler - Hot Water Reset_A_Achievable Economic TRC Potential | F6 | Industrial | Industrial - WA | New | Process | Natural Gas | Process Boiler - Hot Water Reset | A | Standalone Impact on Baseline Winter Peak (%) | Achievable Economic TRC Potential | 0 | 0 | 0 | 0 | 0 | 0 | 0 | 0 | 0 | 0 | 0 | 0 | 0 | 0 | 0 | 0 | 0 | 0 | 0 | 0 | 0 | 0 | 0 | 0 | 0 | 0 | 0
F7_Industrial_Industrial - WA_New_Process_Natural Gas_Process Boiler - Hot Water Reset_A_Achievable Economic TRC Potential | F7 | Industrial | Industrial - WA | New | Process | Natural Gas | Process Boiler - Hot Water Reset | A | Incremental Energy Savings (MWh or mTherms) | Achievable Economic TRC Potential | 0 | 0 | 0 | 0 | 0 | 0 | 0 | 0 | 0 | 0 | 0 | 0 | 0 | 0 | 0 | 0 | 0 | 0 | 0 | 0 | 0 | 0 | 0 | 0 | 0 | 0 | 0
F8_Industrial_Industrial - WA_New_Process_Natural Gas_Process Boiler - Hot Water Reset_A_Achievable Economic TRC Potential | F8 | Industrial | Industrial - WA | New | Process | Natural Gas | Process Boiler - Hot Water Reset | A | Incremental Summer Peak Savings (MW) | Achievable Economic TRC Potential | 0 | 0 | 0 | 0 | 0 | 0 | 0 | 0 | 0 | 0 | 0 | 0 | 0 | 0 | 0 | 0 | 0 | 0 | 0 | 0 | 0 | 0 | 0 | 0 | 0 | 0 | 0
F9_Industrial_Industrial - WA_New_Process_Natural Gas_Process Boiler - Hot Water Reset_A_Achievable Economic TRC Potential | F9 | Industrial | Industrial - WA | New | Process | Natural Gas | Process Boiler - Hot Water Reset | A | Incremental Winter Peak Savings (MW) | Achievable Economic TRC Potential | 0 | 0 | 0 | 0 | 0 | 0 | 0 | 0 | 0 | 0 | 0 | 0 | 0 | 0 | 0 | 0 | 0 | 0 | 0 | 0 | 0 | 0 | 0 | 0 | 0 | 0 | 0
F10_Industrial_Industrial - WA_New_Process_Natural Gas_Process Boiler - Hot Water Reset_A_Achievable Economic TRC Potential | F10 | Industrial | Industrial - WA | New | Process | Natural Gas | Process Boiler - Hot Water Reset | A | Cumulative Energy Savings (MWh or mTherms) | Achievable Economic TRC Potential | 0 | 0 | 0 | 0 | 0 | 0 | 0 | 0 | 0 | 0 | 0 | 0 | 0 | 0 | 0 | 0 | 0 | 0 | 0 | 0 | 0 | 0 | 0 | 0 | 0 | 0 | 0
F11_Industrial_Industrial - WA_New_Process_Natural Gas_Process Boiler - Hot Water Reset_A_Achievable Economic TRC Potential | F11 | Industrial | Industrial - WA | New | Process | Natural Gas | Process Boiler - Hot Water Reset | A | Cumulative Summer Peak Savings (MW) | Achievable Economic TRC Potential | 0 | 0 | 0 | 0 | 0 | 0 | 0 | 0 | 0 | 0 | 0 | 0 | 0 | 0 | 0 | 0 | 0 | 0 | 0 | 0 | 0 | 0 | 0 | 0 | 0 | 0 | 0
F12_Industrial_Industrial - WA_New_Process_Natural Gas_Process Boiler - Hot Water Reset_A_Achievable Economic TRC Potential | F12 | Industrial | Industrial - WA | New | Process | Natural Gas | Process Boiler - Hot Water Reset | A | Cumulative Winter Peak Savings (MW) | Achievable Economic TRC Potential | 0 | 0 | 0 | 0 | 0 | 0 | 0 | 0 | 0 | 0 | 0 | 0 | 0 | 0 | 0 | 0 | 0 | 0 | 0 | 0 | 0 | 0 | 0 | 0 | 0 | 0 | 0
F13_Industrial_Industrial - WA_New_Process_Natural Gas_Process Boiler - Hot Water Reset_A_Achievable Economic TRC Potential | F13 | Industrial | Industrial - WA | New | Process | Natural Gas | Process Boiler - Hot Water Reset | A | Purchases (Incremental) | Achievable Economic TRC Potential | 0 | 0 | 0 | 0 | 0 | 0 | 0 | 0 | 0 | 0 | 0 | 0 | 0 | 0 | 0 | 0 | 0 | 0 | 0 | 0 | 0 | 0 | 0 | 0 | 0 | 0 | 0
F14_Industrial_Industrial - WA_New_Process_Natural Gas_Process Boiler - Hot Water Reset_A_Achievable Economic TRC Potential | F14 | Industrial | Industrial - WA | New | Process | Natural Gas | Process Boiler - Hot Water Reset | A | Purchases (Cumulative) | Achievable Economic TRC Potential | 0 | 0 | 0 | 0 | 0 | 0 | 0 | 0 | 0 | 0 | 0 | 0 | 0 | 0 | 0 | 0 | 0 | 0 | 0 | 0 | 0 | 0 | 0 | 0 | 0 | 0 | 0
F1_Industrial_Industrial - WA_New_Process_Natural Gas_Process Boiler - Burner Control Optimization_A_Achievable Economic TRC Potential | F1 | Industrial | Industrial - WA | New | Process | Natural Gas | Process Boiler - Burner Control Optimization | A | Original Unit Energy Savings (kWh or therms) | Achievable Economic TRC Potential | 0 | 0 | 2.2956 | 2.2956 | 2.2956 | 2.2956 | 2.2956 | 2.2956 | 2.2956 | 2.2956 | 2.2956 | 2.2956 | 2.2956 | 2.2956 | 2.2956 | 2.2956 | 2.2956 | 2.2956 | 2.2956 | 2.2956 | 2.2956 | 2.2956 | 2.2956 | 2.2956 | 2.2956 | 2.2956 | 2.2956
F2_Industrial_Industrial - WA_New_Process_Natural Gas_Process Boiler - Burner Control Optimization_A_Achievable Economic TRC Potential | F2 | Industrial | Industrial - WA | New | Process | Natural Gas | Process Boiler - Burner Control Optimization | A | Original Unit Summer Peak Savings (kW) | Achievable Economic TRC Potential | 0 | 0 | 0 | 0 | 0 | 0 | 0 | 0 | 0 | 0 | 0 | 0 | 0 | 0 | 0 | 0 | 0 | 0 | 0 | 0 | 0 | 0 | 0 | 0 | 0 | 0 | 0
F3_Industrial_Industrial - WA_New_Process_Natural Gas_Process Boiler - Burner Control Optimization_A_Achievable Economic TRC Potential | F3 | Industrial | Industrial - WA | New | Process | Natural Gas | Process Boiler - Burner Control Optimization | A | Original Unit Winter Peak Savings (kW) | Achievable Economic TRC Potential | 0 | 0 | 0 | 0 | 0 | 0 | 0 | 0 | 0 | 0 | 0 | 0 | 0 | 0 | 0 | 0 | 0 | 0 | 0 | 0 | 0 | 0 | 0 | 0 | 0 | 0 | 0
F4_Industrial_Industrial - WA_New_Process_Natural Gas_Process Boiler - Burner Control Optimization_A_Achievable Economic TRC Potential | F4 | Industrial | Industrial - WA | New | Process | Natural Gas | Process Boiler - Burner Control Optimization | A | Standalone Impact on Baseline Energy (%) | Achievable Economic TRC Potential | 0 | 0 | 1.6229e-05 | 3.7696e-05 | 8.2545e-05 | 0.00016215 | 0.00028891 | 0.00046357 | 0.0006818 | 0.00093071 | 0.0011911 | 0.0014417 | 0.0016635 | 0.0018433 | 0.001975 | 0.0020594 | 0.002102 | 0.0021112 | 0.0020958 | 0.0020641 | 0.0020182 | 0.0019651 | 0.0019102 | 0.0018591 | 0.0018115 | 0.001767 | 0.0017254
F5_Industrial_Industrial - WA_New_Process_Natural Gas_Process Boiler - Burner Control Optimization_A_Achievable Economic TRC Potential | F5 | Industrial | Industrial - WA | New | Process | Natural Gas | Process Boiler - Burner Control Optimization | A | Standalone Impact on Baseline Summer Peak (%) | Achievable Economic TRC Potential | 0 | 0 | 0 | 0 | 0 | 0 | 0 | 0 | 0 | 0 | 0 | 0 | 0 | 0 | 0 | 0 | 0 | 0 | 0 | 0 | 0 | 0 | 0 | 0 | 0 | 0 | 0
F6_Industrial_Industrial - WA_New_Process_Natural Gas_Process Boiler - Burner Control Optimization_A_Achievable Economic TRC Potential | F6 | Industrial | Industrial - WA | New | Process | Natural Gas | Process Boiler - Burner Control Optimization | A | Standalone Impact on Baseline Winter Peak (%) | Achievable Economic TRC Potential | 0 | 0 | 0 | 0 | 0 | 0 | 0 | 0 | 0 | 0 | 0 | 0 | 0 | 0 | 0 | 0 | 0 | 0 | 0 | 0 | 0 | 0 | 0 | 0 | 0 | 0 | 0
F7_Industrial_Industrial - WA_New_Process_Natural Gas_Process Boiler - Burner Control Optimization_A_Achievable Economic TRC Potential | F7 | Industrial | Industrial - WA | New | Process | Natural Gas | Process Boiler - Burner Control Optimization | A | Incremental Energy Savings (MWh or mTherms) | Achievable Economic TRC Potential | 0 | 0 | 0.0042518 | 0.0089007 | 0.021286 | 0.0422 | 0.070951 | 0.10663 | 0.14485 | 0.17948 | 0.20438 | 0.21529 | 0.21094 | 0.19318 | 0.16606 | 0.13449 | 0.10296 | 0.074728 | 0.05156 | 0.0339 | 0.017035 | 0.0059463 | 0 | 0 | 0 | 0 | 0
F8_Industrial_Industrial - WA_New_Process_Natural Gas_Process Boiler - Burner Control Optimization_A_Achievable Economic TRC Potential | F8 | Industrial | Industrial - WA | New | Process | Natural Gas | Process Boiler - Burner Control Optimization | A | Incremental Summer Peak Savings (MW) | Achievable Economic TRC Potential | 0 | 0 | 0 | 0 | 0 | 0 | 0 | 0 | 0 | 0 | 0 | 0 | 0 | 0 | 0 | 0 | 0 | 0 | 0 | 0 | 0 | 0 | 0 | 0 | 0 | 0 | 0
F9_Industrial_Industrial - WA_New_Process_Natural Gas_Process Boiler - Burner Control Optimization_A_Achievable Economic TRC Potential | F9 | Industrial | Industrial - WA | New | Process | Natural Gas | Process Boiler - Burner Control Optimization | A | Incremental Winter Peak Savings (MW) | Achievable Economic TRC Potential | 0 | 0 | 0 | 0 | 0 | 0 | 0 | 0 | 0 | 0 | 0 | 0 | 0 | 0 | 0 | 0 | 0 | 0 | 0 | 0 | 0 | 0 | 0 | 0 | 0 | 0 | 0
F10_Industrial_Industrial - WA_New_Process_Natural Gas_Process Boiler - Burner Control Optimization_A_Achievable Economic TRC Potential | F10 | Industrial | Industrial - WA | New | Process | Natural Gas | Process Boiler - Burner Control Optimization | A | Cumulative Energy Savings (MWh or mTherms) | Achievable Economic TRC Potential | 0 | 0 | 0.0042518 | 0.013152 | 0.034439 | 0.076639 | 0.14759 | 0.25422 | 0.39908 | 0.57856 | 0.78293 | 0.99822 | 1.2092 | 1.4023 | 1.5684 | 1.7029 | 1.8059 | 1.8806 | 1.9321 | 1.966 | 1.9831 | 1.989 | 1.989 | 1.989 | 1.989 | 1.989 | 1.989
F11_Industrial_Industrial - WA_New_Process_Natural Gas_Process Boiler - Burner Control Optimization_A_Achievable Economic TRC Potential | F11 | Industrial | Industrial - WA | New | Process | Natural Gas | Process Boiler - Burner Control Optimization | A | Cumulative Summer Peak Savings (MW) | Achievable Economic TRC Potential | 0 | 0 | 0 | 0 | 0 | 0 | 0 | 0 | 0 | 0 | 0 | 0 | 0 | 0 | 0 | 0 | 0 | 0 | 0 | 0 | 0 | 0 | 0 | 0 | 0 | 0 | 0
F12_Industrial_Industrial - WA_New_Process_Natural Gas_Process Boiler - Burner Control Optimization_A_Achievable Economic TRC Potential | F12 | Industrial | Industrial - WA | New | Process | Natural Gas | Process Boiler - Burner Control Optimization | A | Cumulative Winter Peak Savings (MW) | Achievable Economic TRC Potential | 0 | 0 | 0 | 0 | 0 | 0 | 0 | 0 | 0 | 0 | 0 | 0 | 0 | 0 | 0 | 0 | 0 | 0 | 0 | 0 | 0 | 0 | 0 | 0 | 0 | 0 | 0
F13_Industrial_Industrial - WA_New_Process_Natural Gas_Process Boiler - Burner Control Optimization_A_Achievable Economic TRC Potential | F13 | Industrial | Industrial - WA | New | Process | Natural Gas | Process Boiler - Burner Control Optimization | A | Purchases (Incremental) | Achievable Economic TRC Potential | 0 | 0 | 1.8521 | 3.8772 | 9.2725 | 18.3825 | 30.9067 | 46.4507 | 63.0996 | 78.1815 | 89.0288 | 93.7802 | 91.8879 | 84.1522 | 72.338 | 58.5845 | 44.8493 | 32.5518 | 22.4598 | 14.7671 | 7.4206 | 2.5902 | 0 | 0 | 0 | 0 | 0
F14_Industrial_Industrial - WA_New_Process_Natural Gas_Process Boiler - Burner Control Optimization_A_Achievable Economic TRC Potential | F14 | Industrial | Industrial - WA | New | Process | Natural Gas | Process Boiler - Burner Control Optimization | A | Purchases (Cumulative) | Achievable Economic TRC Potential | 0 | 0 | 1.8521 | 5.7293 | 15.0018 | 33.3843 | 64.291 | 110.7417 | 173.8414 | 252.0229 | 341.0517 | 434.8319 | 526.7198 | 610.872 | 683.21 | 741.7944 | 786.6437 | 819.1955 | 841.6553 | 856.4224 | 863.843 | 866.4333 | 866.4333 | 866.4333 | 866.4333 | 866.4333 | 866.4333
F1_Industrial_Industrial - WA_New_Process_Natural Gas_Process Boiler - Insulate Hot Water Lines_A_Achievable Economic TRC Potential | F1 | Industrial | Industrial - WA | New | Process | Natural Gas | Process Boiler - Insulate Hot Water Lines | A | Original Unit Energy Savings (kWh or therms) | Achievable Economic TRC Potential | 0 | 0 | 38.0063 | 38.0063 | 38.0063 | 38.0063 | 38.0063 | 38.0063 | 38.0063 | 38.0063 | 38.0063 | 38.0063 | 38.0063 | 38.0063 | 38.0063 | 38.0063 | 38.0063 | 38.0063 | 38.0063 | 38.0063 | 38.0063 | 38.0063 | 38.0063 | 38.0063 | 38.0063 | 38.0063 | 38.0063
F2_Industrial_Industrial - WA_New_Process_Natural Gas_Process Boiler - Insulate Hot Water Lines_A_Achievable Economic TRC Potential | F2 | Industrial | Industrial - WA | New | Process | Natural Gas | Process Boiler - Insulate Hot Water Lines | A | Original Unit Summer Peak Savings (kW) | Achievable Economic TRC Potential | 0 | 0 | 0 | 0 | 0 | 0 | 0 | 0 | 0 | 0 | 0 | 0 | 0 | 0 | 0 | 0 | 0 | 0 | 0 | 0 | 0 | 0 | 0 | 0 | 0 | 0 | 0
F3_Industrial_Industrial - WA_New_Process_Natural Gas_Process Boiler - Insulate Hot Water Lines_A_Achievable Economic TRC Potential | F3 | Industrial | Industrial - WA | New | Process | Natural Gas | Process Boiler - Insulate Hot Water Lines | A | Original Unit Winter Peak Savings (kW) | Achievable Economic TRC Potential | 0 | 0 | 0 | 0 | 0 | 0 | 0 | 0 | 0 | 0 | 0 | 0 | 0 | 0 | 0 | 0 | 0 | 0 | 0 | 0 | 0 | 0 | 0 | 0 | 0 | 0 | 0
F4_Industrial_Industrial - WA_New_Process_Natural Gas_Process Boiler - Insulate Hot Water Lines_A_Achievable Economic TRC Potential | F4 | Industrial | Industrial - WA | New | Process | Natural Gas | Process Boiler - Insulate Hot Water Lines | A | Standalone Impact on Baseline Energy (%) | Achievable Economic TRC Potential | 0 | 0 | 0 | 0 | 0 | 0 | 0 | 0 | 0 | 0 | 0 | 0 | 0 | 0 | 0 | 0 | 0 | 0 | 0 | 0 | 0 | 0 | 0 | 0 | 0 | 0 | 0
F5_Industrial_Industrial - WA_New_Process_Natural Gas_Process Boiler - Insulate Hot Water Lines_A_Achievable Economic TRC Potential | F5 | Industrial | Industrial - WA | New | Process | Natural Gas | Process Boiler - Insulate Hot Water Lines | A | Standalone Impact on Baseline Summer Peak (%) | Achievable Economic TRC Potential | 0 | 0 | 0 | 0 | 0 | 0 | 0 | 0 | 0 | 0 | 0 | 0 | 0 | 0 | 0 | 0 | 0 | 0 | 0 | 0 | 0 | 0 | 0 | 0 | 0 | 0 | 0
F6_Industrial_Industrial - WA_New_Process_Natural Gas_Process Boiler - Insulate Hot Water Lines_A_Achievable Economic TRC Potential | F6 | Industrial | Industrial - WA | New | Process | Natural Gas | Process Boiler - Insulate Hot Water Lines | A | Standalone Impact on Baseline Winter Peak (%) | Achievable Economic TRC Potential | 0 | 0 | 0 | 0 | 0 | 0 | 0 | 0 | 0 | 0 | 0 | 0 | 0 | 0 | 0 | 0 | 0 | 0 | 0 | 0 | 0 | 0 | 0 | 0 | 0 | 0 | 0
F7_Industrial_Industrial - WA_New_Process_Natural Gas_Process Boiler - Insulate Hot Water Lines_A_Achievable Economic TRC Potential | F7 | Industrial | Industrial - WA | New | Process | Natural Gas | Process Boiler - Insulate Hot Water Lines | A | Incremental Energy Savings (MWh or mTherms) | Achievable Economic TRC Potential | 0 | 0 | 0 | 0 | 0 | 0 | 0 | 0 | 0 | 0 | 0 | 0 | 0 | 0 | 0 | 0 | 0 | 0 | 0 | 0 | 0 | 0 | 0 | 0 | 0 | 0 | 0
F8_Industrial_Industrial - WA_New_Process_Natural Gas_Process Boiler - Insulate Hot Water Lines_A_Achievable Economic TRC Potential | F8 | Industrial | Industrial - WA | New | Process | Natural Gas | Process Boiler - Insulate Hot Water Lines | A | Incremental Summer Peak Savings (MW) | Achievable Economic TRC Potential | 0 | 0 | 0 | 0 | 0 | 0 | 0 | 0 | 0 | 0 | 0 | 0 | 0 | 0 | 0 | 0 | 0 | 0 | 0 | 0 | 0 | 0 | 0 | 0 | 0 | 0 | 0
F9_Industrial_Industrial - WA_New_Process_Natural Gas_Process Boiler - Insulate Hot Water Lines_A_Achievable Economic TRC Potential | F9 | Industrial | Industrial - WA | New | Process | Natural Gas | Process Boiler - Insulate Hot Water Lines | A | Incremental Winter Peak Savings (MW) | Achievable Economic TRC Potential | 0 | 0 | 0 | 0 | 0 | 0 | 0 | 0 | 0 | 0 | 0 | 0 | 0 | 0 | 0 | 0 | 0 | 0 | 0 | 0 | 0 | 0 | 0 | 0 | 0 | 0 | 0
F10_Industrial_Industrial - WA_New_Process_Natural Gas_Process Boiler - Insulate Hot Water Lines_A_Achievable Economic TRC Potential | F10 | Industrial | Industrial - WA | New | Process | Natural Gas | Process Boiler - Insulate Hot Water Lines | A | Cumulative Energy Savings (MWh or mTherms) | Achievable Economic TRC Potential | 0 | 0 | 0 | 0 | 0 | 0 | 0 | 0 | 0 | 0 | 0 | 0 | 0 | 0 | 0 | 0 | 0 | 0 | 0 | 0 | 0 | 0 | 0 | 0 | 0 | 0 | 0
F11_Industrial_Industrial - WA_New_Process_Natural Gas_Process Boiler - Insulate Hot Water Lines_A_Achievable Economic TRC Potential | F11 | Industrial | Industrial - WA | New | Process | Natural Gas | Process Boiler - Insulate Hot Water Lines | A | Cumulative Summer Peak Savings (MW) | Achievable Economic TRC Potential | 0 | 0 | 0 | 0 | 0 | 0 | 0 | 0 | 0 | 0 | 0 | 0 | 0 | 0 | 0 | 0 | 0 | 0 | 0 | 0 | 0 | 0 | 0 | 0 | 0 | 0 | 0
F12_Industrial_Industrial - WA_New_Process_Natural Gas_Process Boiler - Insulate Hot Water Lines_A_Achievable Economic TRC Potential | F12 | Industrial | Industrial - WA | New | Process | Natural Gas | Process Boiler - Insulate Hot Water Lines | A | Cumulative Winter Peak Savings (MW) | Achievable Economic TRC Potential | 0 | 0 | 0 | 0 | 0 | 0 | 0 | 0 | 0 | 0 | 0 | 0 | 0 | 0 | 0 | 0 | 0 | 0 | 0 | 0 | 0 | 0 | 0 | 0 | 0 | 0 | 0
F13_Industrial_Industrial - WA_New_Process_Natural Gas_Process Boiler - Insulate Hot Water Lines_A_Achievable Economic TRC Potential | F13 | Industrial | Industrial - WA | New | Process | Natural Gas | Process Boiler - Insulate Hot Water Lines | A | Purchases (Incremental) | Achievable Economic TRC Potential | 0 | 0 | 0 | 0 | 0 | 0 | 0 | 0 | 0 | 0 | 0 | 0 | 0 | 0 | 0 | 0 | 0 | 0 | 0 | 0 | 0 | 0 | 0 | 0 | 0 | 0 | 0
F14_Industrial_Industrial - WA_New_Process_Natural Gas_Process Boiler - Insulate Hot Water Lines_A_Achievable Economic TRC Potential | F14 | Industrial | Industrial - WA | New | Process | Natural Gas | Process Boiler - Insulate Hot Water Lines | A | Purchases (Cumulative) | Achievable Economic TRC Potential | 0 | 0 | 0 | 0 | 0 | 0 | 0 | 0 | 0 | 0 | 0 | 0 | 0 | 0 | 0 | 0 | 0 | 0 | 0 | 0 | 0 | 0 | 0 | 0 | 0 | 0 | 0
F1_Industrial_Industrial - WA_New_Process_Natural Gas_Process Boiler - Insulate Steam Lines/Condensate Tank_A_Achievable Economic TRC Potential | F1 | Industrial | Industrial - WA | New | Process | Natural Gas | Process Boiler - Insulate Steam Lines/Condensate Tank | A | Original Unit Energy Savings (kWh or therms) | Achievable Economic TRC Potential | 0 | 0 | 56.7725 | 56.7725 | 56.7725 | 56.7725 | 56.7725 | 56.7725 | 56.7725 | 56.7725 | 56.7725 | 56.7725 | 56.7725 | 56.7725 | 56.7725 | 56.7725 | 56.7725 | 56.7725 | 56.7725 | 56.7725 | 56.7725 | 56.7725 | 56.7725 | 56.7725 | 56.7725 | 56.7725 | 56.7725
F2_Industrial_Industrial - WA_New_Process_Natural Gas_Process Boiler - Insulate Steam Lines/Condensate Tank_A_Achievable Economic TRC Potential | F2 | Industrial | Industrial - WA | New | Process | Natural Gas | Process Boiler - Insulate Steam Lines/Condensate Tank | A | Original Unit Summer Peak Savings (kW) | Achievable Economic TRC Potential | 0 | 0 | 0 | 0 | 0 | 0 | 0 | 0 | 0 | 0 | 0 | 0 | 0 | 0 | 0 | 0 | 0 | 0 | 0 | 0 | 0 | 0 | 0 | 0 | 0 | 0 | 0
F3_Industrial_Industrial - WA_New_Process_Natural Gas_Process Boiler - Insulate Steam Lines/Condensate Tank_A_Achievable Economic TRC Potential | F3 | Industrial | Industrial - WA | New | Process | Natural Gas | Process Boiler - Insulate Steam Lines/Condensate Tank | A | Original Unit Winter Peak Savings (kW) | Achievable Economic TRC Potential | 0 | 0 | 0 | 0 | 0 | 0 | 0 | 0 | 0 | 0 | 0 | 0 | 0 | 0 | 0 | 0 | 0 | 0 | 0 | 0 | 0 | 0 | 0 | 0 | 0 | 0 | 0
F4_Industrial_Industrial - WA_New_Process_Natural Gas_Process Boiler - Insulate Steam Lines/Condensate Tank_A_Achievable Economic TRC Potential | F4 | Industrial | Industrial - WA | New | Process | Natural Gas | Process Boiler - Insulate Steam Lines/Condensate Tank | A | Standalone Impact on Baseline Energy (%) | Achievable Economic TRC Potential | 0 | 0 | 0 | 0 | 0 | 0 | 0 | 0 | 0 | 0 | 0 | 0 | 0 | 0 | 0 | 0 | 0 | 0 | 0 | 0 | 0 | 0 | 0 | 0 | 0 | 0 | 0
F5_Industrial_Industrial - WA_New_Process_Natural Gas_Process Boiler - Insulate Steam Lines/Condensate Tank_A_Achievable Economic TRC Potential | F5 | Industrial | Industrial - WA | New | Process | Natural Gas | Process Boiler - Insulate Steam Lines/Condensate Tank | A | Standalone Impact on Baseline Summer Peak (%) | Achievable Economic TRC Potential | 0 | 0 | 0 | 0 | 0 | 0 | 0 | 0 | 0 | 0 | 0 | 0 | 0 | 0 | 0 | 0 | 0 | 0 | 0 | 0 | 0 | 0 | 0 | 0 | 0 | 0 | 0
F6_Industrial_Industrial - WA_New_Process_Natural Gas_Process Boiler - Insulate Steam Lines/Condensate Tank_A_Achievable Economic TRC Potential | F6 | Industrial | Industrial - WA | New | Process | Natural Gas | Process Boiler - Insulate Steam Lines/Condensate Tank | A | Standalone Impact on Baseline Winter Peak (%) | Achievable Economic TRC Potential | 0 | 0 | 0 | 0 | 0 | 0 | 0 | 0 | 0 | 0 | 0 | 0 | 0 | 0 | 0 | 0 | 0 | 0 | 0 | 0 | 0 | 0 | 0 | 0 | 0 | 0 | 0
F7_Industrial_Industrial - WA_New_Process_Natural Gas_Process Boiler - Insulate Steam Lines/Condensate Tank_A_Achievable Economic TRC Potential | F7 | Industrial | Industrial - WA | New | Process | Natural Gas | Process Boiler - Insulate Steam Lines/Condensate Tank | A | Incremental Energy Savings (MWh or mTherms) | Achievable Economic TRC Potential | 0 | 0 | 0 | 0 | 0 | 0 | 0 | 0 | 0 | 0 | 0 | 0 | 0 | 0 | 0 | 0 | 0 | 0 | 0 | 0 | 0 | 0 | 0 | 0 | 0 | 0 | 0
F8_Industrial_Industrial - WA_New_Process_Natural Gas_Process Boiler - Insulate Steam Lines/Condensate Tank_A_Achievable Economic TRC Potential | F8 | Industrial | Industrial - WA | New | Process | Natural Gas | Process Boiler - Insulate Steam Lines/Condensate Tank | A | Incremental Summer Peak Savings (MW) | Achievable Economic TRC Potential | 0 | 0 | 0 | 0 | 0 | 0 | 0 | 0 | 0 | 0 | 0 | 0 | 0 | 0 | 0 | 0 | 0 | 0 | 0 | 0 | 0 | 0 | 0 | 0 | 0 | 0 | 0
F9_Industrial_Industrial - WA_New_Process_Natural Gas_Process Boiler - Insulate Steam Lines/Condensate Tank_A_Achievable Economic TRC Potential | F9 | Industrial | Industrial - WA | New | Process | Natural Gas | Process Boiler - Insulate Steam Lines/Condensate Tank | A | Incremental Winter Peak Savings (MW) | Achievable Economic TRC Potential | 0 | 0 | 0 | 0 | 0 | 0 | 0 | 0 | 0 | 0 | 0 | 0 | 0 | 0 | 0 | 0 | 0 | 0 | 0 | 0 | 0 | 0 | 0 | 0 | 0 | 0 | 0
F10_Industrial_Industrial - WA_New_Process_Natural Gas_Process Boiler - Insulate Steam Lines/Condensate Tank_A_Achievable Economic TRC Potential | F10 | Industrial | Industrial - WA | New | Process | Natural Gas | Process Boiler - Insulate Steam Lines/Condensate Tank | A | Cumulative Energy Savings (MWh or mTherms) | Achievable Economic TRC Potential | 0 | 0 | 0 | 0 | 0 | 0 | 0 | 0 | 0 | 0 | 0 | 0 | 0 | 0 | 0 | 0 | 0 | 0 | 0 | 0 | 0 | 0 | 0 | 0 | 0 | 0 | 0
F11_Industrial_Industrial - WA_New_Process_Natural Gas_Process Boiler - Insulate Steam Lines/Condensate Tank_A_Achievable Economic TRC Potential | F11 | Industrial | Industrial - WA | New | Process | Natural Gas | Process Boiler - Insulate Steam Lines/Condensate Tank | A | Cumulative Summer Peak Savings (MW) | Achievable Economic TRC Potential | 0 | 0 | 0 | 0 | 0 | 0 | 0 | 0 | 0 | 0 | 0 | 0 | 0 | 0 | 0 | 0 | 0 | 0 | 0 | 0 | 0 | 0 | 0 | 0 | 0 | 0 | 0
F12_Industrial_Industrial - WA_New_Process_Natural Gas_Process Boiler - Insulate Steam Lines/Condensate Tank_A_Achievable Economic TRC Potential | F12 | Industrial | Industrial - WA | New | Process | Natural Gas | Process Boiler - Insulate Steam Lines/Condensate Tank | A | Cumulative Winter Peak Savings (MW) | Achievable Economic TRC Potential | 0 | 0 | 0 | 0 | 0 | 0 | 0 | 0 | 0 | 0 | 0 | 0 | 0 | 0 | 0 | 0 | 0 | 0 | 0 | 0 | 0 | 0 | 0 | 0 | 0 | 0 | 0
F13_Industrial_Industrial - WA_New_Process_Natural Gas_Process Boiler - Insulate Steam Lines/Condensate Tank_A_Achievable Economic TRC Potential | F13 | Industrial | Industrial - WA | New | Process | Natural Gas | Process Boiler - Insulate Steam Lines/Condensate Tank | A | Purchases (Incremental) | Achievable Economic TRC Potential | 0 | 0 | 0 | 0 | 0 | 0 | 0 | 0 | 0 | 0 | 0 | 0 | 0 | 0 | 0 | 0 | 0 | 0 | 0 | 0 | 0 | 0 | 0 | 0 | 0 | 0 | 0
F14_Industrial_Industrial - WA_New_Process_Natural Gas_Process Boiler - Insulate Steam Lines/Condensate Tank_A_Achievable Economic TRC Potential | F14 | Industrial | Industrial - WA | New | Process | Natural Gas | Process Boiler - Insulate Steam Lines/Condensate Tank | A | Purchases (Cumulative) | Achievable Economic TRC Potential | 0 | 0 | 0 | 0 | 0 | 0 | 0 | 0 | 0 | 0 | 0 | 0 | 0 | 0 | 0 | 0 | 0 | 0 | 0 | 0 | 0 | 0 | 0 | 0 | 0 | 0 | 0
F1_Industrial_Industrial - WA_New_Process_Natural Gas_Process Boiler - Stack Economizer_A_Achievable Economic TRC Potential | F1 | Industrial | Industrial - WA | New | Process | Natural Gas | Process Boiler - Stack Economizer | A | Original Unit Energy Savings (kWh or therms) | Achievable Economic TRC Potential | 0 | 0 | 7.5994 | 7.5994 | 7.5994 | 7.5994 | 7.5994 | 7.5994 | 7.5994 | 7.5994 | 7.5994 | 7.5994 | 7.5994 | 7.5994 | 7.5994 | 7.5994 | 7.5994 | 7.5994 | 7.5994 | 7.5994 | 7.5994 | 7.5994 | 7.5994 | 7.5994 | 7.5994 | 7.5994 | 7.5994
F2_Industrial_Industrial - WA_New_Process_Natural Gas_Process Boiler - Stack Economizer_A_Achievable Economic TRC Potential | F2 | Industrial | Industrial - WA | New | Process | Natural Gas | Process Boiler - Stack Economizer | A | Original Unit Summer Peak Savings (kW) | Achievable Economic TRC Potential | 0 | 0 | 0 | 0 | 0 | 0 | 0 | 0 | 0 | 0 | 0 | 0 | 0 | 0 | 0 | 0 | 0 | 0 | 0 | 0 | 0 | 0 | 0 | 0 | 0 | 0 | 0
F3_Industrial_Industrial - WA_New_Process_Natural Gas_Process Boiler - Stack Economizer_A_Achievable Economic TRC Potential | F3 | Industrial | Industrial - WA | New | Process | Natural Gas | Process Boiler - Stack Economizer | A | Original Unit Winter Peak Savings (kW) | Achievable Economic TRC Potential | 0 | 0 | 0 | 0 | 0 | 0 | 0 | 0 | 0 | 0 | 0 | 0 | 0 | 0 | 0 | 0 | 0 | 0 | 0 | 0 | 0 | 0 | 0 | 0 | 0 | 0 | 0
F4_Industrial_Industrial - WA_New_Process_Natural Gas_Process Boiler - Stack Economizer_A_Achievable Economic TRC Potential | F4 | Industrial | Industrial - WA | New | Process | Natural Gas | Process Boiler - Stack Economizer | A | Standalone Impact on Baseline Energy (%) | Achievable Economic TRC Potential | 0 | 0 | 0.00053108 | 0.00092987 | 0.0013087 | 0.0016863 | 0.0020913 | 0.002426 | 0.0026554 | 0.0028062 | 0.0028986 | 0.0029475 | 0.0029643 | 0.0029575 | 0.0029336 | 0.0028975 | 0.002853 | 0.0027516 | 0.0026587 | 0.0025732 | 0.0024944 | 0.0024215 | 0.0023539 | 0.0022909 | 0.0022323 | 0.0021775 | 0.0021261
F5_Industrial_Industrial - WA_New_Process_Natural Gas_Process Boiler - Stack Economizer_A_Achievable Economic TRC Potential | F5 | Industrial | Industrial - WA | New | Process | Natural Gas | Process Boiler - Stack Economizer | A | Standalone Impact on Baseline Summer Peak (%) | Achievable Economic TRC Potential | 0 | 0 | 0 | 0 | 0 | 0 | 0 | 0 | 0 | 0 | 0 | 0 | 0 | 0 | 0 | 0 | 0 | 0 | 0 | 0 | 0 | 0 | 0 | 0 | 0 | 0 | 0
F6_Industrial_Industrial - WA_New_Process_Natural Gas_Process Boiler - Stack Economizer_A_Achievable Economic TRC Potential | F6 | Industrial | Industrial - WA | New | Process | Natural Gas | Process Boiler - Stack Economizer | A | Standalone Impact on Baseline Winter Peak (%) | Achievable Economic TRC Potential | 0 | 0 | 0 | 0 | 0 | 0 | 0 | 0 | 0 | 0 | 0 | 0 | 0 | 0 | 0 | 0 | 0 | 0 | 0 | 0 | 0 | 0 | 0 | 0 | 0 | 0 | 0
F7_Industrial_Industrial - WA_New_Process_Natural Gas_Process Boiler - Stack Economizer_A_Achievable Economic TRC Potential | F7 | Industrial | Industrial - WA | New | Process | Natural Gas | Process Boiler - Stack Economizer | A | Incremental Energy Savings (MWh or mTherms) | Achievable Economic TRC Potential | 0 | 0 | 0.13914 | 0.1853 | 0.22157 | 0.25101 | 0.2713 | 0.26212 | 0.22382 | 0.19016 | 0.16086 | 0.13556 | 0.11385 | 0.095325 | 0.079601 | 0.066308 | 0.055113 | 0 | 0 | 0 | 0 | 0 | 0 | 0 | 0 | 0 | 0
F8_Industrial_Industrial - WA_New_Process_Natural Gas_Process Boiler - Stack Economizer_A_Achievable Economic TRC Potential | F8 | Industrial | Industrial - WA | New | Process | Natural Gas | Process Boiler - Stack Economizer | A | Incremental Summer Peak Savings (MW) | Achievable Economic TRC Potential | 0 | 0 | 0 | 0 | 0 | 0 | 0 | 0 | 0 | 0 | 0 | 0 | 0 | 0 | 0 | 0 | 0 | 0 | 0 | 0 | 0 | 0 | 0 | 0 | 0 | 0 | 0
F9_Industrial_Industrial - WA_New_Process_Natural Gas_Process Boiler - Stack Economizer_A_Achievable Economic TRC Potential | F9 | Industrial | Industrial - WA | New | Process | Natural Gas | Process Boiler - Stack Economizer | A | Incremental Winter Peak Savings (MW) | Achievable Economic TRC Potential | 0 | 0 | 0 | 0 | 0 | 0 | 0 | 0 | 0 | 0 | 0 | 0 | 0 | 0 | 0 | 0 | 0 | 0 | 0 | 0 | 0 | 0 | 0 | 0 | 0 | 0 | 0
F10_Industrial_Industrial - WA_New_Process_Natural Gas_Process Boiler - Stack Economizer_A_Achievable Economic TRC Potential | F10 | Industrial | Industrial - WA | New | Process | Natural Gas | Process Boiler - Stack Economizer | A | Cumulative Energy Savings (MWh or mTherms) | Achievable Economic TRC Potential | 0 | 0 | 0.13914 | 0.32444 | 0.54601 | 0.79702 | 1.0683 | 1.3304 | 1.5543 | 1.7444 | 1.9053 | 2.0408 | 2.1547 | 2.25 | 2.3296 | 2.3959 | 2.451 | 2.451 | 2.451 | 2.451 | 2.451 | 2.451 | 2.451 | 2.451 | 2.451 | 2.451 | 2.451
F11_Industrial_Industrial - WA_New_Process_Natural Gas_Process Boiler - Stack Economizer_A_Achievable Economic TRC Potential | F11 | Industrial | Industrial - WA | New | Process | Natural Gas | Process Boiler - Stack Economizer | A | Cumulative Summer Peak Savings (MW) | Achievable Economic TRC Potential | 0 | 0 | 0 | 0 | 0 | 0 | 0 | 0 | 0 | 0 | 0 | 0 | 0 | 0 | 0 | 0 | 0 | 0 | 0 | 0 | 0 | 0 | 0 | 0 | 0 | 0 | 0
F12_Industrial_Industrial - WA_New_Process_Natural Gas_Process Boiler - Stack Economizer_A_Achievable Economic TRC Potential | F12 | Industrial | Industrial - WA | New | Process | Natural Gas | Process Boiler - Stack Economizer | A | Cumulative Winter Peak Savings (MW) | Achievable Economic TRC Potential | 0 | 0 | 0 | 0 | 0 | 0 | 0 | 0 | 0 | 0 | 0 | 0 | 0 | 0 | 0 | 0 | 0 | 0 | 0 | 0 | 0 | 0 | 0 | 0 | 0 | 0 | 0
F13_Industrial_Industrial - WA_New_Process_Natural Gas_Process Boiler - Stack Economizer_A_Achievable Economic TRC Potential | F13 | Industrial | Industrial - WA | New | Process | Natural Gas | Process Boiler - Stack Economizer | A | Purchases (Incremental) | Achievable Economic TRC Potential | 0 | 0 | 18.309 | 24.3832 | 29.1568 | 33.0302 | 35.7003 | 34.4927 | 29.4521 | 25.0228 | 21.1674 | 17.8377 | 14.9809 | 12.5438 | 10.4747 | 8.7255 | 7.2524 | 0 | 0 | 0 | 0 | 0 | 0 | 0 | 0 | 0 | 0
F14_Industrial_Industrial - WA_New_Process_Natural Gas_Process Boiler - Stack Economizer_A_Achievable Economic TRC Potential | F14 | Industrial | Industrial - WA | New | Process | Natural Gas | Process Boiler - Stack Economizer | A | Purchases (Cumulative) | Achievable Economic TRC Potential | 0 | 0 | 18.309 | 42.6923 | 71.849 | 104.8792 | 140.5795 | 175.0722 | 204.5243 | 229.5471 | 250.7145 | 268.5522 | 283.5332 | 296.0769 | 306.5516 | 315.2771 | 322.5295 | 322.5295 | 322.5295 | 322.5295 | 322.5295 | 322.5295 | 322.5295 | 322.5295 | 322.5295 | 322.5295 | 322.5295
F1_Industrial_Industrial - WA_New_Process_Natural Gas_Process Boiler - Steam Trap Replacement_A_Achievable Economic TRC Potential | F1 | Industrial | Industrial - WA | New | Process | Natural Gas | Process Boiler - Steam Trap Replacement | A | Original Unit Energy Savings (kWh or therms) | Achievable Economic TRC Potential | 0 | 0 | 253514.0926 | 253514.0926 | 253514.0926 | 253514.0926 | 253514.0926 | 253514.0926 | 253514.0926 | 253514.0926 | 253514.0926 | 253514.0926 | 253514.0926 | 253514.0926 | 253514.0926 | 253514.0926 | 253514.0926 | 253514.0926 | 253514.0926 | 253514.0926 | 253514.0926 | 253514.0926 | 253514.0926 | 253514.0926 | 253514.0926 | 253514.0926 | 253514.0926
F2_Industrial_Industrial - WA_New_Process_Natural Gas_Process Boiler - Steam Trap Replacement_A_Achievable Economic TRC Potential | F2 | Industrial | Industrial - WA | New | Process | Natural Gas | Process Boiler - Steam Trap Replacement | A | Original Unit Summer Peak Savings (kW) | Achievable Economic TRC Potential | 0 | 0 | 0 | 0 | 0 | 0 | 0 | 0 | 0 | 0 | 0 | 0 | 0 | 0 | 0 | 0 | 0 | 0 | 0 | 0 | 0 | 0 | 0 | 0 | 0 | 0 | 0
F3_Industrial_Industrial - WA_New_Process_Natural Gas_Process Boiler - Steam Trap Replacement_A_Achievable Economic TRC Potential | F3 | Industrial | Industrial - WA | New | Process | Natural Gas | Process Boiler - Steam Trap Replacement | A | Original Unit Winter Peak Savings (kW) | Achievable Economic TRC Potential | 0 | 0 | 0 | 0 | 0 | 0 | 0 | 0 | 0 | 0 | 0 | 0 | 0 | 0 | 0 | 0 | 0 | 0 | 0 | 0 | 0 | 0 | 0 | 0 | 0 | 0 | 0
F4_Industrial_Industrial - WA_New_Process_Natural Gas_Process Boiler - Steam Trap Replacement_A_Achievable Economic TRC Potential | F4 | Industrial | Industrial - WA | New | Process | Natural Gas | Process Boiler - Steam Trap Replacement | A | Standalone Impact on Baseline Energy (%) | Achievable Economic TRC Potential | 0 | 0 | 7.1197e-06 | 1.2466e-05 | 1.7545e-05 | 2.2607e-05 | 2.8036e-05 | 3.3235e-05 | 3.5072e-05 | 3.6147e-05 | 3.6785e-05 | 3.7181e-05 | 3.7533e-05 | 3.7848e-05 | 3.8132e-05 | 3.8388e-05 | 3.8621e-05 | 3.8833e-05 | 3.9028e-05 | 3.9207e-05 | 3.8006e-05 | 3.6895e-05 | 3.5864e-05 | 3.4906e-05 | 3.4012e-05 | 3.3176e-05 | 3.2394e-05
F5_Industrial_Industrial - WA_New_Process_Natural Gas_Process Boiler - Steam Trap Replacement_A_Achievable Economic TRC Potential | F5 | Industrial | Industrial - WA | New | Process | Natural Gas | Process Boiler - Steam Trap Replacement | A | Standalone Impact on Baseline Summer Peak (%) | Achievable Economic TRC Potential | 0 | 0 | 0 | 0 | 0 | 0 | 0 | 0 | 0 | 0 | 0 | 0 | 0 | 0 | 0 | 0 | 0 | 0 | 0 | 0 | 0 | 0 | 0 | 0 | 0 | 0 | 0
F6_Industrial_Industrial - WA_New_Process_Natural Gas_Process Boiler - Steam Trap Replacement_A_Achievable Economic TRC Potential | F6 | Industrial | Industrial - WA | New | Process | Natural Gas | Process Boiler - Steam Trap Replacement | A | Standalone Impact on Baseline Winter Peak (%) | Achievable Economic TRC Potential | 0 | 0 | 0 | 0 | 0 | 0 | 0 | 0 | 0 | 0 | 0 | 0 | 0 | 0 | 0 | 0 | 0 | 0 | 0 | 0 | 0 | 0 | 0 | 0 | 0 | 0 | 0
F7_Industrial_Industrial - WA_New_Process_Natural Gas_Process Boiler - Steam Trap Replacement_A_Achievable Economic TRC Potential | F7 | Industrial | Industrial - WA | New | Process | Natural Gas | Process Boiler - Steam Trap Replacement | A | Incremental Energy Savings (MWh or mTherms) | Achievable Economic TRC Potential | 0 | 0 | 0.0018653 | 0.0024841 | 0.0029704 | 0.003365 | 0.003637 | 0.0039045 | 0.0023021 | 0.0019417 | 0.0017094 | 0.0015646 | 0.0015381 | 0.0015121 | 0.0014865 | 0.0014614 | 0.0014367 | 0.0014124 | 0.0013885 | 0.0013651 | 0 | 0 | 0 | 0 | 0 | 0 | 0
F8_Industrial_Industrial - WA_New_Process_Natural Gas_Process Boiler - Steam Trap Replacement_A_Achievable Economic TRC Potential | F8 | Industrial | Industrial - WA | New | Process | Natural Gas | Process Boiler - Steam Trap Replacement | A | Incremental Summer Peak Savings (MW) | Achievable Economic TRC Potential | 0 | 0 | 0 | 0 | 0 | 0 | 0 | 0 | 0 | 0 | 0 | 0 | 0 | 0 | 0 | 0 | 0 | 0 | 0 | 0 | 0 | 0 | 0 | 0 | 0 | 0 | 0
F9_Industrial_Industrial - WA_New_Process_Natural Gas_Process Boiler - Steam Trap Replacement_A_Achievable Economic TRC Potential | F9 | Industrial | Industrial - WA | New | Process | Natural Gas | Process Boiler - Steam Trap Replacement | A | Incremental Winter Peak Savings (MW) | Achievable Economic TRC Potential | 0 | 0 | 0 | 0 | 0 | 0 | 0 | 0 | 0 | 0 | 0 | 0 | 0 | 0 | 0 | 0 | 0 | 0 | 0 | 0 | 0 | 0 | 0 | 0 | 0 | 0 | 0
F10_Industrial_Industrial - WA_New_Process_Natural Gas_Process Boiler - Steam Trap Replacement_A_Achievable Economic TRC Potential | F10 | Industrial | Industrial - WA | New | Process | Natural Gas | Process Boiler - Steam Trap Replacement | A | Cumulative Energy Savings (MWh or mTherms) | Achievable Economic TRC Potential | 0 | 0 | 0.0018653 | 0.0043494 | 0.0073198 | 0.010685 | 0.014322 | 0.018226 | 0.020528 | 0.02247 | 0.02418 | 0.025744 | 0.027282 | 0.028794 | 0.030281 | 0.031742 | 0.033179 | 0.034591 | 0.03598 | 0.037345 | 0.037345 | 0.037345 | 0.037345 | 0.037345 | 0.037345 | 0.037345 | 0.037345
F11_Industrial_Industrial - WA_New_Process_Natural Gas_Process Boiler - Steam Trap Replacement_A_Achievable Economic TRC Potential | F11 | Industrial | Industrial - WA | New | Process | Natural Gas | Process Boiler - Steam Trap Replacement | A | Cumulative Summer Peak Savings (MW) | Achievable Economic TRC Potential | 0 | 0 | 0 | 0 | 0 | 0 | 0 | 0 | 0 | 0 | 0 | 0 | 0 | 0 | 0 | 0 | 0 | 0 | 0 | 0 | 0 | 0 | 0 | 0 | 0 | 0 | 0
F12_Industrial_Industrial - WA_New_Process_Natural Gas_Process Boiler - Steam Trap Replacement_A_Achievable Economic TRC Potential | F12 | Industrial | Industrial - WA | New | Process | Natural Gas | Process Boiler - Steam Trap Replacement | A | Cumulative Winter Peak Savings (MW) | Achievable Economic TRC Potential | 0 | 0 | 0 | 0 | 0 | 0 | 0 | 0 | 0 | 0 | 0 | 0 | 0 | 0 | 0 | 0 | 0 | 0 | 0 | 0 | 0 | 0 | 0 | 0 | 0 | 0 | 0
F13_Industrial_Industrial - WA_New_Process_Natural Gas_Process Boiler - Steam Trap Replacement_A_Achievable Economic TRC Potential | F13 | Industrial | Industrial - WA | New | Process | Natural Gas | Process Boiler - Steam Trap Replacement | A | Purchases (Incremental) | Achievable Economic TRC Potential | 0 | 0 | 7.3577e-06 | 9.7986e-06 | 1.1717e-05 | 1.3273e-05 | 1.4347e-05 | 1.5401e-05 | 9.0807e-06 | 7.6591e-06 | 6.743e-06 | 6.1716e-06 | 6.0672e-06 | 5.9645e-06 | 5.8636e-06 | 5.7644e-06 | 5.6669e-06 | 5.5712e-06 | 5.477e-06 | 5.3845e-06 | 0 | 0 | 0 | 0 | 0 | 0 | 0
F14_Industrial_Industrial - WA_New_Process_Natural Gas_Process Boiler - Steam Trap Replacement_A_Achievable Economic TRC Potential | F14 | Industrial | Industrial - WA | New | Process | Natural Gas | Process Boiler - Steam Trap Replacement | A | Purchases (Cumulative) | Achievable Economic TRC Potential | 0 | 0 | 7.3577e-06 | 1.7156e-05 | 2.8873e-05 | 4.2147e-05 | 5.6493e-05 | 7.1895e-05 | 8.0975e-05 | 8.8634e-05 | 9.5377e-05 | 0.00010155 | 0.00010762 | 0.00011358 | 0.00011944 | 0.00012521 | 0.00013088 | 0.00013645 | 0.00014192 | 0.00014731 | 0.00014731 | 0.00014731 | 0.00014731 | 0.00014731 | 0.00014731 | 0.00014731 | 0.00014731
F1_Industrial_Industrial - WA_New_Process_Natural Gas_Process Boiler - Maintenance_A_Achievable Economic TRC Potential | F1 | Industrial | Industrial - WA | New | Process | Natural Gas | Process Boiler - Maintenance | A | Original Unit Energy Savings (kWh or therms) | Achievable Economic TRC Potential | 0 | 0 | 4.7496 | 4.7496 | 4.7496 | 4.7496 | 4.7496 | 4.7496 | 4.7496 | 4.7496 | 4.7496 | 4.7496 | 4.7496 | 4.7496 | 4.7496 | 4.7496 | 4.7496 | 4.7496 | 4.7496 | 4.7496 | 4.7496 | 4.7496 | 4.7496 | 4.7496 | 4.7496 | 4.7496 | 4.7496
F2_Industrial_Industrial - WA_New_Process_Natural Gas_Process Boiler - Maintenance_A_Achievable Economic TRC Potential | F2 | Industrial | Industrial - WA | New | Process | Natural Gas | Process Boiler - Maintenance | A | Original Unit Summer Peak Savings (kW) | Achievable Economic TRC Potential | 0 | 0 | 0 | 0 | 0 | 0 | 0 | 0 | 0 | 0 | 0 | 0 | 0 | 0 | 0 | 0 | 0 | 0 | 0 | 0 | 0 | 0 | 0 | 0 | 0 | 0 | 0
F3_Industrial_Industrial - WA_New_Process_Natural Gas_Process Boiler - Maintenance_A_Achievable Economic TRC Potential | F3 | Industrial | Industrial - WA | New | Process | Natural Gas | Process Boiler - Maintenance | A | Original Unit Winter Peak Savings (kW) | Achievable Economic TRC Potential | 0 | 0 | 0 | 0 | 0 | 0 | 0 | 0 | 0 | 0 | 0 | 0 | 0 | 0 | 0 | 0 | 0 | 0 | 0 | 0 | 0 | 0 | 0 | 0 | 0 | 0 | 0
F4_Industrial_Industrial - WA_New_Process_Natural Gas_Process Boiler - Maintenance_A_Achievable Economic TRC Potential | F4 | Industrial | Industrial - WA | New | Process | Natural Gas | Process Boiler - Maintenance | A | Standalone Impact on Baseline Energy (%) | Achievable Economic TRC Potential | 0 | 0 | 8.3911e-05 | 0.00012182 | 0.00014259 | 0.00012587 | 0.00011646 | 0.00010848 | 0.00010164 | 9.5703e-05 | 9.0508e-05 | 8.5922e-05 | 8.1845e-05 | 7.8198e-05 | 7.4916e-05 | 7.1947e-05 | 6.9249e-05 | 6.6787e-05 | 6.4531e-05 | 6.2458e-05 | 6.0545e-05 | 5.8775e-05 | 5.7133e-05 | 5.5606e-05 | 5.4182e-05 | 5.2851e-05 | 5.1605e-05
F5_Industrial_Industrial - WA_New_Process_Natural Gas_Process Boiler - Maintenance_A_Achievable Economic TRC Potential | F5 | Industrial | Industrial - WA | New | Process | Natural Gas | Process Boiler - Maintenance | A | Standalone Impact on Baseline Summer Peak (%) | Achievable Economic TRC Potential | 0 | 0 | 0 | 0 | 0 | 0 | 0 | 0 | 0 | 0 | 0 | 0 | 0 | 0 | 0 | 0 | 0 | 0 | 0 | 0 | 0 | 0 | 0 | 0 | 0 | 0 | 0
F6_Industrial_Industrial - WA_New_Process_Natural Gas_Process Boiler - Maintenance_A_Achievable Economic TRC Potential | F6 | Industrial | Industrial - WA | New | Process | Natural Gas | Process Boiler - Maintenance | A | Standalone Impact on Baseline Winter Peak (%) | Achievable Economic TRC Potential | 0 | 0 | 0 | 0 | 0 | 0 | 0 | 0 | 0 | 0 | 0 | 0 | 0 | 0 | 0 | 0 | 0 | 0 | 0 | 0 | 0 | 0 | 0 | 0 | 0 | 0 | 0
F7_Industrial_Industrial - WA_New_Process_Natural Gas_Process Boiler - Maintenance_A_Achievable Economic TRC Potential | F7 | Industrial | Industrial - WA | New | Process | Natural Gas | Process Boiler - Maintenance | A | Incremental Energy Savings (MWh or mTherms) | Achievable Economic TRC Potential | 0 | 0 | 0.021984 | 0.020521 | 0.016987 | 0 | 0 | 0 | 0 | 0 | 0 | 0 | 0 | 0 | 0 | 0 | 0 | 0 | 0 | 0 | 0 | 0 | 0 | 0 | 0 | 0 | 0
F8_Industrial_Industrial - WA_New_Process_Natural Gas_Process Boiler - Maintenance_A_Achievable Economic TRC Potential | F8 | Industrial | Industrial - WA | New | Process | Natural Gas | Process Boiler - Maintenance | A | Incremental Summer Peak Savings (MW) | Achievable Economic TRC Potential | 0 | 0 | 0 | 0 | 0 | 0 | 0 | 0 | 0 | 0 | 0 | 0 | 0 | 0 | 0 | 0 | 0 | 0 | 0 | 0 | 0 | 0 | 0 | 0 | 0 | 0 | 0
F9_Industrial_Industrial - WA_New_Process_Natural Gas_Process Boiler - Maintenance_A_Achievable Economic TRC Potential | F9 | Industrial | Industrial - WA | New | Process | Natural Gas | Process Boiler - Maintenance | A | Incremental Winter Peak Savings (MW) | Achievable Economic TRC Potential | 0 | 0 | 0 | 0 | 0 | 0 | 0 | 0 | 0 | 0 | 0 | 0 | 0 | 0 | 0 | 0 | 0 | 0 | 0 | 0 | 0 | 0 | 0 | 0 | 0 | 0 | 0
F10_Industrial_Industrial - WA_New_Process_Natural Gas_Process Boiler - Maintenance_A_Achievable Economic TRC Potential | F10 | Industrial | Industrial - WA | New | Process | Natural Gas | Process Boiler - Maintenance | A | Cumulative Energy Savings (MWh or mTherms) | Achievable Economic TRC Potential | 0 | 0 | 0.021984 | 0.042505 | 0.059492 | 0.059492 | 0.059492 | 0.059492 | 0.059492 | 0.059492 | 0.059492 | 0.059492 | 0.059492 | 0.059492 | 0.059492 | 0.059492 | 0.059492 | 0.059492 | 0.059492 | 0.059492 | 0.059492 | 0.059492 | 0.059492 | 0.059492 | 0.059492 | 0.059492 | 0.059492
F11_Industrial_Industrial - WA_New_Process_Natural Gas_Process Boiler - Maintenance_A_Achievable Economic TRC Potential | F11 | Industrial | Industrial - WA | New | Process | Natural Gas | Process Boiler - Maintenance | A | Cumulative Summer Peak Savings (MW) | Achievable Economic TRC Potential | 0 | 0 | 0 | 0 | 0 | 0 | 0 | 0 | 0 | 0 | 0 | 0 | 0 | 0 | 0 | 0 | 0 | 0 | 0 | 0 | 0 | 0 | 0 | 0 | 0 | 0 | 0
F12_Industrial_Industrial - WA_New_Process_Natural Gas_Process Boiler - Maintenance_A_Achievable Economic TRC Potential | F12 | Industrial | Industrial - WA | New | Process | Natural Gas | Process Boiler - Maintenance | A | Cumulative Winter Peak Savings (MW) | Achievable Economic TRC Potential | 0 | 0 | 0 | 0 | 0 | 0 | 0 | 0 | 0 | 0 | 0 | 0 | 0 | 0 | 0 | 0 | 0 | 0 | 0 | 0 | 0 | 0 | 0 | 0 | 0 | 0 | 0
F13_Industrial_Industrial - WA_New_Process_Natural Gas_Process Boiler - Maintenance_A_Achievable Economic TRC Potential | F13 | Industrial | Industrial - WA | New | Process | Natural Gas | Process Boiler - Maintenance | A | Purchases (Incremental) | Achievable Economic TRC Potential | 0 | 0 | 4.6285 | 4.3205 | 3.5765 | 0 | 0 | 0 | 0 | 0 | 0 | 0 | 0 | 0 | 0 | 0 | 0 | 0 | 0 | 0 | 0 | 0 | 0 | 0 | 0 | 0 | 0
F14_Industrial_Industrial - WA_New_Process_Natural Gas_Process Boiler - Maintenance_A_Achievable Economic TRC Potential | F14 | Industrial | Industrial - WA | New | Process | Natural Gas | Process Boiler - Maintenance | A | Purchases (Cumulative) | Achievable Economic TRC Potential | 0 | 0 | 4.6285 | 8.9491 | 12.5256 | 12.5256 | 12.5256 | 12.5256 | 12.5256 | 12.5256 | 12.5256 | 12.5256 | 12.5256 | 12.5256 | 12.5256 | 12.5256 | 12.5256 | 12.5256 | 12.5256 | 12.5256 | 12.5256 | 12.5256 | 12.5256 | 12.5256 | 12.5256 | 12.5256 | 12.5256
F1_Industrial_Industrial - WA_New_Process_Natural Gas_Process - Heat Recovery_A_Achievable Economic TRC Potential | F1 | Industrial | Industrial - WA | New | Process | Natural Gas | Process - Heat Recovery | A | Original Unit Energy Savings (kWh or therms) | Achievable Economic TRC Potential | 0 | 0 | 0.7095 | 0.7095 | 0.7095 | 0.7095 | 0.7095 | 0.7095 | 0.7095 | 0.7095 | 0.7095 | 0.7095 | 0.7095 | 0.7095 | 0.7095 | 0.7095 | 0.7095 | 0.7095 | 0.7095 | 0.7095 | 0.7095 | 0.7095 | 0.7095 | 0.7095 | 0.7095 | 0.7095 | 0.7095
F2_Industrial_Industrial - WA_New_Process_Natural Gas_Process - Heat Recovery_A_Achievable Economic TRC Potential | F2 | Industrial | Industrial - WA | New | Process | Natural Gas | Process - Heat Recovery | A | Original Unit Summer Peak Savings (kW) | Achievable Economic TRC Potential | 0 | 0 | 0 | 0 | 0 | 0 | 0 | 0 | 0 | 0 | 0 | 0 | 0 | 0 | 0 | 0 | 0 | 0 | 0 | 0 | 0 | 0 | 0 | 0 | 0 | 0 | 0
F3_Industrial_Industrial - WA_New_Process_Natural Gas_Process - Heat Recovery_A_Achievable Economic TRC Potential | F3 | Industrial | Industrial - WA | New | Process | Natural Gas | Process - Heat Recovery | A | Original Unit Winter Peak Savings (kW) | Achievable Economic TRC Potential | 0 | 0 | 0 | 0 | 0 | 0 | 0 | 0 | 0 | 0 | 0 | 0 | 0 | 0 | 0 | 0 | 0 | 0 | 0 | 0 | 0 | 0 | 0 | 0 | 0 | 0 | 0
F4_Industrial_Industrial - WA_New_Process_Natural Gas_Process - Heat Recovery_A_Achievable Economic TRC Potential | F4 | Industrial | Industrial - WA | New | Process | Natural Gas | Process - Heat Recovery | A | Standalone Impact on Baseline Energy (%) | Achievable Economic TRC Potential | 0 | 0 | 0.0057375 | 0.010046 | 0.014139 | 0.018218 | 0.022593 | 0.026783 | 0.030831 | 0.034768 | 0.038618 | 0.042399 | 0.046125 | 0.049807 | 0.053454 | 0.057073 | 0.06067 | 0.064251 | 0.067818 | 0.071376 | 0.074928 | 0.078475 | 0.076283 | 0.074244 | 0.072343 | 0.070566 | 0.068903
F5_Industrial_Industrial - WA_New_Process_Natural Gas_Process - Heat Recovery_A_Achievable Economic TRC Potential | F5 | Industrial | Industrial - WA | New | Process | Natural Gas | Process - Heat Recovery | A | Standalone Impact on Baseline Summer Peak (%) | Achievable Economic TRC Potential | 0 | 0 | 0 | 0 | 0 | 0 | 0 | 0 | 0 | 0 | 0 | 0 | 0 | 0 | 0 | 0 | 0 | 0 | 0 | 0 | 0 | 0 | 0 | 0 | 0 | 0 | 0
F6_Industrial_Industrial - WA_New_Process_Natural Gas_Process - Heat Recovery_A_Achievable Economic TRC Potential | F6 | Industrial | Industrial - WA | New | Process | Natural Gas | Process - Heat Recovery | A | Standalone Impact on Baseline Winter Peak (%) | Achievable Economic TRC Potential | 0 | 0 | 0 | 0 | 0 | 0 | 0 | 0 | 0 | 0 | 0 | 0 | 0 | 0 | 0 | 0 | 0 | 0 | 0 | 0 | 0 | 0 | 0 | 0 | 0 | 0 | 0
F7_Industrial_Industrial - WA_New_Process_Natural Gas_Process - Heat Recovery_A_Achievable Economic TRC Potential | F7 | Industrial | Industrial - WA | New | Process | Natural Gas | Process - Heat Recovery | A | Incremental Energy Savings (MWh or mTherms) | Achievable Economic TRC Potential | 0 | 0 | 1.5032 | 2.0018 | 2.3937 | 2.7117 | 2.931 | 3.1465 | 3.3583 | 3.5666 | 3.7713 | 3.9726 | 4.1705 | 4.365 | 4.5562 | 4.7442 | 4.9291 | 5.1108 | 5.2894 | 5.465 | 5.6377 | 5.8075 | 0 | 0 | 0 | 0 | 0
F8_Industrial_Industrial - WA_New_Process_Natural Gas_Process - Heat Recovery_A_Achievable Economic TRC Potential | F8 | Industrial | Industrial - WA | New | Process | Natural Gas | Process - Heat Recovery | A | Incremental Summer Peak Savings (MW) | Achievable Economic TRC Potential | 0 | 0 | 0 | 0 | 0 | 0 | 0 | 0 | 0 | 0 | 0 | 0 | 0 | 0 | 0 | 0 | 0 | 0 | 0 | 0 | 0 | 0 | 0 | 0 | 0 | 0 | 0
F9_Industrial_Industrial - WA_New_Process_Natural Gas_Process - Heat Recovery_A_Achievable Economic TRC Potential | F9 | Industrial | Industrial - WA | New | Process | Natural Gas | Process - Heat Recovery | A | Incremental Winter Peak Savings (MW) | Achievable Economic TRC Potential | 0 | 0 | 0 | 0 | 0 | 0 | 0 | 0 | 0 | 0 | 0 | 0 | 0 | 0 | 0 | 0 | 0 | 0 | 0 | 0 | 0 | 0 | 0 | 0 | 0 | 0 | 0
F10_Industrial_Industrial - WA_New_Process_Natural Gas_Process - Heat Recovery_A_Achievable Economic TRC Potential | F10 | Industrial | Industrial - WA | New | Process | Natural Gas | Process - Heat Recovery | A | Cumulative Energy Savings (MWh or mTherms) | Achievable Economic TRC Potential | 0 | 0 | 1.5032 | 3.505 | 5.8987 | 8.6105 | 11.5414 | 14.6879 | 18.0462 | 21.6128 | 25.3841 | 29.3567 | 33.5272 | 37.8922 | 42.4484 | 47.1927 | 52.1217 | 57.2325 | 62.5219 | 67.987 | 73.6247 | 79.4322 | 79.4322 | 79.4322 | 79.4322 | 79.4322 | 79.4322
F11_Industrial_Industrial - WA_New_Process_Natural Gas_Process - Heat Recovery_A_Achievable Economic TRC Potential | F11 | Industrial | Industrial - WA | New | Process | Natural Gas | Process - Heat Recovery | A | Cumulative Summer Peak Savings (MW) | Achievable Economic TRC Potential | 0 | 0 | 0 | 0 | 0 | 0 | 0 | 0 | 0 | 0 | 0 | 0 | 0 | 0 | 0 | 0 | 0 | 0 | 0 | 0 | 0 | 0 | 0 | 0 | 0 | 0 | 0
F12_Industrial_Industrial - WA_New_Process_Natural Gas_Process - Heat Recovery_A_Achievable Economic TRC Potential | F12 | Industrial | Industrial - WA | New | Process | Natural Gas | Process - Heat Recovery | A | Cumulative Winter Peak Savings (MW) | Achievable Economic TRC Potential | 0 | 0 | 0 | 0 | 0 | 0 | 0 | 0 | 0 | 0 | 0 | 0 | 0 | 0 | 0 | 0 | 0 | 0 | 0 | 0 | 0 | 0 | 0 | 0 | 0 | 0 | 0
F13_Industrial_Industrial - WA_New_Process_Natural Gas_Process - Heat Recovery_A_Achievable Economic TRC Potential | F13 | Industrial | Industrial - WA | New | Process | Natural Gas | Process - Heat Recovery | A | Purchases (Incremental) | Achievable Economic TRC Potential | 0 | 0 | 2118.6253 | 2821.4983 | 3373.8669 | 3822.076 | 4131.051 | 4434.7913 | 4733.3871 | 5026.9271 | 5315.4985 | 5599.1871 | 5878.077 | 6152.2509 | 6421.7903 | 6686.7751 | 6947.2837 | 7203.3934 | 7455.1801 | 7702.7183 | 7946.0813 | 8185.3411 | 0 | 0 | 0 | 0 | 0
F14_Industrial_Industrial - WA_New_Process_Natural Gas_Process - Heat Recovery_A_Achievable Economic TRC Potential | F14 | Industrial | Industrial - WA | New | Process | Natural Gas | Process - Heat Recovery | A | Purchases (Cumulative) | Achievable Economic TRC Potential | 0 | 0 | 2118.6253 | 4940.1236 | 8313.9906 | 12136.0666 | 16267.1176 | 20701.9089 | 25435.2959 | 30462.223 | 35777.7215 | 41376.9086 | 47254.9856 | 53407.2365 | 59829.0269 | 66515.8019 | 73463.0856 | 80666.4791 | 88121.6592 | 95824.3775 | 103770.4588 | 111955.7999 | 111955.7999 | 111955.7999 | 111955.7999 | 111955.7999 | 111955.7999
F1_Industrial_Industrial - WA_New_Space Heating_Natural Gas_Strategic Energy Management_A_Achievable Economic TRC Potential | F1 | Industrial | Industrial - WA | New | Space Heating | Natural Gas | Strategic Energy Management | A | Original Unit Energy Savings (kWh or therms) | Achievable Economic TRC Potential | 0 | 0 | 0.028414 | 0.028188 | 0.028077 | 0.02801 | 0.027972 | 0.02794 | 0.027913 | 0.027889 | 0.027869 | 0.02785 | 0.027834 | 0.02782 | 0.027807 | 0.027795 | 0.027784 | 0.027774 | 0.027765 | 0.027746 | 0.027721 | 0.027699 | 0.027679 | 0.027662 | 0.027646 | 0.027633 | 0.02762
F2_Industrial_Industrial - WA_New_Space Heating_Natural Gas_Strategic Energy Management_A_Achievable Economic TRC Potential | F2 | Industrial | Industrial - WA | New | Space Heating | Natural Gas | Strategic Energy Management | A | Original Unit Summer Peak Savings (kW) | Achievable Economic TRC Potential | 0 | 0 | 0 | 0 | 0 | 0 | 0 | 0 | 0 | 0 | 0 | 0 | 0 | 0 | 0 | 0 | 0 | 0 | 0 | 0 | 0 | 0 | 0 | 0 | 0 | 0 | 0
F3_Industrial_Industrial - WA_New_Space Heating_Natural Gas_Strategic Energy Management_A_Achievable Economic TRC Potential | F3 | Industrial | Industrial - WA | New | Space Heating | Natural Gas | Strategic Energy Management | A | Original Unit Winter Peak Savings (kW) | Achievable Economic TRC Potential | 0 | 0 | 0 | 0 | 0 | 0 | 0 | 0 | 0 | 0 | 0 | 0 | 0 | 0 | 0 | 0 | 0 | 0 | 0 | 0 | 0 | 0 | 0 | 0 | 0 | 0 | 0
F4_Industrial_Industrial - WA_New_Space Heating_Natural Gas_Strategic Energy Management_A_Achievable Economic TRC Potential | F4 | Industrial | Industrial - WA | New | Space Heating | Natural Gas | Strategic Energy Management | A | Standalone Impact on Baseline Energy (%) | Achievable Economic TRC Potential | 0 | 0 | 0 | 0 | 0 | 0 | 0 | 0 | 0 | 0 | 0 | 0 | 0 | 0 | 0 | 0 | 0 | 0 | 0 | 0 | 0 | 0 | 0 | 0 | 0 | 0 | 0
F5_Industrial_Industrial - WA_New_Space Heating_Natural Gas_Strategic Energy Management_A_Achievable Economic TRC Potential | F5 | Industrial | Industrial - WA | New | Space Heating | Natural Gas | Strategic Energy Management | A | Standalone Impact on Baseline Summer Peak (%) | Achievable Economic TRC Potential | 0 | 0 | 0 | 0 | 0 | 0 | 0 | 0 | 0 | 0 | 0 | 0 | 0 | 0 | 0 | 0 | 0 | 0 | 0 | 0 | 0 | 0 | 0 | 0 | 0 | 0 | 0
F6_Industrial_Industrial - WA_New_Space Heating_Natural Gas_Strategic Energy Management_A_Achievable Economic TRC Potential | F6 | Industrial | Industrial - WA | New | Space Heating | Natural Gas | Strategic Energy Management | A | Standalone Impact on Baseline Winter Peak (%) | Achievable Economic TRC Potential | 0 | 0 | 0 | 0 | 0 | 0 | 0 | 0 | 0 | 0 | 0 | 0 | 0 | 0 | 0 | 0 | 0 | 0 | 0 | 0 | 0 | 0 | 0 | 0 | 0 | 0 | 0
F7_Industrial_Industrial - WA_New_Space Heating_Natural Gas_Strategic Energy Management_A_Achievable Economic TRC Potential | F7 | Industrial | Industrial - WA | New | Space Heating | Natural Gas | Strategic Energy Management | A | Incremental Energy Savings (MWh or mTherms) | Achievable Economic TRC Potential | 0 | 0 | 0 | 0 | 0 | 0 | 0 | 0 | 0 | 0 | 0 | 0 | 0 | 0 | 0 | 0 | 0 | 0 | 0 | 0 | 0 | 0 | 0 | 0 | 0 | 0 | 0
F8_Industrial_Industrial - WA_New_Space Heating_Natural Gas_Strategic Energy Management_A_Achievable Economic TRC Potential | F8 | Industrial | Industrial - WA | New | Space Heating | Natural Gas | Strategic Energy Management | A | Incremental Summer Peak Savings (MW) | Achievable Economic TRC Potential | 0 | 0 | 0 | 0 | 0 | 0 | 0 | 0 | 0 | 0 | 0 | 0 | 0 | 0 | 0 | 0 | 0 | 0 | 0 | 0 | 0 | 0 | 0 | 0 | 0 | 0 | 0
F9_Industrial_Industrial - WA_New_Space Heating_Natural Gas_Strategic Energy Management_A_Achievable Economic TRC Potential | F9 | Industrial | Industrial - WA | New | Space Heating | Natural Gas | Strategic Energy Management | A | Incremental Winter Peak Savings (MW) | Achievable Economic TRC Potential | 0 | 0 | 0 | 0 | 0 | 0 | 0 | 0 | 0 | 0 | 0 | 0 | 0 | 0 | 0 | 0 | 0 | 0 | 0 | 0 | 0 | 0 | 0 | 0 | 0 | 0 | 0
F10_Industrial_Industrial - WA_New_Space Heating_Natural Gas_Strategic Energy Management_A_Achievable Economic TRC Potential | F10 | Industrial | Industrial - WA | New | Space Heating | Natural Gas | Strategic Energy Management | A | Cumulative Energy Savings (MWh or mTherms) | Achievable Economic TRC Potential | 0 | 0 | 0 | 0 | 0 | 0 | 0 | 0 | 0 | 0 | 0 | 0 | 0 | 0 | 0 | 0 | 0 | 0 | 0 | 0 | 0 | 0 | 0 | 0 | 0 | 0 | 0
F11_Industrial_Industrial - WA_New_Space Heating_Natural Gas_Strategic Energy Management_A_Achievable Economic TRC Potential | F11 | Industrial | Industrial - WA | New | Space Heating | Natural Gas | Strategic Energy Management | A | Cumulative Summer Peak Savings (MW) | Achievable Economic TRC Potential | 0 | 0 | 0 | 0 | 0 | 0 | 0 | 0 | 0 | 0 | 0 | 0 | 0 | 0 | 0 | 0 | 0 | 0 | 0 | 0 | 0 | 0 | 0 | 0 | 0 | 0 | 0
F12_Industrial_Industrial - WA_New_Space Heating_Natural Gas_Strategic Energy Management_A_Achievable Economic TRC Potential | F12 | Industrial | Industrial - WA | New | Space Heating | Natural Gas | Strategic Energy Management | A | Cumulative Winter Peak Savings (MW) | Achievable Economic TRC Potential | 0 | 0 | 0 | 0 | 0 | 0 | 0 | 0 | 0 | 0 | 0 | 0 | 0 | 0 | 0 | 0 | 0 | 0 | 0 | 0 | 0 | 0 | 0 | 0 | 0 | 0 | 0
F13_Industrial_Industrial - WA_New_Space Heating_Natural Gas_Strategic Energy Management_A_Achievable Economic TRC Potential | F13 | Industrial | Industrial - WA | New | Space Heating | Natural Gas | Strategic Energy Management | A | Purchases (Incremental) | Achievable Economic TRC Potential | 0 | 0 | 0 | 0 | 0 | 0 | 0 | 0 | 0 | 0 | 0 | 0 | 0 | 0 | 0 | 0 | 0 | 0 | 0 | 0 | 0 | 0 | 0 | 0 | 0 | 0 | 0
F14_Industrial_Industrial - WA_New_Space Heating_Natural Gas_Strategic Energy Management_A_Achievable Economic TRC Potential | F14 | Industrial | Industrial - WA | New | Space Heating | Natural Gas | Strategic Energy Management | A | Purchases (Cumulative) | Achievable Economic TRC Potential | 0 | 0 | 0 | 0 | 0 | 0 | 0 | 0 | 0 | 0 | 0 | 0 | 0 | 0 | 0 | 0 | 0 | 0 | 0 | 0 | 0 | 0 | 0 | 0 | 0 | 0 | 0
F1_Industrial_Industrial - WA_New_Process_Natural Gas_Strategic Energy Management_A_Achievable Economic TRC Potential | F1 | Industrial | Industrial - WA | New | Process | Natural Gas | Strategic Energy Management | A | Original Unit Energy Savings (kWh or therms) | Achievable Economic TRC Potential | 0 | 0 | 0.11556 | 0.11556 | 0.11556 | 0.11556 | 0.11556 | 0.11556 | 0.11556 | 0.11556 | 0.11556 | 0.11556 | 0.11556 | 0.11556 | 0.11556 | 0.11556 | 0.11556 | 0.11556 | 0.11556 | 0.11556 | 0.11556 | 0.11556 | 0.11556 | 0.11556 | 0.11556 | 0.11556 | 0.11556
F2_Industrial_Industrial - WA_New_Process_Natural Gas_Strategic Energy Management_A_Achievable Economic TRC Potential | F2 | Industrial | Industrial - WA | New | Process | Natural Gas | Strategic Energy Management | A | Original Unit Summer Peak Savings (kW) | Achievable Economic TRC Potential | 0 | 0 | 0 | 0 | 0 | 0 | 0 | 0 | 0 | 0 | 0 | 0 | 0 | 0 | 0 | 0 | 0 | 0 | 0 | 0 | 0 | 0 | 0 | 0 | 0 | 0 | 0
F3_Industrial_Industrial - WA_New_Process_Natural Gas_Strategic Energy Management_A_Achievable Economic TRC Potential | F3 | Industrial | Industrial - WA | New | Process | Natural Gas | Strategic Energy Management | A | Original Unit Winter Peak Savings (kW) | Achievable Economic TRC Potential | 0 | 0 | 0 | 0 | 0 | 0 | 0 | 0 | 0 | 0 | 0 | 0 | 0 | 0 | 0 | 0 | 0 | 0 | 0 | 0 | 0 | 0 | 0 | 0 | 0 | 0 | 0
F4_Industrial_Industrial - WA_New_Process_Natural Gas_Strategic Energy Management_A_Achievable Economic TRC Potential | F4 | Industrial | Industrial - WA | New | Process | Natural Gas | Strategic Energy Management | A | Standalone Impact on Baseline Energy (%) | Achievable Economic TRC Potential | 0 | 0 | 0 | 0 | 0 | 0 | 0 | 0 | 0 | 0 | 0 | 0 | 0 | 0 | 0 | 0 | 0 | 0 | 0 | 0 | 0 | 0 | 0 | 0 | 0 | 0 | 0
F5_Industrial_Industrial - WA_New_Process_Natural Gas_Strategic Energy Management_A_Achievable Economic TRC Potential | F5 | Industrial | Industrial - WA | New | Process | Natural Gas | Strategic Energy Management | A | Standalone Impact on Baseline Summer Peak (%) | Achievable Economic TRC Potential | 0 | 0 | 0 | 0 | 0 | 0 | 0 | 0 | 0 | 0 | 0 | 0 | 0 | 0 | 0 | 0 | 0 | 0 | 0 | 0 | 0 | 0 | 0 | 0 | 0 | 0 | 0
F6_Industrial_Industrial - WA_New_Process_Natural Gas_Strategic Energy Management_A_Achievable Economic TRC Potential | F6 | Industrial | Industrial - WA | New | Process | Natural Gas | Strategic Energy Management | A | Standalone Impact on Baseline Winter Peak (%) | Achievable Economic TRC Potential | 0 | 0 | 0 | 0 | 0 | 0 | 0 | 0 | 0 | 0 | 0 | 0 | 0 | 0 | 0 | 0 | 0 | 0 | 0 | 0 | 0 | 0 | 0 | 0 | 0 | 0 | 0
F7_Industrial_Industrial - WA_New_Process_Natural Gas_Strategic Energy Management_A_Achievable Economic TRC Potential | F7 | Industrial | Industrial - WA | New | Process | Natural Gas | Strategic Energy Management | A | Incremental Energy Savings (MWh or mTherms) | Achievable Economic TRC Potential | 0 | 0 | 0 | 0 | 0 | 0 | 0 | 0 | 0 | 0 | 0 | 0 | 0 | 0 | 0 | 0 | 0 | 0 | 0 | 0 | 0 | 0 | 0 | 0 | 0 | 0 | 0
F8_Industrial_Industrial - WA_New_Process_Natural Gas_Strategic Energy Management_A_Achievable Economic TRC Potential | F8 | Industrial | Industrial - WA | New | Process | Natural Gas | Strategic Energy Management | A | Incremental Summer Peak Savings (MW) | Achievable Economic TRC Potential | 0 | 0 | 0 | 0 | 0 | 0 | 0 | 0 | 0 | 0 | 0 | 0 | 0 | 0 | 0 | 0 | 0 | 0 | 0 | 0 | 0 | 0 | 0 | 0 | 0 | 0 | 0
F9_Industrial_Industrial - WA_New_Process_Natural Gas_Strategic Energy Management_A_Achievable Economic TRC Potential | F9 | Industrial | Industrial - WA | New | Process | Natural Gas | Strategic Energy Management | A | Incremental Winter Peak Savings (MW) | Achievable Economic TRC Potential | 0 | 0 | 0 | 0 | 0 | 0 | 0 | 0 | 0 | 0 | 0 | 0 | 0 | 0 | 0 | 0 | 0 | 0 | 0 | 0 | 0 | 0 | 0 | 0 | 0 | 0 | 0
F10_Industrial_Industrial - WA_New_Process_Natural Gas_Strategic Energy Management_A_Achievable Economic TRC Potential | F10 | Industrial | Industrial - WA | New | Process | Natural Gas | Strategic Energy Management | A | Cumulative Energy Savings (MWh or mTherms) | Achievable Economic TRC Potential | 0 | 0 | 0 | 0 | 0 | 0 | 0 | 0 | 0 | 0 | 0 | 0 | 0 | 0 | 0 | 0 | 0 | 0 | 0 | 0 | 0 | 0 | 0 | 0 | 0 | 0 | 0
F11_Industrial_Industrial - WA_New_Process_Natural Gas_Strategic Energy Management_A_Achievable Economic TRC Potential | F11 | Industrial | Industrial - WA | New | Process | Natural Gas | Strategic Energy Management | A | Cumulative Summer Peak Savings (MW) | Achievable Economic TRC Potential | 0 | 0 | 0 | 0 | 0 | 0 | 0 | 0 | 0 | 0 | 0 | 0 | 0 | 0 | 0 | 0 | 0 | 0 | 0 | 0 | 0 | 0 | 0 | 0 | 0 | 0 | 0
F12_Industrial_Industrial - WA_New_Process_Natural Gas_Strategic Energy Management_A_Achievable Economic TRC Potential | F12 | Industrial | Industrial - WA | New | Process | Natural Gas | Strategic Energy Management | A | Cumulative Winter Peak Savings (MW) | Achievable Economic TRC Potential | 0 | 0 | 0 | 0 | 0 | 0 | 0 | 0 | 0 | 0 | 0 | 0 | 0 | 0 | 0 | 0 | 0 | 0 | 0 | 0 | 0 | 0 | 0 | 0 | 0 | 0 | 0
F13_Industrial_Industrial - WA_New_Process_Natural Gas_Strategic Energy Management_A_Achievable Economic TRC Potential | F13 | Industrial | Industrial - WA | New | Process | Natural Gas | Strategic Energy Management | A | Purchases (Incremental) | Achievable Economic TRC Potential | 0 | 0 | 0 | 0 | 0 | 0 | 0 | 0 | 0 | 0 | 0 | 0 | 0 | 0 | 0 | 0 | 0 | 0 | 0 | 0 | 0 | 0 | 0 | 0 | 0 | 0 | 0
F14_Industrial_Industrial - WA_New_Process_Natural Gas_Strategic Energy Management_A_Achievable Economic TRC Potential | F14 | Industrial | Industrial - WA | New | Process | Natural Gas | Strategic Energy Management | A | Purchases (Cumulative) | Achievable Economic TRC Potential | 0 | 0 | 0 | 0 | 0 | 0 | 0 | 0 | 0 | 0 | 0 | 0 | 0 | 0 | 0 | 0 | 0 | 0 | 0 | 0 | 0 | 0 | 0 | 0 | 0 | 0 | 0
F1_Industrial_Industrial - WA_New_Miscellaneous_Natural Gas_Strategic Energy Management_A_Achievable Economic TRC Potential | F1 | Industrial | Industrial - WA | New | Miscellaneous | Natural Gas | Strategic Energy Management | A | Original Unit Energy Savings (kWh or therms) | Achievable Economic TRC Potential | 0 | 0 | 0.025233 | 0.025233 | 0.025233 | 0.025233 | 0.025233 | 0.025233 | 0.025233 | 0.025233 | 0.025233 | 0.025233 | 0.025233 | 0.025233 | 0.025233 | 0.025233 | 0.025233 | 0.025233 | 0.025233 | 0.025233 | 0.025233 | 0.025233 | 0.025233 | 0.025233 | 0.025233 | 0.025233 | 0.025233
F2_Industrial_Industrial - WA_New_Miscellaneous_Natural Gas_Strategic Energy Management_A_Achievable Economic TRC Potential | F2 | Industrial | Industrial - WA | New | Miscellaneous | Natural Gas | Strategic Energy Management | A | Original Unit Summer Peak Savings (kW) | Achievable Economic TRC Potential | 0 | 0 | 0 | 0 | 0 | 0 | 0 | 0 | 0 | 0 | 0 | 0 | 0 | 0 | 0 | 0 | 0 | 0 | 0 | 0 | 0 | 0 | 0 | 0 | 0 | 0 | 0
F3_Industrial_Industrial - WA_New_Miscellaneous_Natural Gas_Strategic Energy Management_A_Achievable Economic TRC Potential | F3 | Industrial | Industrial - WA | New | Miscellaneous | Natural Gas | Strategic Energy Management | A | Original Unit Winter Peak Savings (kW) | Achievable Economic TRC Potential | 0 | 0 | 0 | 0 | 0 | 0 | 0 | 0 | 0 | 0 | 0 | 0 | 0 | 0 | 0 | 0 | 0 | 0 | 0 | 0 | 0 | 0 | 0 | 0 | 0 | 0 | 0
F4_Industrial_Industrial - WA_New_Miscellaneous_Natural Gas_Strategic Energy Management_A_Achievable Economic TRC Potential | F4 | Industrial | Industrial - WA | New | Miscellaneous | Natural Gas | Strategic Energy Management | A | Standalone Impact on Baseline Energy (%) | Achievable Economic TRC Potential | 0 | 0 | 0 | 0 | 0 | 0 | 0 | 0 | 0 | 0 | 0 | 0 | 0 | 0 | 0 | 0 | 0 | 0 | 0 | 0 | 0 | 0 | 0 | 0 | 0 | 0 | 0
F5_Industrial_Industrial - WA_New_Miscellaneous_Natural Gas_Strategic Energy Management_A_Achievable Economic TRC Potential | F5 | Industrial | Industrial - WA | New | Miscellaneous | Natural Gas | Strategic Energy Management | A | Standalone Impact on Baseline Summer Peak (%) | Achievable Economic TRC Potential | 0 | 0 | 0 | 0 | 0 | 0 | 0 | 0 | 0 | 0 | 0 | 0 | 0 | 0 | 0 | 0 | 0 | 0 | 0 | 0 | 0 | 0 | 0 | 0 | 0 | 0 | 0
F6_Industrial_Industrial - WA_New_Miscellaneous_Natural Gas_Strategic Energy Management_A_Achievable Economic TRC Potential | F6 | Industrial | Industrial - WA | New | Miscellaneous | Natural Gas | Strategic Energy Management | A | Standalone Impact on Baseline Winter Peak (%) | Achievable Economic TRC Potential | 0 | 0 | 0 | 0 | 0 | 0 | 0 | 0 | 0 | 0 | 0 | 0 | 0 | 0 | 0 | 0 | 0 | 0 | 0 | 0 | 0 | 0 | 0 | 0 | 0 | 0 | 0
F7_Industrial_Industrial - WA_New_Miscellaneous_Natural Gas_Strategic Energy Management_A_Achievable Economic TRC Potential | F7 | Industrial | Industrial - WA | New | Miscellaneous | Natural Gas | Strategic Energy Management | A | Incremental Energy Savings (MWh or mTherms) | Achievable Economic TRC Potential | 0 | 0 | 0 | 0 | 0 | 0 | 0 | 0 | 0 | 0 | 0 | 0 | 0 | 0 | 0 | 0 | 0 | 0 | 0 | 0 | 0 | 0 | 0 | 0 | 0 | 0 | 0
F8_Industrial_Industrial - WA_New_Miscellaneous_Natural Gas_Strategic Energy Management_A_Achievable Economic TRC Potential | F8 | Industrial | Industrial - WA | New | Miscellaneous | Natural Gas | Strategic Energy Management | A | Incremental Summer Peak Savings (MW) | Achievable Economic TRC Potential | 0 | 0 | 0 | 0 | 0 | 0 | 0 | 0 | 0 | 0 | 0 | 0 | 0 | 0 | 0 | 0 | 0 | 0 | 0 | 0 | 0 | 0 | 0 | 0 | 0 | 0 | 0
F9_Industrial_Industrial - WA_New_Miscellaneous_Natural Gas_Strategic Energy Management_A_Achievable Economic TRC Potential | F9 | Industrial | Industrial - WA | New | Miscellaneous | Natural Gas | Strategic Energy Management | A | Incremental Winter Peak Savings (MW) | Achievable Economic TRC Potential | 0 | 0 | 0 | 0 | 0 | 0 | 0 | 0 | 0 | 0 | 0 | 0 | 0 | 0 | 0 | 0 | 0 | 0 | 0 | 0 | 0 | 0 | 0 | 0 | 0 | 0 | 0
F10_Industrial_Industrial - WA_New_Miscellaneous_Natural Gas_Strategic Energy Management_A_Achievable Economic TRC Potential | F10 | Industrial | Industrial - WA | New | Miscellaneous | Natural Gas | Strategic Energy Management | A | Cumulative Energy Savings (MWh or mTherms) | Achievable Economic TRC Potential | 0 | 0 | 0 | 0 | 0 | 0 | 0 | 0 | 0 | 0 | 0 | 0 | 0 | 0 | 0 | 0 | 0 | 0 | 0 | 0 | 0 | 0 | 0 | 0 | 0 | 0 | 0
F11_Industrial_Industrial - WA_New_Miscellaneous_Natural Gas_Strategic Energy Management_A_Achievable Economic TRC Potential | F11 | Industrial | Industrial - WA | New | Miscellaneous | Natural Gas | Strategic Energy Management | A | Cumulative Summer Peak Savings (MW) | Achievable Economic TRC Potential | 0 | 0 | 0 | 0 | 0 | 0 | 0 | 0 | 0 | 0 | 0 | 0 | 0 | 0 | 0 | 0 | 0 | 0 | 0 | 0 | 0 | 0 | 0 | 0 | 0 | 0 | 0
F12_Industrial_Industrial - WA_New_Miscellaneous_Natural Gas_Strategic Energy Management_A_Achievable Economic TRC Potential | F12 | Industrial | Industrial - WA | New | Miscellaneous | Natural Gas | Strategic Energy Management | A | Cumulative Winter Peak Savings (MW) | Achievable Economic TRC Potential | 0 | 0 | 0 | 0 | 0 | 0 | 0 | 0 | 0 | 0 | 0 | 0 | 0 | 0 | 0 | 0 | 0 | 0 | 0 | 0 | 0 | 0 | 0 | 0 | 0 | 0 | 0
F13_Industrial_Industrial - WA_New_Miscellaneous_Natural Gas_Strategic Energy Management_A_Achievable Economic TRC Potential | F13 | Industrial | Industrial - WA | New | Miscellaneous | Natural Gas | Strategic Energy Management | A | Purchases (Incremental) | Achievable Economic TRC Potential | 0 | 0 | 0 | 0 | 0 | 0 | 0 | 0 | 0 | 0 | 0 | 0 | 0 | 0 | 0 | 0 | 0 | 0 | 0 | 0 | 0 | 0 | 0 | 0 | 0 | 0 | 0
F14_Industrial_Industrial - WA_New_Miscellaneous_Natural Gas_Strategic Energy Management_A_Achievable Economic TRC Potential | F14 | Industrial | Industrial - WA | New | Miscellaneous | Natural Gas | Strategic Energy Management | A | Purchases (Cumulative) | Achievable Economic TRC Potential | 0 | 0 | 0 | 0 | 0 | 0 | 0 | 0 | 0 | 0 | 0 | 0 | 0 | 0 | 0 | 0 | 0 | 0 | 0 | 0 | 0 | 0 | 0 | 0 | 0 | 0 | 0
F1_Industrial_Industrial - WA_New_Space Heating_Natural Gas_Retrocommissioning_A_Achievable Economic TRC Potential | F1 | Industrial | Industrial - WA | New | Space Heating | Natural Gas | Retrocommissioning | A | Original Unit Energy Savings (kWh or therms) | Achievable Economic TRC Potential | 0 | 0 | 0.034889 | 0.034612 | 0.034475 | 0.034393 | 0.034347 | 0.034308 | 0.034275 | 0.034246 | 0.03422 | 0.034198 | 0.034178 | 0.03416 | 0.034144 | 0.034129 | 0.034116 | 0.034104 | 0.034093 | 0.03407 | 0.034039 | 0.034012 | 0.033988 | 0.033966 | 0.033947 | 0.03393 | 0.033915
F2_Industrial_Industrial - WA_New_Space Heating_Natural Gas_Retrocommissioning_A_Achievable Economic TRC Potential | F2 | Industrial | Industrial - WA | New | Space Heating | Natural Gas | Retrocommissioning | A | Original Unit Summer Peak Savings (kW) | Achievable Economic TRC Potential | 0 | 0 | 0 | 0 | 0 | 0 | 0 | 0 | 0 | 0 | 0 | 0 | 0 | 0 | 0 | 0 | 0 | 0 | 0 | 0 | 0 | 0 | 0 | 0 | 0 | 0 | 0
F3_Industrial_Industrial - WA_New_Space Heating_Natural Gas_Retrocommissioning_A_Achievable Economic TRC Potential | F3 | Industrial | Industrial - WA | New | Space Heating | Natural Gas | Retrocommissioning | A | Original Unit Winter Peak Savings (kW) | Achievable Economic TRC Potential | 0 | 0 | 0 | 0 | 0 | 0 | 0 | 0 | 0 | 0 | 0 | 0 | 0 | 0 | 0 | 0 | 0 | 0 | 0 | 0 | 0 | 0 | 0 | 0 | 0 | 0 | 0
F4_Industrial_Industrial - WA_New_Space Heating_Natural Gas_Retrocommissioning_A_Achievable Economic TRC Potential | F4 | Industrial | Industrial - WA | New | Space Heating | Natural Gas | Retrocommissioning | A | Standalone Impact on Baseline Energy (%) | Achievable Economic TRC Potential | 0 | 0 | 0 | 0 | 0 | 0 | 0 | 0 | 0 | 0 | 0 | 0 | 0 | 0 | 0 | 0 | 0 | 0 | 0 | 0 | 0 | 0 | 0 | 0 | 0 | 0 | 0
F5_Industrial_Industrial - WA_New_Space Heating_Natural Gas_Retrocommissioning_A_Achievable Economic TRC Potential | F5 | Industrial | Industrial - WA | New | Space Heating | Natural Gas | Retrocommissioning | A | Standalone Impact on Baseline Summer Peak (%) | Achievable Economic TRC Potential | 0 | 0 | 0 | 0 | 0 | 0 | 0 | 0 | 0 | 0 | 0 | 0 | 0 | 0 | 0 | 0 | 0 | 0 | 0 | 0 | 0 | 0 | 0 | 0 | 0 | 0 | 0
F6_Industrial_Industrial - WA_New_Space Heating_Natural Gas_Retrocommissioning_A_Achievable Economic TRC Potential | F6 | Industrial | Industrial - WA | New | Space Heating | Natural Gas | Retrocommissioning | A | Standalone Impact on Baseline Winter Peak (%) | Achievable Economic TRC Potential | 0 | 0 | 0 | 0 | 0 | 0 | 0 | 0 | 0 | 0 | 0 | 0 | 0 | 0 | 0 | 0 | 0 | 0 | 0 | 0 | 0 | 0 | 0 | 0 | 0 | 0 | 0
F7_Industrial_Industrial - WA_New_Space Heating_Natural Gas_Retrocommissioning_A_Achievable Economic TRC Potential | F7 | Industrial | Industrial - WA | New | Space Heating | Natural Gas | Retrocommissioning | A | Incremental Energy Savings (MWh or mTherms) | Achievable Economic TRC Potential | 0 | 0 | 0 | 0 | 0 | 0 | 0 | 0 | 0 | 0 | 0 | 0 | 0 | 0 | 0 | 0 | 0 | 0 | 0 | 0 | 0 | 0 | 0 | 0 | 0 | 0 | 0
F8_Industrial_Industrial - WA_New_Space Heating_Natural Gas_Retrocommissioning_A_Achievable Economic TRC Potential | F8 | Industrial | Industrial - WA | New | Space Heating | Natural Gas | Retrocommissioning | A | Incremental Summer Peak Savings (MW) | Achievable Economic TRC Potential | 0 | 0 | 0 | 0 | 0 | 0 | 0 | 0 | 0 | 0 | 0 | 0 | 0 | 0 | 0 | 0 | 0 | 0 | 0 | 0 | 0 | 0 | 0 | 0 | 0 | 0 | 0
F9_Industrial_Industrial - WA_New_Space Heating_Natural Gas_Retrocommissioning_A_Achievable Economic TRC Potential | F9 | Industrial | Industrial - WA | New | Space Heating | Natural Gas | Retrocommissioning | A | Incremental Winter Peak Savings (MW) | Achievable Economic TRC Potential | 0 | 0 | 0 | 0 | 0 | 0 | 0 | 0 | 0 | 0 | 0 | 0 | 0 | 0 | 0 | 0 | 0 | 0 | 0 | 0 | 0 | 0 | 0 | 0 | 0 | 0 | 0
F10_Industrial_Industrial - WA_New_Space Heating_Natural Gas_Retrocommissioning_A_Achievable Economic TRC Potential | F10 | Industrial | Industrial - WA | New | Space Heating | Natural Gas | Retrocommissioning | A | Cumulative Energy Savings (MWh or mTherms) | Achievable Economic TRC Potential | 0 | 0 | 0 | 0 | 0 | 0 | 0 | 0 | 0 | 0 | 0 | 0 | 0 | 0 | 0 | 0 | 0 | 0 | 0 | 0 | 0 | 0 | 0 | 0 | 0 | 0 | 0
F11_Industrial_Industrial - WA_New_Space Heating_Natural Gas_Retrocommissioning_A_Achievable Economic TRC Potential | F11 | Industrial | Industrial - WA | New | Space Heating | Natural Gas | Retrocommissioning | A | Cumulative Summer Peak Savings (MW) | Achievable Economic TRC Potential | 0 | 0 | 0 | 0 | 0 | 0 | 0 | 0 | 0 | 0 | 0 | 0 | 0 | 0 | 0 | 0 | 0 | 0 | 0 | 0 | 0 | 0 | 0 | 0 | 0 | 0 | 0
F12_Industrial_Industrial - WA_New_Space Heating_Natural Gas_Retrocommissioning_A_Achievable Economic TRC Potential | F12 | Industrial | Industrial - WA | New | Space Heating | Natural Gas | Retrocommissioning | A | Cumulative Winter Peak Savings (MW) | Achievable Economic TRC Potential | 0 | 0 | 0 | 0 | 0 | 0 | 0 | 0 | 0 | 0 | 0 | 0 | 0 | 0 | 0 | 0 | 0 | 0 | 0 | 0 | 0 | 0 | 0 | 0 | 0 | 0 | 0
F13_Industrial_Industrial - WA_New_Space Heating_Natural Gas_Retrocommissioning_A_Achievable Economic TRC Potential | F13 | Industrial | Industrial - WA | New | Space Heating | Natural Gas | Retrocommissioning | A | Purchases (Incremental) | Achievable Economic TRC Potential | 0 | 0 | 0 | 0 | 0 | 0 | 0 | 0 | 0 | 0 | 0 | 0 | 0 | 0 | 0 | 0 | 0 | 0 | 0 | 0 | 0 | 0 | 0 | 0 | 0 | 0 | 0
F14_Industrial_Industrial - WA_New_Space Heating_Natural Gas_Retrocommissioning_A_Achievable Economic TRC Potential | F14 | Industrial | Industrial - WA | New | Space Heating | Natural Gas | Retrocommissioning | A | Purchases (Cumulative) | Achievable Economic TRC Potential | 0 | 0 | 0 | 0 | 0 | 0 | 0 | 0 | 0 | 0 | 0 | 0 | 0 | 0 | 0 | 0 | 0 | 0 | 0 | 0 | 0 | 0 | 0 | 0 | 0 | 0 | 0
F1_Industrial_Industrial - WA_New_Process_Natural Gas_Retrocommissioning_A_Achievable Economic TRC Potential | F1 | Industrial | Industrial - WA | New | Process | Natural Gas | Retrocommissioning | A | Original Unit Energy Savings (kWh or therms) | Achievable Economic TRC Potential | 0 | 0 | 0 | 0 | 0 | 0 | 0 | 0 | 0 | 0 | 0 | 0 | 0 | 0 | 0 | 0 | 0 | 0 | 0 | 0 | 0 | 0 | 0 | 0 | 0 | 0 | 0
F2_Industrial_Industrial - WA_New_Process_Natural Gas_Retrocommissioning_A_Achievable Economic TRC Potential | F2 | Industrial | Industrial - WA | New | Process | Natural Gas | Retrocommissioning | A | Original Unit Summer Peak Savings (kW) | Achievable Economic TRC Potential | 0 | 0 | 0 | 0 | 0 | 0 | 0 | 0 | 0 | 0 | 0 | 0 | 0 | 0 | 0 | 0 | 0 | 0 | 0 | 0 | 0 | 0 | 0 | 0 | 0 | 0 | 0
F3_Industrial_Industrial - WA_New_Process_Natural Gas_Retrocommissioning_A_Achievable Economic TRC Potential | F3 | Industrial | Industrial - WA | New | Process | Natural Gas | Retrocommissioning | A | Original Unit Winter Peak Savings (kW) | Achievable Economic TRC Potential | 0 | 0 | 0 | 0 | 0 | 0 | 0 | 0 | 0 | 0 | 0 | 0 | 0 | 0 | 0 | 0 | 0 | 0 | 0 | 0 | 0 | 0 | 0 | 0 | 0 | 0 | 0
F4_Industrial_Industrial - WA_New_Process_Natural Gas_Retrocommissioning_A_Achievable Economic TRC Potential | F4 | Industrial | Industrial - WA | New | Process | Natural Gas | Retrocommissioning | A | Standalone Impact on Baseline Energy (%) | Achievable Economic TRC Potential | 0 | 0 | 0 | 0 | 0 | 0 | 0 | 0 | 0 | 0 | 0 | 0 | 0 | 0 | 0 | 0 | 0 | 0 | 0 | 0 | 0 | 0 | 0 | 0 | 0 | 0 | 0
F5_Industrial_Industrial - WA_New_Process_Natural Gas_Retrocommissioning_A_Achievable Economic TRC Potential | F5 | Industrial | Industrial - WA | New | Process | Natural Gas | Retrocommissioning | A | Standalone Impact on Baseline Summer Peak (%) | Achievable Economic TRC Potential | 0 | 0 | 0 | 0 | 0 | 0 | 0 | 0 | 0 | 0 | 0 | 0 | 0 | 0 | 0 | 0 | 0 | 0 | 0 | 0 | 0 | 0 | 0 | 0 | 0 | 0 | 0
F6_Industrial_Industrial - WA_New_Process_Natural Gas_Retrocommissioning_A_Achievable Economic TRC Potential | F6 | Industrial | Industrial - WA | New | Process | Natural Gas | Retrocommissioning | A | Standalone Impact on Baseline Winter Peak (%) | Achievable Economic TRC Potential | 0 | 0 | 0 | 0 | 0 | 0 | 0 | 0 | 0 | 0 | 0 | 0 | 0 | 0 | 0 | 0 | 0 | 0 | 0 | 0 | 0 | 0 | 0 | 0 | 0 | 0 | 0
F7_Industrial_Industrial - WA_New_Process_Natural Gas_Retrocommissioning_A_Achievable Economic TRC Potential | F7 | Industrial | Industrial - WA | New | Process | Natural Gas | Retrocommissioning | A | Incremental Energy Savings (MWh or mTherms) | Achievable Economic TRC Potential | 0 | 0 | 0 | 0 | 0 | 0 | 0 | 0 | 0 | 0 | 0 | 0 | 0 | 0 | 0 | 0 | 0 | 0 | 0 | 0 | 0 | 0 | 0 | 0 | 0 | 0 | 0
F8_Industrial_Industrial - WA_New_Process_Natural Gas_Retrocommissioning_A_Achievable Economic TRC Potential | F8 | Industrial | Industrial - WA | New | Process | Natural Gas | Retrocommissioning | A | Incremental Summer Peak Savings (MW) | Achievable Economic TRC Potential | 0 | 0 | 0 | 0 | 0 | 0 | 0 | 0 | 0 | 0 | 0 | 0 | 0 | 0 | 0 | 0 | 0 | 0 | 0 | 0 | 0 | 0 | 0 | 0 | 0 | 0 | 0
F9_Industrial_Industrial - WA_New_Process_Natural Gas_Retrocommissioning_A_Achievable Economic TRC Potential | F9 | Industrial | Industrial - WA | New | Process | Natural Gas | Retrocommissioning | A | Incremental Winter Peak Savings (MW) | Achievable Economic TRC Potential | 0 | 0 | 0 | 0 | 0 | 0 | 0 | 0 | 0 | 0 | 0 | 0 | 0 | 0 | 0 | 0 | 0 | 0 | 0 | 0 | 0 | 0 | 0 | 0 | 0 | 0 | 0
F10_Industrial_Industrial - WA_New_Process_Natural Gas_Retrocommissioning_A_Achievable Economic TRC Potential | F10 | Industrial | Industrial - WA | New | Process | Natural Gas | Retrocommissioning | A | Cumulative Energy Savings (MWh or mTherms) | Achievable Economic TRC Potential | 0 | 0 | 0 | 0 | 0 | 0 | 0 | 0 | 0 | 0 | 0 | 0 | 0 | 0 | 0 | 0 | 0 | 0 | 0 | 0 | 0 | 0 | 0 | 0 | 0 | 0 | 0
F11_Industrial_Industrial - WA_New_Process_Natural Gas_Retrocommissioning_A_Achievable Economic TRC Potential | F11 | Industrial | Industrial - WA | New | Process | Natural Gas | Retrocommissioning | A | Cumulative Summer Peak Savings (MW) | Achievable Economic TRC Potential | 0 | 0 | 0 | 0 | 0 | 0 | 0 | 0 | 0 | 0 | 0 | 0 | 0 | 0 | 0 | 0 | 0 | 0 | 0 | 0 | 0 | 0 | 0 | 0 | 0 | 0 | 0
F12_Industrial_Industrial - WA_New_Process_Natural Gas_Retrocommissioning_A_Achievable Economic TRC Potential | F12 | Industrial | Industrial - WA | New | Process | Natural Gas | Retrocommissioning | A | Cumulative Winter Peak Savings (MW) | Achievable Economic TRC Potential | 0 | 0 | 0 | 0 | 0 | 0 | 0 | 0 | 0 | 0 | 0 | 0 | 0 | 0 | 0 | 0 | 0 | 0 | 0 | 0 | 0 | 0 | 0 | 0 | 0 | 0 | 0
F13_Industrial_Industrial - WA_New_Process_Natural Gas_Retrocommissioning_A_Achievable Economic TRC Potential | F13 | Industrial | Industrial - WA | New | Process | Natural Gas | Retrocommissioning | A | Purchases (Incremental) | Achievable Economic TRC Potential | 0 | 0 | 0 | 0 | 0 | 0 | 0 | 0 | 0 | 0 | 0 | 0 | 0 | 0 | 0 | 0 | 0 | 0 | 0 | 0 | 0 | 0 | 0 | 0 | 0 | 0 | 0
F14_Industrial_Industrial - WA_New_Process_Natural Gas_Retrocommissioning_A_Achievable Economic TRC Potential | F14 | Industrial | Industrial - WA | New | Process | Natural Gas | Retrocommissioning | A | Purchases (Cumulative) | Achievable Economic TRC Potential | 0 | 0 | 0 | 0 | 0 | 0 | 0 | 0 | 0 | 0 | 0 | 0 | 0 | 0 | 0 | 0 | 0 | 0 | 0 | 0 | 0 | 0 | 0 | 0 | 0 | 0 | 0
F1_Industrial_Industrial - ID_Existing_Space Heating_Natural Gas_Insulation - Ceiling_A_Achievable Economic TRC Potential | F1 | Industrial | Industrial - ID | Existing | Space Heating | Natural Gas | Insulation - Ceiling | A | Original Unit Energy Savings (kWh or therms) | Achievable Economic TRC Potential | 0 | 0 | 0.085421 | 0.08526 | 0.085088 | 0.084906 | 0.084715 | 0.084517 | 0.084314 | 0.084106 | 0.083894 | 0.083681 | 0.083466 | 0.08325 | 0.083035 | 0.082821 | 0.082608 | 0.082398 | 0.08219 | 0.081998 | 0.081819 | 0.081654 | 0.081502 | 0.081363 | 0.081235 | 0.081117 | 0.081009
F2_Industrial_Industrial - ID_Existing_Space Heating_Natural Gas_Insulation - Ceiling_A_Achievable Economic TRC Potential | F2 | Industrial | Industrial - ID | Existing | Space Heating | Natural Gas | Insulation - Ceiling | A | Original Unit Summer Peak Savings (kW) | Achievable Economic TRC Potential | 0 | 0 | 0 | 0 | 0 | 0 | 0 | 0 | 0 | 0 | 0 | 0 | 0 | 0 | 0 | 0 | 0 | 0 | 0 | 0 | 0 | 0 | 0 | 0 | 0 | 0 | 0
F3_Industrial_Industrial - ID_Existing_Space Heating_Natural Gas_Insulation - Ceiling_A_Achievable Economic TRC Potential | F3 | Industrial | Industrial - ID | Existing | Space Heating | Natural Gas | Insulation - Ceiling | A | Original Unit Winter Peak Savings (kW) | Achievable Economic TRC Potential | 0 | 0 | 0 | 0 | 0 | 0 | 0 | 0 | 0 | 0 | 0 | 0 | 0 | 0 | 0 | 0 | 0 | 0 | 0 | 0 | 0 | 0 | 0 | 0 | 0 | 0 | 0
F4_Industrial_Industrial - ID_Existing_Space Heating_Natural Gas_Insulation - Ceiling_A_Achievable Economic TRC Potential | F4 | Industrial | Industrial - ID | Existing | Space Heating | Natural Gas | Insulation - Ceiling | A | Standalone Impact on Baseline Energy (%) | Achievable Economic TRC Potential | 0 | 0 | 6.6897e-05 | 0.00020179 | 0.00044277 | 0.00083675 | 0.0014376 | 0.0023025 | 0.0034849 | 0.0050266 | 0.006946 | 0.0092272 | 0.011812 | 0.014596 | 0.01744 | 0.020186 | 0.022685 | 0.024857 | 0.02665 | 0.028056 | 0.029149 | 0.030051 | 0.030579 | 0.031115 | 0.031661 | 0.032216 | 0.032782
F5_Industrial_Industrial - ID_Existing_Space Heating_Natural Gas_Insulation - Ceiling_A_Achievable Economic TRC Potential | F5 | Industrial | Industrial - ID | Existing | Space Heating | Natural Gas | Insulation - Ceiling | A | Standalone Impact on Baseline Summer Peak (%) | Achievable Economic TRC Potential | 0 | 0 | 0 | 0 | 0 | 0 | 0 | 0 | 0 | 0 | 0 | 0 | 0 | 0 | 0 | 0 | 0 | 0 | 0 | 0 | 0 | 0 | 0 | 0 | 0 | 0 | 0
F6_Industrial_Industrial - ID_Existing_Space Heating_Natural Gas_Insulation - Ceiling_A_Achievable Economic TRC Potential | F6 | Industrial | Industrial - ID | Existing | Space Heating | Natural Gas | Insulation - Ceiling | A | Standalone Impact on Baseline Winter Peak (%) | Achievable Economic TRC Potential | 0 | 0 | 0 | 0 | 0 | 0 | 0 | 0 | 0 | 0 | 0 | 0 | 0 | 0 | 0 | 0 | 0 | 0 | 0 | 0 | 0 | 0 | 0 | 0 | 0 | 0 | 0
F7_Industrial_Industrial - ID_Existing_Space Heating_Natural Gas_Insulation - Ceiling_A_Achievable Economic TRC Potential | F7 | Industrial | Industrial - ID | Existing | Space Heating | Natural Gas | Insulation - Ceiling | A | Incremental Energy Savings (MWh or mTherms) | Achievable Economic TRC Potential | 0 | 0 | 0.009647 | 0.018916 | 0.03294 | 0.052544 | 0.078203 | 0.10982 | 0.14645 | 0.18612 | 0.22566 | 0.26085 | 0.28688 | 0.29915 | 0.29445 | 0.27208 | 0.23449 | 0.19009 | 0.1425 | 0.096726 | 0.060599 | 0.038761 | 0 | 0 | 0 | 0 | 0
F8_Industrial_Industrial - ID_Existing_Space Heating_Natural Gas_Insulation - Ceiling_A_Achievable Economic TRC Potential | F8 | Industrial | Industrial - ID | Existing | Space Heating | Natural Gas | Insulation - Ceiling | A | Incremental Summer Peak Savings (MW) | Achievable Economic TRC Potential | 0 | 0 | 0 | 0 | 0 | 0 | 0 | 0 | 0 | 0 | 0 | 0 | 0 | 0 | 0 | 0 | 0 | 0 | 0 | 0 | 0 | 0 | 0 | 0 | 0 | 0 | 0
F9_Industrial_Industrial - ID_Existing_Space Heating_Natural Gas_Insulation - Ceiling_A_Achievable Economic TRC Potential | F9 | Industrial | Industrial - ID | Existing | Space Heating | Natural Gas | Insulation - Ceiling | A | Incremental Winter Peak Savings (MW) | Achievable Economic TRC Potential | 0 | 0 | 0 | 0 | 0 | 0 | 0 | 0 | 0 | 0 | 0 | 0 | 0 | 0 | 0 | 0 | 0 | 0 | 0 | 0 | 0 | 0 | 0 | 0 | 0 | 0 | 0
F10_Industrial_Industrial - ID_Existing_Space Heating_Natural Gas_Insulation - Ceiling_A_Achievable Economic TRC Potential | F10 | Industrial | Industrial - ID | Existing | Space Heating | Natural Gas | Insulation - Ceiling | A | Cumulative Energy Savings (MWh or mTherms) | Achievable Economic TRC Potential | 0 | 0 | 0.009647 | 0.028544 | 0.061426 | 0.11384 | 0.19179 | 0.30115 | 0.44688 | 0.6319 | 0.85597 | 1.1146 | 1.3987 | 1.6942 | 1.9843 | 2.2512 | 2.4799 | 2.6637 | 2.7995 | 2.8897 | 2.944 | 2.9768 | 2.9713 | 2.9662 | 2.9615 | 2.9572 | 2.9533
F11_Industrial_Industrial - ID_Existing_Space Heating_Natural Gas_Insulation - Ceiling_A_Achievable Economic TRC Potential | F11 | Industrial | Industrial - ID | Existing | Space Heating | Natural Gas | Insulation - Ceiling | A | Cumulative Summer Peak Savings (MW) | Achievable Economic TRC Potential | 0 | 0 | 0 | 0 | 0 | 0 | 0 | 0 | 0 | 0 | 0 | 0 | 0 | 0 | 0 | 0 | 0 | 0 | 0 | 0 | 0 | 0 | 0 | 0 | 0 | 0 | 0
F12_Industrial_Industrial - ID_Existing_Space Heating_Natural Gas_Insulation - Ceiling_A_Achievable Economic TRC Potential | F12 | Industrial | Industrial - ID | Existing | Space Heating | Natural Gas | Insulation - Ceiling | A | Cumulative Winter Peak Savings (MW) | Achievable Economic TRC Potential | 0 | 0 | 0 | 0 | 0 | 0 | 0 | 0 | 0 | 0 | 0 | 0 | 0 | 0 | 0 | 0 | 0 | 0 | 0 | 0 | 0 | 0 | 0 | 0 | 0 | 0 | 0
F13_Industrial_Industrial - ID_Existing_Space Heating_Natural Gas_Insulation - Ceiling_A_Achievable Economic TRC Potential | F13 | Industrial | Industrial - ID | Existing | Space Heating | Natural Gas | Insulation - Ceiling | A | Purchases (Incremental) | Achievable Economic TRC Potential | 0 | 0 | 112.9342 | 221.8559 | 387.1235 | 618.8524 | 923.1362 | 1299.333 | 1736.9764 | 2212.9255 | 2689.8177 | 3117.2455 | 3437.0477 | 3593.3308 | 3546.1198 | 3285.1812 | 2838.6089 | 2307.0241 | 1733.7777 | 1179.6127 | 740.6476 | 474.7029 | 0 | 0 | 0 | 0 | 0
F14_Industrial_Industrial - ID_Existing_Space Heating_Natural Gas_Insulation - Ceiling_A_Achievable Economic TRC Potential | F14 | Industrial | Industrial - ID | Existing | Space Heating | Natural Gas | Insulation - Ceiling | A | Purchases (Cumulative) | Achievable Economic TRC Potential | 0 | 0 | 112.9342 | 334.7901 | 721.9136 | 1340.7661 | 2263.9023 | 3563.2352 | 5300.2116 | 7513.1371 | 10202.9548 | 13320.2002 | 16757.248 | 20350.5787 | 23896.6986 | 27181.8798 | 30020.4887 | 32327.5128 | 34061.2905 | 35240.9032 | 35981.5509 | 36456.2538 | 36456.2538 | 36456.2538 | 36456.2538 | 36456.2538 | 36456.2538
F1_Industrial_Industrial - ID_Existing_Space Heating_Natural Gas_Insulation - Wall Cavity_A_Achievable Economic TRC Potential | F1 | Industrial | Industrial - ID | Existing | Space Heating | Natural Gas | Insulation - Wall Cavity | A | Original Unit Energy Savings (kWh or therms) | Achievable Economic TRC Potential | 0 | 0 | 0.22735 | 0.22692 | 0.22646 | 0.22598 | 0.22547 | 0.22494 | 0.2244 | 0.22385 | 0.22328 | 0.22272 | 0.22214 | 0.22157 | 0.221 | 0.22043 | 0.21986 | 0.2193 | 0.21875 | 0.21824 | 0.21776 | 0.21732 | 0.21692 | 0.21655 | 0.21621 | 0.21589 | 0.21561
F2_Industrial_Industrial - ID_Existing_Space Heating_Natural Gas_Insulation - Wall Cavity_A_Achievable Economic TRC Potential | F2 | Industrial | Industrial - ID | Existing | Space Heating | Natural Gas | Insulation - Wall Cavity | A | Original Unit Summer Peak Savings (kW) | Achievable Economic TRC Potential | 0 | 0 | 0 | 0 | 0 | 0 | 0 | 0 | 0 | 0 | 0 | 0 | 0 | 0 | 0 | 0 | 0 | 0 | 0 | 0 | 0 | 0 | 0 | 0 | 0 | 0 | 0
F3_Industrial_Industrial - ID_Existing_Space Heating_Natural Gas_Insulation - Wall Cavity_A_Achievable Economic TRC Potential | F3 | Industrial | Industrial - ID | Existing | Space Heating | Natural Gas | Insulation - Wall Cavity | A | Original Unit Winter Peak Savings (kW) | Achievable Economic TRC Potential | 0 | 0 | 0 | 0 | 0 | 0 | 0 | 0 | 0 | 0 | 0 | 0 | 0 | 0 | 0 | 0 | 0 | 0 | 0 | 0 | 0 | 0 | 0 | 0 | 0 | 0 | 0
F4_Industrial_Industrial - ID_Existing_Space Heating_Natural Gas_Insulation - Wall Cavity_A_Achievable Economic TRC Potential | F4 | Industrial | Industrial - ID | Existing | Space Heating | Natural Gas | Insulation - Wall Cavity | A | Standalone Impact on Baseline Energy (%) | Achievable Economic TRC Potential | 0 | 0 | 8.0277e-05 | 0.00024215 | 0.00053132 | 0.0010041 | 0.0017252 | 0.002763 | 0.0041819 | 0.0060319 | 0.0083352 | 0.011073 | 0.014174 | 0.017516 | 0.020929 | 0.024223 | 0.027222 | 0.029829 | 0.03198 | 0.033668 | 0.034978 | 0.036062 | 0.036694 | 0.037338 | 0.037993 | 0.03866 | 0.039338
F5_Industrial_Industrial - ID_Existing_Space Heating_Natural Gas_Insulation - Wall Cavity_A_Achievable Economic TRC Potential | F5 | Industrial | Industrial - ID | Existing | Space Heating | Natural Gas | Insulation - Wall Cavity | A | Standalone Impact on Baseline Summer Peak (%) | Achievable Economic TRC Potential | 0 | 0 | 0 | 0 | 0 | 0 | 0 | 0 | 0 | 0 | 0 | 0 | 0 | 0 | 0 | 0 | 0 | 0 | 0 | 0 | 0 | 0 | 0 | 0 | 0 | 0 | 0
F6_Industrial_Industrial - ID_Existing_Space Heating_Natural Gas_Insulation - Wall Cavity_A_Achievable Economic TRC Potential | F6 | Industrial | Industrial - ID | Existing | Space Heating | Natural Gas | Insulation - Wall Cavity | A | Standalone Impact on Baseline Winter Peak (%) | Achievable Economic TRC Potential | 0 | 0 | 0 | 0 | 0 | 0 | 0 | 0 | 0 | 0 | 0 | 0 | 0 | 0 | 0 | 0 | 0 | 0 | 0 | 0 | 0 | 0 | 0 | 0 | 0 | 0 | 0
F7_Industrial_Industrial - ID_Existing_Space Heating_Natural Gas_Insulation - Wall Cavity_A_Achievable Economic TRC Potential | F7 | Industrial | Industrial - ID | Existing | Space Heating | Natural Gas | Insulation - Wall Cavity | A | Incremental Energy Savings (MWh or mTherms) | Achievable Economic TRC Potential | 0 | 0 | 0.011576 | 0.022699 | 0.039527 | 0.063053 | 0.093844 | 0.13178 | 0.17574 | 0.22334 | 0.27079 | 0.31302 | 0.34425 | 0.35897 | 0.35334 | 0.3265 | 0.28139 | 0.22811 | 0.171 | 0.11607 | 0.072719 | 0.046514 | 0 | 0 | 0 | 0 | 0
F8_Industrial_Industrial - ID_Existing_Space Heating_Natural Gas_Insulation - Wall Cavity_A_Achievable Economic TRC Potential | F8 | Industrial | Industrial - ID | Existing | Space Heating | Natural Gas | Insulation - Wall Cavity | A | Incremental Summer Peak Savings (MW) | Achievable Economic TRC Potential | 0 | 0 | 0 | 0 | 0 | 0 | 0 | 0 | 0 | 0 | 0 | 0 | 0 | 0 | 0 | 0 | 0 | 0 | 0 | 0 | 0 | 0 | 0 | 0 | 0 | 0 | 0
F9_Industrial_Industrial - ID_Existing_Space Heating_Natural Gas_Insulation - Wall Cavity_A_Achievable Economic TRC Potential | F9 | Industrial | Industrial - ID | Existing | Space Heating | Natural Gas | Insulation - Wall Cavity | A | Incremental Winter Peak Savings (MW) | Achievable Economic TRC Potential | 0 | 0 | 0 | 0 | 0 | 0 | 0 | 0 | 0 | 0 | 0 | 0 | 0 | 0 | 0 | 0 | 0 | 0 | 0 | 0 | 0 | 0 | 0 | 0 | 0 | 0 | 0
F10_Industrial_Industrial - ID_Existing_Space Heating_Natural Gas_Insulation - Wall Cavity_A_Achievable Economic TRC Potential | F10 | Industrial | Industrial - ID | Existing | Space Heating | Natural Gas | Insulation - Wall Cavity | A | Cumulative Energy Savings (MWh or mTherms) | Achievable Economic TRC Potential | 0 | 0 | 0.011576 | 0.034253 | 0.073711 | 0.13661 | 0.23014 | 0.36139 | 0.53626 | 0.75828 | 1.0272 | 1.3376 | 1.6784 | 2.033 | 2.3811 | 2.7015 | 2.9759 | 3.1965 | 3.3594 | 3.4676 | 3.5328 | 3.5722 | 3.5655 | 3.5594 | 3.5538 | 3.5487 | 3.544
F11_Industrial_Industrial - ID_Existing_Space Heating_Natural Gas_Insulation - Wall Cavity_A_Achievable Economic TRC Potential | F11 | Industrial | Industrial - ID | Existing | Space Heating | Natural Gas | Insulation - Wall Cavity | A | Cumulative Summer Peak Savings (MW) | Achievable Economic TRC Potential | 0 | 0 | 0 | 0 | 0 | 0 | 0 | 0 | 0 | 0 | 0 | 0 | 0 | 0 | 0 | 0 | 0 | 0 | 0 | 0 | 0 | 0 | 0 | 0 | 0 | 0 | 0
F12_Industrial_Industrial - ID_Existing_Space Heating_Natural Gas_Insulation - Wall Cavity_A_Achievable Economic TRC Potential | F12 | Industrial | Industrial - ID | Existing | Space Heating | Natural Gas | Insulation - Wall Cavity | A | Cumulative Winter Peak Savings (MW) | Achievable Economic TRC Potential | 0 | 0 | 0 | 0 | 0 | 0 | 0 | 0 | 0 | 0 | 0 | 0 | 0 | 0 | 0 | 0 | 0 | 0 | 0 | 0 | 0 | 0 | 0 | 0 | 0 | 0 | 0
F13_Industrial_Industrial - ID_Existing_Space Heating_Natural Gas_Insulation - Wall Cavity_A_Achievable Economic TRC Potential | F13 | Industrial | Industrial - ID | Existing | Space Heating | Natural Gas | Insulation - Wall Cavity | A | Purchases (Incremental) | Achievable Economic TRC Potential | 0 | 0 | 50.9192 | 100.0292 | 174.5442 | 279.0249 | 416.2188 | 585.8364 | 783.1588 | 997.7522 | 1212.7708 | 1405.4872 | 1549.678 | 1620.1421 | 1598.8558 | 1481.2052 | 1279.857 | 1040.1789 | 781.7166 | 531.8576 | 333.9393 | 214.0316 | 0 | 0 | 0 | 0 | 0
F14_Industrial_Industrial - ID_Existing_Space Heating_Natural Gas_Insulation - Wall Cavity_A_Achievable Economic TRC Potential | F14 | Industrial | Industrial - ID | Existing | Space Heating | Natural Gas | Insulation - Wall Cavity | A | Purchases (Cumulative) | Achievable Economic TRC Potential | 0 | 0 | 50.9192 | 150.9484 | 325.4926 | 604.5175 | 1020.7363 | 1606.5727 | 2389.7315 | 3387.4837 | 4600.2545 | 6005.7417 | 7555.4197 | 9175.5617 | 10774.4176 | 12255.6228 | 13535.4798 | 14575.6587 | 15357.3752 | 15889.2328 | 16223.1721 | 16437.2037 | 16437.2037 | 16437.2037 | 16437.2037 | 16437.2037 | 16437.2037
F1_Industrial_Industrial - ID_Existing_Space Heating_Natural Gas_Insulation - Ducting_A_Achievable Economic TRC Potential | F1 | Industrial | Industrial - ID | Existing | Space Heating | Natural Gas | Insulation - Ducting | A | Original Unit Energy Savings (kWh or therms) | Achievable Economic TRC Potential | 0 | 0 | 0.0068382 | 0.0068256 | 0.0068095 | 0.0067905 | 0.0067686 | 0.0067444 | 0.006718 | 0.0066896 | 0.0066596 | 0.0066282 | 0.0065954 | 0.0065616 | 0.0065269 | 0.0064915 | 0.0064554 | 0.0064189 | 0.006382 | 0.0063477 | 0.0063156 | 0.006286 | 0.0062586 | 0.0062333 | 0.00621 | 0.0061885 | 0.0061686
F2_Industrial_Industrial - ID_Existing_Space Heating_Natural Gas_Insulation - Ducting_A_Achievable Economic TRC Potential | F2 | Industrial | Industrial - ID | Existing | Space Heating | Natural Gas | Insulation - Ducting | A | Original Unit Summer Peak Savings (kW) | Achievable Economic TRC Potential | 0 | 0 | 0 | 0 | 0 | 0 | 0 | 0 | 0 | 0 | 0 | 0 | 0 | 0 | 0 | 0 | 0 | 0 | 0 | 0 | 0 | 0 | 0 | 0 | 0 | 0 | 0
F3_Industrial_Industrial - ID_Existing_Space Heating_Natural Gas_Insulation - Ducting_A_Achievable Economic TRC Potential | F3 | Industrial | Industrial - ID | Existing | Space Heating | Natural Gas | Insulation - Ducting | A | Original Unit Winter Peak Savings (kW) | Achievable Economic TRC Potential | 0 | 0 | 0 | 0 | 0 | 0 | 0 | 0 | 0 | 0 | 0 | 0 | 0 | 0 | 0 | 0 | 0 | 0 | 0 | 0 | 0 | 0 | 0 | 0 | 0 | 0 | 0
F4_Industrial_Industrial - ID_Existing_Space Heating_Natural Gas_Insulation - Ducting_A_Achievable Economic TRC Potential | F4 | Industrial | Industrial - ID | Existing | Space Heating | Natural Gas | Insulation - Ducting | A | Standalone Impact on Baseline Energy (%) | Achievable Economic TRC Potential | 0 | 0 | 0 | 0 | 0 | 0 | 0 | 0 | 0 | 0 | 0 | 0 | 0 | 0 | 0 | 0 | 0 | 0 | 0 | 0 | 0 | 0 | 0 | 0 | 0 | 0 | 0
F5_Industrial_Industrial - ID_Existing_Space Heating_Natural Gas_Insulation - Ducting_A_Achievable Economic TRC Potential | F5 | Industrial | Industrial - ID | Existing | Space Heating | Natural Gas | Insulation - Ducting | A | Standalone Impact on Baseline Summer Peak (%) | Achievable Economic TRC Potential | 0 | 0 | 0 | 0 | 0 | 0 | 0 | 0 | 0 | 0 | 0 | 0 | 0 | 0 | 0 | 0 | 0 | 0 | 0 | 0 | 0 | 0 | 0 | 0 | 0 | 0 | 0
F6_Industrial_Industrial - ID_Existing_Space Heating_Natural Gas_Insulation - Ducting_A_Achievable Economic TRC Potential | F6 | Industrial | Industrial - ID | Existing | Space Heating | Natural Gas | Insulation - Ducting | A | Standalone Impact on Baseline Winter Peak (%) | Achievable Economic TRC Potential | 0 | 0 | 0 | 0 | 0 | 0 | 0 | 0 | 0 | 0 | 0 | 0 | 0 | 0 | 0 | 0 | 0 | 0 | 0 | 0 | 0 | 0 | 0 | 0 | 0 | 0 | 0
F7_Industrial_Industrial - ID_Existing_Space Heating_Natural Gas_Insulation - Ducting_A_Achievable Economic TRC Potential | F7 | Industrial | Industrial - ID | Existing | Space Heating | Natural Gas | Insulation - Ducting | A | Incremental Energy Savings (MWh or mTherms) | Achievable Economic TRC Potential | 0 | 0 | 0 | 0 | 0 | 0 | 0 | 0 | 0 | 0 | 0 | 0 | 0 | 0 | 0 | 0 | 0 | 0 | 0 | 0 | 0 | 0 | 0 | 0 | 0 | 0 | 0
F8_Industrial_Industrial - ID_Existing_Space Heating_Natural Gas_Insulation - Ducting_A_Achievable Economic TRC Potential | F8 | Industrial | Industrial - ID | Existing | Space Heating | Natural Gas | Insulation - Ducting | A | Incremental Summer Peak Savings (MW) | Achievable Economic TRC Potential | 0 | 0 | 0 | 0 | 0 | 0 | 0 | 0 | 0 | 0 | 0 | 0 | 0 | 0 | 0 | 0 | 0 | 0 | 0 | 0 | 0 | 0 | 0 | 0 | 0 | 0 | 0
F9_Industrial_Industrial - ID_Existing_Space Heating_Natural Gas_Insulation - Ducting_A_Achievable Economic TRC Potential | F9 | Industrial | Industrial - ID | Existing | Space Heating | Natural Gas | Insulation - Ducting | A | Incremental Winter Peak Savings (MW) | Achievable Economic TRC Potential | 0 | 0 | 0 | 0 | 0 | 0 | 0 | 0 | 0 | 0 | 0 | 0 | 0 | 0 | 0 | 0 | 0 | 0 | 0 | 0 | 0 | 0 | 0 | 0 | 0 | 0 | 0
F10_Industrial_Industrial - ID_Existing_Space Heating_Natural Gas_Insulation - Ducting_A_Achievable Economic TRC Potential | F10 | Industrial | Industrial - ID | Existing | Space Heating | Natural Gas | Insulation - Ducting | A | Cumulative Energy Savings (MWh or mTherms) | Achievable Economic TRC Potential | 0 | 0 | 0 | 0 | 0 | 0 | 0 | 0 | 0 | 0 | 0 | 0 | 0 | 0 | 0 | 0 | 0 | 0 | 0 | 0 | 0 | 0 | 0 | 0 | 0 | 0 | 0
F11_Industrial_Industrial - ID_Existing_Space Heating_Natural Gas_Insulation - Ducting_A_Achievable Economic TRC Potential | F11 | Industrial | Industrial - ID | Existing | Space Heating | Natural Gas | Insulation - Ducting | A | Cumulative Summer Peak Savings (MW) | Achievable Economic TRC Potential | 0 | 0 | 0 | 0 | 0 | 0 | 0 | 0 | 0 | 0 | 0 | 0 | 0 | 0 | 0 | 0 | 0 | 0 | 0 | 0 | 0 | 0 | 0 | 0 | 0 | 0 | 0
F12_Industrial_Industrial - ID_Existing_Space Heating_Natural Gas_Insulation - Ducting_A_Achievable Economic TRC Potential | F12 | Industrial | Industrial - ID | Existing | Space Heating | Natural Gas | Insulation - Ducting | A | Cumulative Winter Peak Savings (MW) | Achievable Economic TRC Potential | 0 | 0 | 0 | 0 | 0 | 0 | 0 | 0 | 0 | 0 | 0 | 0 | 0 | 0 | 0 | 0 | 0 | 0 | 0 | 0 | 0 | 0 | 0 | 0 | 0 | 0 | 0
F13_Industrial_Industrial - ID_Existing_Space Heating_Natural Gas_Insulation - Ducting_A_Achievable Economic TRC Potential | F13 | Industrial | Industrial - ID | Existing | Space Heating | Natural Gas | Insulation - Ducting | A | Purchases (Incremental) | Achievable Economic TRC Potential | 0 | 0 | 0 | 0 | 0 | 0 | 0 | 0 | 0 | 0 | 0 | 0 | 0 | 0 | 0 | 0 | 0 | 0 | 0 | 0 | 0 | 0 | 0 | 0 | 0 | 0 | 0
F14_Industrial_Industrial - ID_Existing_Space Heating_Natural Gas_Insulation - Ducting_A_Achievable Economic TRC Potential | F14 | Industrial | Industrial - ID | Existing | Space Heating | Natural Gas | Insulation - Ducting | A | Purchases (Cumulative) | Achievable Economic TRC Potential | 0 | 0 | 0 | 0 | 0 | 0 | 0 | 0 | 0 | 0 | 0 | 0 | 0 | 0 | 0 | 0 | 0 | 0 | 0 | 0 | 0 | 0 | 0 | 0 | 0 | 0 | 0
F1_Industrial_Industrial - ID_Existing_Space Heating_Natural Gas_Ducting - Repair and Sealing_A_Achievable Economic TRC Potential | F1 | Industrial | Industrial - ID | Existing | Space Heating | Natural Gas | Ducting - Repair and Sealing | A | Original Unit Energy Savings (kWh or therms) | Achievable Economic TRC Potential | 0 | 0 | 0.27895 | 0.27843 | 0.27778 | 0.277 | 0.27611 | 0.27512 | 0.27404 | 0.27289 | 0.27166 | 0.27038 | 0.26904 | 0.26766 | 0.26625 | 0.2648 | 0.26333 | 0.26184 | 0.26034 | 0.25894 | 0.25763 | 0.25642 | 0.2553 | 0.25427 | 0.25332 | 0.25244 | 0.25163
F2_Industrial_Industrial - ID_Existing_Space Heating_Natural Gas_Ducting - Repair and Sealing_A_Achievable Economic TRC Potential | F2 | Industrial | Industrial - ID | Existing | Space Heating | Natural Gas | Ducting - Repair and Sealing | A | Original Unit Summer Peak Savings (kW) | Achievable Economic TRC Potential | 0 | 0 | 0 | 0 | 0 | 0 | 0 | 0 | 0 | 0 | 0 | 0 | 0 | 0 | 0 | 0 | 0 | 0 | 0 | 0 | 0 | 0 | 0 | 0 | 0 | 0 | 0
F3_Industrial_Industrial - ID_Existing_Space Heating_Natural Gas_Ducting - Repair and Sealing_A_Achievable Economic TRC Potential | F3 | Industrial | Industrial - ID | Existing | Space Heating | Natural Gas | Ducting - Repair and Sealing | A | Original Unit Winter Peak Savings (kW) | Achievable Economic TRC Potential | 0 | 0 | 0 | 0 | 0 | 0 | 0 | 0 | 0 | 0 | 0 | 0 | 0 | 0 | 0 | 0 | 0 | 0 | 0 | 0 | 0 | 0 | 0 | 0 | 0 | 0 | 0
F4_Industrial_Industrial - ID_Existing_Space Heating_Natural Gas_Ducting - Repair and Sealing_A_Achievable Economic TRC Potential | F4 | Industrial | Industrial - ID | Existing | Space Heating | Natural Gas | Ducting - Repair and Sealing | A | Standalone Impact on Baseline Energy (%) | Achievable Economic TRC Potential | 0 | 0 | 2.4697e-05 | 7.4501e-05 | 0.00016341 | 0.00030862 | 0.00052973 | 0.00084733 | 0.0012805 | 0.0018438 | 0.0025428 | 0.0033705 | 0.0043044 | 0.0053056 | 0.0063222 | 0.0072966 | 0.0081753 | 0.0089301 | 0.0095431 | 0.010016 | 0.010344 | 0.010571 | 0.010729 | 0.010892 | 0.011059 | 0.011231 | 0.011406
F5_Industrial_Industrial - ID_Existing_Space Heating_Natural Gas_Ducting - Repair and Sealing_A_Achievable Economic TRC Potential | F5 | Industrial | Industrial - ID | Existing | Space Heating | Natural Gas | Ducting - Repair and Sealing | A | Standalone Impact on Baseline Summer Peak (%) | Achievable Economic TRC Potential | 0 | 0 | 0 | 0 | 0 | 0 | 0 | 0 | 0 | 0 | 0 | 0 | 0 | 0 | 0 | 0 | 0 | 0 | 0 | 0 | 0 | 0 | 0 | 0 | 0 | 0 | 0
F6_Industrial_Industrial - ID_Existing_Space Heating_Natural Gas_Ducting - Repair and Sealing_A_Achievable Economic TRC Potential | F6 | Industrial | Industrial - ID | Existing | Space Heating | Natural Gas | Ducting - Repair and Sealing | A | Standalone Impact on Baseline Winter Peak (%) | Achievable Economic TRC Potential | 0 | 0 | 0 | 0 | 0 | 0 | 0 | 0 | 0 | 0 | 0 | 0 | 0 | 0 | 0 | 0 | 0 | 0 | 0 | 0 | 0 | 0 | 0 | 0 | 0 | 0 | 0
F7_Industrial_Industrial - ID_Existing_Space Heating_Natural Gas_Ducting - Repair and Sealing_A_Achievable Economic TRC Potential | F7 | Industrial | Industrial - ID | Existing | Space Heating | Natural Gas | Ducting - Repair and Sealing | A | Incremental Energy Savings (MWh or mTherms) | Achievable Economic TRC Potential | 0 | 0 | 0.0035615 | 0.0069835 | 0.012157 | 0.01938 | 0.028816 | 0.040413 | 0.053814 | 0.06827 | 0.08261 | 0.095285 | 0.10454 | 0.10874 | 0.10674 | 0.098348 | 0.084507 | 0.068292 | 0.051028 | 0.034532 | 0.018283 | 0.0073298 | 0 | 0 | 0 | 0 | 0
F8_Industrial_Industrial - ID_Existing_Space Heating_Natural Gas_Ducting - Repair and Sealing_A_Achievable Economic TRC Potential | F8 | Industrial | Industrial - ID | Existing | Space Heating | Natural Gas | Ducting - Repair and Sealing | A | Incremental Summer Peak Savings (MW) | Achievable Economic TRC Potential | 0 | 0 | 0 | 0 | 0 | 0 | 0 | 0 | 0 | 0 | 0 | 0 | 0 | 0 | 0 | 0 | 0 | 0 | 0 | 0 | 0 | 0 | 0 | 0 | 0 | 0 | 0
F9_Industrial_Industrial - ID_Existing_Space Heating_Natural Gas_Ducting - Repair and Sealing_A_Achievable Economic TRC Potential | F9 | Industrial | Industrial - ID | Existing | Space Heating | Natural Gas | Ducting - Repair and Sealing | A | Incremental Winter Peak Savings (MW) | Achievable Economic TRC Potential | 0 | 0 | 0 | 0 | 0 | 0 | 0 | 0 | 0 | 0 | 0 | 0 | 0 | 0 | 0 | 0 | 0 | 0 | 0 | 0 | 0 | 0 | 0 | 0 | 0 | 0 | 0
F10_Industrial_Industrial - ID_Existing_Space Heating_Natural Gas_Ducting - Repair and Sealing_A_Achievable Economic TRC Potential | F10 | Industrial | Industrial - ID | Existing | Space Heating | Natural Gas | Ducting - Repair and Sealing | A | Cumulative Energy Savings (MWh or mTherms) | Achievable Economic TRC Potential | 0 | 0 | 0.0035615 | 0.010538 | 0.022671 | 0.041987 | 0.070668 | 0.11083 | 0.16421 | 0.23178 | 0.31336 | 0.40716 | 0.50969 | 0.61581 | 0.7193 | 0.81374 | 0.89372 | 0.95696 | 1.0025 | 1.0316 | 1.0447 | 1.0471 | 1.0426 | 1.0384 | 1.0345 | 1.0309 | 1.0276
F11_Industrial_Industrial - ID_Existing_Space Heating_Natural Gas_Ducting - Repair and Sealing_A_Achievable Economic TRC Potential | F11 | Industrial | Industrial - ID | Existing | Space Heating | Natural Gas | Ducting - Repair and Sealing | A | Cumulative Summer Peak Savings (MW) | Achievable Economic TRC Potential | 0 | 0 | 0 | 0 | 0 | 0 | 0 | 0 | 0 | 0 | 0 | 0 | 0 | 0 | 0 | 0 | 0 | 0 | 0 | 0 | 0 | 0 | 0 | 0 | 0 | 0 | 0
F12_Industrial_Industrial - ID_Existing_Space Heating_Natural Gas_Ducting - Repair and Sealing_A_Achievable Economic TRC Potential | F12 | Industrial | Industrial - ID | Existing | Space Heating | Natural Gas | Ducting - Repair and Sealing | A | Cumulative Winter Peak Savings (MW) | Achievable Economic TRC Potential | 0 | 0 | 0 | 0 | 0 | 0 | 0 | 0 | 0 | 0 | 0 | 0 | 0 | 0 | 0 | 0 | 0 | 0 | 0 | 0 | 0 | 0 | 0 | 0 | 0 | 0 | 0
F13_Industrial_Industrial - ID_Existing_Space Heating_Natural Gas_Ducting - Repair and Sealing_A_Achievable Economic TRC Potential | F13 | Industrial | Industrial - ID | Existing | Space Heating | Natural Gas | Ducting - Repair and Sealing | A | Purchases (Incremental) | Achievable Economic TRC Potential | 0 | 0 | 12.7676 | 25.0816 | 43.7656 | 69.9633 | 104.3636 | 146.894 | 196.371 | 250.1787 | 304.0929 | 352.4151 | 388.5698 | 406.2381 | 400.9008 | 371.4008 | 320.9143 | 260.8168 | 196.0094 | 133.3592 | 70.9651 | 28.5852 | 0 | 0 | 0 | 0 | 0
F14_Industrial_Industrial - ID_Existing_Space Heating_Natural Gas_Ducting - Repair and Sealing_A_Achievable Economic TRC Potential | F14 | Industrial | Industrial - ID | Existing | Space Heating | Natural Gas | Ducting - Repair and Sealing | A | Purchases (Cumulative) | Achievable Economic TRC Potential | 0 | 0 | 12.7676 | 37.8491 | 81.6148 | 151.5781 | 255.9418 | 402.8357 | 599.2067 | 849.3854 | 1153.4783 | 1505.8934 | 1894.4632 | 2300.7013 | 2701.602 | 3073.0028 | 3393.9171 | 3654.7339 | 3850.7433 | 3984.1025 | 4055.0676 | 4083.6528 | 4083.6528 | 4083.6528 | 4083.6528 | 4083.6528 | 4083.6528
F1_Industrial_Industrial - ID_Existing_Space Heating_Natural Gas_Building Shell - Air Sealing (Infiltration Control)_A_Achievable Economic TRC Potential | F1 | Industrial | Industrial - ID | Existing | Space Heating | Natural Gas | Building Shell - Air Sealing (Infiltration Control) | A | Original Unit Energy Savings (kWh or therms) | Achievable Economic TRC Potential | 0 | 0 | 64.2494 | 64.1285 | 63.9989 | 63.8617 | 63.7182 | 63.5695 | 63.4164 | 63.26 | 63.1011 | 62.9404 | 62.7787 | 62.6165 | 62.4546 | 62.2935 | 62.1336 | 61.9755 | 61.8195 | 61.6747 | 61.5399 | 61.4159 | 61.302 | 61.1973 | 61.101 | 61.0124 | 60.931
F2_Industrial_Industrial - ID_Existing_Space Heating_Natural Gas_Building Shell - Air Sealing (Infiltration Control)_A_Achievable Economic TRC Potential | F2 | Industrial | Industrial - ID | Existing | Space Heating | Natural Gas | Building Shell - Air Sealing (Infiltration Control) | A | Original Unit Summer Peak Savings (kW) | Achievable Economic TRC Potential | 0 | 0 | 0 | 0 | 0 | 0 | 0 | 0 | 0 | 0 | 0 | 0 | 0 | 0 | 0 | 0 | 0 | 0 | 0 | 0 | 0 | 0 | 0 | 0 | 0 | 0 | 0
F3_Industrial_Industrial - ID_Existing_Space Heating_Natural Gas_Building Shell - Air Sealing (Infiltration Control)_A_Achievable Economic TRC Potential | F3 | Industrial | Industrial - ID | Existing | Space Heating | Natural Gas | Building Shell - Air Sealing (Infiltration Control) | A | Original Unit Winter Peak Savings (kW) | Achievable Economic TRC Potential | 0 | 0 | 0 | 0 | 0 | 0 | 0 | 0 | 0 | 0 | 0 | 0 | 0 | 0 | 0 | 0 | 0 | 0 | 0 | 0 | 0 | 0 | 0 | 0 | 0 | 0 | 0
F4_Industrial_Industrial - ID_Existing_Space Heating_Natural Gas_Building Shell - Air Sealing (Infiltration Control)_A_Achievable Economic TRC Potential | F4 | Industrial | Industrial - ID | Existing | Space Heating | Natural Gas | Building Shell - Air Sealing (Infiltration Control) | A | Standalone Impact on Baseline Energy (%) | Achievable Economic TRC Potential | 0 | 0 | 4.2266e-06 | 1.2749e-05 | 2.7974e-05 | 5.2866e-05 | 9.0831e-05 | 0.00014547 | 0.00022018 | 0.00031758 | 0.00043885 | 0.00058298 | 0.00074125 | 0.00090703 | 0.0010686 | 0.0012125 | 0.0013252 | 0.0013974 | 0.0014219 | 0.0014468 | 0.0014722 | 0.0014981 | 0.0015243 | 0.0015511 | 0.0015783 | 0.001606 | 0.0016342
F5_Industrial_Industrial - ID_Existing_Space Heating_Natural Gas_Building Shell - Air Sealing (Infiltration Control)_A_Achievable Economic TRC Potential | F5 | Industrial | Industrial - ID | Existing | Space Heating | Natural Gas | Building Shell - Air Sealing (Infiltration Control) | A | Standalone Impact on Baseline Summer Peak (%) | Achievable Economic TRC Potential | 0 | 0 | 0 | 0 | 0 | 0 | 0 | 0 | 0 | 0 | 0 | 0 | 0 | 0 | 0 | 0 | 0 | 0 | 0 | 0 | 0 | 0 | 0 | 0 | 0 | 0 | 0
F6_Industrial_Industrial - ID_Existing_Space Heating_Natural Gas_Building Shell - Air Sealing (Infiltration Control)_A_Achievable Economic TRC Potential | F6 | Industrial | Industrial - ID | Existing | Space Heating | Natural Gas | Building Shell - Air Sealing (Infiltration Control) | A | Standalone Impact on Baseline Winter Peak (%) | Achievable Economic TRC Potential | 0 | 0 | 0 | 0 | 0 | 0 | 0 | 0 | 0 | 0 | 0 | 0 | 0 | 0 | 0 | 0 | 0 | 0 | 0 | 0 | 0 | 0 | 0 | 0 | 0 | 0 | 0
F7_Industrial_Industrial - ID_Existing_Space Heating_Natural Gas_Building Shell - Air Sealing (Infiltration Control)_A_Achievable Economic TRC Potential | F7 | Industrial | Industrial - ID | Existing | Space Heating | Natural Gas | Building Shell - Air Sealing (Infiltration Control) | A | Incremental Energy Savings (MWh or mTherms) | Achievable Economic TRC Potential | 0 | 0 | 0.0006095 | 0.0011951 | 0.0020811 | 0.0033198 | 0.0049409 | 0.0069382 | 0.0092528 | 0.011759 | 0.014257 | 0.016481 | 0.017529 | 0.017733 | 0.016573 | 0.013952 | 0.0099973 | 0.005246 | 0 | 0 | 0 | 0 | 0 | 0 | 0 | 0 | 0
F8_Industrial_Industrial - ID_Existing_Space Heating_Natural Gas_Building Shell - Air Sealing (Infiltration Control)_A_Achievable Economic TRC Potential | F8 | Industrial | Industrial - ID | Existing | Space Heating | Natural Gas | Building Shell - Air Sealing (Infiltration Control) | A | Incremental Summer Peak Savings (MW) | Achievable Economic TRC Potential | 0 | 0 | 0 | 0 | 0 | 0 | 0 | 0 | 0 | 0 | 0 | 0 | 0 | 0 | 0 | 0 | 0 | 0 | 0 | 0 | 0 | 0 | 0 | 0 | 0 | 0 | 0
F9_Industrial_Industrial - ID_Existing_Space Heating_Natural Gas_Building Shell - Air Sealing (Infiltration Control)_A_Achievable Economic TRC Potential | F9 | Industrial | Industrial - ID | Existing | Space Heating | Natural Gas | Building Shell - Air Sealing (Infiltration Control) | A | Incremental Winter Peak Savings (MW) | Achievable Economic TRC Potential | 0 | 0 | 0 | 0 | 0 | 0 | 0 | 0 | 0 | 0 | 0 | 0 | 0 | 0 | 0 | 0 | 0 | 0 | 0 | 0 | 0 | 0 | 0 | 0 | 0 | 0 | 0
F10_Industrial_Industrial - ID_Existing_Space Heating_Natural Gas_Building Shell - Air Sealing (Infiltration Control)_A_Achievable Economic TRC Potential | F10 | Industrial | Industrial - ID | Existing | Space Heating | Natural Gas | Building Shell - Air Sealing (Infiltration Control) | A | Cumulative Energy Savings (MWh or mTherms) | Achievable Economic TRC Potential | 0 | 0 | 0.0006095 | 0.0018034 | 0.0038809 | 0.0071924 | 0.012117 | 0.019027 | 0.028234 | 0.039924 | 0.054081 | 0.070424 | 0.087772 | 0.10528 | 0.12158 | 0.13522 | 0.14487 | 0.14975 | 0.14937 | 0.14902 | 0.14869 | 0.14839 | 0.14812 | 0.14786 | 0.14763 | 0.14742 | 0.14722
F11_Industrial_Industrial - ID_Existing_Space Heating_Natural Gas_Building Shell - Air Sealing (Infiltration Control)_A_Achievable Economic TRC Potential | F11 | Industrial | Industrial - ID | Existing | Space Heating | Natural Gas | Building Shell - Air Sealing (Infiltration Control) | A | Cumulative Summer Peak Savings (MW) | Achievable Economic TRC Potential | 0 | 0 | 0 | 0 | 0 | 0 | 0 | 0 | 0 | 0 | 0 | 0 | 0 | 0 | 0 | 0 | 0 | 0 | 0 | 0 | 0 | 0 | 0 | 0 | 0 | 0 | 0
F12_Industrial_Industrial - ID_Existing_Space Heating_Natural Gas_Building Shell - Air Sealing (Infiltration Control)_A_Achievable Economic TRC Potential | F12 | Industrial | Industrial - ID | Existing | Space Heating | Natural Gas | Building Shell - Air Sealing (Infiltration Control) | A | Cumulative Winter Peak Savings (MW) | Achievable Economic TRC Potential | 0 | 0 | 0 | 0 | 0 | 0 | 0 | 0 | 0 | 0 | 0 | 0 | 0 | 0 | 0 | 0 | 0 | 0 | 0 | 0 | 0 | 0 | 0 | 0 | 0 | 0 | 0
F13_Industrial_Industrial - ID_Existing_Space Heating_Natural Gas_Building Shell - Air Sealing (Infiltration Control)_A_Achievable Economic TRC Potential | F13 | Industrial | Industrial - ID | Existing | Space Heating | Natural Gas | Building Shell - Air Sealing (Infiltration Control) | A | Purchases (Incremental) | Achievable Economic TRC Potential | 0 | 0 | 0.0094865 | 0.018636 | 0.032518 | 0.051984 | 0.077543 | 0.10914 | 0.14591 | 0.18589 | 0.22594 | 0.26185 | 0.27923 | 0.2832 | 0.26536 | 0.22397 | 0.1609 | 0.084646 | 0 | 0 | 0 | 0 | 0 | 0 | 0 | 0 | 0
F14_Industrial_Industrial - ID_Existing_Space Heating_Natural Gas_Building Shell - Air Sealing (Infiltration Control)_A_Achievable Economic TRC Potential | F14 | Industrial | Industrial - ID | Existing | Space Heating | Natural Gas | Building Shell - Air Sealing (Infiltration Control) | A | Purchases (Cumulative) | Achievable Economic TRC Potential | 0 | 0 | 0.0094865 | 0.028122 | 0.060641 | 0.11262 | 0.19017 | 0.29931 | 0.44522 | 0.6311 | 0.85705 | 1.1189 | 1.3981 | 1.6813 | 1.9467 | 2.1707 | 2.3316 | 2.4162 | 2.4162 | 2.4162 | 2.4162 | 2.4162 | 2.4162 | 2.4162 | 2.4162 | 2.4162 | 2.4162
F1_Industrial_Industrial - ID_Existing_Space Heating_Natural Gas_Ventilation - Demand Controlled_A_Achievable Economic TRC Potential | F1 | Industrial | Industrial - ID | Existing | Space Heating | Natural Gas | Ventilation - Demand Controlled | A | Original Unit Energy Savings (kWh or therms) | Achievable Economic TRC Potential | 0 | 0 | 0.051484 | 0.051389 | 0.051269 | 0.051125 | 0.050961 | 0.050778 | 0.050579 | 0.050366 | 0.05014 | 0.049903 | 0.049657 | 0.049402 | 0.049141 | 0.048874 | 0.048602 | 0.048327 | 0.04805 | 0.047792 | 0.04755 | 0.047327 | 0.047121 | 0.04693 | 0.046755 | 0.046593 | 0.046443
F2_Industrial_Industrial - ID_Existing_Space Heating_Natural Gas_Ventilation - Demand Controlled_A_Achievable Economic TRC Potential | F2 | Industrial | Industrial - ID | Existing | Space Heating | Natural Gas | Ventilation - Demand Controlled | A | Original Unit Summer Peak Savings (kW) | Achievable Economic TRC Potential | 0 | 0 | 0 | 0 | 0 | 0 | 0 | 0 | 0 | 0 | 0 | 0 | 0 | 0 | 0 | 0 | 0 | 0 | 0 | 0 | 0 | 0 | 0 | 0 | 0 | 0 | 0
F3_Industrial_Industrial - ID_Existing_Space Heating_Natural Gas_Ventilation - Demand Controlled_A_Achievable Economic TRC Potential | F3 | Industrial | Industrial - ID | Existing | Space Heating | Natural Gas | Ventilation - Demand Controlled | A | Original Unit Winter Peak Savings (kW) | Achievable Economic TRC Potential | 0 | 0 | 0 | 0 | 0 | 0 | 0 | 0 | 0 | 0 | 0 | 0 | 0 | 0 | 0 | 0 | 0 | 0 | 0 | 0 | 0 | 0 | 0 | 0 | 0 | 0 | 0
F4_Industrial_Industrial - ID_Existing_Space Heating_Natural Gas_Ventilation - Demand Controlled_A_Achievable Economic TRC Potential | F4 | Industrial | Industrial - ID | Existing | Space Heating | Natural Gas | Ventilation - Demand Controlled | A | Standalone Impact on Baseline Energy (%) | Achievable Economic TRC Potential | 0 | 0 | 0.00044438 | 0.00089659 | 0.0013563 | 0.0018231 | 0.0022968 | 0.0027329 | 0.0030951 | 0.0033981 | 0.003654 | 0.003872 | 0.0039306 | 0.0039894 | 0.0040484 | 0.0041076 | 0.0041672 | 0.004227 | 0.0042873 | 0.0043492 | 0.0044128 | 0.0044782 | 0.0045453 | 0.0046143 | 0.004685 | 0.0047576 | 0.004832
F5_Industrial_Industrial - ID_Existing_Space Heating_Natural Gas_Ventilation - Demand Controlled_A_Achievable Economic TRC Potential | F5 | Industrial | Industrial - ID | Existing | Space Heating | Natural Gas | Ventilation - Demand Controlled | A | Standalone Impact on Baseline Summer Peak (%) | Achievable Economic TRC Potential | 0 | 0 | 0 | 0 | 0 | 0 | 0 | 0 | 0 | 0 | 0 | 0 | 0 | 0 | 0 | 0 | 0 | 0 | 0 | 0 | 0 | 0 | 0 | 0 | 0 | 0 | 0
F6_Industrial_Industrial - ID_Existing_Space Heating_Natural Gas_Ventilation - Demand Controlled_A_Achievable Economic TRC Potential | F6 | Industrial | Industrial - ID | Existing | Space Heating | Natural Gas | Ventilation - Demand Controlled | A | Standalone Impact on Baseline Winter Peak (%) | Achievable Economic TRC Potential | 0 | 0 | 0 | 0 | 0 | 0 | 0 | 0 | 0 | 0 | 0 | 0 | 0 | 0 | 0 | 0 | 0 | 0 | 0 | 0 | 0 | 0 | 0 | 0 | 0 | 0 | 0
F7_Industrial_Industrial - ID_Existing_Space Heating_Natural Gas_Ventilation - Demand Controlled_A_Achievable Economic TRC Potential | F7 | Industrial | Industrial - ID | Existing | Space Heating | Natural Gas | Ventilation - Demand Controlled | A | Incremental Energy Savings (MWh or mTherms) | Achievable Economic TRC Potential | 0 | 0 | 0.064082 | 0.062861 | 0.061632 | 0.0604 | 0.059168 | 0.052145 | 0.040836 | 0.03197 | 0.025023 | 0.01958 | 0 | 0 | 0 | 0 | 0 | 0 | 0 | 0 | 0 | 0 | 0 | 0 | 0 | 0 | 0
F8_Industrial_Industrial - ID_Existing_Space Heating_Natural Gas_Ventilation - Demand Controlled_A_Achievable Economic TRC Potential | F8 | Industrial | Industrial - ID | Existing | Space Heating | Natural Gas | Ventilation - Demand Controlled | A | Incremental Summer Peak Savings (MW) | Achievable Economic TRC Potential | 0 | 0 | 0 | 0 | 0 | 0 | 0 | 0 | 0 | 0 | 0 | 0 | 0 | 0 | 0 | 0 | 0 | 0 | 0 | 0 | 0 | 0 | 0 | 0 | 0 | 0 | 0
F9_Industrial_Industrial - ID_Existing_Space Heating_Natural Gas_Ventilation - Demand Controlled_A_Achievable Economic TRC Potential | F9 | Industrial | Industrial - ID | Existing | Space Heating | Natural Gas | Ventilation - Demand Controlled | A | Incremental Winter Peak Savings (MW) | Achievable Economic TRC Potential | 0 | 0 | 0 | 0 | 0 | 0 | 0 | 0 | 0 | 0 | 0 | 0 | 0 | 0 | 0 | 0 | 0 | 0 | 0 | 0 | 0 | 0 | 0 | 0 | 0 | 0 | 0
F10_Industrial_Industrial - ID_Existing_Space Heating_Natural Gas_Ventilation - Demand Controlled_A_Achievable Economic TRC Potential | F10 | Industrial | Industrial - ID | Existing | Space Heating | Natural Gas | Ventilation - Demand Controlled | A | Cumulative Energy Savings (MWh or mTherms) | Achievable Economic TRC Potential | 0 | 0 | 0.064082 | 0.12682 | 0.18816 | 0.24803 | 0.3064 | 0.35745 | 0.39689 | 0.42718 | 0.45029 | 0.46774 | 0.46543 | 0.46305 | 0.4606 | 0.45809 | 0.45555 | 0.45297 | 0.45037 | 0.44795 | 0.44568 | 0.44359 | 0.44166 | 0.43988 | 0.43823 | 0.43672 | 0.43531
F11_Industrial_Industrial - ID_Existing_Space Heating_Natural Gas_Ventilation - Demand Controlled_A_Achievable Economic TRC Potential | F11 | Industrial | Industrial - ID | Existing | Space Heating | Natural Gas | Ventilation - Demand Controlled | A | Cumulative Summer Peak Savings (MW) | Achievable Economic TRC Potential | 0 | 0 | 0 | 0 | 0 | 0 | 0 | 0 | 0 | 0 | 0 | 0 | 0 | 0 | 0 | 0 | 0 | 0 | 0 | 0 | 0 | 0 | 0 | 0 | 0 | 0 | 0
F12_Industrial_Industrial - ID_Existing_Space Heating_Natural Gas_Ventilation - Demand Controlled_A_Achievable Economic TRC Potential | F12 | Industrial | Industrial - ID | Existing | Space Heating | Natural Gas | Ventilation - Demand Controlled | A | Cumulative Winter Peak Savings (MW) | Achievable Economic TRC Potential | 0 | 0 | 0 | 0 | 0 | 0 | 0 | 0 | 0 | 0 | 0 | 0 | 0 | 0 | 0 | 0 | 0 | 0 | 0 | 0 | 0 | 0 | 0 | 0 | 0 | 0 | 0
F13_Industrial_Industrial - ID_Existing_Space Heating_Natural Gas_Ventilation - Demand Controlled_A_Achievable Economic TRC Potential | F13 | Industrial | Industrial - ID | Existing | Space Heating | Natural Gas | Ventilation - Demand Controlled | A | Purchases (Incremental) | Achievable Economic TRC Potential | 0 | 0 | 1244.6927 | 1223.2325 | 1202.1423 | 1181.4157 | 1161.0465 | 1026.9256 | 807.376 | 634.7646 | 499.0563 | 392.3615 | 0 | 0 | 0 | 0 | 0 | 0 | 0 | 0 | 0 | 0 | 0 | 0 | 0 | 0 | 0
F14_Industrial_Industrial - ID_Existing_Space Heating_Natural Gas_Ventilation - Demand Controlled_A_Achievable Economic TRC Potential | F14 | Industrial | Industrial - ID | Existing | Space Heating | Natural Gas | Ventilation - Demand Controlled | A | Purchases (Cumulative) | Achievable Economic TRC Potential | 0 | 0 | 1244.6927 | 2467.9252 | 3670.0675 | 4851.4832 | 6012.5297 | 7039.4553 | 7846.8312 | 8481.5958 | 8980.6521 | 9373.0135 | 9373.0135 | 9373.0135 | 9373.0135 | 9373.0135 | 9373.0135 | 9373.0135 | 9373.0135 | 9373.0135 | 9373.0135 | 9373.0135 | 9373.0135 | 9373.0135 | 9373.0135 | 9373.0135 | 9373.0135
F1_Industrial_Industrial - ID_Existing_Space Heating_Natural Gas_Destratification Fans (HVLS)_A_Achievable Economic TRC Potential | F1 | Industrial | Industrial - ID | Existing | Space Heating | Natural Gas | Destratification Fans (HVLS) | A | Original Unit Energy Savings (kWh or therms) | Achievable Economic TRC Potential | 0 | 0 | 166639.6552 | 166326.0774 | 165989.7736 | 165634.0224 | 165261.8428 | 164876.015 | 164479.0995 | 164073.4539 | 163661.2499 | 163244.4873 | 162825.0081 | 162404.5089 | 161984.5521 | 161566.5773 | 161151.91 | 160741.7716 | 160337.2869 | 159961.7894 | 159612.0618 | 159290.5848 | 158995.0625 | 158723.3871 | 158473.6228 | 158243.992 | 158032.8624
F2_Industrial_Industrial - ID_Existing_Space Heating_Natural Gas_Destratification Fans (HVLS)_A_Achievable Economic TRC Potential | F2 | Industrial | Industrial - ID | Existing | Space Heating | Natural Gas | Destratification Fans (HVLS) | A | Original Unit Summer Peak Savings (kW) | Achievable Economic TRC Potential | 0 | 0 | 0 | 0 | 0 | 0 | 0 | 0 | 0 | 0 | 0 | 0 | 0 | 0 | 0 | 0 | 0 | 0 | 0 | 0 | 0 | 0 | 0 | 0 | 0 | 0 | 0
F3_Industrial_Industrial - ID_Existing_Space Heating_Natural Gas_Destratification Fans (HVLS)_A_Achievable Economic TRC Potential | F3 | Industrial | Industrial - ID | Existing | Space Heating | Natural Gas | Destratification Fans (HVLS) | A | Original Unit Winter Peak Savings (kW) | Achievable Economic TRC Potential | 0 | 0 | 0 | 0 | 0 | 0 | 0 | 0 | 0 | 0 | 0 | 0 | 0 | 0 | 0 | 0 | 0 | 0 | 0 | 0 | 0 | 0 | 0 | 0 | 0 | 0 | 0
F4_Industrial_Industrial - ID_Existing_Space Heating_Natural Gas_Destratification Fans (HVLS)_A_Achievable Economic TRC Potential | F4 | Industrial | Industrial - ID | Existing | Space Heating | Natural Gas | Destratification Fans (HVLS) | A | Standalone Impact on Baseline Energy (%) | Achievable Economic TRC Potential | 0 | 0 | 0.001618 | 0.0032645 | 0.0049398 | 0.0066445 | 0.0083791 | 0.010144 | 0.01194 | 0.013768 | 0.015627 | 0.01752 | 0.019445 | 0.021404 | 0.023398 | 0.025426 | 0.02749 | 0.027973 | 0.028463 | 0.028963 | 0.029471 | 0.029988 | 0.030514 | 0.031049 | 0.031594 | 0.032148 | 0.032712
F5_Industrial_Industrial - ID_Existing_Space Heating_Natural Gas_Destratification Fans (HVLS)_A_Achievable Economic TRC Potential | F5 | Industrial | Industrial - ID | Existing | Space Heating | Natural Gas | Destratification Fans (HVLS) | A | Standalone Impact on Baseline Summer Peak (%) | Achievable Economic TRC Potential | 0 | 0 | 0 | 0 | 0 | 0 | 0 | 0 | 0 | 0 | 0 | 0 | 0 | 0 | 0 | 0 | 0 | 0 | 0 | 0 | 0 | 0 | 0 | 0 | 0 | 0 | 0
F6_Industrial_Industrial - ID_Existing_Space Heating_Natural Gas_Destratification Fans (HVLS)_A_Achievable Economic TRC Potential | F6 | Industrial | Industrial - ID | Existing | Space Heating | Natural Gas | Destratification Fans (HVLS) | A | Standalone Impact on Baseline Winter Peak (%) | Achievable Economic TRC Potential | 0 | 0 | 0 | 0 | 0 | 0 | 0 | 0 | 0 | 0 | 0 | 0 | 0 | 0 | 0 | 0 | 0 | 0 | 0 | 0 | 0 | 0 | 0 | 0 | 0 | 0 | 0
F7_Industrial_Industrial - ID_Existing_Space Heating_Natural Gas_Destratification Fans (HVLS)_A_Achievable Economic TRC Potential | F7 | Industrial | Industrial - ID | Existing | Space Heating | Natural Gas | Destratification Fans (HVLS) | A | Incremental Energy Savings (MWh or mTherms) | Achievable Economic TRC Potential | 0 | 0 | 0.23333 | 0.22888 | 0.22448 | 0.22013 | 0.21585 | 0.21164 | 0.20749 | 0.20341 | 0.1994 | 0.19546 | 0.1916 | 0.18781 | 0.18409 | 0.18045 | 0.17688 | 0 | 0 | 0 | 0 | 0 | 0 | 0 | 0 | 0 | 0
F8_Industrial_Industrial - ID_Existing_Space Heating_Natural Gas_Destratification Fans (HVLS)_A_Achievable Economic TRC Potential | F8 | Industrial | Industrial - ID | Existing | Space Heating | Natural Gas | Destratification Fans (HVLS) | A | Incremental Summer Peak Savings (MW) | Achievable Economic TRC Potential | 0 | 0 | 0 | 0 | 0 | 0 | 0 | 0 | 0 | 0 | 0 | 0 | 0 | 0 | 0 | 0 | 0 | 0 | 0 | 0 | 0 | 0 | 0 | 0 | 0 | 0 | 0
F9_Industrial_Industrial - ID_Existing_Space Heating_Natural Gas_Destratification Fans (HVLS)_A_Achievable Economic TRC Potential | F9 | Industrial | Industrial - ID | Existing | Space Heating | Natural Gas | Destratification Fans (HVLS) | A | Incremental Winter Peak Savings (MW) | Achievable Economic TRC Potential | 0 | 0 | 0 | 0 | 0 | 0 | 0 | 0 | 0 | 0 | 0 | 0 | 0 | 0 | 0 | 0 | 0 | 0 | 0 | 0 | 0 | 0 | 0 | 0 | 0 | 0 | 0
F10_Industrial_Industrial - ID_Existing_Space Heating_Natural Gas_Destratification Fans (HVLS)_A_Achievable Economic TRC Potential | F10 | Industrial | Industrial - ID | Existing | Space Heating | Natural Gas | Destratification Fans (HVLS) | A | Cumulative Energy Savings (MWh or mTherms) | Achievable Economic TRC Potential | 0 | 0 | 0.23333 | 0.46177 | 0.68532 | 0.90398 | 1.1178 | 1.3268 | 1.5311 | 1.7307 | 1.9258 | 2.1164 | 2.3025 | 2.4844 | 2.662 | 2.8356 | 3.0052 | 2.9976 | 2.99 | 2.983 | 2.9765 | 2.9705 | 2.965 | 2.9599 | 2.9553 | 2.951 | 2.9471
F11_Industrial_Industrial - ID_Existing_Space Heating_Natural Gas_Destratification Fans (HVLS)_A_Achievable Economic TRC Potential | F11 | Industrial | Industrial - ID | Existing | Space Heating | Natural Gas | Destratification Fans (HVLS) | A | Cumulative Summer Peak Savings (MW) | Achievable Economic TRC Potential | 0 | 0 | 0 | 0 | 0 | 0 | 0 | 0 | 0 | 0 | 0 | 0 | 0 | 0 | 0 | 0 | 0 | 0 | 0 | 0 | 0 | 0 | 0 | 0 | 0 | 0 | 0
F12_Industrial_Industrial - ID_Existing_Space Heating_Natural Gas_Destratification Fans (HVLS)_A_Achievable Economic TRC Potential | F12 | Industrial | Industrial - ID | Existing | Space Heating | Natural Gas | Destratification Fans (HVLS) | A | Cumulative Winter Peak Savings (MW) | Achievable Economic TRC Potential | 0 | 0 | 0 | 0 | 0 | 0 | 0 | 0 | 0 | 0 | 0 | 0 | 0 | 0 | 0 | 0 | 0 | 0 | 0 | 0 | 0 | 0 | 0 | 0 | 0 | 0 | 0
F13_Industrial_Industrial - ID_Existing_Space Heating_Natural Gas_Destratification Fans (HVLS)_A_Achievable Economic TRC Potential | F13 | Industrial | Industrial - ID | Existing | Space Heating | Natural Gas | Destratification Fans (HVLS) | A | Purchases (Incremental) | Achievable Economic TRC Potential | 0 | 0 | 0.0014002 | 0.0013761 | 0.0013524 | 0.001329 | 0.0013061 | 0.0012836 | 0.0012615 | 0.0012397 | 0.0012183 | 0.0011973 | 0.0011767 | 0.0011564 | 0.0011365 | 0.0011169 | 0.0010976 | 0 | 0 | 0 | 0 | 0 | 0 | 0 | 0 | 0 | 0
F14_Industrial_Industrial - ID_Existing_Space Heating_Natural Gas_Destratification Fans (HVLS)_A_Achievable Economic TRC Potential | F14 | Industrial | Industrial - ID | Existing | Space Heating | Natural Gas | Destratification Fans (HVLS) | A | Purchases (Cumulative) | Achievable Economic TRC Potential | 0 | 0 | 0.0014002 | 0.0027763 | 0.0041287 | 0.0054577 | 0.0067638 | 0.0080474 | 0.0093089 | 0.010549 | 0.011767 | 0.012964 | 0.014141 | 0.015297 | 0.016434 | 0.017551 | 0.018648 | 0.018648 | 0.018648 | 0.018648 | 0.018648 | 0.018648 | 0.018648 | 0.018648 | 0.018648 | 0.018648 | 0.018648
F1_Industrial_Industrial - ID_Existing_Space Heating_Natural Gas_Condensing RTU_A_Achievable Economic TRC Potential | F1 | Industrial | Industrial - ID | Existing | Space Heating | Natural Gas | Condensing RTU | A | Original Unit Energy Savings (kWh or therms) | Achievable Economic TRC Potential | 0 | 0 | 0.082869 | 0.082716 | 0.082522 | 0.082291 | 0.082026 | 0.081732 | 0.081412 | 0.081069 | 0.080705 | 0.080324 | 0.079927 | 0.079517 | 0.079097 | 0.078667 | 0.07823 | 0.077788 | 0.077341 | 0.076925 | 0.076536 | 0.076177 | 0.075845 | 0.075539 | 0.075257 | 0.074996 | 0.074755
F2_Industrial_Industrial - ID_Existing_Space Heating_Natural Gas_Condensing RTU_A_Achievable Economic TRC Potential | F2 | Industrial | Industrial - ID | Existing | Space Heating | Natural Gas | Condensing RTU | A | Original Unit Summer Peak Savings (kW) | Achievable Economic TRC Potential | 0 | 0 | 0 | 0 | 0 | 0 | 0 | 0 | 0 | 0 | 0 | 0 | 0 | 0 | 0 | 0 | 0 | 0 | 0 | 0 | 0 | 0 | 0 | 0 | 0 | 0 | 0
F3_Industrial_Industrial - ID_Existing_Space Heating_Natural Gas_Condensing RTU_A_Achievable Economic TRC Potential | F3 | Industrial | Industrial - ID | Existing | Space Heating | Natural Gas | Condensing RTU | A | Original Unit Winter Peak Savings (kW) | Achievable Economic TRC Potential | 0 | 0 | 0 | 0 | 0 | 0 | 0 | 0 | 0 | 0 | 0 | 0 | 0 | 0 | 0 | 0 | 0 | 0 | 0 | 0 | 0 | 0 | 0 | 0 | 0 | 0 | 0
F4_Industrial_Industrial - ID_Existing_Space Heating_Natural Gas_Condensing RTU_A_Achievable Economic TRC Potential | F4 | Industrial | Industrial - ID | Existing | Space Heating | Natural Gas | Condensing RTU | A | Standalone Impact on Baseline Energy (%) | Achievable Economic TRC Potential | 0 | 0 | 0 | 0 | 0 | 0 | 0 | 0 | 0 | 0 | 0 | 0 | 0 | 0 | 0 | 0 | 0 | 0 | 0 | 0 | 0 | 0 | 0 | 0 | 0 | 0 | 0
F5_Industrial_Industrial - ID_Existing_Space Heating_Natural Gas_Condensing RTU_A_Achievable Economic TRC Potential | F5 | Industrial | Industrial - ID | Existing | Space Heating | Natural Gas | Condensing RTU | A | Standalone Impact on Baseline Summer Peak (%) | Achievable Economic TRC Potential | 0 | 0 | 0 | 0 | 0 | 0 | 0 | 0 | 0 | 0 | 0 | 0 | 0 | 0 | 0 | 0 | 0 | 0 | 0 | 0 | 0 | 0 | 0 | 0 | 0 | 0 | 0
F6_Industrial_Industrial - ID_Existing_Space Heating_Natural Gas_Condensing RTU_A_Achievable Economic TRC Potential | F6 | Industrial | Industrial - ID | Existing | Space Heating | Natural Gas | Condensing RTU | A | Standalone Impact on Baseline Winter Peak (%) | Achievable Economic TRC Potential | 0 | 0 | 0 | 0 | 0 | 0 | 0 | 0 | 0 | 0 | 0 | 0 | 0 | 0 | 0 | 0 | 0 | 0 | 0 | 0 | 0 | 0 | 0 | 0 | 0 | 0 | 0
F7_Industrial_Industrial - ID_Existing_Space Heating_Natural Gas_Condensing RTU_A_Achievable Economic TRC Potential | F7 | Industrial | Industrial - ID | Existing | Space Heating | Natural Gas | Condensing RTU | A | Incremental Energy Savings (MWh or mTherms) | Achievable Economic TRC Potential | 0 | 0 | 0 | 0 | 0 | 0 | 0 | 0 | 0 | 0 | 0 | 0 | 0 | 0 | 0 | 0 | 0 | 0 | 0 | 0 | 0 | 0 | 0 | 0 | 0 | 0 | 0
F8_Industrial_Industrial - ID_Existing_Space Heating_Natural Gas_Condensing RTU_A_Achievable Economic TRC Potential | F8 | Industrial | Industrial - ID | Existing | Space Heating | Natural Gas | Condensing RTU | A | Incremental Summer Peak Savings (MW) | Achievable Economic TRC Potential | 0 | 0 | 0 | 0 | 0 | 0 | 0 | 0 | 0 | 0 | 0 | 0 | 0 | 0 | 0 | 0 | 0 | 0 | 0 | 0 | 0 | 0 | 0 | 0 | 0 | 0 | 0
F9_Industrial_Industrial - ID_Existing_Space Heating_Natural Gas_Condensing RTU_A_Achievable Economic TRC Potential | F9 | Industrial | Industrial - ID | Existing | Space Heating | Natural Gas | Condensing RTU | A | Incremental Winter Peak Savings (MW) | Achievable Economic TRC Potential | 0 | 0 | 0 | 0 | 0 | 0 | 0 | 0 | 0 | 0 | 0 | 0 | 0 | 0 | 0 | 0 | 0 | 0 | 0 | 0 | 0 | 0 | 0 | 0 | 0 | 0 | 0
F10_Industrial_Industrial - ID_Existing_Space Heating_Natural Gas_Condensing RTU_A_Achievable Economic TRC Potential | F10 | Industrial | Industrial - ID | Existing | Space Heating | Natural Gas | Condensing RTU | A | Cumulative Energy Savings (MWh or mTherms) | Achievable Economic TRC Potential | 0 | 0 | 0 | 0 | 0 | 0 | 0 | 0 | 0 | 0 | 0 | 0 | 0 | 0 | 0 | 0 | 0 | 0 | 0 | 0 | 0 | 0 | 0 | 0 | 0 | 0 | 0
F11_Industrial_Industrial - ID_Existing_Space Heating_Natural Gas_Condensing RTU_A_Achievable Economic TRC Potential | F11 | Industrial | Industrial - ID | Existing | Space Heating | Natural Gas | Condensing RTU | A | Cumulative Summer Peak Savings (MW) | Achievable Economic TRC Potential | 0 | 0 | 0 | 0 | 0 | 0 | 0 | 0 | 0 | 0 | 0 | 0 | 0 | 0 | 0 | 0 | 0 | 0 | 0 | 0 | 0 | 0 | 0 | 0 | 0 | 0 | 0
F12_Industrial_Industrial - ID_Existing_Space Heating_Natural Gas_Condensing RTU_A_Achievable Economic TRC Potential | F12 | Industrial | Industrial - ID | Existing | Space Heating | Natural Gas | Condensing RTU | A | Cumulative Winter Peak Savings (MW) | Achievable Economic TRC Potential | 0 | 0 | 0 | 0 | 0 | 0 | 0 | 0 | 0 | 0 | 0 | 0 | 0 | 0 | 0 | 0 | 0 | 0 | 0 | 0 | 0 | 0 | 0 | 0 | 0 | 0 | 0
F13_Industrial_Industrial - ID_Existing_Space Heating_Natural Gas_Condensing RTU_A_Achievable Economic TRC Potential | F13 | Industrial | Industrial - ID | Existing | Space Heating | Natural Gas | Condensing RTU | A | Purchases (Incremental) | Achievable Economic TRC Potential | 0 | 0 | 0 | 0 | 0 | 0 | 0 | 0 | 0 | 0 | 0 | 0 | 0 | 0 | 0 | 0 | 0 | 0 | 0 | 0 | 0 | 0 | 0 | 0 | 0 | 0 | 0
F14_Industrial_Industrial - ID_Existing_Space Heating_Natural Gas_Condensing RTU_A_Achievable Economic TRC Potential | F14 | Industrial | Industrial - ID | Existing | Space Heating | Natural Gas | Condensing RTU | A | Purchases (Cumulative) | Achievable Economic TRC Potential | 0 | 0 | 0 | 0 | 0 | 0 | 0 | 0 | 0 | 0 | 0 | 0 | 0 | 0 | 0 | 0 | 0 | 0 | 0 | 0 | 0 | 0 | 0 | 0 | 0 | 0 | 0
F1_Industrial_Industrial - ID_Existing_Space Heating_Natural Gas_Industrial Air Curtains_A_Achievable Economic TRC Potential | F1 | Industrial | Industrial - ID | Existing | Space Heating | Natural Gas | Industrial Air Curtains | A | Original Unit Energy Savings (kWh or therms) | Achievable Economic TRC Potential | 0 | 0 | -0.018168 | -0.018134 | -0.018098 | -0.018059 | -0.018018 | -0.017976 | -0.017933 | -0.017889 | -0.017844 | -0.017798 | -0.017753 | -0.017707 | -0.017661 | -0.017615 | -0.01757 | -0.017525 | -0.017481 | -0.01744 | -0.017402 | -0.017367 | -0.017335 | -0.017305 | -0.017278 | -0.017253 | -0.01723
F2_Industrial_Industrial - ID_Existing_Space Heating_Natural Gas_Industrial Air Curtains_A_Achievable Economic TRC Potential | F2 | Industrial | Industrial - ID | Existing | Space Heating | Natural Gas | Industrial Air Curtains | A | Original Unit Summer Peak Savings (kW) | Achievable Economic TRC Potential | 0 | 0 | 0 | 0 | 0 | 0 | 0 | 0 | 0 | 0 | 0 | 0 | 0 | 0 | 0 | 0 | 0 | 0 | 0 | 0 | 0 | 0 | 0 | 0 | 0 | 0 | 0
F3_Industrial_Industrial - ID_Existing_Space Heating_Natural Gas_Industrial Air Curtains_A_Achievable Economic TRC Potential | F3 | Industrial | Industrial - ID | Existing | Space Heating | Natural Gas | Industrial Air Curtains | A | Original Unit Winter Peak Savings (kW) | Achievable Economic TRC Potential | 0 | 0 | 0 | 0 | 0 | 0 | 0 | 0 | 0 | 0 | 0 | 0 | 0 | 0 | 0 | 0 | 0 | 0 | 0 | 0 | 0 | 0 | 0 | 0 | 0 | 0 | 0
F4_Industrial_Industrial - ID_Existing_Space Heating_Natural Gas_Industrial Air Curtains_A_Achievable Economic TRC Potential | F4 | Industrial | Industrial - ID | Existing | Space Heating | Natural Gas | Industrial Air Curtains | A | Standalone Impact on Baseline Energy (%) | Achievable Economic TRC Potential | 0 | 0 | 0 | 0 | 0 | 0 | 0 | 0 | 0 | 0 | 0 | 0 | 0 | 0 | 0 | 0 | 0 | 0 | 0 | 0 | 0 | 0 | 0 | 0 | 0 | 0 | 0
F5_Industrial_Industrial - ID_Existing_Space Heating_Natural Gas_Industrial Air Curtains_A_Achievable Economic TRC Potential | F5 | Industrial | Industrial - ID | Existing | Space Heating | Natural Gas | Industrial Air Curtains | A | Standalone Impact on Baseline Summer Peak (%) | Achievable Economic TRC Potential | 0 | 0 | 0 | 0 | 0 | 0 | 0 | 0 | 0 | 0 | 0 | 0 | 0 | 0 | 0 | 0 | 0 | 0 | 0 | 0 | 0 | 0 | 0 | 0 | 0 | 0 | 0
F6_Industrial_Industrial - ID_Existing_Space Heating_Natural Gas_Industrial Air Curtains_A_Achievable Economic TRC Potential | F6 | Industrial | Industrial - ID | Existing | Space Heating | Natural Gas | Industrial Air Curtains | A | Standalone Impact on Baseline Winter Peak (%) | Achievable Economic TRC Potential | 0 | 0 | 0 | 0 | 0 | 0 | 0 | 0 | 0 | 0 | 0 | 0 | 0 | 0 | 0 | 0 | 0 | 0 | 0 | 0 | 0 | 0 | 0 | 0 | 0 | 0 | 0
F7_Industrial_Industrial - ID_Existing_Space Heating_Natural Gas_Industrial Air Curtains_A_Achievable Economic TRC Potential | F7 | Industrial | Industrial - ID | Existing | Space Heating | Natural Gas | Industrial Air Curtains | A | Incremental Energy Savings (MWh or mTherms) | Achievable Economic TRC Potential | 0 | 0 | 0 | 0 | 0 | 0 | 0 | 0 | 0 | 0 | 0 | 0 | 0 | 0 | 0 | 0 | 0 | 0 | 0 | 0 | 0 | 0 | 0 | 0 | 0 | 0 | 0
F8_Industrial_Industrial - ID_Existing_Space Heating_Natural Gas_Industrial Air Curtains_A_Achievable Economic TRC Potential | F8 | Industrial | Industrial - ID | Existing | Space Heating | Natural Gas | Industrial Air Curtains | A | Incremental Summer Peak Savings (MW) | Achievable Economic TRC Potential | 0 | 0 | 0 | 0 | 0 | 0 | 0 | 0 | 0 | 0 | 0 | 0 | 0 | 0 | 0 | 0 | 0 | 0 | 0 | 0 | 0 | 0 | 0 | 0 | 0 | 0 | 0
F9_Industrial_Industrial - ID_Existing_Space Heating_Natural Gas_Industrial Air Curtains_A_Achievable Economic TRC Potential | F9 | Industrial | Industrial - ID | Existing | Space Heating | Natural Gas | Industrial Air Curtains | A | Incremental Winter Peak Savings (MW) | Achievable Economic TRC Potential | 0 | 0 | 0 | 0 | 0 | 0 | 0 | 0 | 0 | 0 | 0 | 0 | 0 | 0 | 0 | 0 | 0 | 0 | 0 | 0 | 0 | 0 | 0 | 0 | 0 | 0 | 0
F10_Industrial_Industrial - ID_Existing_Space Heating_Natural Gas_Industrial Air Curtains_A_Achievable Economic TRC Potential | F10 | Industrial | Industrial - ID | Existing | Space Heating | Natural Gas | Industrial Air Curtains | A | Cumulative Energy Savings (MWh or mTherms) | Achievable Economic TRC Potential | 0 | 0 | 0 | 0 | 0 | 0 | 0 | 0 | 0 | 0 | 0 | 0 | 0 | 0 | 0 | 0 | 0 | 0 | 0 | 0 | 0 | 0 | 0 | 0 | 0 | 0 | 0
F11_Industrial_Industrial - ID_Existing_Space Heating_Natural Gas_Industrial Air Curtains_A_Achievable Economic TRC Potential | F11 | Industrial | Industrial - ID | Existing | Space Heating | Natural Gas | Industrial Air Curtains | A | Cumulative Summer Peak Savings (MW) | Achievable Economic TRC Potential | 0 | 0 | 0 | 0 | 0 | 0 | 0 | 0 | 0 | 0 | 0 | 0 | 0 | 0 | 0 | 0 | 0 | 0 | 0 | 0 | 0 | 0 | 0 | 0 | 0 | 0 | 0
F12_Industrial_Industrial - ID_Existing_Space Heating_Natural Gas_Industrial Air Curtains_A_Achievable Economic TRC Potential | F12 | Industrial | Industrial - ID | Existing | Space Heating | Natural Gas | Industrial Air Curtains | A | Cumulative Winter Peak Savings (MW) | Achievable Economic TRC Potential | 0 | 0 | 0 | 0 | 0 | 0 | 0 | 0 | 0 | 0 | 0 | 0 | 0 | 0 | 0 | 0 | 0 | 0 | 0 | 0 | 0 | 0 | 0 | 0 | 0 | 0 | 0
F13_Industrial_Industrial - ID_Existing_Space Heating_Natural Gas_Industrial Air Curtains_A_Achievable Economic TRC Potential | F13 | Industrial | Industrial - ID | Existing | Space Heating | Natural Gas | Industrial Air Curtains | A | Purchases (Incremental) | Achievable Economic TRC Potential | 0 | 0 | 0 | 0 | 0 | 0 | 0 | 0 | 0 | 0 | 0 | 0 | 0 | 0 | 0 | 0 | 0 | 0 | 0 | 0 | 0 | 0 | 0 | 0 | 0 | 0 | 0
F14_Industrial_Industrial - ID_Existing_Space Heating_Natural Gas_Industrial Air Curtains_A_Achievable Economic TRC Potential | F14 | Industrial | Industrial - ID | Existing | Space Heating | Natural Gas | Industrial Air Curtains | A | Purchases (Cumulative) | Achievable Economic TRC Potential | 0 | 0 | 0 | 0 | 0 | 0 | 0 | 0 | 0 | 0 | 0 | 0 | 0 | 0 | 0 | 0 | 0 | 0 | 0 | 0 | 0 | 0 | 0 | 0 | 0 | 0 | 0
F1_Industrial_Industrial - ID_Existing_Space Heating_Natural Gas_HVAC - Energy Recovery Ventilator_A_Achievable Economic TRC Potential | F1 | Industrial | Industrial - ID | Existing | Space Heating | Natural Gas | HVAC - Energy Recovery Ventilator | A | Original Unit Energy Savings (kWh or therms) | Achievable Economic TRC Potential | 0 | 0 | 0.20875 | 0.20836 | 0.20793 | 0.20749 | 0.20702 | 0.20654 | 0.20604 | 0.20553 | 0.20502 | 0.2045 | 0.20397 | 0.20344 | 0.20292 | 0.20239 | 0.20187 | 0.20136 | 0.20085 | 0.20038 | 0.19995 | 0.19954 | 0.19917 | 0.19883 | 0.19852 | 0.19823 | 0.19797
F2_Industrial_Industrial - ID_Existing_Space Heating_Natural Gas_HVAC - Energy Recovery Ventilator_A_Achievable Economic TRC Potential | F2 | Industrial | Industrial - ID | Existing | Space Heating | Natural Gas | HVAC - Energy Recovery Ventilator | A | Original Unit Summer Peak Savings (kW) | Achievable Economic TRC Potential | 0 | 0 | 0 | 0 | 0 | 0 | 0 | 0 | 0 | 0 | 0 | 0 | 0 | 0 | 0 | 0 | 0 | 0 | 0 | 0 | 0 | 0 | 0 | 0 | 0 | 0 | 0
F3_Industrial_Industrial - ID_Existing_Space Heating_Natural Gas_HVAC - Energy Recovery Ventilator_A_Achievable Economic TRC Potential | F3 | Industrial | Industrial - ID | Existing | Space Heating | Natural Gas | HVAC - Energy Recovery Ventilator | A | Original Unit Winter Peak Savings (kW) | Achievable Economic TRC Potential | 0 | 0 | 0 | 0 | 0 | 0 | 0 | 0 | 0 | 0 | 0 | 0 | 0 | 0 | 0 | 0 | 0 | 0 | 0 | 0 | 0 | 0 | 0 | 0 | 0 | 0 | 0
F4_Industrial_Industrial - ID_Existing_Space Heating_Natural Gas_HVAC - Energy Recovery Ventilator_A_Achievable Economic TRC Potential | F4 | Industrial | Industrial - ID | Existing | Space Heating | Natural Gas | HVAC - Energy Recovery Ventilator | A | Standalone Impact on Baseline Energy (%) | Achievable Economic TRC Potential | 0 | 0 | 0.0006375 | 0.0012862 | 0.0019462 | 0.0026179 | 0.0033013 | 0.0039967 | 0.0047044 | 0.0054244 | 0.0061571 | 0.0069026 | 0.0076612 | 0.0084331 | 0.0092185 | 0.010018 | 0.010831 | 0.011659 | 0.012501 | 0.013357 | 0.014229 | 0.015116 | 0.015382 | 0.015651 | 0.015926 | 0.016205 | 0.01649
F5_Industrial_Industrial - ID_Existing_Space Heating_Natural Gas_HVAC - Energy Recovery Ventilator_A_Achievable Economic TRC Potential | F5 | Industrial | Industrial - ID | Existing | Space Heating | Natural Gas | HVAC - Energy Recovery Ventilator | A | Standalone Impact on Baseline Summer Peak (%) | Achievable Economic TRC Potential | 0 | 0 | 0 | 0 | 0 | 0 | 0 | 0 | 0 | 0 | 0 | 0 | 0 | 0 | 0 | 0 | 0 | 0 | 0 | 0 | 0 | 0 | 0 | 0 | 0 | 0 | 0
F6_Industrial_Industrial - ID_Existing_Space Heating_Natural Gas_HVAC - Energy Recovery Ventilator_A_Achievable Economic TRC Potential | F6 | Industrial | Industrial - ID | Existing | Space Heating | Natural Gas | HVAC - Energy Recovery Ventilator | A | Standalone Impact on Baseline Winter Peak (%) | Achievable Economic TRC Potential | 0 | 0 | 0 | 0 | 0 | 0 | 0 | 0 | 0 | 0 | 0 | 0 | 0 | 0 | 0 | 0 | 0 | 0 | 0 | 0 | 0 | 0 | 0 | 0 | 0 | 0 | 0
F7_Industrial_Industrial - ID_Existing_Space Heating_Natural Gas_HVAC - Energy Recovery Ventilator_A_Achievable Economic TRC Potential | F7 | Industrial | Industrial - ID | Existing | Space Heating | Natural Gas | HVAC - Energy Recovery Ventilator | A | Incremental Energy Savings (MWh or mTherms) | Achievable Economic TRC Potential | 0 | 0 | 0.091931 | 0.090176 | 0.088442 | 0.086731 | 0.085044 | 0.083383 | 0.081748 | 0.08014 | 0.078561 | 0.07701 | 0.075488 | 0.073994 | 0.072531 | 0.071096 | 0.069691 | 0.068315 | 0.066968 | 0.06566 | 0.064386 | 0.063149 | 0 | 0 | 0 | 0 | 0
F8_Industrial_Industrial - ID_Existing_Space Heating_Natural Gas_HVAC - Energy Recovery Ventilator_A_Achievable Economic TRC Potential | F8 | Industrial | Industrial - ID | Existing | Space Heating | Natural Gas | HVAC - Energy Recovery Ventilator | A | Incremental Summer Peak Savings (MW) | Achievable Economic TRC Potential | 0 | 0 | 0 | 0 | 0 | 0 | 0 | 0 | 0 | 0 | 0 | 0 | 0 | 0 | 0 | 0 | 0 | 0 | 0 | 0 | 0 | 0 | 0 | 0 | 0 | 0 | 0
F9_Industrial_Industrial - ID_Existing_Space Heating_Natural Gas_HVAC - Energy Recovery Ventilator_A_Achievable Economic TRC Potential | F9 | Industrial | Industrial - ID | Existing | Space Heating | Natural Gas | HVAC - Energy Recovery Ventilator | A | Incremental Winter Peak Savings (MW) | Achievable Economic TRC Potential | 0 | 0 | 0 | 0 | 0 | 0 | 0 | 0 | 0 | 0 | 0 | 0 | 0 | 0 | 0 | 0 | 0 | 0 | 0 | 0 | 0 | 0 | 0 | 0 | 0 | 0 | 0
F10_Industrial_Industrial - ID_Existing_Space Heating_Natural Gas_HVAC - Energy Recovery Ventilator_A_Achievable Economic TRC Potential | F10 | Industrial | Industrial - ID | Existing | Space Heating | Natural Gas | HVAC - Energy Recovery Ventilator | A | Cumulative Energy Savings (MWh or mTherms) | Achievable Economic TRC Potential | 0 | 0 | 0.091931 | 0.18193 | 0.27001 | 0.35616 | 0.44041 | 0.52276 | 0.60325 | 0.6819 | 0.75875 | 0.83383 | 0.90717 | 0.97882 | 1.0488 | 1.1172 | 1.184 | 1.2493 | 1.3132 | 1.3757 | 1.4371 | 1.4974 | 1.4946 | 1.492 | 1.4897 | 1.4875 | 1.4856
F11_Industrial_Industrial - ID_Existing_Space Heating_Natural Gas_HVAC - Energy Recovery Ventilator_A_Achievable Economic TRC Potential | F11 | Industrial | Industrial - ID | Existing | Space Heating | Natural Gas | HVAC - Energy Recovery Ventilator | A | Cumulative Summer Peak Savings (MW) | Achievable Economic TRC Potential | 0 | 0 | 0 | 0 | 0 | 0 | 0 | 0 | 0 | 0 | 0 | 0 | 0 | 0 | 0 | 0 | 0 | 0 | 0 | 0 | 0 | 0 | 0 | 0 | 0 | 0 | 0
F12_Industrial_Industrial - ID_Existing_Space Heating_Natural Gas_HVAC - Energy Recovery Ventilator_A_Achievable Economic TRC Potential | F12 | Industrial | Industrial - ID | Existing | Space Heating | Natural Gas | HVAC - Energy Recovery Ventilator | A | Cumulative Winter Peak Savings (MW) | Achievable Economic TRC Potential | 0 | 0 | 0 | 0 | 0 | 0 | 0 | 0 | 0 | 0 | 0 | 0 | 0 | 0 | 0 | 0 | 0 | 0 | 0 | 0 | 0 | 0 | 0 | 0 | 0 | 0 | 0
F13_Industrial_Industrial - ID_Existing_Space Heating_Natural Gas_HVAC - Energy Recovery Ventilator_A_Achievable Economic TRC Potential | F13 | Industrial | Industrial - ID | Existing | Space Heating | Natural Gas | HVAC - Energy Recovery Ventilator | A | Purchases (Incremental) | Achievable Economic TRC Potential | 0 | 0 | 440.3929 | 432.7999 | 425.3378 | 418.0044 | 410.7974 | 403.7147 | 396.7541 | 389.9135 | 383.1909 | 376.5842 | 370.0913 | 363.7104 | 357.4396 | 351.2768 | 345.2203 | 339.2682 | 333.4188 | 327.6702 | 322.0207 | 316.4686 | 0 | 0 | 0 | 0 | 0
F14_Industrial_Industrial - ID_Existing_Space Heating_Natural Gas_HVAC - Energy Recovery Ventilator_A_Achievable Economic TRC Potential | F14 | Industrial | Industrial - ID | Existing | Space Heating | Natural Gas | HVAC - Energy Recovery Ventilator | A | Purchases (Cumulative) | Achievable Economic TRC Potential | 0 | 0 | 440.3929 | 873.1928 | 1298.5306 | 1716.535 | 2127.3325 | 2531.0472 | 2927.8013 | 3317.7149 | 3700.9058 | 4077.4899 | 4447.5812 | 4811.2917 | 5168.7313 | 5520.0081 | 5865.2284 | 6204.4966 | 6537.9154 | 6865.5856 | 7187.6063 | 7504.075 | 7504.075 | 7504.075 | 7504.075 | 7504.075 | 7504.075
F1_Industrial_Industrial - ID_Existing_Space Heating_Natural Gas_Thermostat - Connected_A_Achievable Economic TRC Potential | F1 | Industrial | Industrial - ID | Existing | Space Heating | Natural Gas | Thermostat - Connected | A | Original Unit Energy Savings (kWh or therms) | Achievable Economic TRC Potential | 0 | 0 | 10062.5451 | 10043.6097 | 10023.302 | 10001.8199 | 9979.3458 | 9956.0476 | 9932.0798 | 9907.5849 | 9882.6939 | 9857.5277 | 9832.1974 | 9806.8055 | 9781.4464 | 9756.207 | 9731.1673 | 9706.4011 | 9681.9762 | 9659.3018 | 9638.1835 | 9618.7711 | 9600.9259 | 9584.5208 | 9569.4388 | 9555.5725 | 9542.8234
F2_Industrial_Industrial - ID_Existing_Space Heating_Natural Gas_Thermostat - Connected_A_Achievable Economic TRC Potential | F2 | Industrial | Industrial - ID | Existing | Space Heating | Natural Gas | Thermostat - Connected | A | Original Unit Summer Peak Savings (kW) | Achievable Economic TRC Potential | 0 | 0 | 0 | 0 | 0 | 0 | 0 | 0 | 0 | 0 | 0 | 0 | 0 | 0 | 0 | 0 | 0 | 0 | 0 | 0 | 0 | 0 | 0 | 0 | 0 | 0 | 0
F3_Industrial_Industrial - ID_Existing_Space Heating_Natural Gas_Thermostat - Connected_A_Achievable Economic TRC Potential | F3 | Industrial | Industrial - ID | Existing | Space Heating | Natural Gas | Thermostat - Connected | A | Original Unit Winter Peak Savings (kW) | Achievable Economic TRC Potential | 0 | 0 | 0 | 0 | 0 | 0 | 0 | 0 | 0 | 0 | 0 | 0 | 0 | 0 | 0 | 0 | 0 | 0 | 0 | 0 | 0 | 0 | 0 | 0 | 0 | 0 | 0
F4_Industrial_Industrial - ID_Existing_Space Heating_Natural Gas_Thermostat - Connected_A_Achievable Economic TRC Potential | F4 | Industrial | Industrial - ID | Existing | Space Heating | Natural Gas | Thermostat - Connected | A | Standalone Impact on Baseline Energy (%) | Achievable Economic TRC Potential | 0 | 0 | 0.0015496 | 0.0031263 | 0.0047307 | 0.0063632 | 0.0080244 | 0.0081652 | 0.0083084 | 0.0084542 | 0.0086025 | 0.0087534 | 0.008907 | 0.0090633 | 0.0092223 | 0.0093841 | 0.0095487 | 0.0097162 | 0.0098867 | 0.01006 | 0.010237 | 0.010416 | 0.010599 | 0.010785 | 0.010974 | 0.011167 | 0.011363
F5_Industrial_Industrial - ID_Existing_Space Heating_Natural Gas_Thermostat - Connected_A_Achievable Economic TRC Potential | F5 | Industrial | Industrial - ID | Existing | Space Heating | Natural Gas | Thermostat - Connected | A | Standalone Impact on Baseline Summer Peak (%) | Achievable Economic TRC Potential | 0 | 0 | 0 | 0 | 0 | 0 | 0 | 0 | 0 | 0 | 0 | 0 | 0 | 0 | 0 | 0 | 0 | 0 | 0 | 0 | 0 | 0 | 0 | 0 | 0 | 0 | 0
F6_Industrial_Industrial - ID_Existing_Space Heating_Natural Gas_Thermostat - Connected_A_Achievable Economic TRC Potential | F6 | Industrial | Industrial - ID | Existing | Space Heating | Natural Gas | Thermostat - Connected | A | Standalone Impact on Baseline Winter Peak (%) | Achievable Economic TRC Potential | 0 | 0 | 0 | 0 | 0 | 0 | 0 | 0 | 0 | 0 | 0 | 0 | 0 | 0 | 0 | 0 | 0 | 0 | 0 | 0 | 0 | 0 | 0 | 0 | 0 | 0 | 0
F7_Industrial_Industrial - ID_Existing_Space Heating_Natural Gas_Thermostat - Connected_A_Achievable Economic TRC Potential | F7 | Industrial | Industrial - ID | Existing | Space Heating | Natural Gas | Thermostat - Connected | A | Incremental Energy Savings (MWh or mTherms) | Achievable Economic TRC Potential | 0 | 0 | 0.22345 | 0.21919 | 0.21497 | 0.21081 | 0.20671 | 0 | 0 | 0 | 0 | 0 | 0 | 0 | 0 | 0 | 0 | 0 | 0 | 0 | 0 | 0 | 0 | 0 | 0 | 0 | 0
F8_Industrial_Industrial - ID_Existing_Space Heating_Natural Gas_Thermostat - Connected_A_Achievable Economic TRC Potential | F8 | Industrial | Industrial - ID | Existing | Space Heating | Natural Gas | Thermostat - Connected | A | Incremental Summer Peak Savings (MW) | Achievable Economic TRC Potential | 0 | 0 | 0 | 0 | 0 | 0 | 0 | 0 | 0 | 0 | 0 | 0 | 0 | 0 | 0 | 0 | 0 | 0 | 0 | 0 | 0 | 0 | 0 | 0 | 0 | 0 | 0
F9_Industrial_Industrial - ID_Existing_Space Heating_Natural Gas_Thermostat - Connected_A_Achievable Economic TRC Potential | F9 | Industrial | Industrial - ID | Existing | Space Heating | Natural Gas | Thermostat - Connected | A | Incremental Winter Peak Savings (MW) | Achievable Economic TRC Potential | 0 | 0 | 0 | 0 | 0 | 0 | 0 | 0 | 0 | 0 | 0 | 0 | 0 | 0 | 0 | 0 | 0 | 0 | 0 | 0 | 0 | 0 | 0 | 0 | 0 | 0 | 0
F10_Industrial_Industrial - ID_Existing_Space Heating_Natural Gas_Thermostat - Connected_A_Achievable Economic TRC Potential | F10 | Industrial | Industrial - ID | Existing | Space Heating | Natural Gas | Thermostat - Connected | A | Cumulative Energy Savings (MWh or mTherms) | Achievable Economic TRC Potential | 0 | 0 | 0.22345 | 0.44222 | 0.6563 | 0.86571 | 1.0705 | 1.068 | 1.0654 | 1.0628 | 1.0601 | 1.0574 | 1.0547 | 1.052 | 1.0493 | 1.0465 | 1.0439 | 1.0412 | 1.0386 | 1.0361 | 1.0339 | 1.0318 | 1.0299 | 1.0281 | 1.0265 | 1.025 | 1.0237
F11_Industrial_Industrial - ID_Existing_Space Heating_Natural Gas_Thermostat - Connected_A_Achievable Economic TRC Potential | F11 | Industrial | Industrial - ID | Existing | Space Heating | Natural Gas | Thermostat - Connected | A | Cumulative Summer Peak Savings (MW) | Achievable Economic TRC Potential | 0 | 0 | 0 | 0 | 0 | 0 | 0 | 0 | 0 | 0 | 0 | 0 | 0 | 0 | 0 | 0 | 0 | 0 | 0 | 0 | 0 | 0 | 0 | 0 | 0 | 0 | 0
F12_Industrial_Industrial - ID_Existing_Space Heating_Natural Gas_Thermostat - Connected_A_Achievable Economic TRC Potential | F12 | Industrial | Industrial - ID | Existing | Space Heating | Natural Gas | Thermostat - Connected | A | Cumulative Winter Peak Savings (MW) | Achievable Economic TRC Potential | 0 | 0 | 0 | 0 | 0 | 0 | 0 | 0 | 0 | 0 | 0 | 0 | 0 | 0 | 0 | 0 | 0 | 0 | 0 | 0 | 0 | 0 | 0 | 0 | 0 | 0 | 0
F13_Industrial_Industrial - ID_Existing_Space Heating_Natural Gas_Thermostat - Connected_A_Achievable Economic TRC Potential | F13 | Industrial | Industrial - ID | Existing | Space Heating | Natural Gas | Thermostat - Connected | A | Purchases (Incremental) | Achievable Economic TRC Potential | 0 | 0 | 0.022207 | 0.021824 | 0.021447 | 0.021078 | 0.020714 | 0 | 0 | 0 | 0 | 0 | 0 | 0 | 0 | 0 | 0 | 0 | 0 | 0 | 0 | 0 | 0 | 0 | 0 | 0 | 0
F14_Industrial_Industrial - ID_Existing_Space Heating_Natural Gas_Thermostat - Connected_A_Achievable Economic TRC Potential | F14 | Industrial | Industrial - ID | Existing | Space Heating | Natural Gas | Thermostat - Connected | A | Purchases (Cumulative) | Achievable Economic TRC Potential | 0 | 0 | 0.022207 | 0.04403 | 0.065478 | 0.086555 | 0.10727 | 0.10727 | 0.10727 | 0.10727 | 0.10727 | 0.10727 | 0.10727 | 0.10727 | 0.10727 | 0.10727 | 0.10727 | 0.10727 | 0.10727 | 0.10727 | 0.10727 | 0.10727 | 0.10727 | 0.10727 | 0.10727 | 0.10727 | 0.10727
F1_Industrial_Industrial - ID_Existing_Space Heating_Natural Gas_Gas Boiler - Maintenance_A_Achievable Economic TRC Potential | F1 | Industrial | Industrial - ID | Existing | Space Heating | Natural Gas | Gas Boiler - Maintenance | A | Original Unit Energy Savings (kWh or therms) | Achievable Economic TRC Potential | 0 | 0 | 0.70293 | 0.70117 | 0.69945 | 0.69777 | 0.69613 | 0.69453 | 0.69299 | 0.69149 | 0.69005 | 0.68867 | 0.68735 | 0.68609 | 0.68489 | 0.68375 | 0.68269 | 0.68169 | 0.68075 | 0.67989 | 0.6791 | 0.67838 | 0.67773 | 0.67714 | 0.67659 | 0.6761 | 0.67566
F2_Industrial_Industrial - ID_Existing_Space Heating_Natural Gas_Gas Boiler - Maintenance_A_Achievable Economic TRC Potential | F2 | Industrial | Industrial - ID | Existing | Space Heating | Natural Gas | Gas Boiler - Maintenance | A | Original Unit Summer Peak Savings (kW) | Achievable Economic TRC Potential | 0 | 0 | 0 | 0 | 0 | 0 | 0 | 0 | 0 | 0 | 0 | 0 | 0 | 0 | 0 | 0 | 0 | 0 | 0 | 0 | 0 | 0 | 0 | 0 | 0 | 0 | 0
F3_Industrial_Industrial - ID_Existing_Space Heating_Natural Gas_Gas Boiler - Maintenance_A_Achievable Economic TRC Potential | F3 | Industrial | Industrial - ID | Existing | Space Heating | Natural Gas | Gas Boiler - Maintenance | A | Original Unit Winter Peak Savings (kW) | Achievable Economic TRC Potential | 0 | 0 | 0 | 0 | 0 | 0 | 0 | 0 | 0 | 0 | 0 | 0 | 0 | 0 | 0 | 0 | 0 | 0 | 0 | 0 | 0 | 0 | 0 | 0 | 0 | 0 | 0
F4_Industrial_Industrial - ID_Existing_Space Heating_Natural Gas_Gas Boiler - Maintenance_A_Achievable Economic TRC Potential | F4 | Industrial | Industrial - ID | Existing | Space Heating | Natural Gas | Gas Boiler - Maintenance | A | Standalone Impact on Baseline Energy (%) | Achievable Economic TRC Potential | 0 | 0 | 0.00017406 | 0.00029894 | 0.00038842 | 0.00039513 | 0.00040202 | 0.00040909 | 0.00041634 | 0.00042378 | 0.0004314 | 0.00043921 | 0.0004472 | 0.00045539 | 0.00046377 | 0.00047234 | 0.00048111 | 0.00049008 | 0.00049926 | 0.00050856 | 0.00051802 | 0.00052761 | 0.00053735 | 0.00054723 | 0.00055726 | 0.00056745 | 0.00057779
F5_Industrial_Industrial - ID_Existing_Space Heating_Natural Gas_Gas Boiler - Maintenance_A_Achievable Economic TRC Potential | F5 | Industrial | Industrial - ID | Existing | Space Heating | Natural Gas | Gas Boiler - Maintenance | A | Standalone Impact on Baseline Summer Peak (%) | Achievable Economic TRC Potential | 0 | 0 | 0 | 0 | 0 | 0 | 0 | 0 | 0 | 0 | 0 | 0 | 0 | 0 | 0 | 0 | 0 | 0 | 0 | 0 | 0 | 0 | 0 | 0 | 0 | 0 | 0
F6_Industrial_Industrial - ID_Existing_Space Heating_Natural Gas_Gas Boiler - Maintenance_A_Achievable Economic TRC Potential | F6 | Industrial | Industrial - ID | Existing | Space Heating | Natural Gas | Gas Boiler - Maintenance | A | Standalone Impact on Baseline Winter Peak (%) | Achievable Economic TRC Potential | 0 | 0 | 0 | 0 | 0 | 0 | 0 | 0 | 0 | 0 | 0 | 0 | 0 | 0 | 0 | 0 | 0 | 0 | 0 | 0 | 0 | 0 | 0 | 0 | 0 | 0 | 0
F7_Industrial_Industrial - ID_Existing_Space Heating_Natural Gas_Gas Boiler - Maintenance_A_Achievable Economic TRC Potential | F7 | Industrial | Industrial - ID | Existing | Space Heating | Natural Gas | Gas Boiler - Maintenance | A | Incremental Energy Savings (MWh or mTherms) | Achievable Economic TRC Potential | 0 | 0 | 0.025101 | 0.017247 | 0.011705 | 0 | 0 | 0 | 0 | 0 | 0 | 0 | 0 | 0 | 0 | 0 | 0 | 0 | 0 | 0 | 0 | 0 | 0 | 0 | 0 | 0 | 0
F8_Industrial_Industrial - ID_Existing_Space Heating_Natural Gas_Gas Boiler - Maintenance_A_Achievable Economic TRC Potential | F8 | Industrial | Industrial - ID | Existing | Space Heating | Natural Gas | Gas Boiler - Maintenance | A | Incremental Summer Peak Savings (MW) | Achievable Economic TRC Potential | 0 | 0 | 0 | 0 | 0 | 0 | 0 | 0 | 0 | 0 | 0 | 0 | 0 | 0 | 0 | 0 | 0 | 0 | 0 | 0 | 0 | 0 | 0 | 0 | 0 | 0 | 0
F9_Industrial_Industrial - ID_Existing_Space Heating_Natural Gas_Gas Boiler - Maintenance_A_Achievable Economic TRC Potential | F9 | Industrial | Industrial - ID | Existing | Space Heating | Natural Gas | Gas Boiler - Maintenance | A | Incremental Winter Peak Savings (MW) | Achievable Economic TRC Potential | 0 | 0 | 0 | 0 | 0 | 0 | 0 | 0 | 0 | 0 | 0 | 0 | 0 | 0 | 0 | 0 | 0 | 0 | 0 | 0 | 0 | 0 | 0 | 0 | 0 | 0 | 0
F10_Industrial_Industrial - ID_Existing_Space Heating_Natural Gas_Gas Boiler - Maintenance_A_Achievable Economic TRC Potential | F10 | Industrial | Industrial - ID | Existing | Space Heating | Natural Gas | Gas Boiler - Maintenance | A | Cumulative Energy Savings (MWh or mTherms) | Achievable Economic TRC Potential | 0 | 0 | 0.025101 | 0.042285 | 0.053887 | 0.053757 | 0.05363 | 0.053508 | 0.053389 | 0.053273 | 0.053163 | 0.053056 | 0.052954 | 0.052857 | 0.052765 | 0.052677 | 0.052595 | 0.052518 | 0.052446 | 0.05238 | 0.052319 | 0.052263 | 0.052213 | 0.052167 | 0.052126 | 0.052088 | 0.052053
F11_Industrial_Industrial - ID_Existing_Space Heating_Natural Gas_Gas Boiler - Maintenance_A_Achievable Economic TRC Potential | F11 | Industrial | Industrial - ID | Existing | Space Heating | Natural Gas | Gas Boiler - Maintenance | A | Cumulative Summer Peak Savings (MW) | Achievable Economic TRC Potential | 0 | 0 | 0 | 0 | 0 | 0 | 0 | 0 | 0 | 0 | 0 | 0 | 0 | 0 | 0 | 0 | 0 | 0 | 0 | 0 | 0 | 0 | 0 | 0 | 0 | 0 | 0
F12_Industrial_Industrial - ID_Existing_Space Heating_Natural Gas_Gas Boiler - Maintenance_A_Achievable Economic TRC Potential | F12 | Industrial | Industrial - ID | Existing | Space Heating | Natural Gas | Gas Boiler - Maintenance | A | Cumulative Winter Peak Savings (MW) | Achievable Economic TRC Potential | 0 | 0 | 0 | 0 | 0 | 0 | 0 | 0 | 0 | 0 | 0 | 0 | 0 | 0 | 0 | 0 | 0 | 0 | 0 | 0 | 0 | 0 | 0 | 0 | 0 | 0 | 0
F13_Industrial_Industrial - ID_Existing_Space Heating_Natural Gas_Gas Boiler - Maintenance_A_Achievable Economic TRC Potential | F13 | Industrial | Industrial - ID | Existing | Space Heating | Natural Gas | Gas Boiler - Maintenance | A | Purchases (Incremental) | Achievable Economic TRC Potential | 0 | 0 | 35.709 | 24.5977 | 16.7346 | 0 | 0 | 0 | 0 | 0 | 0 | 0 | 0 | 0 | 0 | 0 | 0 | 0 | 0 | 0 | 0 | 0 | 0 | 0 | 0 | 0 | 0
F14_Industrial_Industrial - ID_Existing_Space Heating_Natural Gas_Gas Boiler - Maintenance_A_Achievable Economic TRC Potential | F14 | Industrial | Industrial - ID | Existing | Space Heating | Natural Gas | Gas Boiler - Maintenance | A | Purchases (Cumulative) | Achievable Economic TRC Potential | 0 | 0 | 35.709 | 60.3067 | 77.0412 | 77.0412 | 77.0412 | 77.0412 | 77.0412 | 77.0412 | 77.0412 | 77.0412 | 77.0412 | 77.0412 | 77.0412 | 77.0412 | 77.0412 | 77.0412 | 77.0412 | 77.0412 | 77.0412 | 77.0412 | 77.0412 | 77.0412 | 77.0412 | 77.0412 | 77.0412
F1_Industrial_Industrial - ID_Existing_Space Heating_Natural Gas_Gas Furnace - Maintenance_A_Achievable Economic TRC Potential | F1 | Industrial | Industrial - ID | Existing | Space Heating | Natural Gas | Gas Furnace - Maintenance | A | Original Unit Energy Savings (kWh or therms) | Achievable Economic TRC Potential | 0 | 0 | 0.70608 | 0.70478 | 0.70312 | 0.70115 | 0.6989 | 0.69639 | 0.69367 | 0.69074 | 0.68764 | 0.68439 | 0.68101 | 0.67752 | 0.67394 | 0.67028 | 0.66656 | 0.66278 | 0.65898 | 0.65544 | 0.65212 | 0.64906 | 0.64624 | 0.64363 | 0.64122 | 0.639 | 0.63695
F2_Industrial_Industrial - ID_Existing_Space Heating_Natural Gas_Gas Furnace - Maintenance_A_Achievable Economic TRC Potential | F2 | Industrial | Industrial - ID | Existing | Space Heating | Natural Gas | Gas Furnace - Maintenance | A | Original Unit Summer Peak Savings (kW) | Achievable Economic TRC Potential | 0 | 0 | 0 | 0 | 0 | 0 | 0 | 0 | 0 | 0 | 0 | 0 | 0 | 0 | 0 | 0 | 0 | 0 | 0 | 0 | 0 | 0 | 0 | 0 | 0 | 0 | 0
F3_Industrial_Industrial - ID_Existing_Space Heating_Natural Gas_Gas Furnace - Maintenance_A_Achievable Economic TRC Potential | F3 | Industrial | Industrial - ID | Existing | Space Heating | Natural Gas | Gas Furnace - Maintenance | A | Original Unit Winter Peak Savings (kW) | Achievable Economic TRC Potential | 0 | 0 | 0 | 0 | 0 | 0 | 0 | 0 | 0 | 0 | 0 | 0 | 0 | 0 | 0 | 0 | 0 | 0 | 0 | 0 | 0 | 0 | 0 | 0 | 0 | 0 | 0
F4_Industrial_Industrial - ID_Existing_Space Heating_Natural Gas_Gas Furnace - Maintenance_A_Achievable Economic TRC Potential | F4 | Industrial | Industrial - ID | Existing | Space Heating | Natural Gas | Gas Furnace - Maintenance | A | Standalone Impact on Baseline Energy (%) | Achievable Economic TRC Potential | 0 | 0 | 0.00010956 | 0.00018828 | 0.00024467 | 0.00024879 | 0.00025291 | 0.00025703 | 0.00026114 | 0.00026526 | 0.00026938 | 0.0002735 | 0.00027764 | 0.00028179 | 0.00028596 | 0.00029014 | 0.00029435 | 0.00029858 | 0.00030283 | 0.00030721 | 0.0003117 | 0.00031632 | 0.00032106 | 0.00032593 | 0.00033093 | 0.00033606 | 0.00034131
F5_Industrial_Industrial - ID_Existing_Space Heating_Natural Gas_Gas Furnace - Maintenance_A_Achievable Economic TRC Potential | F5 | Industrial | Industrial - ID | Existing | Space Heating | Natural Gas | Gas Furnace - Maintenance | A | Standalone Impact on Baseline Summer Peak (%) | Achievable Economic TRC Potential | 0 | 0 | 0 | 0 | 0 | 0 | 0 | 0 | 0 | 0 | 0 | 0 | 0 | 0 | 0 | 0 | 0 | 0 | 0 | 0 | 0 | 0 | 0 | 0 | 0 | 0 | 0
F6_Industrial_Industrial - ID_Existing_Space Heating_Natural Gas_Gas Furnace - Maintenance_A_Achievable Economic TRC Potential | F6 | Industrial | Industrial - ID | Existing | Space Heating | Natural Gas | Gas Furnace - Maintenance | A | Standalone Impact on Baseline Winter Peak (%) | Achievable Economic TRC Potential | 0 | 0 | 0 | 0 | 0 | 0 | 0 | 0 | 0 | 0 | 0 | 0 | 0 | 0 | 0 | 0 | 0 | 0 | 0 | 0 | 0 | 0 | 0 | 0 | 0 | 0 | 0
F7_Industrial_Industrial - ID_Existing_Space Heating_Natural Gas_Gas Furnace - Maintenance_A_Achievable Economic TRC Potential | F7 | Industrial | Industrial - ID | Existing | Space Heating | Natural Gas | Gas Furnace - Maintenance | A | Incremental Energy Savings (MWh or mTherms) | Achievable Economic TRC Potential | 0 | 0 | 0.015799 | 0.010863 | 0.007373 | 0 | 0 | 0 | 0 | 0 | 0 | 0 | 0 | 0 | 0 | 0 | 0 | 0 | 0 | 0 | 0 | 0 | 0 | 0 | 0 | 0 | 0
F8_Industrial_Industrial - ID_Existing_Space Heating_Natural Gas_Gas Furnace - Maintenance_A_Achievable Economic TRC Potential | F8 | Industrial | Industrial - ID | Existing | Space Heating | Natural Gas | Gas Furnace - Maintenance | A | Incremental Summer Peak Savings (MW) | Achievable Economic TRC Potential | 0 | 0 | 0 | 0 | 0 | 0 | 0 | 0 | 0 | 0 | 0 | 0 | 0 | 0 | 0 | 0 | 0 | 0 | 0 | 0 | 0 | 0 | 0 | 0 | 0 | 0 | 0
F9_Industrial_Industrial - ID_Existing_Space Heating_Natural Gas_Gas Furnace - Maintenance_A_Achievable Economic TRC Potential | F9 | Industrial | Industrial - ID | Existing | Space Heating | Natural Gas | Gas Furnace - Maintenance | A | Incremental Winter Peak Savings (MW) | Achievable Economic TRC Potential | 0 | 0 | 0 | 0 | 0 | 0 | 0 | 0 | 0 | 0 | 0 | 0 | 0 | 0 | 0 | 0 | 0 | 0 | 0 | 0 | 0 | 0 | 0 | 0 | 0 | 0 | 0
F10_Industrial_Industrial - ID_Existing_Space Heating_Natural Gas_Gas Furnace - Maintenance_A_Achievable Economic TRC Potential | F10 | Industrial | Industrial - ID | Existing | Space Heating | Natural Gas | Gas Furnace - Maintenance | A | Cumulative Energy Savings (MWh or mTherms) | Achievable Economic TRC Potential | 0 | 0 | 0.015799 | 0.026633 | 0.033943 | 0.033848 | 0.033739 | 0.033618 | 0.033487 | 0.033345 | 0.033196 | 0.033039 | 0.032876 | 0.032707 | 0.032534 | 0.032358 | 0.032178 | 0.031996 | 0.031812 | 0.031641 | 0.031481 | 0.031333 | 0.031197 | 0.031071 | 0.030955 | 0.030848 | 0.030749
F11_Industrial_Industrial - ID_Existing_Space Heating_Natural Gas_Gas Furnace - Maintenance_A_Achievable Economic TRC Potential | F11 | Industrial | Industrial - ID | Existing | Space Heating | Natural Gas | Gas Furnace - Maintenance | A | Cumulative Summer Peak Savings (MW) | Achievable Economic TRC Potential | 0 | 0 | 0 | 0 | 0 | 0 | 0 | 0 | 0 | 0 | 0 | 0 | 0 | 0 | 0 | 0 | 0 | 0 | 0 | 0 | 0 | 0 | 0 | 0 | 0 | 0 | 0
F12_Industrial_Industrial - ID_Existing_Space Heating_Natural Gas_Gas Furnace - Maintenance_A_Achievable Economic TRC Potential | F12 | Industrial | Industrial - ID | Existing | Space Heating | Natural Gas | Gas Furnace - Maintenance | A | Cumulative Winter Peak Savings (MW) | Achievable Economic TRC Potential | 0 | 0 | 0 | 0 | 0 | 0 | 0 | 0 | 0 | 0 | 0 | 0 | 0 | 0 | 0 | 0 | 0 | 0 | 0 | 0 | 0 | 0 | 0 | 0 | 0 | 0 | 0
F13_Industrial_Industrial - ID_Existing_Space Heating_Natural Gas_Gas Furnace - Maintenance_A_Achievable Economic TRC Potential | F13 | Industrial | Industrial - ID | Existing | Space Heating | Natural Gas | Gas Furnace - Maintenance | A | Purchases (Incremental) | Achievable Economic TRC Potential | 0 | 0 | 22.3757 | 15.4132 | 10.4861 | 0 | 0 | 0 | 0 | 0 | 0 | 0 | 0 | 0 | 0 | 0 | 0 | 0 | 0 | 0 | 0 | 0 | 0 | 0 | 0 | 0 | 0
F14_Industrial_Industrial - ID_Existing_Space Heating_Natural Gas_Gas Furnace - Maintenance_A_Achievable Economic TRC Potential | F14 | Industrial | Industrial - ID | Existing | Space Heating | Natural Gas | Gas Furnace - Maintenance | A | Purchases (Cumulative) | Achievable Economic TRC Potential | 0 | 0 | 22.3757 | 37.7889 | 48.275 | 48.275 | 48.275 | 48.275 | 48.275 | 48.275 | 48.275 | 48.275 | 48.275 | 48.275 | 48.275 | 48.275 | 48.275 | 48.275 | 48.275 | 48.275 | 48.275 | 48.275 | 48.275 | 48.275 | 48.275 | 48.275 | 48.275
F1_Industrial_Industrial - ID_Existing_Space Heating_Natural Gas_Gas Furnace - Tube Inserts_A_Achievable Economic TRC Potential | F1 | Industrial | Industrial - ID | Existing | Space Heating | Natural Gas | Gas Furnace - Tube Inserts | A | Original Unit Energy Savings (kWh or therms) | Achievable Economic TRC Potential | 0 | 0 | 0 | 0 | 0 | 0 | 0 | 0 | 0 | 0 | 0 | 0 | 0 | 0 | 0 | 0 | 0 | 0 | 0 | 0 | 0 | 0 | 0 | 0 | 0 | 0 | 0
F2_Industrial_Industrial - ID_Existing_Space Heating_Natural Gas_Gas Furnace - Tube Inserts_A_Achievable Economic TRC Potential | F2 | Industrial | Industrial - ID | Existing | Space Heating | Natural Gas | Gas Furnace - Tube Inserts | A | Original Unit Summer Peak Savings (kW) | Achievable Economic TRC Potential | 0 | 0 | 0 | 0 | 0 | 0 | 0 | 0 | 0 | 0 | 0 | 0 | 0 | 0 | 0 | 0 | 0 | 0 | 0 | 0 | 0 | 0 | 0 | 0 | 0 | 0 | 0
F3_Industrial_Industrial - ID_Existing_Space Heating_Natural Gas_Gas Furnace - Tube Inserts_A_Achievable Economic TRC Potential | F3 | Industrial | Industrial - ID | Existing | Space Heating | Natural Gas | Gas Furnace - Tube Inserts | A | Original Unit Winter Peak Savings (kW) | Achievable Economic TRC Potential | 0 | 0 | 0 | 0 | 0 | 0 | 0 | 0 | 0 | 0 | 0 | 0 | 0 | 0 | 0 | 0 | 0 | 0 | 0 | 0 | 0 | 0 | 0 | 0 | 0 | 0 | 0
F4_Industrial_Industrial - ID_Existing_Space Heating_Natural Gas_Gas Furnace - Tube Inserts_A_Achievable Economic TRC Potential | F4 | Industrial | Industrial - ID | Existing | Space Heating | Natural Gas | Gas Furnace - Tube Inserts | A | Standalone Impact on Baseline Energy (%) | Achievable Economic TRC Potential | 0 | 0 | 0 | 0 | 0 | 0 | 0 | 0 | 0 | 0 | 0 | 0 | 0 | 0 | 0 | 0 | 0 | 0 | 0 | 0 | 0 | 0 | 0 | 0 | 0 | 0 | 0
F5_Industrial_Industrial - ID_Existing_Space Heating_Natural Gas_Gas Furnace - Tube Inserts_A_Achievable Economic TRC Potential | F5 | Industrial | Industrial - ID | Existing | Space Heating | Natural Gas | Gas Furnace - Tube Inserts | A | Standalone Impact on Baseline Summer Peak (%) | Achievable Economic TRC Potential | 0 | 0 | 0 | 0 | 0 | 0 | 0 | 0 | 0 | 0 | 0 | 0 | 0 | 0 | 0 | 0 | 0 | 0 | 0 | 0 | 0 | 0 | 0 | 0 | 0 | 0 | 0
F6_Industrial_Industrial - ID_Existing_Space Heating_Natural Gas_Gas Furnace - Tube Inserts_A_Achievable Economic TRC Potential | F6 | Industrial | Industrial - ID | Existing | Space Heating | Natural Gas | Gas Furnace - Tube Inserts | A | Standalone Impact on Baseline Winter Peak (%) | Achievable Economic TRC Potential | 0 | 0 | 0 | 0 | 0 | 0 | 0 | 0 | 0 | 0 | 0 | 0 | 0 | 0 | 0 | 0 | 0 | 0 | 0 | 0 | 0 | 0 | 0 | 0 | 0 | 0 | 0
F7_Industrial_Industrial - ID_Existing_Space Heating_Natural Gas_Gas Furnace - Tube Inserts_A_Achievable Economic TRC Potential | F7 | Industrial | Industrial - ID | Existing | Space Heating | Natural Gas | Gas Furnace - Tube Inserts | A | Incremental Energy Savings (MWh or mTherms) | Achievable Economic TRC Potential | 0 | 0 | 0 | 0 | 0 | 0 | 0 | 0 | 0 | 0 | 0 | 0 | 0 | 0 | 0 | 0 | 0 | 0 | 0 | 0 | 0 | 0 | 0 | 0 | 0 | 0 | 0
F8_Industrial_Industrial - ID_Existing_Space Heating_Natural Gas_Gas Furnace - Tube Inserts_A_Achievable Economic TRC Potential | F8 | Industrial | Industrial - ID | Existing | Space Heating | Natural Gas | Gas Furnace - Tube Inserts | A | Incremental Summer Peak Savings (MW) | Achievable Economic TRC Potential | 0 | 0 | 0 | 0 | 0 | 0 | 0 | 0 | 0 | 0 | 0 | 0 | 0 | 0 | 0 | 0 | 0 | 0 | 0 | 0 | 0 | 0 | 0 | 0 | 0 | 0 | 0
F9_Industrial_Industrial - ID_Existing_Space Heating_Natural Gas_Gas Furnace - Tube Inserts_A_Achievable Economic TRC Potential | F9 | Industrial | Industrial - ID | Existing | Space Heating | Natural Gas | Gas Furnace - Tube Inserts | A | Incremental Winter Peak Savings (MW) | Achievable Economic TRC Potential | 0 | 0 | 0 | 0 | 0 | 0 | 0 | 0 | 0 | 0 | 0 | 0 | 0 | 0 | 0 | 0 | 0 | 0 | 0 | 0 | 0 | 0 | 0 | 0 | 0 | 0 | 0
F10_Industrial_Industrial - ID_Existing_Space Heating_Natural Gas_Gas Furnace - Tube Inserts_A_Achievable Economic TRC Potential | F10 | Industrial | Industrial - ID | Existing | Space Heating | Natural Gas | Gas Furnace - Tube Inserts | A | Cumulative Energy Savings (MWh or mTherms) | Achievable Economic TRC Potential | 0 | 0 | 0 | 0 | 0 | 0 | 0 | 0 | 0 | 0 | 0 | 0 | 0 | 0 | 0 | 0 | 0 | 0 | 0 | 0 | 0 | 0 | 0 | 0 | 0 | 0 | 0
F11_Industrial_Industrial - ID_Existing_Space Heating_Natural Gas_Gas Furnace - Tube Inserts_A_Achievable Economic TRC Potential | F11 | Industrial | Industrial - ID | Existing | Space Heating | Natural Gas | Gas Furnace - Tube Inserts | A | Cumulative Summer Peak Savings (MW) | Achievable Economic TRC Potential | 0 | 0 | 0 | 0 | 0 | 0 | 0 | 0 | 0 | 0 | 0 | 0 | 0 | 0 | 0 | 0 | 0 | 0 | 0 | 0 | 0 | 0 | 0 | 0 | 0 | 0 | 0
F12_Industrial_Industrial - ID_Existing_Space Heating_Natural Gas_Gas Furnace - Tube Inserts_A_Achievable Economic TRC Potential | F12 | Industrial | Industrial - ID | Existing | Space Heating | Natural Gas | Gas Furnace - Tube Inserts | A | Cumulative Winter Peak Savings (MW) | Achievable Economic TRC Potential | 0 | 0 | 0 | 0 | 0 | 0 | 0 | 0 | 0 | 0 | 0 | 0 | 0 | 0 | 0 | 0 | 0 | 0 | 0 | 0 | 0 | 0 | 0 | 0 | 0 | 0 | 0
F13_Industrial_Industrial - ID_Existing_Space Heating_Natural Gas_Gas Furnace - Tube Inserts_A_Achievable Economic TRC Potential | F13 | Industrial | Industrial - ID | Existing | Space Heating | Natural Gas | Gas Furnace - Tube Inserts | A | Purchases (Incremental) | Achievable Economic TRC Potential | 0 | 0 | 0 | 0 | 0 | 0 | 0 | 0 | 0 | 0 | 0 | 0 | 0 | 0 | 0 | 0 | 0 | 0 | 0 | 0 | 0 | 0 | 0 | 0 | 0 | 0 | 0
F14_Industrial_Industrial - ID_Existing_Space Heating_Natural Gas_Gas Furnace - Tube Inserts_A_Achievable Economic TRC Potential | F14 | Industrial | Industrial - ID | Existing | Space Heating | Natural Gas | Gas Furnace - Tube Inserts | A | Purchases (Cumulative) | Achievable Economic TRC Potential | 0 | 0 | 0 | 0 | 0 | 0 | 0 | 0 | 0 | 0 | 0 | 0 | 0 | 0 | 0 | 0 | 0 | 0 | 0 | 0 | 0 | 0 | 0 | 0 | 0 | 0 | 0
F1_Industrial_Industrial - ID_Existing_Space Heating_Natural Gas_Gas Boiler - Burner Control Optimization_A_Achievable Economic TRC Potential | F1 | Industrial | Industrial - ID | Existing | Space Heating | Natural Gas | Gas Boiler - Burner Control Optimization | A | Original Unit Energy Savings (kWh or therms) | Achievable Economic TRC Potential | 0 | 0 | 0.33975 | 0.3389 | 0.33807 | 0.33725 | 0.33646 | 0.33569 | 0.33494 | 0.33422 | 0.33353 | 0.33286 | 0.33222 | 0.33161 | 0.33103 | 0.33048 | 0.32996 | 0.32948 | 0.32903 | 0.32861 | 0.32823 | 0.32788 | 0.32757 | 0.32728 | 0.32702 | 0.32678 | 0.32657
F2_Industrial_Industrial - ID_Existing_Space Heating_Natural Gas_Gas Boiler - Burner Control Optimization_A_Achievable Economic TRC Potential | F2 | Industrial | Industrial - ID | Existing | Space Heating | Natural Gas | Gas Boiler - Burner Control Optimization | A | Original Unit Summer Peak Savings (kW) | Achievable Economic TRC Potential | 0 | 0 | 0 | 0 | 0 | 0 | 0 | 0 | 0 | 0 | 0 | 0 | 0 | 0 | 0 | 0 | 0 | 0 | 0 | 0 | 0 | 0 | 0 | 0 | 0 | 0 | 0
F3_Industrial_Industrial - ID_Existing_Space Heating_Natural Gas_Gas Boiler - Burner Control Optimization_A_Achievable Economic TRC Potential | F3 | Industrial | Industrial - ID | Existing | Space Heating | Natural Gas | Gas Boiler - Burner Control Optimization | A | Original Unit Winter Peak Savings (kW) | Achievable Economic TRC Potential | 0 | 0 | 0 | 0 | 0 | 0 | 0 | 0 | 0 | 0 | 0 | 0 | 0 | 0 | 0 | 0 | 0 | 0 | 0 | 0 | 0 | 0 | 0 | 0 | 0 | 0 | 0
F4_Industrial_Industrial - ID_Existing_Space Heating_Natural Gas_Gas Boiler - Burner Control Optimization_A_Achievable Economic TRC Potential | F4 | Industrial | Industrial - ID | Existing | Space Heating | Natural Gas | Gas Boiler - Burner Control Optimization | A | Standalone Impact on Baseline Energy (%) | Achievable Economic TRC Potential | 0 | 0 | 1.6832e-05 | 4.356e-05 | 9.7167e-05 | 0.00019133 | 0.00033852 | 0.00054587 | 0.00081192 | 0.0011256 | 0.0014682 | 0.0018173 | 0.0021516 | 0.0024547 | 0.0027173 | 0.0029368 | 0.0031162 | 0.0032617 | 0.0033812 | 0.0034814 | 0.0035461 | 0.0036118 | 0.0036784 | 0.0037461 | 0.0038148 | 0.0038845 | 0.0039553
F5_Industrial_Industrial - ID_Existing_Space Heating_Natural Gas_Gas Boiler - Burner Control Optimization_A_Achievable Economic TRC Potential | F5 | Industrial | Industrial - ID | Existing | Space Heating | Natural Gas | Gas Boiler - Burner Control Optimization | A | Standalone Impact on Baseline Summer Peak (%) | Achievable Economic TRC Potential | 0 | 0 | 0 | 0 | 0 | 0 | 0 | 0 | 0 | 0 | 0 | 0 | 0 | 0 | 0 | 0 | 0 | 0 | 0 | 0 | 0 | 0 | 0 | 0 | 0 | 0 | 0
F6_Industrial_Industrial - ID_Existing_Space Heating_Natural Gas_Gas Boiler - Burner Control Optimization_A_Achievable Economic TRC Potential | F6 | Industrial | Industrial - ID | Existing | Space Heating | Natural Gas | Gas Boiler - Burner Control Optimization | A | Standalone Impact on Baseline Winter Peak (%) | Achievable Economic TRC Potential | 0 | 0 | 0 | 0 | 0 | 0 | 0 | 0 | 0 | 0 | 0 | 0 | 0 | 0 | 0 | 0 | 0 | 0 | 0 | 0 | 0 | 0 | 0 | 0 | 0 | 0 | 0
F7_Industrial_Industrial - ID_Existing_Space Heating_Natural Gas_Gas Boiler - Burner Control Optimization_A_Achievable Economic TRC Potential | F7 | Industrial | Industrial - ID | Existing | Space Heating | Natural Gas | Gas Boiler - Burner Control Optimization | A | Incremental Energy Savings (MWh or mTherms) | Achievable Economic TRC Potential | 0 | 0 | 0.0024273 | 0.0037404 | 0.0073337 | 0.012582 | 0.01919 | 0.026342 | 0.032875 | 0.037612 | 0.039724 | 0.038961 | 0.035668 | 0.030615 | 0.024734 | 0.018875 | 0.013647 | 0.0093741 | 0.0061333 | 0.0038308 | 0 | 0 | 0 | 0 | 0 | 0 | 0
F8_Industrial_Industrial - ID_Existing_Space Heating_Natural Gas_Gas Boiler - Burner Control Optimization_A_Achievable Economic TRC Potential | F8 | Industrial | Industrial - ID | Existing | Space Heating | Natural Gas | Gas Boiler - Burner Control Optimization | A | Incremental Summer Peak Savings (MW) | Achievable Economic TRC Potential | 0 | 0 | 0 | 0 | 0 | 0 | 0 | 0 | 0 | 0 | 0 | 0 | 0 | 0 | 0 | 0 | 0 | 0 | 0 | 0 | 0 | 0 | 0 | 0 | 0 | 0 | 0
F9_Industrial_Industrial - ID_Existing_Space Heating_Natural Gas_Gas Boiler - Burner Control Optimization_A_Achievable Economic TRC Potential | F9 | Industrial | Industrial - ID | Existing | Space Heating | Natural Gas | Gas Boiler - Burner Control Optimization | A | Incremental Winter Peak Savings (MW) | Achievable Economic TRC Potential | 0 | 0 | 0 | 0 | 0 | 0 | 0 | 0 | 0 | 0 | 0 | 0 | 0 | 0 | 0 | 0 | 0 | 0 | 0 | 0 | 0 | 0 | 0 | 0 | 0 | 0 | 0
F10_Industrial_Industrial - ID_Existing_Space Heating_Natural Gas_Gas Boiler - Burner Control Optimization_A_Achievable Economic TRC Potential | F10 | Industrial | Industrial - ID | Existing | Space Heating | Natural Gas | Gas Boiler - Burner Control Optimization | A | Cumulative Energy Savings (MWh or mTherms) | Achievable Economic TRC Potential | 0 | 0 | 0.0024273 | 0.0061616 | 0.01348 | 0.02603 | 0.045159 | 0.071398 | 0.10411 | 0.1415 | 0.18093 | 0.21953 | 0.25477 | 0.28492 | 0.30916 | 0.32752 | 0.34066 | 0.34953 | 0.35519 | 0.35857 | 0.35815 | 0.35777 | 0.35743 | 0.35711 | 0.35683 | 0.35657 | 0.35633
F11_Industrial_Industrial - ID_Existing_Space Heating_Natural Gas_Gas Boiler - Burner Control Optimization_A_Achievable Economic TRC Potential | F11 | Industrial | Industrial - ID | Existing | Space Heating | Natural Gas | Gas Boiler - Burner Control Optimization | A | Cumulative Summer Peak Savings (MW) | Achievable Economic TRC Potential | 0 | 0 | 0 | 0 | 0 | 0 | 0 | 0 | 0 | 0 | 0 | 0 | 0 | 0 | 0 | 0 | 0 | 0 | 0 | 0 | 0 | 0 | 0 | 0 | 0 | 0 | 0
F12_Industrial_Industrial - ID_Existing_Space Heating_Natural Gas_Gas Boiler - Burner Control Optimization_A_Achievable Economic TRC Potential | F12 | Industrial | Industrial - ID | Existing | Space Heating | Natural Gas | Gas Boiler - Burner Control Optimization | A | Cumulative Winter Peak Savings (MW) | Achievable Economic TRC Potential | 0 | 0 | 0 | 0 | 0 | 0 | 0 | 0 | 0 | 0 | 0 | 0 | 0 | 0 | 0 | 0 | 0 | 0 | 0 | 0 | 0 | 0 | 0 | 0 | 0 | 0 | 0
F13_Industrial_Industrial - ID_Existing_Space Heating_Natural Gas_Gas Boiler - Burner Control Optimization_A_Achievable Economic TRC Potential | F13 | Industrial | Industrial - ID | Existing | Space Heating | Natural Gas | Gas Boiler - Burner Control Optimization | A | Purchases (Incremental) | Achievable Economic TRC Potential | 0 | 0 | 7.1445 | 11.0368 | 21.6931 | 37.3083 | 57.0346 | 78.4717 | 98.1511 | 112.5354 | 119.1024 | 117.0489 | 107.3621 | 92.3222 | 74.7192 | 57.1129 | 41.3576 | 28.4512 | 18.6404 | 11.6576 | 0 | 0 | 0 | 0 | 0 | 0 | 0
F14_Industrial_Industrial - ID_Existing_Space Heating_Natural Gas_Gas Boiler - Burner Control Optimization_A_Achievable Economic TRC Potential | F14 | Industrial | Industrial - ID | Existing | Space Heating | Natural Gas | Gas Boiler - Burner Control Optimization | A | Purchases (Cumulative) | Achievable Economic TRC Potential | 0 | 0 | 7.1445 | 18.1813 | 39.8744 | 77.1827 | 134.2173 | 212.689 | 310.8402 | 423.3755 | 542.4779 | 659.5269 | 766.889 | 859.2112 | 933.9303 | 991.0432 | 1032.4009 | 1060.8521 | 1079.4925 | 1091.1501 | 1091.1501 | 1091.1501 | 1091.1501 | 1091.1501 | 1091.1501 | 1091.1501 | 1091.1501
F1_Industrial_Industrial - ID_Existing_Space Heating_Natural Gas_Gas Boiler - High Turndown Burner_A_Achievable Economic TRC Potential | F1 | Industrial | Industrial - ID | Existing | Space Heating | Natural Gas | Gas Boiler - High Turndown Burner | A | Original Unit Energy Savings (kWh or therms) | Achievable Economic TRC Potential | 0 | 0 | 1.1715 | 1.1686 | 1.1658 | 1.1629 | 1.1602 | 1.1576 | 1.155 | 1.1525 | 1.1501 | 1.1478 | 1.1456 | 1.1435 | 1.1415 | 1.1396 | 1.1378 | 1.1361 | 1.1346 | 1.1332 | 1.1318 | 1.1306 | 1.1295 | 1.1286 | 1.1277 | 1.1268 | 1.1261
F2_Industrial_Industrial - ID_Existing_Space Heating_Natural Gas_Gas Boiler - High Turndown Burner_A_Achievable Economic TRC Potential | F2 | Industrial | Industrial - ID | Existing | Space Heating | Natural Gas | Gas Boiler - High Turndown Burner | A | Original Unit Summer Peak Savings (kW) | Achievable Economic TRC Potential | 0 | 0 | 0 | 0 | 0 | 0 | 0 | 0 | 0 | 0 | 0 | 0 | 0 | 0 | 0 | 0 | 0 | 0 | 0 | 0 | 0 | 0 | 0 | 0 | 0 | 0 | 0
F3_Industrial_Industrial - ID_Existing_Space Heating_Natural Gas_Gas Boiler - High Turndown Burner_A_Achievable Economic TRC Potential | F3 | Industrial | Industrial - ID | Existing | Space Heating | Natural Gas | Gas Boiler - High Turndown Burner | A | Original Unit Winter Peak Savings (kW) | Achievable Economic TRC Potential | 0 | 0 | 0 | 0 | 0 | 0 | 0 | 0 | 0 | 0 | 0 | 0 | 0 | 0 | 0 | 0 | 0 | 0 | 0 | 0 | 0 | 0 | 0 | 0 | 0 | 0 | 0
F4_Industrial_Industrial - ID_Existing_Space Heating_Natural Gas_Gas Boiler - High Turndown Burner_A_Achievable Economic TRC Potential | F4 | Industrial | Industrial - ID | Existing | Space Heating | Natural Gas | Gas Boiler - High Turndown Burner | A | Standalone Impact on Baseline Energy (%) | Achievable Economic TRC Potential | 0 | 0 | 0.00035861 | 0.00072307 | 0.0010937 | 0.0014707 | 0.0018545 | 0.0022094 | 0.0025065 | 0.0027576 | 0.0029724 | 0.0031584 | 0.0033217 | 0.0034672 | 0.0035989 | 0.0037197 | 0.0038323 | 0.0039038 | 0.0039768 | 0.004051 | 0.0041263 | 0.0042027 | 0.0042802 | 0.004359 | 0.0044389 | 0.00452 | 0.0046024
F5_Industrial_Industrial - ID_Existing_Space Heating_Natural Gas_Gas Boiler - High Turndown Burner_A_Achievable Economic TRC Potential | F5 | Industrial | Industrial - ID | Existing | Space Heating | Natural Gas | Gas Boiler - High Turndown Burner | A | Standalone Impact on Baseline Summer Peak (%) | Achievable Economic TRC Potential | 0 | 0 | 0 | 0 | 0 | 0 | 0 | 0 | 0 | 0 | 0 | 0 | 0 | 0 | 0 | 0 | 0 | 0 | 0 | 0 | 0 | 0 | 0 | 0 | 0 | 0 | 0
F6_Industrial_Industrial - ID_Existing_Space Heating_Natural Gas_Gas Boiler - High Turndown Burner_A_Achievable Economic TRC Potential | F6 | Industrial | Industrial - ID | Existing | Space Heating | Natural Gas | Gas Boiler - High Turndown Burner | A | Standalone Impact on Baseline Winter Peak (%) | Achievable Economic TRC Potential | 0 | 0 | 0 | 0 | 0 | 0 | 0 | 0 | 0 | 0 | 0 | 0 | 0 | 0 | 0 | 0 | 0 | 0 | 0 | 0 | 0 | 0 | 0 | 0 | 0 | 0 | 0
F7_Industrial_Industrial - ID_Existing_Space Heating_Natural Gas_Gas Boiler - High Turndown Burner_A_Achievable Economic TRC Potential | F7 | Industrial | Industrial - ID | Existing | Space Heating | Natural Gas | Gas Boiler - High Turndown Burner | A | Incremental Energy Savings (MWh or mTherms) | Achievable Economic TRC Potential | 0 | 0 | 0.051714 | 0.050696 | 0.049699 | 0.048725 | 0.047772 | 0.042157 | 0.03307 | 0.025944 | 0.020355 | 0.015971 | 0.012532 | 0.009835 | 0.0077189 | 0.0060586 | 0.0047559 | 0 | 0 | 0 | 0 | 0 | 0 | 0 | 0 | 0 | 0
F8_Industrial_Industrial - ID_Existing_Space Heating_Natural Gas_Gas Boiler - High Turndown Burner_A_Achievable Economic TRC Potential | F8 | Industrial | Industrial - ID | Existing | Space Heating | Natural Gas | Gas Boiler - High Turndown Burner | A | Incremental Summer Peak Savings (MW) | Achievable Economic TRC Potential | 0 | 0 | 0 | 0 | 0 | 0 | 0 | 0 | 0 | 0 | 0 | 0 | 0 | 0 | 0 | 0 | 0 | 0 | 0 | 0 | 0 | 0 | 0 | 0 | 0 | 0 | 0
F9_Industrial_Industrial - ID_Existing_Space Heating_Natural Gas_Gas Boiler - High Turndown Burner_A_Achievable Economic TRC Potential | F9 | Industrial | Industrial - ID | Existing | Space Heating | Natural Gas | Gas Boiler - High Turndown Burner | A | Incremental Winter Peak Savings (MW) | Achievable Economic TRC Potential | 0 | 0 | 0 | 0 | 0 | 0 | 0 | 0 | 0 | 0 | 0 | 0 | 0 | 0 | 0 | 0 | 0 | 0 | 0 | 0 | 0 | 0 | 0 | 0 | 0 | 0 | 0
F10_Industrial_Industrial - ID_Existing_Space Heating_Natural Gas_Gas Boiler - High Turndown Burner_A_Achievable Economic TRC Potential | F10 | Industrial | Industrial - ID | Existing | Space Heating | Natural Gas | Gas Boiler - High Turndown Burner | A | Cumulative Energy Savings (MWh or mTherms) | Achievable Economic TRC Potential | 0 | 0 | 0.051714 | 0.10228 | 0.15173 | 0.20009 | 0.24739 | 0.28898 | 0.32141 | 0.34666 | 0.36629 | 0.38153 | 0.39333 | 0.40244 | 0.40946 | 0.41484 | 0.41895 | 0.41833 | 0.41776 | 0.41723 | 0.41675 | 0.41631 | 0.4159 | 0.41554 | 0.41521 | 0.41491 | 0.41463
F11_Industrial_Industrial - ID_Existing_Space Heating_Natural Gas_Gas Boiler - High Turndown Burner_A_Achievable Economic TRC Potential | F11 | Industrial | Industrial - ID | Existing | Space Heating | Natural Gas | Gas Boiler - High Turndown Burner | A | Cumulative Summer Peak Savings (MW) | Achievable Economic TRC Potential | 0 | 0 | 0 | 0 | 0 | 0 | 0 | 0 | 0 | 0 | 0 | 0 | 0 | 0 | 0 | 0 | 0 | 0 | 0 | 0 | 0 | 0 | 0 | 0 | 0 | 0 | 0
F12_Industrial_Industrial - ID_Existing_Space Heating_Natural Gas_Gas Boiler - High Turndown Burner_A_Achievable Economic TRC Potential | F12 | Industrial | Industrial - ID | Existing | Space Heating | Natural Gas | Gas Boiler - High Turndown Burner | A | Cumulative Winter Peak Savings (MW) | Achievable Economic TRC Potential | 0 | 0 | 0 | 0 | 0 | 0 | 0 | 0 | 0 | 0 | 0 | 0 | 0 | 0 | 0 | 0 | 0 | 0 | 0 | 0 | 0 | 0 | 0 | 0 | 0 | 0 | 0
F13_Industrial_Industrial - ID_Existing_Space Heating_Natural Gas_Gas Boiler - High Turndown Burner_A_Achievable Economic TRC Potential | F13 | Industrial | Industrial - ID | Existing | Space Heating | Natural Gas | Gas Boiler - High Turndown Burner | A | Purchases (Incremental) | Achievable Economic TRC Potential | 0 | 0 | 44.1419 | 43.3808 | 42.6329 | 41.8978 | 41.1754 | 36.419 | 28.6328 | 22.5113 | 17.6986 | 13.9147 | 10.9399 | 8.601 | 6.7622 | 5.3165 | 4.1798 | 0 | 0 | 0 | 0 | 0 | 0 | 0 | 0 | 0 | 0
F14_Industrial_Industrial - ID_Existing_Space Heating_Natural Gas_Gas Boiler - High Turndown Burner_A_Achievable Economic TRC Potential | F14 | Industrial | Industrial - ID | Existing | Space Heating | Natural Gas | Gas Boiler - High Turndown Burner | A | Purchases (Cumulative) | Achievable Economic TRC Potential | 0 | 0 | 44.1419 | 87.5227 | 130.1555 | 172.0534 | 213.2288 | 249.6478 | 278.2806 | 300.7919 | 318.4905 | 332.4052 | 343.3451 | 351.9461 | 358.7083 | 364.0247 | 368.2045 | 368.2045 | 368.2045 | 368.2045 | 368.2045 | 368.2045 | 368.2045 | 368.2045 | 368.2045 | 368.2045 | 368.2045
F1_Industrial_Industrial - ID_Existing_Space Heating_Natural Gas_Gas Boiler - Hot Water Reset_A_Achievable Economic TRC Potential | F1 | Industrial | Industrial - ID | Existing | Space Heating | Natural Gas | Gas Boiler - Hot Water Reset | A | Original Unit Energy Savings (kWh or therms) | Achievable Economic TRC Potential | 0 | 0 | 1249.6482 | 1246.5277 | 1243.4678 | 1240.4761 | 1237.5596 | 1234.7244 | 1231.9763 | 1229.3205 | 1226.7618 | 1224.3045 | 1221.9525 | 1219.7092 | 1217.5781 | 1215.5619 | 1213.6634 | 1211.8849 | 1210.2288 | 1208.697 | 1207.2913 | 1206.0134 | 1204.8517 | 1203.7956 | 1202.8355 | 1201.9627 | 1201.1692
F2_Industrial_Industrial - ID_Existing_Space Heating_Natural Gas_Gas Boiler - Hot Water Reset_A_Achievable Economic TRC Potential | F2 | Industrial | Industrial - ID | Existing | Space Heating | Natural Gas | Gas Boiler - Hot Water Reset | A | Original Unit Summer Peak Savings (kW) | Achievable Economic TRC Potential | 0 | 0 | 0 | 0 | 0 | 0 | 0 | 0 | 0 | 0 | 0 | 0 | 0 | 0 | 0 | 0 | 0 | 0 | 0 | 0 | 0 | 0 | 0 | 0 | 0 | 0 | 0
F3_Industrial_Industrial - ID_Existing_Space Heating_Natural Gas_Gas Boiler - Hot Water Reset_A_Achievable Economic TRC Potential | F3 | Industrial | Industrial - ID | Existing | Space Heating | Natural Gas | Gas Boiler - Hot Water Reset | A | Original Unit Winter Peak Savings (kW) | Achievable Economic TRC Potential | 0 | 0 | 0 | 0 | 0 | 0 | 0 | 0 | 0 | 0 | 0 | 0 | 0 | 0 | 0 | 0 | 0 | 0 | 0 | 0 | 0 | 0 | 0 | 0 | 0 | 0 | 0
F4_Industrial_Industrial - ID_Existing_Space Heating_Natural Gas_Gas Boiler - Hot Water Reset_A_Achievable Economic TRC Potential | F4 | Industrial | Industrial - ID | Existing | Space Heating | Natural Gas | Gas Boiler - Hot Water Reset | A | Standalone Impact on Baseline Energy (%) | Achievable Economic TRC Potential | 0 | 0 | 0.00030077 | 0.00067493 | 0.0011379 | 0.0016815 | 0.0023083 | 0.0030475 | 0.0038681 | 0.0047205 | 0.0055439 | 0.0062794 | 0.0068855 | 0.0073373 | 0.0076616 | 0.0078944 | 0.0080797 | 0.0082444 | 0.0084031 | 0.0085607 | 0.00872 | 0.0088815 | 0.0090454 | 0.0092117 | 0.0093806 | 0.0095521 | 0.0097262
F5_Industrial_Industrial - ID_Existing_Space Heating_Natural Gas_Gas Boiler - Hot Water Reset_A_Achievable Economic TRC Potential | F5 | Industrial | Industrial - ID | Existing | Space Heating | Natural Gas | Gas Boiler - Hot Water Reset | A | Standalone Impact on Baseline Summer Peak (%) | Achievable Economic TRC Potential | 0 | 0 | 0 | 0 | 0 | 0 | 0 | 0 | 0 | 0 | 0 | 0 | 0 | 0 | 0 | 0 | 0 | 0 | 0 | 0 | 0 | 0 | 0 | 0 | 0 | 0 | 0
F6_Industrial_Industrial - ID_Existing_Space Heating_Natural Gas_Gas Boiler - Hot Water Reset_A_Achievable Economic TRC Potential | F6 | Industrial | Industrial - ID | Existing | Space Heating | Natural Gas | Gas Boiler - Hot Water Reset | A | Standalone Impact on Baseline Winter Peak (%) | Achievable Economic TRC Potential | 0 | 0 | 0 | 0 | 0 | 0 | 0 | 0 | 0 | 0 | 0 | 0 | 0 | 0 | 0 | 0 | 0 | 0 | 0 | 0 | 0 | 0 | 0 | 0 | 0 | 0 | 0
F7_Industrial_Industrial - ID_Existing_Space Heating_Natural Gas_Gas Boiler - Hot Water Reset_A_Achievable Economic TRC Potential | F7 | Industrial | Industrial - ID | Existing | Space Heating | Natural Gas | Gas Boiler - Hot Water Reset | A | Incremental Energy Savings (MWh or mTherms) | Achievable Economic TRC Potential | 0 | 0 | 0.043373 | 0.052206 | 0.06263 | 0.071278 | 0.079712 | 0.091376 | 0.098293 | 0.09847 | 0.091006 | 0.076725 | 0.058237 | 0.037808 | 0.021537 | 0.010174 | 0.0042236 | 0.0015072 | 0.00046202 | 9.8838e-05 | 1.5947e-05 | 1.8792e-06 | 0 | 0 | 0 | 0 | 0
F8_Industrial_Industrial - ID_Existing_Space Heating_Natural Gas_Gas Boiler - Hot Water Reset_A_Achievable Economic TRC Potential | F8 | Industrial | Industrial - ID | Existing | Space Heating | Natural Gas | Gas Boiler - Hot Water Reset | A | Incremental Summer Peak Savings (MW) | Achievable Economic TRC Potential | 0 | 0 | 0 | 0 | 0 | 0 | 0 | 0 | 0 | 0 | 0 | 0 | 0 | 0 | 0 | 0 | 0 | 0 | 0 | 0 | 0 | 0 | 0 | 0 | 0 | 0 | 0
F9_Industrial_Industrial - ID_Existing_Space Heating_Natural Gas_Gas Boiler - Hot Water Reset_A_Achievable Economic TRC Potential | F9 | Industrial | Industrial - ID | Existing | Space Heating | Natural Gas | Gas Boiler - Hot Water Reset | A | Incremental Winter Peak Savings (MW) | Achievable Economic TRC Potential | 0 | 0 | 0 | 0 | 0 | 0 | 0 | 0 | 0 | 0 | 0 | 0 | 0 | 0 | 0 | 0 | 0 | 0 | 0 | 0 | 0 | 0 | 0 | 0 | 0 | 0 | 0
F10_Industrial_Industrial - ID_Existing_Space Heating_Natural Gas_Gas Boiler - Hot Water Reset_A_Achievable Economic TRC Potential | F10 | Industrial | Industrial - ID | Existing | Space Heating | Natural Gas | Gas Boiler - Hot Water Reset | A | Cumulative Energy Savings (MWh or mTherms) | Achievable Economic TRC Potential | 0 | 0 | 0.043373 | 0.095471 | 0.15787 | 0.22876 | 0.30794 | 0.39861 | 0.49602 | 0.59342 | 0.68319 | 0.75854 | 0.81532 | 0.85163 | 0.87168 | 0.88041 | 0.88326 | 0.88348 | 0.88273 | 0.88171 | 0.8807 | 0.87977 | 0.87892 | 0.87815 | 0.87745 | 0.87682 | 0.87624
F11_Industrial_Industrial - ID_Existing_Space Heating_Natural Gas_Gas Boiler - Hot Water Reset_A_Achievable Economic TRC Potential | F11 | Industrial | Industrial - ID | Existing | Space Heating | Natural Gas | Gas Boiler - Hot Water Reset | A | Cumulative Summer Peak Savings (MW) | Achievable Economic TRC Potential | 0 | 0 | 0 | 0 | 0 | 0 | 0 | 0 | 0 | 0 | 0 | 0 | 0 | 0 | 0 | 0 | 0 | 0 | 0 | 0 | 0 | 0 | 0 | 0 | 0 | 0 | 0
F12_Industrial_Industrial - ID_Existing_Space Heating_Natural Gas_Gas Boiler - Hot Water Reset_A_Achievable Economic TRC Potential | F12 | Industrial | Industrial - ID | Existing | Space Heating | Natural Gas | Gas Boiler - Hot Water Reset | A | Cumulative Winter Peak Savings (MW) | Achievable Economic TRC Potential | 0 | 0 | 0 | 0 | 0 | 0 | 0 | 0 | 0 | 0 | 0 | 0 | 0 | 0 | 0 | 0 | 0 | 0 | 0 | 0 | 0 | 0 | 0 | 0 | 0 | 0 | 0
F13_Industrial_Industrial - ID_Existing_Space Heating_Natural Gas_Gas Boiler - Hot Water Reset_A_Achievable Economic TRC Potential | F13 | Industrial | Industrial - ID | Existing | Space Heating | Natural Gas | Gas Boiler - Hot Water Reset | A | Purchases (Incremental) | Achievable Economic TRC Potential | 0 | 0 | 0.034708 | 0.041881 | 0.050367 | 0.05746 | 0.06441 | 0.074005 | 0.079785 | 0.080101 | 0.074184 | 0.062668 | 0.047659 | 0.030998 | 0.017688 | 0.0083698 | 0.00348 | 0.0012436 | 0.00038176 | 8.1772e-05 | 1.3209e-05 | 1.5582e-06 | 0 | 0 | 0 | 0 | 0
F14_Industrial_Industrial - ID_Existing_Space Heating_Natural Gas_Gas Boiler - Hot Water Reset_A_Achievable Economic TRC Potential | F14 | Industrial | Industrial - ID | Existing | Space Heating | Natural Gas | Gas Boiler - Hot Water Reset | A | Purchases (Cumulative) | Achievable Economic TRC Potential | 0 | 0 | 0.034708 | 0.07659 | 0.12696 | 0.18442 | 0.24883 | 0.32283 | 0.40262 | 0.48272 | 0.5569 | 0.61957 | 0.66723 | 0.69823 | 0.71592 | 0.72429 | 0.72777 | 0.72901 | 0.72939 | 0.72947 | 0.72949 | 0.72949 | 0.72949 | 0.72949 | 0.72949 | 0.72949 | 0.72949
F1_Industrial_Industrial - ID_Existing_Space Heating_Natural Gas_Gas Boiler - Insulate Hot Water Lines_A_Achievable Economic TRC Potential | F1 | Industrial | Industrial - ID | Existing | Space Heating | Natural Gas | Gas Boiler - Insulate Hot Water Lines | A | Original Unit Energy Savings (kWh or therms) | Achievable Economic TRC Potential | 0 | 0 | 5.2341 | 5.221 | 5.2082 | 5.1957 | 5.1835 | 5.1716 | 5.1601 | 5.149 | 5.1383 | 5.128 | 5.1181 | 5.1087 | 5.0998 | 5.0913 | 5.0834 | 5.0759 | 5.069 | 5.0626 | 5.0567 | 5.0513 | 5.0465 | 5.0421 | 5.038 | 5.0344 | 5.0311
F2_Industrial_Industrial - ID_Existing_Space Heating_Natural Gas_Gas Boiler - Insulate Hot Water Lines_A_Achievable Economic TRC Potential | F2 | Industrial | Industrial - ID | Existing | Space Heating | Natural Gas | Gas Boiler - Insulate Hot Water Lines | A | Original Unit Summer Peak Savings (kW) | Achievable Economic TRC Potential | 0 | 0 | 0 | 0 | 0 | 0 | 0 | 0 | 0 | 0 | 0 | 0 | 0 | 0 | 0 | 0 | 0 | 0 | 0 | 0 | 0 | 0 | 0 | 0 | 0 | 0 | 0
F3_Industrial_Industrial - ID_Existing_Space Heating_Natural Gas_Gas Boiler - Insulate Hot Water Lines_A_Achievable Economic TRC Potential | F3 | Industrial | Industrial - ID | Existing | Space Heating | Natural Gas | Gas Boiler - Insulate Hot Water Lines | A | Original Unit Winter Peak Savings (kW) | Achievable Economic TRC Potential | 0 | 0 | 0 | 0 | 0 | 0 | 0 | 0 | 0 | 0 | 0 | 0 | 0 | 0 | 0 | 0 | 0 | 0 | 0 | 0 | 0 | 0 | 0 | 0 | 0 | 0 | 0
F4_Industrial_Industrial - ID_Existing_Space Heating_Natural Gas_Gas Boiler - Insulate Hot Water Lines_A_Achievable Economic TRC Potential | F4 | Industrial | Industrial - ID | Existing | Space Heating | Natural Gas | Gas Boiler - Insulate Hot Water Lines | A | Standalone Impact on Baseline Energy (%) | Achievable Economic TRC Potential | 0 | 0 | 0.00020845 | 0.0004203 | 0.00063572 | 0.00085488 | 0.0010779 | 0.0013051 | 0.0015364 | 0.0017721 | 0.0020124 | 0.0022572 | 0.0025069 | 0.0025528 | 0.0025998 | 0.0026479 | 0.002697 | 0.0027473 | 0.0027987 | 0.0028509 | 0.0029039 | 0.0029577 | 0.0030123 | 0.0030677 | 0.0031239 | 0.003181 | 0.003239
F5_Industrial_Industrial - ID_Existing_Space Heating_Natural Gas_Gas Boiler - Insulate Hot Water Lines_A_Achievable Economic TRC Potential | F5 | Industrial | Industrial - ID | Existing | Space Heating | Natural Gas | Gas Boiler - Insulate Hot Water Lines | A | Standalone Impact on Baseline Summer Peak (%) | Achievable Economic TRC Potential | 0 | 0 | 0 | 0 | 0 | 0 | 0 | 0 | 0 | 0 | 0 | 0 | 0 | 0 | 0 | 0 | 0 | 0 | 0 | 0 | 0 | 0 | 0 | 0 | 0 | 0 | 0
F6_Industrial_Industrial - ID_Existing_Space Heating_Natural Gas_Gas Boiler - Insulate Hot Water Lines_A_Achievable Economic TRC Potential | F6 | Industrial | Industrial - ID | Existing | Space Heating | Natural Gas | Gas Boiler - Insulate Hot Water Lines | A | Standalone Impact on Baseline Winter Peak (%) | Achievable Economic TRC Potential | 0 | 0 | 0 | 0 | 0 | 0 | 0 | 0 | 0 | 0 | 0 | 0 | 0 | 0 | 0 | 0 | 0 | 0 | 0 | 0 | 0 | 0 | 0 | 0 | 0 | 0 | 0
F7_Industrial_Industrial - ID_Existing_Space Heating_Natural Gas_Gas Boiler - Insulate Hot Water Lines_A_Achievable Economic TRC Potential | F7 | Industrial | Industrial - ID | Existing | Space Heating | Natural Gas | Gas Boiler - Insulate Hot Water Lines | A | Incremental Energy Savings (MWh or mTherms) | Achievable Economic TRC Potential | 0 | 0 | 0.03006 | 0.029468 | 0.028889 | 0.028322 | 0.027769 | 0.027227 | 0.026698 | 0.026182 | 0.025677 | 0.025183 | 0.024702 | 0 | 0 | 0 | 0 | 0 | 0 | 0 | 0 | 0 | 0 | 0 | 0 | 0 | 0
F8_Industrial_Industrial - ID_Existing_Space Heating_Natural Gas_Gas Boiler - Insulate Hot Water Lines_A_Achievable Economic TRC Potential | F8 | Industrial | Industrial - ID | Existing | Space Heating | Natural Gas | Gas Boiler - Insulate Hot Water Lines | A | Incremental Summer Peak Savings (MW) | Achievable Economic TRC Potential | 0 | 0 | 0 | 0 | 0 | 0 | 0 | 0 | 0 | 0 | 0 | 0 | 0 | 0 | 0 | 0 | 0 | 0 | 0 | 0 | 0 | 0 | 0 | 0 | 0 | 0 | 0
F9_Industrial_Industrial - ID_Existing_Space Heating_Natural Gas_Gas Boiler - Insulate Hot Water Lines_A_Achievable Economic TRC Potential | F9 | Industrial | Industrial - ID | Existing | Space Heating | Natural Gas | Gas Boiler - Insulate Hot Water Lines | A | Incremental Winter Peak Savings (MW) | Achievable Economic TRC Potential | 0 | 0 | 0 | 0 | 0 | 0 | 0 | 0 | 0 | 0 | 0 | 0 | 0 | 0 | 0 | 0 | 0 | 0 | 0 | 0 | 0 | 0 | 0 | 0 | 0 | 0 | 0
F10_Industrial_Industrial - ID_Existing_Space Heating_Natural Gas_Gas Boiler - Insulate Hot Water Lines_A_Achievable Economic TRC Potential | F10 | Industrial | Industrial - ID | Existing | Space Heating | Natural Gas | Gas Boiler - Insulate Hot Water Lines | A | Cumulative Energy Savings (MWh or mTherms) | Achievable Economic TRC Potential | 0 | 0 | 0.03006 | 0.059453 | 0.088196 | 0.11631 | 0.1438 | 0.1707 | 0.19702 | 0.22277 | 0.24799 | 0.27267 | 0.29685 | 0.29631 | 0.29579 | 0.2953 | 0.29484 | 0.29441 | 0.294 | 0.29363 | 0.29329 | 0.29298 | 0.2927 | 0.29244 | 0.29221 | 0.292 | 0.2918
F11_Industrial_Industrial - ID_Existing_Space Heating_Natural Gas_Gas Boiler - Insulate Hot Water Lines_A_Achievable Economic TRC Potential | F11 | Industrial | Industrial - ID | Existing | Space Heating | Natural Gas | Gas Boiler - Insulate Hot Water Lines | A | Cumulative Summer Peak Savings (MW) | Achievable Economic TRC Potential | 0 | 0 | 0 | 0 | 0 | 0 | 0 | 0 | 0 | 0 | 0 | 0 | 0 | 0 | 0 | 0 | 0 | 0 | 0 | 0 | 0 | 0 | 0 | 0 | 0 | 0 | 0
F12_Industrial_Industrial - ID_Existing_Space Heating_Natural Gas_Gas Boiler - Insulate Hot Water Lines_A_Achievable Economic TRC Potential | F12 | Industrial | Industrial - ID | Existing | Space Heating | Natural Gas | Gas Boiler - Insulate Hot Water Lines | A | Cumulative Winter Peak Savings (MW) | Achievable Economic TRC Potential | 0 | 0 | 0 | 0 | 0 | 0 | 0 | 0 | 0 | 0 | 0 | 0 | 0 | 0 | 0 | 0 | 0 | 0 | 0 | 0 | 0 | 0 | 0 | 0 | 0 | 0 | 0
F13_Industrial_Industrial - ID_Existing_Space Heating_Natural Gas_Gas Boiler - Insulate Hot Water Lines_A_Achievable Economic TRC Potential | F13 | Industrial | Industrial - ID | Existing | Space Heating | Natural Gas | Gas Boiler - Insulate Hot Water Lines | A | Purchases (Incremental) | Achievable Economic TRC Potential | 0 | 0 | 5.7431 | 5.6441 | 5.5468 | 5.4511 | 5.3572 | 5.2648 | 5.174 | 5.0848 | 4.9971 | 4.911 | 4.8263 | 0 | 0 | 0 | 0 | 0 | 0 | 0 | 0 | 0 | 0 | 0 | 0 | 0 | 0
F14_Industrial_Industrial - ID_Existing_Space Heating_Natural Gas_Gas Boiler - Insulate Hot Water Lines_A_Achievable Economic TRC Potential | F14 | Industrial | Industrial - ID | Existing | Space Heating | Natural Gas | Gas Boiler - Insulate Hot Water Lines | A | Purchases (Cumulative) | Achievable Economic TRC Potential | 0 | 0 | 5.7431 | 11.3872 | 16.934 | 22.3851 | 27.7423 | 33.0071 | 38.1811 | 43.2659 | 48.263 | 53.174 | 58.0003 | 58.0003 | 58.0003 | 58.0003 | 58.0003 | 58.0003 | 58.0003 | 58.0003 | 58.0003 | 58.0003 | 58.0003 | 58.0003 | 58.0003 | 58.0003 | 58.0003
F1_Industrial_Industrial - ID_Existing_Space Heating_Natural Gas_Gas Boiler - Insulate Steam Lines/Condensate Tank_A_Achievable Economic TRC Potential | F1 | Industrial | Industrial - ID | Existing | Space Heating | Natural Gas | Gas Boiler - Insulate Steam Lines/Condensate Tank | A | Original Unit Energy Savings (kWh or therms) | Achievable Economic TRC Potential | 0 | 0 | 7.8185 | 7.799 | 7.7799 | 7.7612 | 7.7429 | 7.7252 | 7.708 | 7.6914 | 7.6753 | 7.66 | 7.6453 | 7.6312 | 7.6179 | 7.6053 | 7.5934 | 7.5823 | 7.5719 | 7.5623 | 7.5535 | 7.5455 | 7.5383 | 7.5317 | 7.5256 | 7.5202 | 7.5152
F2_Industrial_Industrial - ID_Existing_Space Heating_Natural Gas_Gas Boiler - Insulate Steam Lines/Condensate Tank_A_Achievable Economic TRC Potential | F2 | Industrial | Industrial - ID | Existing | Space Heating | Natural Gas | Gas Boiler - Insulate Steam Lines/Condensate Tank | A | Original Unit Summer Peak Savings (kW) | Achievable Economic TRC Potential | 0 | 0 | 0 | 0 | 0 | 0 | 0 | 0 | 0 | 0 | 0 | 0 | 0 | 0 | 0 | 0 | 0 | 0 | 0 | 0 | 0 | 0 | 0 | 0 | 0 | 0 | 0
F3_Industrial_Industrial - ID_Existing_Space Heating_Natural Gas_Gas Boiler - Insulate Steam Lines/Condensate Tank_A_Achievable Economic TRC Potential | F3 | Industrial | Industrial - ID | Existing | Space Heating | Natural Gas | Gas Boiler - Insulate Steam Lines/Condensate Tank | A | Original Unit Winter Peak Savings (kW) | Achievable Economic TRC Potential | 0 | 0 | 0 | 0 | 0 | 0 | 0 | 0 | 0 | 0 | 0 | 0 | 0 | 0 | 0 | 0 | 0 | 0 | 0 | 0 | 0 | 0 | 0 | 0 | 0 | 0 | 0
F4_Industrial_Industrial - ID_Existing_Space Heating_Natural Gas_Gas Boiler - Insulate Steam Lines/Condensate Tank_A_Achievable Economic TRC Potential | F4 | Industrial | Industrial - ID | Existing | Space Heating | Natural Gas | Gas Boiler - Insulate Steam Lines/Condensate Tank | A | Standalone Impact on Baseline Energy (%) | Achievable Economic TRC Potential | 0 | 0 | 0.00031138 | 0.00062783 | 0.00094962 | 0.001277 | 0.0016102 | 0.0019495 | 0.002295 | 0.0026471 | 0.003006 | 0.0033718 | 0.0037448 | 0.0041252 | 0.0045132 | 0.004909 | 0.0053129 | 0.0054119 | 0.0055132 | 0.005616 | 0.0057204 | 0.0058263 | 0.0059339 | 0.006043 | 0.0061538 | 0.0062663 | 0.0063805
F5_Industrial_Industrial - ID_Existing_Space Heating_Natural Gas_Gas Boiler - Insulate Steam Lines/Condensate Tank_A_Achievable Economic TRC Potential | F5 | Industrial | Industrial - ID | Existing | Space Heating | Natural Gas | Gas Boiler - Insulate Steam Lines/Condensate Tank | A | Standalone Impact on Baseline Summer Peak (%) | Achievable Economic TRC Potential | 0 | 0 | 0 | 0 | 0 | 0 | 0 | 0 | 0 | 0 | 0 | 0 | 0 | 0 | 0 | 0 | 0 | 0 | 0 | 0 | 0 | 0 | 0 | 0 | 0 | 0 | 0
F6_Industrial_Industrial - ID_Existing_Space Heating_Natural Gas_Gas Boiler - Insulate Steam Lines/Condensate Tank_A_Achievable Economic TRC Potential | F6 | Industrial | Industrial - ID | Existing | Space Heating | Natural Gas | Gas Boiler - Insulate Steam Lines/Condensate Tank | A | Standalone Impact on Baseline Winter Peak (%) | Achievable Economic TRC Potential | 0 | 0 | 0 | 0 | 0 | 0 | 0 | 0 | 0 | 0 | 0 | 0 | 0 | 0 | 0 | 0 | 0 | 0 | 0 | 0 | 0 | 0 | 0 | 0 | 0 | 0 | 0
F7_Industrial_Industrial - ID_Existing_Space Heating_Natural Gas_Gas Boiler - Insulate Steam Lines/Condensate Tank_A_Achievable Economic TRC Potential | F7 | Industrial | Industrial - ID | Existing | Space Heating | Natural Gas | Gas Boiler - Insulate Steam Lines/Condensate Tank | A | Incremental Energy Savings (MWh or mTherms) | Achievable Economic TRC Potential | 0 | 0 | 0.044903 | 0.044018 | 0.043153 | 0.042307 | 0.04148 | 0.040671 | 0.039881 | 0.039109 | 0.038355 | 0.037618 | 0.036898 | 0.036196 | 0.035509 | 0.034839 | 0.034185 | 0 | 0 | 0 | 0 | 0 | 0 | 0 | 0 | 0 | 0
F8_Industrial_Industrial - ID_Existing_Space Heating_Natural Gas_Gas Boiler - Insulate Steam Lines/Condensate Tank_A_Achievable Economic TRC Potential | F8 | Industrial | Industrial - ID | Existing | Space Heating | Natural Gas | Gas Boiler - Insulate Steam Lines/Condensate Tank | A | Incremental Summer Peak Savings (MW) | Achievable Economic TRC Potential | 0 | 0 | 0 | 0 | 0 | 0 | 0 | 0 | 0 | 0 | 0 | 0 | 0 | 0 | 0 | 0 | 0 | 0 | 0 | 0 | 0 | 0 | 0 | 0 | 0 | 0 | 0
F9_Industrial_Industrial - ID_Existing_Space Heating_Natural Gas_Gas Boiler - Insulate Steam Lines/Condensate Tank_A_Achievable Economic TRC Potential | F9 | Industrial | Industrial - ID | Existing | Space Heating | Natural Gas | Gas Boiler - Insulate Steam Lines/Condensate Tank | A | Incremental Winter Peak Savings (MW) | Achievable Economic TRC Potential | 0 | 0 | 0 | 0 | 0 | 0 | 0 | 0 | 0 | 0 | 0 | 0 | 0 | 0 | 0 | 0 | 0 | 0 | 0 | 0 | 0 | 0 | 0 | 0 | 0 | 0 | 0
F10_Industrial_Industrial - ID_Existing_Space Heating_Natural Gas_Gas Boiler - Insulate Steam Lines/Condensate Tank_A_Achievable Economic TRC Potential | F10 | Industrial | Industrial - ID | Existing | Space Heating | Natural Gas | Gas Boiler - Insulate Steam Lines/Condensate Tank | A | Cumulative Energy Savings (MWh or mTherms) | Achievable Economic TRC Potential | 0 | 0 | 0.044903 | 0.088809 | 0.13174 | 0.17373 | 0.21481 | 0.25498 | 0.2943 | 0.33277 | 0.37044 | 0.40731 | 0.44343 | 0.47881 | 0.51348 | 0.54747 | 0.5808 | 0.57995 | 0.57916 | 0.57842 | 0.57775 | 0.57714 | 0.57658 | 0.57608 | 0.57562 | 0.5752 | 0.57482
F11_Industrial_Industrial - ID_Existing_Space Heating_Natural Gas_Gas Boiler - Insulate Steam Lines/Condensate Tank_A_Achievable Economic TRC Potential | F11 | Industrial | Industrial - ID | Existing | Space Heating | Natural Gas | Gas Boiler - Insulate Steam Lines/Condensate Tank | A | Cumulative Summer Peak Savings (MW) | Achievable Economic TRC Potential | 0 | 0 | 0 | 0 | 0 | 0 | 0 | 0 | 0 | 0 | 0 | 0 | 0 | 0 | 0 | 0 | 0 | 0 | 0 | 0 | 0 | 0 | 0 | 0 | 0 | 0 | 0
F12_Industrial_Industrial - ID_Existing_Space Heating_Natural Gas_Gas Boiler - Insulate Steam Lines/Condensate Tank_A_Achievable Economic TRC Potential | F12 | Industrial | Industrial - ID | Existing | Space Heating | Natural Gas | Gas Boiler - Insulate Steam Lines/Condensate Tank | A | Cumulative Winter Peak Savings (MW) | Achievable Economic TRC Potential | 0 | 0 | 0 | 0 | 0 | 0 | 0 | 0 | 0 | 0 | 0 | 0 | 0 | 0 | 0 | 0 | 0 | 0 | 0 | 0 | 0 | 0 | 0 | 0 | 0 | 0 | 0
F13_Industrial_Industrial - ID_Existing_Space Heating_Natural Gas_Gas Boiler - Insulate Steam Lines/Condensate Tank_A_Achievable Economic TRC Potential | F13 | Industrial | Industrial - ID | Existing | Space Heating | Natural Gas | Gas Boiler - Insulate Steam Lines/Condensate Tank | A | Purchases (Incremental) | Achievable Economic TRC Potential | 0 | 0 | 5.7431 | 5.6441 | 5.5468 | 5.4511 | 5.3572 | 5.2648 | 5.174 | 5.0848 | 4.9971 | 4.911 | 4.8263 | 4.7431 | 4.6613 | 4.581 | 4.502 | 0 | 0 | 0 | 0 | 0 | 0 | 0 | 0 | 0 | 0
F14_Industrial_Industrial - ID_Existing_Space Heating_Natural Gas_Gas Boiler - Insulate Steam Lines/Condensate Tank_A_Achievable Economic TRC Potential | F14 | Industrial | Industrial - ID | Existing | Space Heating | Natural Gas | Gas Boiler - Insulate Steam Lines/Condensate Tank | A | Purchases (Cumulative) | Achievable Economic TRC Potential | 0 | 0 | 5.7431 | 11.3872 | 16.934 | 22.3851 | 27.7423 | 33.0071 | 38.1811 | 43.2659 | 48.263 | 53.174 | 58.0003 | 62.7434 | 67.4047 | 71.9857 | 76.4877 | 76.4877 | 76.4877 | 76.4877 | 76.4877 | 76.4877 | 76.4877 | 76.4877 | 76.4877 | 76.4877 | 76.4877
F1_Industrial_Industrial - ID_Existing_Space Heating_Natural Gas_Gas Boiler - Stack Economizer_A_Achievable Economic TRC Potential | F1 | Industrial | Industrial - ID | Existing | Space Heating | Natural Gas | Gas Boiler - Stack Economizer | A | Original Unit Energy Savings (kWh or therms) | Achievable Economic TRC Potential | 0 | 0 | 1.1247 | 1.1219 | 1.1191 | 1.1164 | 1.1138 | 1.1113 | 1.1088 | 1.1064 | 1.1041 | 1.1019 | 1.0998 | 1.0977 | 1.0958 | 1.094 | 1.0923 | 1.0907 | 1.0892 | 1.0878 | 1.0866 | 1.0854 | 1.0844 | 1.0834 | 1.0826 | 1.0818 | 1.0811
F2_Industrial_Industrial - ID_Existing_Space Heating_Natural Gas_Gas Boiler - Stack Economizer_A_Achievable Economic TRC Potential | F2 | Industrial | Industrial - ID | Existing | Space Heating | Natural Gas | Gas Boiler - Stack Economizer | A | Original Unit Summer Peak Savings (kW) | Achievable Economic TRC Potential | 0 | 0 | 0 | 0 | 0 | 0 | 0 | 0 | 0 | 0 | 0 | 0 | 0 | 0 | 0 | 0 | 0 | 0 | 0 | 0 | 0 | 0 | 0 | 0 | 0 | 0 | 0
F3_Industrial_Industrial - ID_Existing_Space Heating_Natural Gas_Gas Boiler - Stack Economizer_A_Achievable Economic TRC Potential | F3 | Industrial | Industrial - ID | Existing | Space Heating | Natural Gas | Gas Boiler - Stack Economizer | A | Original Unit Winter Peak Savings (kW) | Achievable Economic TRC Potential | 0 | 0 | 0 | 0 | 0 | 0 | 0 | 0 | 0 | 0 | 0 | 0 | 0 | 0 | 0 | 0 | 0 | 0 | 0 | 0 | 0 | 0 | 0 | 0 | 0 | 0 | 0
F4_Industrial_Industrial - ID_Existing_Space Heating_Natural Gas_Gas Boiler - Stack Economizer_A_Achievable Economic TRC Potential | F4 | Industrial | Industrial - ID | Existing | Space Heating | Natural Gas | Gas Boiler - Stack Economizer | A | Standalone Impact on Baseline Energy (%) | Achievable Economic TRC Potential | 0 | 0 | 0.00055083 | 0.0011106 | 0.0016799 | 0.002259 | 0.0028485 | 0.0033936 | 0.0038499 | 0.0042357 | 0.0045656 | 0.0048513 | 0.0051021 | 0.0053257 | 0.0055279 | 0.0057135 | 0.0058864 | 0.0059962 | 0.0061084 | 0.0062223 | 0.006338 | 0.0064553 | 0.0065744 | 0.0066954 | 0.0068181 | 0.0069428 | 0.0070693
F5_Industrial_Industrial - ID_Existing_Space Heating_Natural Gas_Gas Boiler - Stack Economizer_A_Achievable Economic TRC Potential | F5 | Industrial | Industrial - ID | Existing | Space Heating | Natural Gas | Gas Boiler - Stack Economizer | A | Standalone Impact on Baseline Summer Peak (%) | Achievable Economic TRC Potential | 0 | 0 | 0 | 0 | 0 | 0 | 0 | 0 | 0 | 0 | 0 | 0 | 0 | 0 | 0 | 0 | 0 | 0 | 0 | 0 | 0 | 0 | 0 | 0 | 0 | 0 | 0
F6_Industrial_Industrial - ID_Existing_Space Heating_Natural Gas_Gas Boiler - Stack Economizer_A_Achievable Economic TRC Potential | F6 | Industrial | Industrial - ID | Existing | Space Heating | Natural Gas | Gas Boiler - Stack Economizer | A | Standalone Impact on Baseline Winter Peak (%) | Achievable Economic TRC Potential | 0 | 0 | 0 | 0 | 0 | 0 | 0 | 0 | 0 | 0 | 0 | 0 | 0 | 0 | 0 | 0 | 0 | 0 | 0 | 0 | 0 | 0 | 0 | 0 | 0 | 0 | 0
F7_Industrial_Industrial - ID_Existing_Space Heating_Natural Gas_Gas Boiler - Stack Economizer_A_Achievable Economic TRC Potential | F7 | Industrial | Industrial - ID | Existing | Space Heating | Natural Gas | Gas Boiler - Stack Economizer | A | Incremental Energy Savings (MWh or mTherms) | Achievable Economic TRC Potential | 0 | 0 | 0.079433 | 0.077869 | 0.076338 | 0.074841 | 0.073378 | 0.064753 | 0.050796 | 0.03985 | 0.031265 | 0.024532 | 0.01925 | 0.015107 | 0.011856 | 0.009306 | 0.007305 | 0 | 0 | 0 | 0 | 0 | 0 | 0 | 0 | 0 | 0
F8_Industrial_Industrial - ID_Existing_Space Heating_Natural Gas_Gas Boiler - Stack Economizer_A_Achievable Economic TRC Potential | F8 | Industrial | Industrial - ID | Existing | Space Heating | Natural Gas | Gas Boiler - Stack Economizer | A | Incremental Summer Peak Savings (MW) | Achievable Economic TRC Potential | 0 | 0 | 0 | 0 | 0 | 0 | 0 | 0 | 0 | 0 | 0 | 0 | 0 | 0 | 0 | 0 | 0 | 0 | 0 | 0 | 0 | 0 | 0 | 0 | 0 | 0 | 0
F9_Industrial_Industrial - ID_Existing_Space Heating_Natural Gas_Gas Boiler - Stack Economizer_A_Achievable Economic TRC Potential | F9 | Industrial | Industrial - ID | Existing | Space Heating | Natural Gas | Gas Boiler - Stack Economizer | A | Incremental Winter Peak Savings (MW) | Achievable Economic TRC Potential | 0 | 0 | 0 | 0 | 0 | 0 | 0 | 0 | 0 | 0 | 0 | 0 | 0 | 0 | 0 | 0 | 0 | 0 | 0 | 0 | 0 | 0 | 0 | 0 | 0 | 0 | 0
F10_Industrial_Industrial - ID_Existing_Space Heating_Natural Gas_Gas Boiler - Stack Economizer_A_Achievable Economic TRC Potential | F10 | Industrial | Industrial - ID | Existing | Space Heating | Natural Gas | Gas Boiler - Stack Economizer | A | Cumulative Energy Savings (MWh or mTherms) | Achievable Economic TRC Potential | 0 | 0 | 0.079433 | 0.1571 | 0.23306 | 0.30734 | 0.37999 | 0.44387 | 0.49368 | 0.53247 | 0.56263 | 0.58603 | 0.60415 | 0.61815 | 0.62893 | 0.63719 | 0.6435 | 0.64256 | 0.64168 | 0.64087 | 0.64012 | 0.63945 | 0.63883 | 0.63827 | 0.63776 | 0.6373 | 0.63688
F11_Industrial_Industrial - ID_Existing_Space Heating_Natural Gas_Gas Boiler - Stack Economizer_A_Achievable Economic TRC Potential | F11 | Industrial | Industrial - ID | Existing | Space Heating | Natural Gas | Gas Boiler - Stack Economizer | A | Cumulative Summer Peak Savings (MW) | Achievable Economic TRC Potential | 0 | 0 | 0 | 0 | 0 | 0 | 0 | 0 | 0 | 0 | 0 | 0 | 0 | 0 | 0 | 0 | 0 | 0 | 0 | 0 | 0 | 0 | 0 | 0 | 0 | 0 | 0
F12_Industrial_Industrial - ID_Existing_Space Heating_Natural Gas_Gas Boiler - Stack Economizer_A_Achievable Economic TRC Potential | F12 | Industrial | Industrial - ID | Existing | Space Heating | Natural Gas | Gas Boiler - Stack Economizer | A | Cumulative Winter Peak Savings (MW) | Achievable Economic TRC Potential | 0 | 0 | 0 | 0 | 0 | 0 | 0 | 0 | 0 | 0 | 0 | 0 | 0 | 0 | 0 | 0 | 0 | 0 | 0 | 0 | 0 | 0 | 0 | 0 | 0 | 0 | 0
F13_Industrial_Industrial - ID_Existing_Space Heating_Natural Gas_Gas Boiler - Stack Economizer_A_Achievable Economic TRC Potential | F13 | Industrial | Industrial - ID | Existing | Space Heating | Natural Gas | Gas Boiler - Stack Economizer | A | Purchases (Incremental) | Achievable Economic TRC Potential | 0 | 0 | 70.627 | 69.4093 | 68.2126 | 67.0365 | 65.8807 | 58.2703 | 45.8125 | 36.0181 | 28.3177 | 22.2636 | 17.5038 | 13.7616 | 10.8195 | 8.5063 | 6.6877 | 0 | 0 | 0 | 0 | 0 | 0 | 0 | 0 | 0 | 0
F14_Industrial_Industrial - ID_Existing_Space Heating_Natural Gas_Gas Boiler - Stack Economizer_A_Achievable Economic TRC Potential | F14 | Industrial | Industrial - ID | Existing | Space Heating | Natural Gas | Gas Boiler - Stack Economizer | A | Purchases (Cumulative) | Achievable Economic TRC Potential | 0 | 0 | 70.627 | 140.0363 | 208.2489 | 275.2854 | 341.1661 | 399.4364 | 445.2489 | 481.2671 | 509.5848 | 531.8484 | 549.3522 | 563.1137 | 573.9332 | 582.4395 | 589.1273 | 589.1273 | 589.1273 | 589.1273 | 589.1273 | 589.1273 | 589.1273 | 589.1273 | 589.1273 | 589.1273 | 589.1273
F1_Industrial_Industrial - ID_Existing_Space Heating_Natural Gas_Gas Boiler - Steam Trap Replacement_A_Achievable Economic TRC Potential | F1 | Industrial | Industrial - ID | Existing | Space Heating | Natural Gas | Gas Boiler - Steam Trap Replacement | A | Original Unit Energy Savings (kWh or therms) | Achievable Economic TRC Potential | 0 | 0 | 47339.4589 | 47221.25 | 47105.3351 | 46992.0028 | 46881.5156 | 46774.1119 | 46670.0086 | 46569.403 | 46472.4742 | 46379.3852 | 46290.284 | 46205.3055 | 46124.5718 | 46048.1945 | 45976.2745 | 45908.904 | 45846.1665 | 45788.138 | 45734.8876 | 45686.4782 | 45642.4696 | 45602.4618 | 45566.0911 | 45533.0268 | 45502.9684
F2_Industrial_Industrial - ID_Existing_Space Heating_Natural Gas_Gas Boiler - Steam Trap Replacement_A_Achievable Economic TRC Potential | F2 | Industrial | Industrial - ID | Existing | Space Heating | Natural Gas | Gas Boiler - Steam Trap Replacement | A | Original Unit Summer Peak Savings (kW) | Achievable Economic TRC Potential | 0 | 0 | 0 | 0 | 0 | 0 | 0 | 0 | 0 | 0 | 0 | 0 | 0 | 0 | 0 | 0 | 0 | 0 | 0 | 0 | 0 | 0 | 0 | 0 | 0 | 0 | 0
F3_Industrial_Industrial - ID_Existing_Space Heating_Natural Gas_Gas Boiler - Steam Trap Replacement_A_Achievable Economic TRC Potential | F3 | Industrial | Industrial - ID | Existing | Space Heating | Natural Gas | Gas Boiler - Steam Trap Replacement | A | Original Unit Winter Peak Savings (kW) | Achievable Economic TRC Potential | 0 | 0 | 0 | 0 | 0 | 0 | 0 | 0 | 0 | 0 | 0 | 0 | 0 | 0 | 0 | 0 | 0 | 0 | 0 | 0 | 0 | 0 | 0 | 0 | 0 | 0 | 0
F4_Industrial_Industrial - ID_Existing_Space Heating_Natural Gas_Gas Boiler - Steam Trap Replacement_A_Achievable Economic TRC Potential | F4 | Industrial | Industrial - ID | Existing | Space Heating | Natural Gas | Gas Boiler - Steam Trap Replacement | A | Standalone Impact on Baseline Energy (%) | Achievable Economic TRC Potential | 0 | 0 | 1.8553e-05 | 3.7409e-05 | 5.6582e-05 | 7.6088e-05 | 9.5942e-05 | 0.00011616 | 0.00011822 | 0.00012033 | 0.00012249 | 0.00012471 | 0.00012698 | 0.0001293 | 0.00013168 | 0.00013412 | 0.00013661 | 0.00013915 | 0.00014176 | 0.0001444 | 0.00014709 | 0.00014981 | 0.00015257 | 0.00015538 | 0.00015823 | 0.00016112 | 0.00016406
F5_Industrial_Industrial - ID_Existing_Space Heating_Natural Gas_Gas Boiler - Steam Trap Replacement_A_Achievable Economic TRC Potential | F5 | Industrial | Industrial - ID | Existing | Space Heating | Natural Gas | Gas Boiler - Steam Trap Replacement | A | Standalone Impact on Baseline Summer Peak (%) | Achievable Economic TRC Potential | 0 | 0 | 0 | 0 | 0 | 0 | 0 | 0 | 0 | 0 | 0 | 0 | 0 | 0 | 0 | 0 | 0 | 0 | 0 | 0 | 0 | 0 | 0 | 0 | 0 | 0 | 0
F6_Industrial_Industrial - ID_Existing_Space Heating_Natural Gas_Gas Boiler - Steam Trap Replacement_A_Achievable Economic TRC Potential | F6 | Industrial | Industrial - ID | Existing | Space Heating | Natural Gas | Gas Boiler - Steam Trap Replacement | A | Standalone Impact on Baseline Winter Peak (%) | Achievable Economic TRC Potential | 0 | 0 | 0 | 0 | 0 | 0 | 0 | 0 | 0 | 0 | 0 | 0 | 0 | 0 | 0 | 0 | 0 | 0 | 0 | 0 | 0 | 0 | 0 | 0 | 0 | 0 | 0
F7_Industrial_Industrial - ID_Existing_Space Heating_Natural Gas_Gas Boiler - Steam Trap Replacement_A_Achievable Economic TRC Potential | F7 | Industrial | Industrial - ID | Existing | Space Heating | Natural Gas | Gas Boiler - Steam Trap Replacement | A | Incremental Energy Savings (MWh or mTherms) | Achievable Economic TRC Potential | 0 | 0 | 0.0026755 | 0.0026228 | 0.0025712 | 0.0025208 | 0.0024715 | 0.0024233 | 0 | 0 | 0 | 0 | 0 | 0 | 0 | 0 | 0 | 0 | 0 | 0 | 0 | 0 | 0 | 0 | 0 | 0 | 0
F8_Industrial_Industrial - ID_Existing_Space Heating_Natural Gas_Gas Boiler - Steam Trap Replacement_A_Achievable Economic TRC Potential | F8 | Industrial | Industrial - ID | Existing | Space Heating | Natural Gas | Gas Boiler - Steam Trap Replacement | A | Incremental Summer Peak Savings (MW) | Achievable Economic TRC Potential | 0 | 0 | 0 | 0 | 0 | 0 | 0 | 0 | 0 | 0 | 0 | 0 | 0 | 0 | 0 | 0 | 0 | 0 | 0 | 0 | 0 | 0 | 0 | 0 | 0 | 0 | 0
F9_Industrial_Industrial - ID_Existing_Space Heating_Natural Gas_Gas Boiler - Steam Trap Replacement_A_Achievable Economic TRC Potential | F9 | Industrial | Industrial - ID | Existing | Space Heating | Natural Gas | Gas Boiler - Steam Trap Replacement | A | Incremental Winter Peak Savings (MW) | Achievable Economic TRC Potential | 0 | 0 | 0 | 0 | 0 | 0 | 0 | 0 | 0 | 0 | 0 | 0 | 0 | 0 | 0 | 0 | 0 | 0 | 0 | 0 | 0 | 0 | 0 | 0 | 0 | 0 | 0
F10_Industrial_Industrial - ID_Existing_Space Heating_Natural Gas_Gas Boiler - Steam Trap Replacement_A_Achievable Economic TRC Potential | F10 | Industrial | Industrial - ID | Existing | Space Heating | Natural Gas | Gas Boiler - Steam Trap Replacement | A | Cumulative Energy Savings (MWh or mTherms) | Achievable Economic TRC Potential | 0 | 0 | 0.0026755 | 0.0052915 | 0.0078498 | 0.010352 | 0.012799 | 0.015193 | 0.015159 | 0.015126 | 0.015095 | 0.015065 | 0.015036 | 0.015008 | 0.014982 | 0.014957 | 0.014934 | 0.014912 | 0.014891 | 0.014873 | 0.014855 | 0.01484 | 0.014825 | 0.014812 | 0.014801 | 0.01479 | 0.01478
F11_Industrial_Industrial - ID_Existing_Space Heating_Natural Gas_Gas Boiler - Steam Trap Replacement_A_Achievable Economic TRC Potential | F11 | Industrial | Industrial - ID | Existing | Space Heating | Natural Gas | Gas Boiler - Steam Trap Replacement | A | Cumulative Summer Peak Savings (MW) | Achievable Economic TRC Potential | 0 | 0 | 0 | 0 | 0 | 0 | 0 | 0 | 0 | 0 | 0 | 0 | 0 | 0 | 0 | 0 | 0 | 0 | 0 | 0 | 0 | 0 | 0 | 0 | 0 | 0 | 0
F12_Industrial_Industrial - ID_Existing_Space Heating_Natural Gas_Gas Boiler - Steam Trap Replacement_A_Achievable Economic TRC Potential | F12 | Industrial | Industrial - ID | Existing | Space Heating | Natural Gas | Gas Boiler - Steam Trap Replacement | A | Cumulative Winter Peak Savings (MW) | Achievable Economic TRC Potential | 0 | 0 | 0 | 0 | 0 | 0 | 0 | 0 | 0 | 0 | 0 | 0 | 0 | 0 | 0 | 0 | 0 | 0 | 0 | 0 | 0 | 0 | 0 | 0 | 0 | 0 | 0
F13_Industrial_Industrial - ID_Existing_Space Heating_Natural Gas_Gas Boiler - Steam Trap Replacement_A_Achievable Economic TRC Potential | F13 | Industrial | Industrial - ID | Existing | Space Heating | Natural Gas | Gas Boiler - Steam Trap Replacement | A | Purchases (Incremental) | Achievable Economic TRC Potential | 0 | 0 | 5.6517e-05 | 5.5542e-05 | 5.4584e-05 | 5.3643e-05 | 5.2718e-05 | 5.181e-05 | 0 | 0 | 0 | 0 | 0 | 0 | 0 | 0 | 0 | 0 | 0 | 0 | 0 | 0 | 0 | 0 | 0 | 0 | 0
F14_Industrial_Industrial - ID_Existing_Space Heating_Natural Gas_Gas Boiler - Steam Trap Replacement_A_Achievable Economic TRC Potential | F14 | Industrial | Industrial - ID | Existing | Space Heating | Natural Gas | Gas Boiler - Steam Trap Replacement | A | Purchases (Cumulative) | Achievable Economic TRC Potential | 0 | 0 | 5.6517e-05 | 0.00011206 | 0.00016664 | 0.00022029 | 0.000273 | 0.00032481 | 0.00032481 | 0.00032481 | 0.00032481 | 0.00032481 | 0.00032481 | 0.00032481 | 0.00032481 | 0.00032481 | 0.00032481 | 0.00032481 | 0.00032481 | 0.00032481 | 0.00032481 | 0.00032481 | 0.00032481 | 0.00032481 | 0.00032481 | 0.00032481 | 0.00032481
F1_Industrial_Industrial - ID_Existing_Process_Natural Gas_Process Boiler - Hot Water Reset_A_Achievable Economic TRC Potential | F1 | Industrial | Industrial - ID | Existing | Process | Natural Gas | Process Boiler - Hot Water Reset | A | Original Unit Energy Savings (kWh or therms) | Achievable Economic TRC Potential | 0 | 0 | 8529.0556 | 8529.0556 | 8529.0556 | 8529.0556 | 8529.0556 | 8529.0556 | 8529.0556 | 8529.0556 | 8529.0556 | 8529.0556 | 8529.0556 | 8529.0556 | 8529.0556 | 8529.0556 | 8529.0556 | 8529.0556 | 8529.0556 | 8529.0556 | 8529.0556 | 8529.0556 | 8529.0556 | 8529.0556 | 8529.0556 | 8529.0556 | 8529.0556
F2_Industrial_Industrial - ID_Existing_Process_Natural Gas_Process Boiler - Hot Water Reset_A_Achievable Economic TRC Potential | F2 | Industrial | Industrial - ID | Existing | Process | Natural Gas | Process Boiler - Hot Water Reset | A | Original Unit Summer Peak Savings (kW) | Achievable Economic TRC Potential | 0 | 0 | 0 | 0 | 0 | 0 | 0 | 0 | 0 | 0 | 0 | 0 | 0 | 0 | 0 | 0 | 0 | 0 | 0 | 0 | 0 | 0 | 0 | 0 | 0 | 0 | 0
F3_Industrial_Industrial - ID_Existing_Process_Natural Gas_Process Boiler - Hot Water Reset_A_Achievable Economic TRC Potential | F3 | Industrial | Industrial - ID | Existing | Process | Natural Gas | Process Boiler - Hot Water Reset | A | Original Unit Winter Peak Savings (kW) | Achievable Economic TRC Potential | 0 | 0 | 0 | 0 | 0 | 0 | 0 | 0 | 0 | 0 | 0 | 0 | 0 | 0 | 0 | 0 | 0 | 0 | 0 | 0 | 0 | 0 | 0 | 0 | 0 | 0 | 0
F4_Industrial_Industrial - ID_Existing_Process_Natural Gas_Process Boiler - Hot Water Reset_A_Achievable Economic TRC Potential | F4 | Industrial | Industrial - ID | Existing | Process | Natural Gas | Process Boiler - Hot Water Reset | A | Standalone Impact on Baseline Energy (%) | Achievable Economic TRC Potential | 0 | 0 | 0.00028999 | 0.00065114 | 0.0010983 | 0.0016233 | 0.0022287 | 0.0029423 | 0.0037339 | 0.0045553 | 0.0053475 | 0.0060537 | 0.0066337 | 0.0070637 | 0.0073697 | 0.0075867 | 0.0077569 | 0.0079064 | 0.0080493 | 0.0081915 | 0.0083353 | 0.0084816 | 0.0086304 | 0.0087818 | 0.0089359 | 0.0090926 | 0.0092522
F5_Industrial_Industrial - ID_Existing_Process_Natural Gas_Process Boiler - Hot Water Reset_A_Achievable Economic TRC Potential | F5 | Industrial | Industrial - ID | Existing | Process | Natural Gas | Process Boiler - Hot Water Reset | A | Standalone Impact on Baseline Summer Peak (%) | Achievable Economic TRC Potential | 0 | 0 | 0 | 0 | 0 | 0 | 0 | 0 | 0 | 0 | 0 | 0 | 0 | 0 | 0 | 0 | 0 | 0 | 0 | 0 | 0 | 0 | 0 | 0 | 0 | 0 | 0
F6_Industrial_Industrial - ID_Existing_Process_Natural Gas_Process Boiler - Hot Water Reset_A_Achievable Economic TRC Potential | F6 | Industrial | Industrial - ID | Existing | Process | Natural Gas | Process Boiler - Hot Water Reset | A | Standalone Impact on Baseline Winter Peak (%) | Achievable Economic TRC Potential | 0 | 0 | 0 | 0 | 0 | 0 | 0 | 0 | 0 | 0 | 0 | 0 | 0 | 0 | 0 | 0 | 0 | 0 | 0 | 0 | 0 | 0 | 0 | 0 | 0 | 0 | 0
F7_Industrial_Industrial - ID_Existing_Process_Natural Gas_Process Boiler - Hot Water Reset_A_Achievable Economic TRC Potential | F7 | Industrial | Industrial - ID | Existing | Process | Natural Gas | Process Boiler - Hot Water Reset | A | Incremental Energy Savings (MWh or mTherms) | Achievable Economic TRC Potential | 0 | 0 | 0.57427 | 0.69296 | 0.83336 | 0.95072 | 1.0657 | 1.2245 | 1.3201 | 1.3253 | 1.2274 | 1.0369 | 0.78855 | 0.51288 | 0.29267 | 0.13848 | 0.057579 | 0.020577 | 0.0063165 | 0.001353 | 0.00021856 | 2.5782e-05 | 0 | 0 | 0 | 0 | 0
F8_Industrial_Industrial - ID_Existing_Process_Natural Gas_Process Boiler - Hot Water Reset_A_Achievable Economic TRC Potential | F8 | Industrial | Industrial - ID | Existing | Process | Natural Gas | Process Boiler - Hot Water Reset | A | Incremental Summer Peak Savings (MW) | Achievable Economic TRC Potential | 0 | 0 | 0 | 0 | 0 | 0 | 0 | 0 | 0 | 0 | 0 | 0 | 0 | 0 | 0 | 0 | 0 | 0 | 0 | 0 | 0 | 0 | 0 | 0 | 0 | 0 | 0
F9_Industrial_Industrial - ID_Existing_Process_Natural Gas_Process Boiler - Hot Water Reset_A_Achievable Economic TRC Potential | F9 | Industrial | Industrial - ID | Existing | Process | Natural Gas | Process Boiler - Hot Water Reset | A | Incremental Winter Peak Savings (MW) | Achievable Economic TRC Potential | 0 | 0 | 0 | 0 | 0 | 0 | 0 | 0 | 0 | 0 | 0 | 0 | 0 | 0 | 0 | 0 | 0 | 0 | 0 | 0 | 0 | 0 | 0 | 0 | 0 | 0 | 0
F10_Industrial_Industrial - ID_Existing_Process_Natural Gas_Process Boiler - Hot Water Reset_A_Achievable Economic TRC Potential | F10 | Industrial | Industrial - ID | Existing | Process | Natural Gas | Process Boiler - Hot Water Reset | A | Cumulative Energy Savings (MWh or mTherms) | Achievable Economic TRC Potential | 0 | 0 | 0.57427 | 1.2672 | 2.1006 | 3.0513 | 4.117 | 5.3415 | 6.6616 | 7.9869 | 9.2143 | 10.2512 | 11.0398 | 11.5526 | 11.8453 | 11.9838 | 12.0414 | 12.062 | 12.0683 | 12.0696 | 12.0698 | 12.0699 | 12.0699 | 12.0699 | 12.0699 | 12.0699 | 12.0699
F11_Industrial_Industrial - ID_Existing_Process_Natural Gas_Process Boiler - Hot Water Reset_A_Achievable Economic TRC Potential | F11 | Industrial | Industrial - ID | Existing | Process | Natural Gas | Process Boiler - Hot Water Reset | A | Cumulative Summer Peak Savings (MW) | Achievable Economic TRC Potential | 0 | 0 | 0 | 0 | 0 | 0 | 0 | 0 | 0 | 0 | 0 | 0 | 0 | 0 | 0 | 0 | 0 | 0 | 0 | 0 | 0 | 0 | 0 | 0 | 0 | 0 | 0
F12_Industrial_Industrial - ID_Existing_Process_Natural Gas_Process Boiler - Hot Water Reset_A_Achievable Economic TRC Potential | F12 | Industrial | Industrial - ID | Existing | Process | Natural Gas | Process Boiler - Hot Water Reset | A | Cumulative Winter Peak Savings (MW) | Achievable Economic TRC Potential | 0 | 0 | 0 | 0 | 0 | 0 | 0 | 0 | 0 | 0 | 0 | 0 | 0 | 0 | 0 | 0 | 0 | 0 | 0 | 0 | 0 | 0 | 0 | 0 | 0 | 0 | 0
F13_Industrial_Industrial - ID_Existing_Process_Natural Gas_Process Boiler - Hot Water Reset_A_Achievable Economic TRC Potential | F13 | Industrial | Industrial - ID | Existing | Process | Natural Gas | Process Boiler - Hot Water Reset | A | Purchases (Incremental) | Achievable Economic TRC Potential | 0 | 0 | 0.067331 | 0.081247 | 0.097708 | 0.11147 | 0.12495 | 0.14356 | 0.15478 | 0.15539 | 0.14391 | 0.12157 | 0.092455 | 0.060133 | 0.034314 | 0.016237 | 0.006751 | 0.0024126 | 0.00074059 | 0.00015863 | 2.5625e-05 | 3.0228e-06 | 0 | 0 | 0 | 0 | 0
F14_Industrial_Industrial - ID_Existing_Process_Natural Gas_Process Boiler - Hot Water Reset_A_Achievable Economic TRC Potential | F14 | Industrial | Industrial - ID | Existing | Process | Natural Gas | Process Boiler - Hot Water Reset | A | Purchases (Cumulative) | Achievable Economic TRC Potential | 0 | 0 | 0.067331 | 0.14858 | 0.24629 | 0.35775 | 0.4827 | 0.62627 | 0.78105 | 0.93643 | 1.0803 | 1.2019 | 1.2944 | 1.3545 | 1.3888 | 1.4051 | 1.4118 | 1.4142 | 1.415 | 1.4151 | 1.4151 | 1.4151 | 1.4151 | 1.4151 | 1.4151 | 1.4151 | 1.4151
F1_Industrial_Industrial - ID_Existing_Process_Natural Gas_Process Boiler - Burner Control Optimization_A_Achievable Economic TRC Potential | F1 | Industrial | Industrial - ID | Existing | Process | Natural Gas | Process Boiler - Burner Control Optimization | A | Original Unit Energy Savings (kWh or therms) | Achievable Economic TRC Potential | 0 | 0 | 2.3188 | 2.3188 | 2.3188 | 2.3188 | 2.3188 | 2.3188 | 2.3188 | 2.3188 | 2.3188 | 2.3188 | 2.3188 | 2.3188 | 2.3188 | 2.3188 | 2.3188 | 2.3188 | 2.3188 | 2.3188 | 2.3188 | 2.3188 | 2.3188 | 2.3188 | 2.3188 | 2.3188 | 2.3188
F2_Industrial_Industrial - ID_Existing_Process_Natural Gas_Process Boiler - Burner Control Optimization_A_Achievable Economic TRC Potential | F2 | Industrial | Industrial - ID | Existing | Process | Natural Gas | Process Boiler - Burner Control Optimization | A | Original Unit Summer Peak Savings (kW) | Achievable Economic TRC Potential | 0 | 0 | 0 | 0 | 0 | 0 | 0 | 0 | 0 | 0 | 0 | 0 | 0 | 0 | 0 | 0 | 0 | 0 | 0 | 0 | 0 | 0 | 0 | 0 | 0 | 0 | 0
F3_Industrial_Industrial - ID_Existing_Process_Natural Gas_Process Boiler - Burner Control Optimization_A_Achievable Economic TRC Potential | F3 | Industrial | Industrial - ID | Existing | Process | Natural Gas | Process Boiler - Burner Control Optimization | A | Original Unit Winter Peak Savings (kW) | Achievable Economic TRC Potential | 0 | 0 | 0 | 0 | 0 | 0 | 0 | 0 | 0 | 0 | 0 | 0 | 0 | 0 | 0 | 0 | 0 | 0 | 0 | 0 | 0 | 0 | 0 | 0 | 0 | 0 | 0
F4_Industrial_Industrial - ID_Existing_Process_Natural Gas_Process Boiler - Burner Control Optimization_A_Achievable Economic TRC Potential | F4 | Industrial | Industrial - ID | Existing | Process | Natural Gas | Process Boiler - Burner Control Optimization | A | Standalone Impact on Baseline Energy (%) | Achievable Economic TRC Potential | 0 | 0 | 1.6229e-05 | 4.2024e-05 | 9.3782e-05 | 0.00018471 | 0.00032684 | 0.00052702 | 0.00078375 | 0.0010862 | 0.0014162 | 0.001752 | 0.0020729 | 0.0023632 | 0.0026138 | 0.0028223 | 0.0029917 | 0.003128 | 0.0032388 | 0.0033312 | 0.0033897 | 0.0034492 | 0.0035097 | 0.0035712 | 0.0036339 | 0.0036976 | 0.0037625
F5_Industrial_Industrial - ID_Existing_Process_Natural Gas_Process Boiler - Burner Control Optimization_A_Achievable Economic TRC Potential | F5 | Industrial | Industrial - ID | Existing | Process | Natural Gas | Process Boiler - Burner Control Optimization | A | Standalone Impact on Baseline Summer Peak (%) | Achievable Economic TRC Potential | 0 | 0 | 0 | 0 | 0 | 0 | 0 | 0 | 0 | 0 | 0 | 0 | 0 | 0 | 0 | 0 | 0 | 0 | 0 | 0 | 0 | 0 | 0 | 0 | 0 | 0 | 0
F6_Industrial_Industrial - ID_Existing_Process_Natural Gas_Process Boiler - Burner Control Optimization_A_Achievable Economic TRC Potential | F6 | Industrial | Industrial - ID | Existing | Process | Natural Gas | Process Boiler - Burner Control Optimization | A | Standalone Impact on Baseline Winter Peak (%) | Achievable Economic TRC Potential | 0 | 0 | 0 | 0 | 0 | 0 | 0 | 0 | 0 | 0 | 0 | 0 | 0 | 0 | 0 | 0 | 0 | 0 | 0 | 0 | 0 | 0 | 0 | 0 | 0 | 0 | 0
F7_Industrial_Industrial - ID_Existing_Process_Natural Gas_Process Boiler - Burner Control Optimization_A_Achievable Economic TRC Potential | F7 | Industrial | Industrial - ID | Existing | Process | Natural Gas | Process Boiler - Burner Control Optimization | A | Incremental Energy Savings (MWh or mTherms) | Achievable Economic TRC Potential | 0 | 0 | 0.032138 | 0.049648 | 0.097583 | 0.16783 | 0.25656 | 0.35299 | 0.44152 | 0.50622 | 0.53576 | 0.52653 | 0.48295 | 0.4153 | 0.33611 | 0.25691 | 0.18604 | 0.12798 | 0.083851 | 0.05244 | 0 | 0 | 0 | 0 | 0 | 0 | 0
F8_Industrial_Industrial - ID_Existing_Process_Natural Gas_Process Boiler - Burner Control Optimization_A_Achievable Economic TRC Potential | F8 | Industrial | Industrial - ID | Existing | Process | Natural Gas | Process Boiler - Burner Control Optimization | A | Incremental Summer Peak Savings (MW) | Achievable Economic TRC Potential | 0 | 0 | 0 | 0 | 0 | 0 | 0 | 0 | 0 | 0 | 0 | 0 | 0 | 0 | 0 | 0 | 0 | 0 | 0 | 0 | 0 | 0 | 0 | 0 | 0 | 0 | 0
F9_Industrial_Industrial - ID_Existing_Process_Natural Gas_Process Boiler - Burner Control Optimization_A_Achievable Economic TRC Potential | F9 | Industrial | Industrial - ID | Existing | Process | Natural Gas | Process Boiler - Burner Control Optimization | A | Incremental Winter Peak Savings (MW) | Achievable Economic TRC Potential | 0 | 0 | 0 | 0 | 0 | 0 | 0 | 0 | 0 | 0 | 0 | 0 | 0 | 0 | 0 | 0 | 0 | 0 | 0 | 0 | 0 | 0 | 0 | 0 | 0 | 0 | 0
F10_Industrial_Industrial - ID_Existing_Process_Natural Gas_Process Boiler - Burner Control Optimization_A_Achievable Economic TRC Potential | F10 | Industrial | Industrial - ID | Existing | Process | Natural Gas | Process Boiler - Burner Control Optimization | A | Cumulative Energy Savings (MWh or mTherms) | Achievable Economic TRC Potential | 0 | 0 | 0.032138 | 0.081786 | 0.17937 | 0.3472 | 0.60376 | 0.95675 | 1.3983 | 1.9045 | 2.4403 | 2.9668 | 3.4497 | 3.865 | 4.2011 | 4.4581 | 4.6441 | 4.7721 | 4.8559 | 4.9084 | 4.9084 | 4.9084 | 4.9084 | 4.9084 | 4.9084 | 4.9084 | 4.9084
F11_Industrial_Industrial - ID_Existing_Process_Natural Gas_Process Boiler - Burner Control Optimization_A_Achievable Economic TRC Potential | F11 | Industrial | Industrial - ID | Existing | Process | Natural Gas | Process Boiler - Burner Control Optimization | A | Cumulative Summer Peak Savings (MW) | Achievable Economic TRC Potential | 0 | 0 | 0 | 0 | 0 | 0 | 0 | 0 | 0 | 0 | 0 | 0 | 0 | 0 | 0 | 0 | 0 | 0 | 0 | 0 | 0 | 0 | 0 | 0 | 0 | 0 | 0
F12_Industrial_Industrial - ID_Existing_Process_Natural Gas_Process Boiler - Burner Control Optimization_A_Achievable Economic TRC Potential | F12 | Industrial | Industrial - ID | Existing | Process | Natural Gas | Process Boiler - Burner Control Optimization | A | Cumulative Winter Peak Savings (MW) | Achievable Economic TRC Potential | 0 | 0 | 0 | 0 | 0 | 0 | 0 | 0 | 0 | 0 | 0 | 0 | 0 | 0 | 0 | 0 | 0 | 0 | 0 | 0 | 0 | 0 | 0 | 0 | 0 | 0 | 0
F13_Industrial_Industrial - ID_Existing_Process_Natural Gas_Process Boiler - Burner Control Optimization_A_Achievable Economic TRC Potential | F13 | Industrial | Industrial - ID | Existing | Process | Natural Gas | Process Boiler - Burner Control Optimization | A | Purchases (Incremental) | Achievable Economic TRC Potential | 0 | 0 | 13.8597 | 21.4105 | 42.0828 | 72.3751 | 110.6424 | 152.2287 | 190.4052 | 218.3094 | 231.049 | 227.0654 | 208.2737 | 179.0975 | 144.9491 | 110.7944 | 80.2304 | 55.193 | 36.1609 | 22.6148 | 0 | 0 | 0 | 0 | 0 | 0 | 0
F14_Industrial_Industrial - ID_Existing_Process_Natural Gas_Process Boiler - Burner Control Optimization_A_Achievable Economic TRC Potential | F14 | Industrial | Industrial - ID | Existing | Process | Natural Gas | Process Boiler - Burner Control Optimization | A | Purchases (Cumulative) | Achievable Economic TRC Potential | 0 | 0 | 13.8597 | 35.2702 | 77.353 | 149.7281 | 260.3706 | 412.5993 | 603.0045 | 821.3139 | 1052.3629 | 1279.4283 | 1487.702 | 1666.7995 | 1811.7486 | 1922.543 | 2002.7734 | 2057.9664 | 2094.1273 | 2116.7421 | 2116.7421 | 2116.7421 | 2116.7421 | 2116.7421 | 2116.7421 | 2116.7421 | 2116.7421
F1_Industrial_Industrial - ID_Existing_Process_Natural Gas_Process Boiler - Insulate Hot Water Lines_A_Achievable Economic TRC Potential | F1 | Industrial | Industrial - ID | Existing | Process | Natural Gas | Process Boiler - Insulate Hot Water Lines | A | Original Unit Energy Savings (kWh or therms) | Achievable Economic TRC Potential | 0 | 0 | 35.7237 | 35.7237 | 35.7237 | 35.7237 | 35.7237 | 35.7237 | 35.7237 | 35.7237 | 35.7237 | 35.7237 | 35.7237 | 35.7237 | 35.7237 | 35.7237 | 35.7237 | 35.7237 | 35.7237 | 35.7237 | 35.7237 | 35.7237 | 35.7237 | 35.7237 | 35.7237 | 35.7237 | 35.7237
F2_Industrial_Industrial - ID_Existing_Process_Natural Gas_Process Boiler - Insulate Hot Water Lines_A_Achievable Economic TRC Potential | F2 | Industrial | Industrial - ID | Existing | Process | Natural Gas | Process Boiler - Insulate Hot Water Lines | A | Original Unit Summer Peak Savings (kW) | Achievable Economic TRC Potential | 0 | 0 | 0 | 0 | 0 | 0 | 0 | 0 | 0 | 0 | 0 | 0 | 0 | 0 | 0 | 0 | 0 | 0 | 0 | 0 | 0 | 0 | 0 | 0 | 0 | 0 | 0
F3_Industrial_Industrial - ID_Existing_Process_Natural Gas_Process Boiler - Insulate Hot Water Lines_A_Achievable Economic TRC Potential | F3 | Industrial | Industrial - ID | Existing | Process | Natural Gas | Process Boiler - Insulate Hot Water Lines | A | Original Unit Winter Peak Savings (kW) | Achievable Economic TRC Potential | 0 | 0 | 0 | 0 | 0 | 0 | 0 | 0 | 0 | 0 | 0 | 0 | 0 | 0 | 0 | 0 | 0 | 0 | 0 | 0 | 0 | 0 | 0 | 0 | 0 | 0 | 0
F4_Industrial_Industrial - ID_Existing_Process_Natural Gas_Process Boiler - Insulate Hot Water Lines_A_Achievable Economic TRC Potential | F4 | Industrial | Industrial - ID | Existing | Process | Natural Gas | Process Boiler - Insulate Hot Water Lines | A | Standalone Impact on Baseline Energy (%) | Achievable Economic TRC Potential | 0 | 0 | 0.00020098 | 0.00040549 | 0.00061358 | 0.00082532 | 0.0010408 | 0.00126 | 0.0014831 | 0.0017101 | 0.0019411 | 0.0021761 | 0.0024153 | 0.0024576 | 0.0025008 | 0.0025446 | 0.0025893 | 0.0026347 | 0.0026809 | 0.002728 | 0.0027758 | 0.0028245 | 0.0028741 | 0.0029245 | 0.0029758 | 0.003028 | 0.0030811
F5_Industrial_Industrial - ID_Existing_Process_Natural Gas_Process Boiler - Insulate Hot Water Lines_A_Achievable Economic TRC Potential | F5 | Industrial | Industrial - ID | Existing | Process | Natural Gas | Process Boiler - Insulate Hot Water Lines | A | Standalone Impact on Baseline Summer Peak (%) | Achievable Economic TRC Potential | 0 | 0 | 0 | 0 | 0 | 0 | 0 | 0 | 0 | 0 | 0 | 0 | 0 | 0 | 0 | 0 | 0 | 0 | 0 | 0 | 0 | 0 | 0 | 0 | 0 | 0 | 0
F6_Industrial_Industrial - ID_Existing_Process_Natural Gas_Process Boiler - Insulate Hot Water Lines_A_Achievable Economic TRC Potential | F6 | Industrial | Industrial - ID | Existing | Process | Natural Gas | Process Boiler - Insulate Hot Water Lines | A | Standalone Impact on Baseline Winter Peak (%) | Achievable Economic TRC Potential | 0 | 0 | 0 | 0 | 0 | 0 | 0 | 0 | 0 | 0 | 0 | 0 | 0 | 0 | 0 | 0 | 0 | 0 | 0 | 0 | 0 | 0 | 0 | 0 | 0 | 0 | 0
F7_Industrial_Industrial - ID_Existing_Process_Natural Gas_Process Boiler - Insulate Hot Water Lines_A_Achievable Economic TRC Potential | F7 | Industrial | Industrial - ID | Existing | Process | Natural Gas | Process Boiler - Insulate Hot Water Lines | A | Incremental Energy Savings (MWh or mTherms) | Achievable Economic TRC Potential | 0 | 0 | 0.398 | 0.39114 | 0.3844 | 0.37777 | 0.37126 | 0.36486 | 0.35856 | 0.35238 | 0.34631 | 0.34034 | 0.33447 | 0 | 0 | 0 | 0 | 0 | 0 | 0 | 0 | 0 | 0 | 0 | 0 | 0 | 0
F8_Industrial_Industrial - ID_Existing_Process_Natural Gas_Process Boiler - Insulate Hot Water Lines_A_Achievable Economic TRC Potential | F8 | Industrial | Industrial - ID | Existing | Process | Natural Gas | Process Boiler - Insulate Hot Water Lines | A | Incremental Summer Peak Savings (MW) | Achievable Economic TRC Potential | 0 | 0 | 0 | 0 | 0 | 0 | 0 | 0 | 0 | 0 | 0 | 0 | 0 | 0 | 0 | 0 | 0 | 0 | 0 | 0 | 0 | 0 | 0 | 0 | 0 | 0 | 0
F9_Industrial_Industrial - ID_Existing_Process_Natural Gas_Process Boiler - Insulate Hot Water Lines_A_Achievable Economic TRC Potential | F9 | Industrial | Industrial - ID | Existing | Process | Natural Gas | Process Boiler - Insulate Hot Water Lines | A | Incremental Winter Peak Savings (MW) | Achievable Economic TRC Potential | 0 | 0 | 0 | 0 | 0 | 0 | 0 | 0 | 0 | 0 | 0 | 0 | 0 | 0 | 0 | 0 | 0 | 0 | 0 | 0 | 0 | 0 | 0 | 0 | 0 | 0 | 0
F10_Industrial_Industrial - ID_Existing_Process_Natural Gas_Process Boiler - Insulate Hot Water Lines_A_Achievable Economic TRC Potential | F10 | Industrial | Industrial - ID | Existing | Process | Natural Gas | Process Boiler - Insulate Hot Water Lines | A | Cumulative Energy Savings (MWh or mTherms) | Achievable Economic TRC Potential | 0 | 0 | 0.398 | 0.78914 | 1.1735 | 1.5513 | 1.9226 | 2.2874 | 2.646 | 2.9984 | 3.3447 | 3.685 | 4.0195 | 4.0195 | 4.0195 | 4.0195 | 4.0195 | 4.0195 | 4.0195 | 4.0195 | 4.0195 | 4.0195 | 4.0195 | 4.0195 | 4.0195 | 4.0195 | 4.0195
F11_Industrial_Industrial - ID_Existing_Process_Natural Gas_Process Boiler - Insulate Hot Water Lines_A_Achievable Economic TRC Potential | F11 | Industrial | Industrial - ID | Existing | Process | Natural Gas | Process Boiler - Insulate Hot Water Lines | A | Cumulative Summer Peak Savings (MW) | Achievable Economic TRC Potential | 0 | 0 | 0 | 0 | 0 | 0 | 0 | 0 | 0 | 0 | 0 | 0 | 0 | 0 | 0 | 0 | 0 | 0 | 0 | 0 | 0 | 0 | 0 | 0 | 0 | 0 | 0
F12_Industrial_Industrial - ID_Existing_Process_Natural Gas_Process Boiler - Insulate Hot Water Lines_A_Achievable Economic TRC Potential | F12 | Industrial | Industrial - ID | Existing | Process | Natural Gas | Process Boiler - Insulate Hot Water Lines | A | Cumulative Winter Peak Savings (MW) | Achievable Economic TRC Potential | 0 | 0 | 0 | 0 | 0 | 0 | 0 | 0 | 0 | 0 | 0 | 0 | 0 | 0 | 0 | 0 | 0 | 0 | 0 | 0 | 0 | 0 | 0 | 0 | 0 | 0 | 0
F13_Industrial_Industrial - ID_Existing_Process_Natural Gas_Process Boiler - Insulate Hot Water Lines_A_Achievable Economic TRC Potential | F13 | Industrial | Industrial - ID | Existing | Process | Natural Gas | Process Boiler - Insulate Hot Water Lines | A | Purchases (Incremental) | Achievable Economic TRC Potential | 0 | 0 | 11.1412 | 10.9491 | 10.7603 | 10.5748 | 10.3924 | 10.2133 | 10.0372 | 9.8641 | 9.694 | 9.5269 | 9.3627 | 0 | 0 | 0 | 0 | 0 | 0 | 0 | 0 | 0 | 0 | 0 | 0 | 0 | 0
F14_Industrial_Industrial - ID_Existing_Process_Natural Gas_Process Boiler - Insulate Hot Water Lines_A_Achievable Economic TRC Potential | F14 | Industrial | Industrial - ID | Existing | Process | Natural Gas | Process Boiler - Insulate Hot Water Lines | A | Purchases (Cumulative) | Achievable Economic TRC Potential | 0 | 0 | 11.1412 | 22.0902 | 32.8505 | 43.4253 | 53.8177 | 64.031 | 74.0682 | 83.9323 | 93.6263 | 103.1532 | 112.5159 | 112.5159 | 112.5159 | 112.5159 | 112.5159 | 112.5159 | 112.5159 | 112.5159 | 112.5159 | 112.5159 | 112.5159 | 112.5159 | 112.5159 | 112.5159 | 112.5159
F1_Industrial_Industrial - ID_Existing_Process_Natural Gas_Process Boiler - Insulate Steam Lines/Condensate Tank_A_Achievable Economic TRC Potential | F1 | Industrial | Industrial - ID | Existing | Process | Natural Gas | Process Boiler - Insulate Steam Lines/Condensate Tank | A | Original Unit Energy Savings (kWh or therms) | Achievable Economic TRC Potential | 0 | 0 | 53.3628 | 53.3628 | 53.3628 | 53.3628 | 53.3628 | 53.3628 | 53.3628 | 53.3628 | 53.3628 | 53.3628 | 53.3628 | 53.3628 | 53.3628 | 53.3628 | 53.3628 | 53.3628 | 53.3628 | 53.3628 | 53.3628 | 53.3628 | 53.3628 | 53.3628 | 53.3628 | 53.3628 | 53.3628
F2_Industrial_Industrial - ID_Existing_Process_Natural Gas_Process Boiler - Insulate Steam Lines/Condensate Tank_A_Achievable Economic TRC Potential | F2 | Industrial | Industrial - ID | Existing | Process | Natural Gas | Process Boiler - Insulate Steam Lines/Condensate Tank | A | Original Unit Summer Peak Savings (kW) | Achievable Economic TRC Potential | 0 | 0 | 0 | 0 | 0 | 0 | 0 | 0 | 0 | 0 | 0 | 0 | 0 | 0 | 0 | 0 | 0 | 0 | 0 | 0 | 0 | 0 | 0 | 0 | 0 | 0 | 0
F3_Industrial_Industrial - ID_Existing_Process_Natural Gas_Process Boiler - Insulate Steam Lines/Condensate Tank_A_Achievable Economic TRC Potential | F3 | Industrial | Industrial - ID | Existing | Process | Natural Gas | Process Boiler - Insulate Steam Lines/Condensate Tank | A | Original Unit Winter Peak Savings (kW) | Achievable Economic TRC Potential | 0 | 0 | 0 | 0 | 0 | 0 | 0 | 0 | 0 | 0 | 0 | 0 | 0 | 0 | 0 | 0 | 0 | 0 | 0 | 0 | 0 | 0 | 0 | 0 | 0 | 0 | 0
F4_Industrial_Industrial - ID_Existing_Process_Natural Gas_Process Boiler - Insulate Steam Lines/Condensate Tank_A_Achievable Economic TRC Potential | F4 | Industrial | Industrial - ID | Existing | Process | Natural Gas | Process Boiler - Insulate Steam Lines/Condensate Tank | A | Standalone Impact on Baseline Energy (%) | Achievable Economic TRC Potential | 0 | 0 | 0.00030022 | 0.0006057 | 0.00091654 | 0.0012328 | 0.0015547 | 0.0018822 | 0.0022154 | 0.0025545 | 0.0028995 | 0.0032506 | 0.0036079 | 0.0039714 | 0.0043413 | 0.0047176 | 0.0051006 | 0.0051901 | 0.0052812 | 0.0053738 | 0.0054681 | 0.005564 | 0.0056616 | 0.005761 | 0.005862 | 0.0059649 | 0.0060695
F5_Industrial_Industrial - ID_Existing_Process_Natural Gas_Process Boiler - Insulate Steam Lines/Condensate Tank_A_Achievable Economic TRC Potential | F5 | Industrial | Industrial - ID | Existing | Process | Natural Gas | Process Boiler - Insulate Steam Lines/Condensate Tank | A | Standalone Impact on Baseline Summer Peak (%) | Achievable Economic TRC Potential | 0 | 0 | 0 | 0 | 0 | 0 | 0 | 0 | 0 | 0 | 0 | 0 | 0 | 0 | 0 | 0 | 0 | 0 | 0 | 0 | 0 | 0 | 0 | 0 | 0 | 0 | 0
F6_Industrial_Industrial - ID_Existing_Process_Natural Gas_Process Boiler - Insulate Steam Lines/Condensate Tank_A_Achievable Economic TRC Potential | F6 | Industrial | Industrial - ID | Existing | Process | Natural Gas | Process Boiler - Insulate Steam Lines/Condensate Tank | A | Standalone Impact on Baseline Winter Peak (%) | Achievable Economic TRC Potential | 0 | 0 | 0 | 0 | 0 | 0 | 0 | 0 | 0 | 0 | 0 | 0 | 0 | 0 | 0 | 0 | 0 | 0 | 0 | 0 | 0 | 0 | 0 | 0 | 0 | 0 | 0
F7_Industrial_Industrial - ID_Existing_Process_Natural Gas_Process Boiler - Insulate Steam Lines/Condensate Tank_A_Achievable Economic TRC Potential | F7 | Industrial | Industrial - ID | Existing | Process | Natural Gas | Process Boiler - Insulate Steam Lines/Condensate Tank | A | Incremental Energy Savings (MWh or mTherms) | Achievable Economic TRC Potential | 0 | 0 | 0.59452 | 0.58427 | 0.5742 | 0.5643 | 0.55457 | 0.54501 | 0.53561 | 0.52638 | 0.5173 | 0.50838 | 0.49962 | 0.491 | 0.48254 | 0.47422 | 0.46604 | 0 | 0 | 0 | 0 | 0 | 0 | 0 | 0 | 0 | 0
F8_Industrial_Industrial - ID_Existing_Process_Natural Gas_Process Boiler - Insulate Steam Lines/Condensate Tank_A_Achievable Economic TRC Potential | F8 | Industrial | Industrial - ID | Existing | Process | Natural Gas | Process Boiler - Insulate Steam Lines/Condensate Tank | A | Incremental Summer Peak Savings (MW) | Achievable Economic TRC Potential | 0 | 0 | 0 | 0 | 0 | 0 | 0 | 0 | 0 | 0 | 0 | 0 | 0 | 0 | 0 | 0 | 0 | 0 | 0 | 0 | 0 | 0 | 0 | 0 | 0 | 0 | 0
F9_Industrial_Industrial - ID_Existing_Process_Natural Gas_Process Boiler - Insulate Steam Lines/Condensate Tank_A_Achievable Economic TRC Potential | F9 | Industrial | Industrial - ID | Existing | Process | Natural Gas | Process Boiler - Insulate Steam Lines/Condensate Tank | A | Incremental Winter Peak Savings (MW) | Achievable Economic TRC Potential | 0 | 0 | 0 | 0 | 0 | 0 | 0 | 0 | 0 | 0 | 0 | 0 | 0 | 0 | 0 | 0 | 0 | 0 | 0 | 0 | 0 | 0 | 0 | 0 | 0 | 0 | 0
F10_Industrial_Industrial - ID_Existing_Process_Natural Gas_Process Boiler - Insulate Steam Lines/Condensate Tank_A_Achievable Economic TRC Potential | F10 | Industrial | Industrial - ID | Existing | Process | Natural Gas | Process Boiler - Insulate Steam Lines/Condensate Tank | A | Cumulative Energy Savings (MWh or mTherms) | Achievable Economic TRC Potential | 0 | 0 | 0.59452 | 1.1788 | 1.753 | 2.3173 | 2.8719 | 3.4169 | 3.9525 | 4.4789 | 4.9962 | 5.5045 | 6.0042 | 6.4952 | 6.9777 | 7.4519 | 7.918 | 7.918 | 7.918 | 7.918 | 7.918 | 7.918 | 7.918 | 7.918 | 7.918 | 7.918 | 7.918
F11_Industrial_Industrial - ID_Existing_Process_Natural Gas_Process Boiler - Insulate Steam Lines/Condensate Tank_A_Achievable Economic TRC Potential | F11 | Industrial | Industrial - ID | Existing | Process | Natural Gas | Process Boiler - Insulate Steam Lines/Condensate Tank | A | Cumulative Summer Peak Savings (MW) | Achievable Economic TRC Potential | 0 | 0 | 0 | 0 | 0 | 0 | 0 | 0 | 0 | 0 | 0 | 0 | 0 | 0 | 0 | 0 | 0 | 0 | 0 | 0 | 0 | 0 | 0 | 0 | 0 | 0 | 0
F12_Industrial_Industrial - ID_Existing_Process_Natural Gas_Process Boiler - Insulate Steam Lines/Condensate Tank_A_Achievable Economic TRC Potential | F12 | Industrial | Industrial - ID | Existing | Process | Natural Gas | Process Boiler - Insulate Steam Lines/Condensate Tank | A | Cumulative Winter Peak Savings (MW) | Achievable Economic TRC Potential | 0 | 0 | 0 | 0 | 0 | 0 | 0 | 0 | 0 | 0 | 0 | 0 | 0 | 0 | 0 | 0 | 0 | 0 | 0 | 0 | 0 | 0 | 0 | 0 | 0 | 0 | 0
F13_Industrial_Industrial - ID_Existing_Process_Natural Gas_Process Boiler - Insulate Steam Lines/Condensate Tank_A_Achievable Economic TRC Potential | F13 | Industrial | Industrial - ID | Existing | Process | Natural Gas | Process Boiler - Insulate Steam Lines/Condensate Tank | A | Purchases (Incremental) | Achievable Economic TRC Potential | 0 | 0 | 11.1412 | 10.9491 | 10.7603 | 10.5748 | 10.3924 | 10.2133 | 10.0372 | 9.8641 | 9.694 | 9.5269 | 9.3627 | 9.2012 | 9.0426 | 8.8867 | 8.7335 | 0 | 0 | 0 | 0 | 0 | 0 | 0 | 0 | 0 | 0
F14_Industrial_Industrial - ID_Existing_Process_Natural Gas_Process Boiler - Insulate Steam Lines/Condensate Tank_A_Achievable Economic TRC Potential | F14 | Industrial | Industrial - ID | Existing | Process | Natural Gas | Process Boiler - Insulate Steam Lines/Condensate Tank | A | Purchases (Cumulative) | Achievable Economic TRC Potential | 0 | 0 | 11.1412 | 22.0902 | 32.8505 | 43.4253 | 53.8177 | 64.031 | 74.0682 | 83.9323 | 93.6263 | 103.1532 | 112.5159 | 121.7171 | 130.7597 | 139.6464 | 148.3798 | 148.3798 | 148.3798 | 148.3798 | 148.3798 | 148.3798 | 148.3798 | 148.3798 | 148.3798 | 148.3798 | 148.3798
F1_Industrial_Industrial - ID_Existing_Process_Natural Gas_Process Boiler - Stack Economizer_A_Achievable Economic TRC Potential | F1 | Industrial | Industrial - ID | Existing | Process | Natural Gas | Process Boiler - Stack Economizer | A | Original Unit Energy Savings (kWh or therms) | Achievable Economic TRC Potential | 0 | 0 | 7.6762 | 7.6762 | 7.6762 | 7.6762 | 7.6762 | 7.6762 | 7.6762 | 7.6762 | 7.6762 | 7.6762 | 7.6762 | 7.6762 | 7.6762 | 7.6762 | 7.6762 | 7.6762 | 7.6762 | 7.6762 | 7.6762 | 7.6762 | 7.6762 | 7.6762 | 7.6762 | 7.6762 | 7.6762
F2_Industrial_Industrial - ID_Existing_Process_Natural Gas_Process Boiler - Stack Economizer_A_Achievable Economic TRC Potential | F2 | Industrial | Industrial - ID | Existing | Process | Natural Gas | Process Boiler - Stack Economizer | A | Original Unit Summer Peak Savings (kW) | Achievable Economic TRC Potential | 0 | 0 | 0 | 0 | 0 | 0 | 0 | 0 | 0 | 0 | 0 | 0 | 0 | 0 | 0 | 0 | 0 | 0 | 0 | 0 | 0 | 0 | 0 | 0 | 0 | 0 | 0
F3_Industrial_Industrial - ID_Existing_Process_Natural Gas_Process Boiler - Stack Economizer_A_Achievable Economic TRC Potential | F3 | Industrial | Industrial - ID | Existing | Process | Natural Gas | Process Boiler - Stack Economizer | A | Original Unit Winter Peak Savings (kW) | Achievable Economic TRC Potential | 0 | 0 | 0 | 0 | 0 | 0 | 0 | 0 | 0 | 0 | 0 | 0 | 0 | 0 | 0 | 0 | 0 | 0 | 0 | 0 | 0 | 0 | 0 | 0 | 0 | 0 | 0
F4_Industrial_Industrial - ID_Existing_Process_Natural Gas_Process Boiler - Stack Economizer_A_Achievable Economic TRC Potential | F4 | Industrial | Industrial - ID | Existing | Process | Natural Gas | Process Boiler - Stack Economizer | A | Standalone Impact on Baseline Energy (%) | Achievable Economic TRC Potential | 0 | 0 | 0.00053108 | 0.0010715 | 0.0016214 | 0.0021809 | 0.0027502 | 0.0032765 | 0.0037163 | 0.0040874 | 0.0044039 | 0.0046769 | 0.0049156 | 0.0051271 | 0.0053173 | 0.0054908 | 0.0056513 | 0.0057504 | 0.0058513 | 0.0059539 | 0.0060584 | 0.0061647 | 0.0062728 | 0.0063829 | 0.0064949 | 0.0066088 | 0.0067248
F5_Industrial_Industrial - ID_Existing_Process_Natural Gas_Process Boiler - Stack Economizer_A_Achievable Economic TRC Potential | F5 | Industrial | Industrial - ID | Existing | Process | Natural Gas | Process Boiler - Stack Economizer | A | Standalone Impact on Baseline Summer Peak (%) | Achievable Economic TRC Potential | 0 | 0 | 0 | 0 | 0 | 0 | 0 | 0 | 0 | 0 | 0 | 0 | 0 | 0 | 0 | 0 | 0 | 0 | 0 | 0 | 0 | 0 | 0 | 0 | 0 | 0 | 0
F6_Industrial_Industrial - ID_Existing_Process_Natural Gas_Process Boiler - Stack Economizer_A_Achievable Economic TRC Potential | F6 | Industrial | Industrial - ID | Existing | Process | Natural Gas | Process Boiler - Stack Economizer | A | Standalone Impact on Baseline Winter Peak (%) | Achievable Economic TRC Potential | 0 | 0 | 0 | 0 | 0 | 0 | 0 | 0 | 0 | 0 | 0 | 0 | 0 | 0 | 0 | 0 | 0 | 0 | 0 | 0 | 0 | 0 | 0 | 0 | 0 | 0 | 0
F7_Industrial_Industrial - ID_Existing_Process_Natural Gas_Process Boiler - Stack Economizer_A_Achievable Economic TRC Potential | F7 | Industrial | Industrial - ID | Existing | Process | Natural Gas | Process Boiler - Stack Economizer | A | Incremental Energy Savings (MWh or mTherms) | Achievable Economic TRC Potential | 0 | 0 | 1.0517 | 1.0336 | 1.0158 | 0.99825 | 0.98104 | 0.86771 | 0.6822 | 0.53635 | 0.42168 | 0.33153 | 0.26065 | 0.20493 | 0.16111 | 0.12667 | 0.099588 | 0 | 0 | 0 | 0 | 0 | 0 | 0 | 0 | 0 | 0
F8_Industrial_Industrial - ID_Existing_Process_Natural Gas_Process Boiler - Stack Economizer_A_Achievable Economic TRC Potential | F8 | Industrial | Industrial - ID | Existing | Process | Natural Gas | Process Boiler - Stack Economizer | A | Incremental Summer Peak Savings (MW) | Achievable Economic TRC Potential | 0 | 0 | 0 | 0 | 0 | 0 | 0 | 0 | 0 | 0 | 0 | 0 | 0 | 0 | 0 | 0 | 0 | 0 | 0 | 0 | 0 | 0 | 0 | 0 | 0 | 0 | 0
F9_Industrial_Industrial - ID_Existing_Process_Natural Gas_Process Boiler - Stack Economizer_A_Achievable Economic TRC Potential | F9 | Industrial | Industrial - ID | Existing | Process | Natural Gas | Process Boiler - Stack Economizer | A | Incremental Winter Peak Savings (MW) | Achievable Economic TRC Potential | 0 | 0 | 0 | 0 | 0 | 0 | 0 | 0 | 0 | 0 | 0 | 0 | 0 | 0 | 0 | 0 | 0 | 0 | 0 | 0 | 0 | 0 | 0 | 0 | 0 | 0 | 0
F10_Industrial_Industrial - ID_Existing_Process_Natural Gas_Process Boiler - Stack Economizer_A_Achievable Economic TRC Potential | F10 | Industrial | Industrial - ID | Existing | Process | Natural Gas | Process Boiler - Stack Economizer | A | Cumulative Energy Savings (MWh or mTherms) | Achievable Economic TRC Potential | 0 | 0 | 1.0517 | 2.0853 | 3.1011 | 4.0993 | 5.0803 | 5.948 | 6.6302 | 7.1666 | 7.5883 | 7.9198 | 8.1805 | 8.3854 | 8.5465 | 8.6732 | 8.7728 | 8.7728 | 8.7728 | 8.7728 | 8.7728 | 8.7728 | 8.7728 | 8.7728 | 8.7728 | 8.7728 | 8.7728
F11_Industrial_Industrial - ID_Existing_Process_Natural Gas_Process Boiler - Stack Economizer_A_Achievable Economic TRC Potential | F11 | Industrial | Industrial - ID | Existing | Process | Natural Gas | Process Boiler - Stack Economizer | A | Cumulative Summer Peak Savings (MW) | Achievable Economic TRC Potential | 0 | 0 | 0 | 0 | 0 | 0 | 0 | 0 | 0 | 0 | 0 | 0 | 0 | 0 | 0 | 0 | 0 | 0 | 0 | 0 | 0 | 0 | 0 | 0 | 0 | 0 | 0
F12_Industrial_Industrial - ID_Existing_Process_Natural Gas_Process Boiler - Stack Economizer_A_Achievable Economic TRC Potential | F12 | Industrial | Industrial - ID | Existing | Process | Natural Gas | Process Boiler - Stack Economizer | A | Cumulative Winter Peak Savings (MW) | Achievable Economic TRC Potential | 0 | 0 | 0 | 0 | 0 | 0 | 0 | 0 | 0 | 0 | 0 | 0 | 0 | 0 | 0 | 0 | 0 | 0 | 0 | 0 | 0 | 0 | 0 | 0 | 0 | 0 | 0
F13_Industrial_Industrial - ID_Existing_Process_Natural Gas_Process Boiler - Stack Economizer_A_Achievable Economic TRC Potential | F13 | Industrial | Industrial - ID | Existing | Process | Natural Gas | Process Boiler - Stack Economizer | A | Purchases (Incremental) | Achievable Economic TRC Potential | 0 | 0 | 137.0106 | 134.6484 | 132.3268 | 130.0453 | 127.8032 | 113.0397 | 88.8726 | 69.8722 | 54.934 | 43.1895 | 33.9559 | 26.6964 | 20.9889 | 16.5016 | 12.9737 | 0 | 0 | 0 | 0 | 0 | 0 | 0 | 0 | 0 | 0
F14_Industrial_Industrial - ID_Existing_Process_Natural Gas_Process Boiler - Stack Economizer_A_Achievable Economic TRC Potential | F14 | Industrial | Industrial - ID | Existing | Process | Natural Gas | Process Boiler - Stack Economizer | A | Purchases (Cumulative) | Achievable Economic TRC Potential | 0 | 0 | 137.0106 | 271.659 | 403.9858 | 534.0311 | 661.8343 | 774.874 | 863.7466 | 933.6189 | 988.5529 | 1031.7424 | 1065.6983 | 1092.3947 | 1113.3836 | 1129.8852 | 1142.8588 | 1142.8588 | 1142.8588 | 1142.8588 | 1142.8588 | 1142.8588 | 1142.8588 | 1142.8588 | 1142.8588 | 1142.8588 | 1142.8588
F1_Industrial_Industrial - ID_Existing_Process_Natural Gas_Process Boiler - Steam Trap Replacement_A_Achievable Economic TRC Potential | F1 | Industrial | Industrial - ID | Existing | Process | Natural Gas | Process Boiler - Steam Trap Replacement | A | Original Unit Energy Savings (kWh or therms) | Achievable Economic TRC Potential | 0 | 0 | 323099.6453 | 323099.6453 | 323099.6453 | 323099.6453 | 323099.6453 | 323099.6453 | 323099.6453 | 323099.6453 | 323099.6453 | 323099.6453 | 323099.6453 | 323099.6453 | 323099.6453 | 323099.6453 | 323099.6453 | 323099.6453 | 323099.6453 | 323099.6453 | 323099.6453 | 323099.6453 | 323099.6453 | 323099.6453 | 323099.6453 | 323099.6453 | 323099.6453
F2_Industrial_Industrial - ID_Existing_Process_Natural Gas_Process Boiler - Steam Trap Replacement_A_Achievable Economic TRC Potential | F2 | Industrial | Industrial - ID | Existing | Process | Natural Gas | Process Boiler - Steam Trap Replacement | A | Original Unit Summer Peak Savings (kW) | Achievable Economic TRC Potential | 0 | 0 | 0 | 0 | 0 | 0 | 0 | 0 | 0 | 0 | 0 | 0 | 0 | 0 | 0 | 0 | 0 | 0 | 0 | 0 | 0 | 0 | 0 | 0 | 0 | 0 | 0
F3_Industrial_Industrial - ID_Existing_Process_Natural Gas_Process Boiler - Steam Trap Replacement_A_Achievable Economic TRC Potential | F3 | Industrial | Industrial - ID | Existing | Process | Natural Gas | Process Boiler - Steam Trap Replacement | A | Original Unit Winter Peak Savings (kW) | Achievable Economic TRC Potential | 0 | 0 | 0 | 0 | 0 | 0 | 0 | 0 | 0 | 0 | 0 | 0 | 0 | 0 | 0 | 0 | 0 | 0 | 0 | 0 | 0 | 0 | 0 | 0 | 0 | 0 | 0
F4_Industrial_Industrial - ID_Existing_Process_Natural Gas_Process Boiler - Steam Trap Replacement_A_Achievable Economic TRC Potential | F4 | Industrial | Industrial - ID | Existing | Process | Natural Gas | Process Boiler - Steam Trap Replacement | A | Standalone Impact on Baseline Energy (%) | Achievable Economic TRC Potential | 0 | 0 | 1.7888e-05 | 3.609e-05 | 5.4611e-05 | 7.3457e-05 | 9.2634e-05 | 0.00011215 | 0.00011411 | 0.00011612 | 0.00011815 | 0.00012023 | 0.00012234 | 0.00012448 | 0.00012667 | 0.00012889 | 0.00013115 | 0.00013345 | 0.00013579 | 0.00013817 | 0.0001406 | 0.00014306 | 0.00014557 | 0.00014813 | 0.00015073 | 0.00015337 | 0.00015606
F5_Industrial_Industrial - ID_Existing_Process_Natural Gas_Process Boiler - Steam Trap Replacement_A_Achievable Economic TRC Potential | F5 | Industrial | Industrial - ID | Existing | Process | Natural Gas | Process Boiler - Steam Trap Replacement | A | Standalone Impact on Baseline Summer Peak (%) | Achievable Economic TRC Potential | 0 | 0 | 0 | 0 | 0 | 0 | 0 | 0 | 0 | 0 | 0 | 0 | 0 | 0 | 0 | 0 | 0 | 0 | 0 | 0 | 0 | 0 | 0 | 0 | 0 | 0 | 0
F6_Industrial_Industrial - ID_Existing_Process_Natural Gas_Process Boiler - Steam Trap Replacement_A_Achievable Economic TRC Potential | F6 | Industrial | Industrial - ID | Existing | Process | Natural Gas | Process Boiler - Steam Trap Replacement | A | Standalone Impact on Baseline Winter Peak (%) | Achievable Economic TRC Potential | 0 | 0 | 0 | 0 | 0 | 0 | 0 | 0 | 0 | 0 | 0 | 0 | 0 | 0 | 0 | 0 | 0 | 0 | 0 | 0 | 0 | 0 | 0 | 0 | 0 | 0 | 0
F7_Industrial_Industrial - ID_Existing_Process_Natural Gas_Process Boiler - Steam Trap Replacement_A_Achievable Economic TRC Potential | F7 | Industrial | Industrial - ID | Existing | Process | Natural Gas | Process Boiler - Steam Trap Replacement | A | Incremental Energy Savings (MWh or mTherms) | Achievable Economic TRC Potential | 0 | 0 | 0.035424 | 0.034813 | 0.034213 | 0.033623 | 0.033043 | 0.032474 | 0 | 0 | 0 | 0 | 0 | 0 | 0 | 0 | 0 | 0 | 0 | 0 | 0 | 0 | 0 | 0 | 0 | 0 | 0
F8_Industrial_Industrial - ID_Existing_Process_Natural Gas_Process Boiler - Steam Trap Replacement_A_Achievable Economic TRC Potential | F8 | Industrial | Industrial - ID | Existing | Process | Natural Gas | Process Boiler - Steam Trap Replacement | A | Incremental Summer Peak Savings (MW) | Achievable Economic TRC Potential | 0 | 0 | 0 | 0 | 0 | 0 | 0 | 0 | 0 | 0 | 0 | 0 | 0 | 0 | 0 | 0 | 0 | 0 | 0 | 0 | 0 | 0 | 0 | 0 | 0 | 0 | 0
F9_Industrial_Industrial - ID_Existing_Process_Natural Gas_Process Boiler - Steam Trap Replacement_A_Achievable Economic TRC Potential | F9 | Industrial | Industrial - ID | Existing | Process | Natural Gas | Process Boiler - Steam Trap Replacement | A | Incremental Winter Peak Savings (MW) | Achievable Economic TRC Potential | 0 | 0 | 0 | 0 | 0 | 0 | 0 | 0 | 0 | 0 | 0 | 0 | 0 | 0 | 0 | 0 | 0 | 0 | 0 | 0 | 0 | 0 | 0 | 0 | 0 | 0 | 0
F10_Industrial_Industrial - ID_Existing_Process_Natural Gas_Process Boiler - Steam Trap Replacement_A_Achievable Economic TRC Potential | F10 | Industrial | Industrial - ID | Existing | Process | Natural Gas | Process Boiler - Steam Trap Replacement | A | Cumulative Energy Savings (MWh or mTherms) | Achievable Economic TRC Potential | 0 | 0 | 0.035424 | 0.070237 | 0.10445 | 0.13807 | 0.17112 | 0.20359 | 0.20359 | 0.20359 | 0.20359 | 0.20359 | 0.20359 | 0.20359 | 0.20359 | 0.20359 | 0.20359 | 0.20359 | 0.20359 | 0.20359 | 0.20359 | 0.20359 | 0.20359 | 0.20359 | 0.20359 | 0.20359 | 0.20359
F11_Industrial_Industrial - ID_Existing_Process_Natural Gas_Process Boiler - Steam Trap Replacement_A_Achievable Economic TRC Potential | F11 | Industrial | Industrial - ID | Existing | Process | Natural Gas | Process Boiler - Steam Trap Replacement | A | Cumulative Summer Peak Savings (MW) | Achievable Economic TRC Potential | 0 | 0 | 0 | 0 | 0 | 0 | 0 | 0 | 0 | 0 | 0 | 0 | 0 | 0 | 0 | 0 | 0 | 0 | 0 | 0 | 0 | 0 | 0 | 0 | 0 | 0 | 0
F12_Industrial_Industrial - ID_Existing_Process_Natural Gas_Process Boiler - Steam Trap Replacement_A_Achievable Economic TRC Potential | F12 | Industrial | Industrial - ID | Existing | Process | Natural Gas | Process Boiler - Steam Trap Replacement | A | Cumulative Winter Peak Savings (MW) | Achievable Economic TRC Potential | 0 | 0 | 0 | 0 | 0 | 0 | 0 | 0 | 0 | 0 | 0 | 0 | 0 | 0 | 0 | 0 | 0 | 0 | 0 | 0 | 0 | 0 | 0 | 0 | 0 | 0 | 0
F13_Industrial_Industrial - ID_Existing_Process_Natural Gas_Process Boiler - Steam Trap Replacement_A_Achievable Economic TRC Potential | F13 | Industrial | Industrial - ID | Existing | Process | Natural Gas | Process Boiler - Steam Trap Replacement | A | Purchases (Incremental) | Achievable Economic TRC Potential | 0 | 0 | 0.00010964 | 0.00010775 | 0.00010589 | 0.00010406 | 0.00010227 | 0.00010051 | 0 | 0 | 0 | 0 | 0 | 0 | 0 | 0 | 0 | 0 | 0 | 0 | 0 | 0 | 0 | 0 | 0 | 0 | 0
F14_Industrial_Industrial - ID_Existing_Process_Natural Gas_Process Boiler - Steam Trap Replacement_A_Achievable Economic TRC Potential | F14 | Industrial | Industrial - ID | Existing | Process | Natural Gas | Process Boiler - Steam Trap Replacement | A | Purchases (Cumulative) | Achievable Economic TRC Potential | 0 | 0 | 0.00010964 | 0.00021738 | 0.00032327 | 0.00042734 | 0.00052961 | 0.00063011 | 0.00063011 | 0.00063011 | 0.00063011 | 0.00063011 | 0.00063011 | 0.00063011 | 0.00063011 | 0.00063011 | 0.00063011 | 0.00063011 | 0.00063011 | 0.00063011 | 0.00063011 | 0.00063011 | 0.00063011 | 0.00063011 | 0.00063011 | 0.00063011 | 0.00063011
F1_Industrial_Industrial - ID_Existing_Process_Natural Gas_Process Boiler - Maintenance_A_Achievable Economic TRC Potential | F1 | Industrial | Industrial - ID | Existing | Process | Natural Gas | Process Boiler - Maintenance | A | Original Unit Energy Savings (kWh or therms) | Achievable Economic TRC Potential | 0 | 0 | 4.7976 | 4.7976 | 4.7976 | 4.7976 | 4.7976 | 4.7976 | 4.7976 | 4.7976 | 4.7976 | 4.7976 | 4.7976 | 4.7976 | 4.7976 | 4.7976 | 4.7976 | 4.7976 | 4.7976 | 4.7976 | 4.7976 | 4.7976 | 4.7976 | 4.7976 | 4.7976 | 4.7976 | 4.7976
F2_Industrial_Industrial - ID_Existing_Process_Natural Gas_Process Boiler - Maintenance_A_Achievable Economic TRC Potential | F2 | Industrial | Industrial - ID | Existing | Process | Natural Gas | Process Boiler - Maintenance | A | Original Unit Summer Peak Savings (kW) | Achievable Economic TRC Potential | 0 | 0 | 0 | 0 | 0 | 0 | 0 | 0 | 0 | 0 | 0 | 0 | 0 | 0 | 0 | 0 | 0 | 0 | 0 | 0 | 0 | 0 | 0 | 0 | 0 | 0 | 0
F3_Industrial_Industrial - ID_Existing_Process_Natural Gas_Process Boiler - Maintenance_A_Achievable Economic TRC Potential | F3 | Industrial | Industrial - ID | Existing | Process | Natural Gas | Process Boiler - Maintenance | A | Original Unit Winter Peak Savings (kW) | Achievable Economic TRC Potential | 0 | 0 | 0 | 0 | 0 | 0 | 0 | 0 | 0 | 0 | 0 | 0 | 0 | 0 | 0 | 0 | 0 | 0 | 0 | 0 | 0 | 0 | 0 | 0 | 0 | 0 | 0
F4_Industrial_Industrial - ID_Existing_Process_Natural Gas_Process Boiler - Maintenance_A_Achievable Economic TRC Potential | F4 | Industrial | Industrial - ID | Existing | Process | Natural Gas | Process Boiler - Maintenance | A | Standalone Impact on Baseline Energy (%) | Achievable Economic TRC Potential | 0 | 0 | 0.00016782 | 0.0002884 | 0.00037489 | 0.00038147 | 0.00038816 | 0.00039497 | 0.0004019 | 0.00040895 | 0.00041612 | 0.00042342 | 0.00043085 | 0.00043841 | 0.0004461 | 0.00045393 | 0.00046189 | 0.00046999 | 0.00047824 | 0.00048663 | 0.00049517 | 0.00050385 | 0.00051269 | 0.00052169 | 0.00053084 | 0.00054015 | 0.00054963
F5_Industrial_Industrial - ID_Existing_Process_Natural Gas_Process Boiler - Maintenance_A_Achievable Economic TRC Potential | F5 | Industrial | Industrial - ID | Existing | Process | Natural Gas | Process Boiler - Maintenance | A | Standalone Impact on Baseline Summer Peak (%) | Achievable Economic TRC Potential | 0 | 0 | 0 | 0 | 0 | 0 | 0 | 0 | 0 | 0 | 0 | 0 | 0 | 0 | 0 | 0 | 0 | 0 | 0 | 0 | 0 | 0 | 0 | 0 | 0 | 0 | 0
F6_Industrial_Industrial - ID_Existing_Process_Natural Gas_Process Boiler - Maintenance_A_Achievable Economic TRC Potential | F6 | Industrial | Industrial - ID | Existing | Process | Natural Gas | Process Boiler - Maintenance | A | Standalone Impact on Baseline Winter Peak (%) | Achievable Economic TRC Potential | 0 | 0 | 0 | 0 | 0 | 0 | 0 | 0 | 0 | 0 | 0 | 0 | 0 | 0 | 0 | 0 | 0 | 0 | 0 | 0 | 0 | 0 | 0 | 0 | 0 | 0 | 0
F7_Industrial_Industrial - ID_Existing_Process_Natural Gas_Process Boiler - Maintenance_A_Achievable Economic TRC Potential | F7 | Industrial | Industrial - ID | Existing | Process | Natural Gas | Process Boiler - Maintenance | A | Incremental Energy Savings (MWh or mTherms) | Achievable Economic TRC Potential | 0 | 0 | 0.33234 | 0.22893 | 0.15575 | 0 | 0 | 0 | 0 | 0 | 0 | 0 | 0 | 0 | 0 | 0 | 0 | 0 | 0 | 0 | 0 | 0 | 0 | 0 | 0 | 0 | 0
F8_Industrial_Industrial - ID_Existing_Process_Natural Gas_Process Boiler - Maintenance_A_Achievable Economic TRC Potential | F8 | Industrial | Industrial - ID | Existing | Process | Natural Gas | Process Boiler - Maintenance | A | Incremental Summer Peak Savings (MW) | Achievable Economic TRC Potential | 0 | 0 | 0 | 0 | 0 | 0 | 0 | 0 | 0 | 0 | 0 | 0 | 0 | 0 | 0 | 0 | 0 | 0 | 0 | 0 | 0 | 0 | 0 | 0 | 0 | 0 | 0
F9_Industrial_Industrial - ID_Existing_Process_Natural Gas_Process Boiler - Maintenance_A_Achievable Economic TRC Potential | F9 | Industrial | Industrial - ID | Existing | Process | Natural Gas | Process Boiler - Maintenance | A | Incremental Winter Peak Savings (MW) | Achievable Economic TRC Potential | 0 | 0 | 0 | 0 | 0 | 0 | 0 | 0 | 0 | 0 | 0 | 0 | 0 | 0 | 0 | 0 | 0 | 0 | 0 | 0 | 0 | 0 | 0 | 0 | 0 | 0 | 0
F10_Industrial_Industrial - ID_Existing_Process_Natural Gas_Process Boiler - Maintenance_A_Achievable Economic TRC Potential | F10 | Industrial | Industrial - ID | Existing | Process | Natural Gas | Process Boiler - Maintenance | A | Cumulative Energy Savings (MWh or mTherms) | Achievable Economic TRC Potential | 0 | 0 | 0.33234 | 0.56127 | 0.71702 | 0.71702 | 0.71702 | 0.71702 | 0.71702 | 0.71702 | 0.71702 | 0.71702 | 0.71702 | 0.71702 | 0.71702 | 0.71702 | 0.71702 | 0.71702 | 0.71702 | 0.71702 | 0.71702 | 0.71702 | 0.71702 | 0.71702 | 0.71702 | 0.71702 | 0.71702
F11_Industrial_Industrial - ID_Existing_Process_Natural Gas_Process Boiler - Maintenance_A_Achievable Economic TRC Potential | F11 | Industrial | Industrial - ID | Existing | Process | Natural Gas | Process Boiler - Maintenance | A | Cumulative Summer Peak Savings (MW) | Achievable Economic TRC Potential | 0 | 0 | 0 | 0 | 0 | 0 | 0 | 0 | 0 | 0 | 0 | 0 | 0 | 0 | 0 | 0 | 0 | 0 | 0 | 0 | 0 | 0 | 0 | 0 | 0 | 0 | 0
F12_Industrial_Industrial - ID_Existing_Process_Natural Gas_Process Boiler - Maintenance_A_Achievable Economic TRC Potential | F12 | Industrial | Industrial - ID | Existing | Process | Natural Gas | Process Boiler - Maintenance | A | Cumulative Winter Peak Savings (MW) | Achievable Economic TRC Potential | 0 | 0 | 0 | 0 | 0 | 0 | 0 | 0 | 0 | 0 | 0 | 0 | 0 | 0 | 0 | 0 | 0 | 0 | 0 | 0 | 0 | 0 | 0 | 0 | 0 | 0 | 0
F13_Industrial_Industrial - ID_Existing_Process_Natural Gas_Process Boiler - Maintenance_A_Achievable Economic TRC Potential | F13 | Industrial | Industrial - ID | Existing | Process | Natural Gas | Process Boiler - Maintenance | A | Purchases (Incremental) | Achievable Economic TRC Potential | 0 | 0 | 69.2726 | 47.7174 | 32.4637 | 0 | 0 | 0 | 0 | 0 | 0 | 0 | 0 | 0 | 0 | 0 | 0 | 0 | 0 | 0 | 0 | 0 | 0 | 0 | 0 | 0 | 0
F14_Industrial_Industrial - ID_Existing_Process_Natural Gas_Process Boiler - Maintenance_A_Achievable Economic TRC Potential | F14 | Industrial | Industrial - ID | Existing | Process | Natural Gas | Process Boiler - Maintenance | A | Purchases (Cumulative) | Achievable Economic TRC Potential | 0 | 0 | 69.2726 | 116.99 | 149.4537 | 149.4537 | 149.4537 | 149.4537 | 149.4537 | 149.4537 | 149.4537 | 149.4537 | 149.4537 | 149.4537 | 149.4537 | 149.4537 | 149.4537 | 149.4537 | 149.4537 | 149.4537 | 149.4537 | 149.4537 | 149.4537 | 149.4537 | 149.4537 | 149.4537 | 149.4537
F1_Industrial_Industrial - ID_Existing_Process_Natural Gas_Process - Heat Recovery_A_Achievable Economic TRC Potential | F1 | Industrial | Industrial - ID | Existing | Process | Natural Gas | Process - Heat Recovery | A | Original Unit Energy Savings (kWh or therms) | Achievable Economic TRC Potential | 0 | 0 | 0.71666 | 0.71666 | 0.71666 | 0.71666 | 0.71666 | 0.71666 | 0.71666 | 0.71666 | 0.71666 | 0.71666 | 0.71666 | 0.71666 | 0.71666 | 0.71666 | 0.71666 | 0.71666 | 0.71666 | 0.71666 | 0.71666 | 0.71666 | 0.71666 | 0.71666 | 0.71666 | 0.71666 | 0.71666
F2_Industrial_Industrial - ID_Existing_Process_Natural Gas_Process - Heat Recovery_A_Achievable Economic TRC Potential | F2 | Industrial | Industrial - ID | Existing | Process | Natural Gas | Process - Heat Recovery | A | Original Unit Summer Peak Savings (kW) | Achievable Economic TRC Potential | 0 | 0 | 0 | 0 | 0 | 0 | 0 | 0 | 0 | 0 | 0 | 0 | 0 | 0 | 0 | 0 | 0 | 0 | 0 | 0 | 0 | 0 | 0 | 0 | 0 | 0 | 0
F3_Industrial_Industrial - ID_Existing_Process_Natural Gas_Process - Heat Recovery_A_Achievable Economic TRC Potential | F3 | Industrial | Industrial - ID | Existing | Process | Natural Gas | Process - Heat Recovery | A | Original Unit Winter Peak Savings (kW) | Achievable Economic TRC Potential | 0 | 0 | 0 | 0 | 0 | 0 | 0 | 0 | 0 | 0 | 0 | 0 | 0 | 0 | 0 | 0 | 0 | 0 | 0 | 0 | 0 | 0 | 0 | 0 | 0 | 0 | 0
F4_Industrial_Industrial - ID_Existing_Process_Natural Gas_Process - Heat Recovery_A_Achievable Economic TRC Potential | F4 | Industrial | Industrial - ID | Existing | Process | Natural Gas | Process - Heat Recovery | A | Standalone Impact on Baseline Energy (%) | Achievable Economic TRC Potential | 0 | 0 | 0.0057375 | 0.011576 | 0.017516 | 0.023561 | 0.029712 | 0.035971 | 0.042339 | 0.04882 | 0.055413 | 0.062123 | 0.068951 | 0.075898 | 0.082967 | 0.09016 | 0.097479 | 0.10493 | 0.11251 | 0.12022 | 0.12806 | 0.13605 | 0.13843 | 0.14086 | 0.14333 | 0.14585 | 0.14841
F5_Industrial_Industrial - ID_Existing_Process_Natural Gas_Process - Heat Recovery_A_Achievable Economic TRC Potential | F5 | Industrial | Industrial - ID | Existing | Process | Natural Gas | Process - Heat Recovery | A | Standalone Impact on Baseline Summer Peak (%) | Achievable Economic TRC Potential | 0 | 0 | 0 | 0 | 0 | 0 | 0 | 0 | 0 | 0 | 0 | 0 | 0 | 0 | 0 | 0 | 0 | 0 | 0 | 0 | 0 | 0 | 0 | 0 | 0 | 0 | 0
F6_Industrial_Industrial - ID_Existing_Process_Natural Gas_Process - Heat Recovery_A_Achievable Economic TRC Potential | F6 | Industrial | Industrial - ID | Existing | Process | Natural Gas | Process - Heat Recovery | A | Standalone Impact on Baseline Winter Peak (%) | Achievable Economic TRC Potential | 0 | 0 | 0 | 0 | 0 | 0 | 0 | 0 | 0 | 0 | 0 | 0 | 0 | 0 | 0 | 0 | 0 | 0 | 0 | 0 | 0 | 0 | 0 | 0 | 0 | 0 | 0
F7_Industrial_Industrial - ID_Existing_Process_Natural Gas_Process - Heat Recovery_A_Achievable Economic TRC Potential | F7 | Industrial | Industrial - ID | Existing | Process | Natural Gas | Process - Heat Recovery | A | Incremental Energy Savings (MWh or mTherms) | Achievable Economic TRC Potential | 0 | 0 | 11.3621 | 11.1662 | 10.9736 | 10.7844 | 10.5985 | 10.4158 | 10.2362 | 10.0597 | 9.8863 | 9.7158 | 9.5483 | 9.3837 | 9.2219 | 9.0629 | 8.9066 | 8.7531 | 8.6022 | 8.4538 | 8.3081 | 8.1648 | 0 | 0 | 0 | 0 | 0
F8_Industrial_Industrial - ID_Existing_Process_Natural Gas_Process - Heat Recovery_A_Achievable Economic TRC Potential | F8 | Industrial | Industrial - ID | Existing | Process | Natural Gas | Process - Heat Recovery | A | Incremental Summer Peak Savings (MW) | Achievable Economic TRC Potential | 0 | 0 | 0 | 0 | 0 | 0 | 0 | 0 | 0 | 0 | 0 | 0 | 0 | 0 | 0 | 0 | 0 | 0 | 0 | 0 | 0 | 0 | 0 | 0 | 0 | 0 | 0
F9_Industrial_Industrial - ID_Existing_Process_Natural Gas_Process - Heat Recovery_A_Achievable Economic TRC Potential | F9 | Industrial | Industrial - ID | Existing | Process | Natural Gas | Process - Heat Recovery | A | Incremental Winter Peak Savings (MW) | Achievable Economic TRC Potential | 0 | 0 | 0 | 0 | 0 | 0 | 0 | 0 | 0 | 0 | 0 | 0 | 0 | 0 | 0 | 0 | 0 | 0 | 0 | 0 | 0 | 0 | 0 | 0 | 0 | 0 | 0
F10_Industrial_Industrial - ID_Existing_Process_Natural Gas_Process - Heat Recovery_A_Achievable Economic TRC Potential | F10 | Industrial | Industrial - ID | Existing | Process | Natural Gas | Process - Heat Recovery | A | Cumulative Energy Savings (MWh or mTherms) | Achievable Economic TRC Potential | 0 | 0 | 11.3621 | 22.5282 | 33.5019 | 44.2863 | 54.8848 | 65.3006 | 75.5368 | 85.5965 | 95.4828 | 105.1986 | 114.7469 | 124.1306 | 133.3524 | 142.4153 | 151.322 | 160.075 | 168.6772 | 177.131 | 185.4391 | 193.6039 | 193.6039 | 193.6039 | 193.6039 | 193.6039 | 193.6039
F11_Industrial_Industrial - ID_Existing_Process_Natural Gas_Process - Heat Recovery_A_Achievable Economic TRC Potential | F11 | Industrial | Industrial - ID | Existing | Process | Natural Gas | Process - Heat Recovery | A | Cumulative Summer Peak Savings (MW) | Achievable Economic TRC Potential | 0 | 0 | 0 | 0 | 0 | 0 | 0 | 0 | 0 | 0 | 0 | 0 | 0 | 0 | 0 | 0 | 0 | 0 | 0 | 0 | 0 | 0 | 0 | 0 | 0 | 0 | 0
F12_Industrial_Industrial - ID_Existing_Process_Natural Gas_Process - Heat Recovery_A_Achievable Economic TRC Potential | F12 | Industrial | Industrial - ID | Existing | Process | Natural Gas | Process - Heat Recovery | A | Cumulative Winter Peak Savings (MW) | Achievable Economic TRC Potential | 0 | 0 | 0 | 0 | 0 | 0 | 0 | 0 | 0 | 0 | 0 | 0 | 0 | 0 | 0 | 0 | 0 | 0 | 0 | 0 | 0 | 0 | 0 | 0 | 0 | 0 | 0
F13_Industrial_Industrial - ID_Existing_Process_Natural Gas_Process - Heat Recovery_A_Achievable Economic TRC Potential | F13 | Industrial | Industrial - ID | Existing | Process | Natural Gas | Process - Heat Recovery | A | Purchases (Incremental) | Achievable Economic TRC Potential | 0 | 0 | 15854.1435 | 15580.7962 | 15312.1618 | 15048.159 | 14788.708 | 14533.7303 | 14283.1487 | 14036.8875 | 13794.8722 | 13557.0296 | 13323.2877 | 13093.5759 | 12867.8246 | 12645.9655 | 12427.9316 | 12213.6569 | 12003.0766 | 11796.127 | 11592.7455 | 11392.8706 | 0 | 0 | 0 | 0 | 0
F14_Industrial_Industrial - ID_Existing_Process_Natural Gas_Process - Heat Recovery_A_Achievable Economic TRC Potential | F14 | Industrial | Industrial - ID | Existing | Process | Natural Gas | Process - Heat Recovery | A | Purchases (Cumulative) | Achievable Economic TRC Potential | 0 | 0 | 15854.1435 | 31434.9398 | 46747.1016 | 61795.2606 | 76583.9686 | 91117.6989 | 105400.8476 | 119437.7351 | 133232.6073 | 146789.637 | 160112.9247 | 173206.5005 | 186074.3251 | 198720.2906 | 211148.2222 | 223361.8792 | 235364.9558 | 247161.0828 | 258753.8284 | 270146.699 | 270146.699 | 270146.699 | 270146.699 | 270146.699 | 270146.699
F1_Industrial_Industrial - ID_Existing_Space Heating_Natural Gas_Strategic Energy Management_A_Achievable Economic TRC Potential | F1 | Industrial | Industrial - ID | Existing | Space Heating | Natural Gas | Strategic Energy Management | A | Original Unit Energy Savings (kWh or therms) | Achievable Economic TRC Potential | 0 | 0 | 0.034001 | 0.033937 | 0.033868 | 0.033796 | 0.03372 | 0.033641 | 0.03356 | 0.033477 | 0.033393 | 0.033308 | 0.033222 | 0.033137 | 0.033051 | 0.032966 | 0.032881 | 0.032797 | 0.032715 | 0.032638 | 0.032567 | 0.032501 | 0.032441 | 0.032385 | 0.032335 | 0.032288 | 0.032245
F2_Industrial_Industrial - ID_Existing_Space Heating_Natural Gas_Strategic Energy Management_A_Achievable Economic TRC Potential | F2 | Industrial | Industrial - ID | Existing | Space Heating | Natural Gas | Strategic Energy Management | A | Original Unit Summer Peak Savings (kW) | Achievable Economic TRC Potential | 0 | 0 | 0 | 0 | 0 | 0 | 0 | 0 | 0 | 0 | 0 | 0 | 0 | 0 | 0 | 0 | 0 | 0 | 0 | 0 | 0 | 0 | 0 | 0 | 0 | 0 | 0
F3_Industrial_Industrial - ID_Existing_Space Heating_Natural Gas_Strategic Energy Management_A_Achievable Economic TRC Potential | F3 | Industrial | Industrial - ID | Existing | Space Heating | Natural Gas | Strategic Energy Management | A | Original Unit Winter Peak Savings (kW) | Achievable Economic TRC Potential | 0 | 0 | 0 | 0 | 0 | 0 | 0 | 0 | 0 | 0 | 0 | 0 | 0 | 0 | 0 | 0 | 0 | 0 | 0 | 0 | 0 | 0 | 0 | 0 | 0 | 0 | 0
F4_Industrial_Industrial - ID_Existing_Space Heating_Natural Gas_Strategic Energy Management_A_Achievable Economic TRC Potential | F4 | Industrial | Industrial - ID | Existing | Space Heating | Natural Gas | Strategic Energy Management | A | Standalone Impact on Baseline Energy (%) | Achievable Economic TRC Potential | 0 | 0 | 0 | 0 | 0 | 0 | 0 | 0 | 0 | 0 | 0 | 0 | 0 | 0 | 0 | 0 | 0 | 0 | 0 | 0 | 0 | 0 | 0 | 0 | 0 | 0 | 0
F5_Industrial_Industrial - ID_Existing_Space Heating_Natural Gas_Strategic Energy Management_A_Achievable Economic TRC Potential | F5 | Industrial | Industrial - ID | Existing | Space Heating | Natural Gas | Strategic Energy Management | A | Standalone Impact on Baseline Summer Peak (%) | Achievable Economic TRC Potential | 0 | 0 | 0 | 0 | 0 | 0 | 0 | 0 | 0 | 0 | 0 | 0 | 0 | 0 | 0 | 0 | 0 | 0 | 0 | 0 | 0 | 0 | 0 | 0 | 0 | 0 | 0
F6_Industrial_Industrial - ID_Existing_Space Heating_Natural Gas_Strategic Energy Management_A_Achievable Economic TRC Potential | F6 | Industrial | Industrial - ID | Existing | Space Heating | Natural Gas | Strategic Energy Management | A | Standalone Impact on Baseline Winter Peak (%) | Achievable Economic TRC Potential | 0 | 0 | 0 | 0 | 0 | 0 | 0 | 0 | 0 | 0 | 0 | 0 | 0 | 0 | 0 | 0 | 0 | 0 | 0 | 0 | 0 | 0 | 0 | 0 | 0 | 0 | 0
F7_Industrial_Industrial - ID_Existing_Space Heating_Natural Gas_Strategic Energy Management_A_Achievable Economic TRC Potential | F7 | Industrial | Industrial - ID | Existing | Space Heating | Natural Gas | Strategic Energy Management | A | Incremental Energy Savings (MWh or mTherms) | Achievable Economic TRC Potential | 0 | 0 | 0 | 0 | 0 | 0 | 0 | 0 | 0 | 0 | 0 | 0 | 0 | 0 | 0 | 0 | 0 | 0 | 0 | 0 | 0 | 0 | 0 | 0 | 0 | 0 | 0
F8_Industrial_Industrial - ID_Existing_Space Heating_Natural Gas_Strategic Energy Management_A_Achievable Economic TRC Potential | F8 | Industrial | Industrial - ID | Existing | Space Heating | Natural Gas | Strategic Energy Management | A | Incremental Summer Peak Savings (MW) | Achievable Economic TRC Potential | 0 | 0 | 0 | 0 | 0 | 0 | 0 | 0 | 0 | 0 | 0 | 0 | 0 | 0 | 0 | 0 | 0 | 0 | 0 | 0 | 0 | 0 | 0 | 0 | 0 | 0 | 0
F9_Industrial_Industrial - ID_Existing_Space Heating_Natural Gas_Strategic Energy Management_A_Achievable Economic TRC Potential | F9 | Industrial | Industrial - ID | Existing | Space Heating | Natural Gas | Strategic Energy Management | A | Incremental Winter Peak Savings (MW) | Achievable Economic TRC Potential | 0 | 0 | 0 | 0 | 0 | 0 | 0 | 0 | 0 | 0 | 0 | 0 | 0 | 0 | 0 | 0 | 0 | 0 | 0 | 0 | 0 | 0 | 0 | 0 | 0 | 0 | 0
F10_Industrial_Industrial - ID_Existing_Space Heating_Natural Gas_Strategic Energy Management_A_Achievable Economic TRC Potential | F10 | Industrial | Industrial - ID | Existing | Space Heating | Natural Gas | Strategic Energy Management | A | Cumulative Energy Savings (MWh or mTherms) | Achievable Economic TRC Potential | 0 | 0 | 0 | 0 | 0 | 0 | 0 | 0 | 0 | 0 | 0 | 0 | 0 | 0 | 0 | 0 | 0 | 0 | 0 | 0 | 0 | 0 | 0 | 0 | 0 | 0 | 0
F11_Industrial_Industrial - ID_Existing_Space Heating_Natural Gas_Strategic Energy Management_A_Achievable Economic TRC Potential | F11 | Industrial | Industrial - ID | Existing | Space Heating | Natural Gas | Strategic Energy Management | A | Cumulative Summer Peak Savings (MW) | Achievable Economic TRC Potential | 0 | 0 | 0 | 0 | 0 | 0 | 0 | 0 | 0 | 0 | 0 | 0 | 0 | 0 | 0 | 0 | 0 | 0 | 0 | 0 | 0 | 0 | 0 | 0 | 0 | 0 | 0
F12_Industrial_Industrial - ID_Existing_Space Heating_Natural Gas_Strategic Energy Management_A_Achievable Economic TRC Potential | F12 | Industrial | Industrial - ID | Existing | Space Heating | Natural Gas | Strategic Energy Management | A | Cumulative Winter Peak Savings (MW) | Achievable Economic TRC Potential | 0 | 0 | 0 | 0 | 0 | 0 | 0 | 0 | 0 | 0 | 0 | 0 | 0 | 0 | 0 | 0 | 0 | 0 | 0 | 0 | 0 | 0 | 0 | 0 | 0 | 0 | 0
F13_Industrial_Industrial - ID_Existing_Space Heating_Natural Gas_Strategic Energy Management_A_Achievable Economic TRC Potential | F13 | Industrial | Industrial - ID | Existing | Space Heating | Natural Gas | Strategic Energy Management | A | Purchases (Incremental) | Achievable Economic TRC Potential | 0 | 0 | 0 | 0 | 0 | 0 | 0 | 0 | 0 | 0 | 0 | 0 | 0 | 0 | 0 | 0 | 0 | 0 | 0 | 0 | 0 | 0 | 0 | 0 | 0 | 0 | 0
F14_Industrial_Industrial - ID_Existing_Space Heating_Natural Gas_Strategic Energy Management_A_Achievable Economic TRC Potential | F14 | Industrial | Industrial - ID | Existing | Space Heating | Natural Gas | Strategic Energy Management | A | Purchases (Cumulative) | Achievable Economic TRC Potential | 0 | 0 | 0 | 0 | 0 | 0 | 0 | 0 | 0 | 0 | 0 | 0 | 0 | 0 | 0 | 0 | 0 | 0 | 0 | 0 | 0 | 0 | 0 | 0 | 0 | 0 | 0
F1_Industrial_Industrial - ID_Existing_Process_Natural Gas_Strategic Energy Management_A_Achievable Economic TRC Potential | F1 | Industrial | Industrial - ID | Existing | Process | Natural Gas | Strategic Energy Management | A | Original Unit Energy Savings (kWh or therms) | Achievable Economic TRC Potential | 0 | 0 | 0.11673 | 0.11673 | 0.11673 | 0.11673 | 0.11673 | 0.11673 | 0.11673 | 0.11673 | 0.11673 | 0.11673 | 0.11673 | 0.11673 | 0.11673 | 0.11673 | 0.11673 | 0.11673 | 0.11673 | 0.11673 | 0.11673 | 0.11673 | 0.11673 | 0.11673 | 0.11673 | 0.11673 | 0.11673
F2_Industrial_Industrial - ID_Existing_Process_Natural Gas_Strategic Energy Management_A_Achievable Economic TRC Potential | F2 | Industrial | Industrial - ID | Existing | Process | Natural Gas | Strategic Energy Management | A | Original Unit Summer Peak Savings (kW) | Achievable Economic TRC Potential | 0 | 0 | 0 | 0 | 0 | 0 | 0 | 0 | 0 | 0 | 0 | 0 | 0 | 0 | 0 | 0 | 0 | 0 | 0 | 0 | 0 | 0 | 0 | 0 | 0 | 0 | 0
F3_Industrial_Industrial - ID_Existing_Process_Natural Gas_Strategic Energy Management_A_Achievable Economic TRC Potential | F3 | Industrial | Industrial - ID | Existing | Process | Natural Gas | Strategic Energy Management | A | Original Unit Winter Peak Savings (kW) | Achievable Economic TRC Potential | 0 | 0 | 0 | 0 | 0 | 0 | 0 | 0 | 0 | 0 | 0 | 0 | 0 | 0 | 0 | 0 | 0 | 0 | 0 | 0 | 0 | 0 | 0 | 0 | 0 | 0 | 0
F4_Industrial_Industrial - ID_Existing_Process_Natural Gas_Strategic Energy Management_A_Achievable Economic TRC Potential | F4 | Industrial | Industrial - ID | Existing | Process | Natural Gas | Strategic Energy Management | A | Standalone Impact on Baseline Energy (%) | Achievable Economic TRC Potential | 0 | 0 | 0 | 0 | 0 | 0 | 0 | 0 | 0 | 0 | 0 | 0 | 0 | 0 | 0 | 0 | 0 | 0 | 0 | 0 | 0 | 0 | 0 | 0 | 0 | 0 | 0
F5_Industrial_Industrial - ID_Existing_Process_Natural Gas_Strategic Energy Management_A_Achievable Economic TRC Potential | F5 | Industrial | Industrial - ID | Existing | Process | Natural Gas | Strategic Energy Management | A | Standalone Impact on Baseline Summer Peak (%) | Achievable Economic TRC Potential | 0 | 0 | 0 | 0 | 0 | 0 | 0 | 0 | 0 | 0 | 0 | 0 | 0 | 0 | 0 | 0 | 0 | 0 | 0 | 0 | 0 | 0 | 0 | 0 | 0 | 0 | 0
F6_Industrial_Industrial - ID_Existing_Process_Natural Gas_Strategic Energy Management_A_Achievable Economic TRC Potential | F6 | Industrial | Industrial - ID | Existing | Process | Natural Gas | Strategic Energy Management | A | Standalone Impact on Baseline Winter Peak (%) | Achievable Economic TRC Potential | 0 | 0 | 0 | 0 | 0 | 0 | 0 | 0 | 0 | 0 | 0 | 0 | 0 | 0 | 0 | 0 | 0 | 0 | 0 | 0 | 0 | 0 | 0 | 0 | 0 | 0 | 0
F7_Industrial_Industrial - ID_Existing_Process_Natural Gas_Strategic Energy Management_A_Achievable Economic TRC Potential | F7 | Industrial | Industrial - ID | Existing | Process | Natural Gas | Strategic Energy Management | A | Incremental Energy Savings (MWh or mTherms) | Achievable Economic TRC Potential | 0 | 0 | 0 | 0 | 0 | 0 | 0 | 0 | 0 | 0 | 0 | 0 | 0 | 0 | 0 | 0 | 0 | 0 | 0 | 0 | 0 | 0 | 0 | 0 | 0 | 0 | 0
F8_Industrial_Industrial - ID_Existing_Process_Natural Gas_Strategic Energy Management_A_Achievable Economic TRC Potential | F8 | Industrial | Industrial - ID | Existing | Process | Natural Gas | Strategic Energy Management | A | Incremental Summer Peak Savings (MW) | Achievable Economic TRC Potential | 0 | 0 | 0 | 0 | 0 | 0 | 0 | 0 | 0 | 0 | 0 | 0 | 0 | 0 | 0 | 0 | 0 | 0 | 0 | 0 | 0 | 0 | 0 | 0 | 0 | 0 | 0
F9_Industrial_Industrial - ID_Existing_Process_Natural Gas_Strategic Energy Management_A_Achievable Economic TRC Potential | F9 | Industrial | Industrial - ID | Existing | Process | Natural Gas | Strategic Energy Management | A | Incremental Winter Peak Savings (MW) | Achievable Economic TRC Potential | 0 | 0 | 0 | 0 | 0 | 0 | 0 | 0 | 0 | 0 | 0 | 0 | 0 | 0 | 0 | 0 | 0 | 0 | 0 | 0 | 0 | 0 | 0 | 0 | 0 | 0 | 0
F10_Industrial_Industrial - ID_Existing_Process_Natural Gas_Strategic Energy Management_A_Achievable Economic TRC Potential | F10 | Industrial | Industrial - ID | Existing | Process | Natural Gas | Strategic Energy Management | A | Cumulative Energy Savings (MWh or mTherms) | Achievable Economic TRC Potential | 0 | 0 | 0 | 0 | 0 | 0 | 0 | 0 | 0 | 0 | 0 | 0 | 0 | 0 | 0 | 0 | 0 | 0 | 0 | 0 | 0 | 0 | 0 | 0 | 0 | 0 | 0
F11_Industrial_Industrial - ID_Existing_Process_Natural Gas_Strategic Energy Management_A_Achievable Economic TRC Potential | F11 | Industrial | Industrial - ID | Existing | Process | Natural Gas | Strategic Energy Management | A | Cumulative Summer Peak Savings (MW) | Achievable Economic TRC Potential | 0 | 0 | 0 | 0 | 0 | 0 | 0 | 0 | 0 | 0 | 0 | 0 | 0 | 0 | 0 | 0 | 0 | 0 | 0 | 0 | 0 | 0 | 0 | 0 | 0 | 0 | 0
F12_Industrial_Industrial - ID_Existing_Process_Natural Gas_Strategic Energy Management_A_Achievable Economic TRC Potential | F12 | Industrial | Industrial - ID | Existing | Process | Natural Gas | Strategic Energy Management | A | Cumulative Winter Peak Savings (MW) | Achievable Economic TRC Potential | 0 | 0 | 0 | 0 | 0 | 0 | 0 | 0 | 0 | 0 | 0 | 0 | 0 | 0 | 0 | 0 | 0 | 0 | 0 | 0 | 0 | 0 | 0 | 0 | 0 | 0 | 0
F13_Industrial_Industrial - ID_Existing_Process_Natural Gas_Strategic Energy Management_A_Achievable Economic TRC Potential | F13 | Industrial | Industrial - ID | Existing | Process | Natural Gas | Strategic Energy Management | A | Purchases (Incremental) | Achievable Economic TRC Potential | 0 | 0 | 0 | 0 | 0 | 0 | 0 | 0 | 0 | 0 | 0 | 0 | 0 | 0 | 0 | 0 | 0 | 0 | 0 | 0 | 0 | 0 | 0 | 0 | 0 | 0 | 0
F14_Industrial_Industrial - ID_Existing_Process_Natural Gas_Strategic Energy Management_A_Achievable Economic TRC Potential | F14 | Industrial | Industrial - ID | Existing | Process | Natural Gas | Strategic Energy Management | A | Purchases (Cumulative) | Achievable Economic TRC Potential | 0 | 0 | 0 | 0 | 0 | 0 | 0 | 0 | 0 | 0 | 0 | 0 | 0 | 0 | 0 | 0 | 0 | 0 | 0 | 0 | 0 | 0 | 0 | 0 | 0 | 0 | 0
F1_Industrial_Industrial - ID_Existing_Miscellaneous_Natural Gas_Strategic Energy Management_A_Achievable Economic TRC Potential | F1 | Industrial | Industrial - ID | Existing | Miscellaneous | Natural Gas | Strategic Energy Management | A | Original Unit Energy Savings (kWh or therms) | Achievable Economic TRC Potential | 0 | 0 | 0.025488 | 0.025488 | 0.025488 | 0.025488 | 0.025488 | 0.025488 | 0.025488 | 0.025488 | 0.025488 | 0.025488 | 0.025488 | 0.025488 | 0.025488 | 0.025488 | 0.025488 | 0.025488 | 0.025488 | 0.025488 | 0.025488 | 0.025488 | 0.025488 | 0.025488 | 0.025488 | 0.025488 | 0.025488
F2_Industrial_Industrial - ID_Existing_Miscellaneous_Natural Gas_Strategic Energy Management_A_Achievable Economic TRC Potential | F2 | Industrial | Industrial - ID | Existing | Miscellaneous | Natural Gas | Strategic Energy Management | A | Original Unit Summer Peak Savings (kW) | Achievable Economic TRC Potential | 0 | 0 | 0 | 0 | 0 | 0 | 0 | 0 | 0 | 0 | 0 | 0 | 0 | 0 | 0 | 0 | 0 | 0 | 0 | 0 | 0 | 0 | 0 | 0 | 0 | 0 | 0
F3_Industrial_Industrial - ID_Existing_Miscellaneous_Natural Gas_Strategic Energy Management_A_Achievable Economic TRC Potential | F3 | Industrial | Industrial - ID | Existing | Miscellaneous | Natural Gas | Strategic Energy Management | A | Original Unit Winter Peak Savings (kW) | Achievable Economic TRC Potential | 0 | 0 | 0 | 0 | 0 | 0 | 0 | 0 | 0 | 0 | 0 | 0 | 0 | 0 | 0 | 0 | 0 | 0 | 0 | 0 | 0 | 0 | 0 | 0 | 0 | 0 | 0
F4_Industrial_Industrial - ID_Existing_Miscellaneous_Natural Gas_Strategic Energy Management_A_Achievable Economic TRC Potential | F4 | Industrial | Industrial - ID | Existing | Miscellaneous | Natural Gas | Strategic Energy Management | A | Standalone Impact on Baseline Energy (%) | Achievable Economic TRC Potential | 0 | 0 | 0 | 0 | 0 | 0 | 0 | 0 | 0 | 0 | 0 | 0 | 0 | 0 | 0 | 0 | 0 | 0 | 0 | 0 | 0 | 0 | 0 | 0 | 0 | 0 | 0
F5_Industrial_Industrial - ID_Existing_Miscellaneous_Natural Gas_Strategic Energy Management_A_Achievable Economic TRC Potential | F5 | Industrial | Industrial - ID | Existing | Miscellaneous | Natural Gas | Strategic Energy Management | A | Standalone Impact on Baseline Summer Peak (%) | Achievable Economic TRC Potential | 0 | 0 | 0 | 0 | 0 | 0 | 0 | 0 | 0 | 0 | 0 | 0 | 0 | 0 | 0 | 0 | 0 | 0 | 0 | 0 | 0 | 0 | 0 | 0 | 0 | 0 | 0
F6_Industrial_Industrial - ID_Existing_Miscellaneous_Natural Gas_Strategic Energy Management_A_Achievable Economic TRC Potential | F6 | Industrial | Industrial - ID | Existing | Miscellaneous | Natural Gas | Strategic Energy Management | A | Standalone Impact on Baseline Winter Peak (%) | Achievable Economic TRC Potential | 0 | 0 | 0 | 0 | 0 | 0 | 0 | 0 | 0 | 0 | 0 | 0 | 0 | 0 | 0 | 0 | 0 | 0 | 0 | 0 | 0 | 0 | 0 | 0 | 0 | 0 | 0
F7_Industrial_Industrial - ID_Existing_Miscellaneous_Natural Gas_Strategic Energy Management_A_Achievable Economic TRC Potential | F7 | Industrial | Industrial - ID | Existing | Miscellaneous | Natural Gas | Strategic Energy Management | A | Incremental Energy Savings (MWh or mTherms) | Achievable Economic TRC Potential | 0 | 0 | 0 | 0 | 0 | 0 | 0 | 0 | 0 | 0 | 0 | 0 | 0 | 0 | 0 | 0 | 0 | 0 | 0 | 0 | 0 | 0 | 0 | 0 | 0 | 0 | 0
F8_Industrial_Industrial - ID_Existing_Miscellaneous_Natural Gas_Strategic Energy Management_A_Achievable Economic TRC Potential | F8 | Industrial | Industrial - ID | Existing | Miscellaneous | Natural Gas | Strategic Energy Management | A | Incremental Summer Peak Savings (MW) | Achievable Economic TRC Potential | 0 | 0 | 0 | 0 | 0 | 0 | 0 | 0 | 0 | 0 | 0 | 0 | 0 | 0 | 0 | 0 | 0 | 0 | 0 | 0 | 0 | 0 | 0 | 0 | 0 | 0 | 0
F9_Industrial_Industrial - ID_Existing_Miscellaneous_Natural Gas_Strategic Energy Management_A_Achievable Economic TRC Potential | F9 | Industrial | Industrial - ID | Existing | Miscellaneous | Natural Gas | Strategic Energy Management | A | Incremental Winter Peak Savings (MW) | Achievable Economic TRC Potential | 0 | 0 | 0 | 0 | 0 | 0 | 0 | 0 | 0 | 0 | 0 | 0 | 0 | 0 | 0 | 0 | 0 | 0 | 0 | 0 | 0 | 0 | 0 | 0 | 0 | 0 | 0
F10_Industrial_Industrial - ID_Existing_Miscellaneous_Natural Gas_Strategic Energy Management_A_Achievable Economic TRC Potential | F10 | Industrial | Industrial - ID | Existing | Miscellaneous | Natural Gas | Strategic Energy Management | A | Cumulative Energy Savings (MWh or mTherms) | Achievable Economic TRC Potential | 0 | 0 | 0 | 0 | 0 | 0 | 0 | 0 | 0 | 0 | 0 | 0 | 0 | 0 | 0 | 0 | 0 | 0 | 0 | 0 | 0 | 0 | 0 | 0 | 0 | 0 | 0
F11_Industrial_Industrial - ID_Existing_Miscellaneous_Natural Gas_Strategic Energy Management_A_Achievable Economic TRC Potential | F11 | Industrial | Industrial - ID | Existing | Miscellaneous | Natural Gas | Strategic Energy Management | A | Cumulative Summer Peak Savings (MW) | Achievable Economic TRC Potential | 0 | 0 | 0 | 0 | 0 | 0 | 0 | 0 | 0 | 0 | 0 | 0 | 0 | 0 | 0 | 0 | 0 | 0 | 0 | 0 | 0 | 0 | 0 | 0 | 0 | 0 | 0
F12_Industrial_Industrial - ID_Existing_Miscellaneous_Natural Gas_Strategic Energy Management_A_Achievable Economic TRC Potential | F12 | Industrial | Industrial - ID | Existing | Miscellaneous | Natural Gas | Strategic Energy Management | A | Cumulative Winter Peak Savings (MW) | Achievable Economic TRC Potential | 0 | 0 | 0 | 0 | 0 | 0 | 0 | 0 | 0 | 0 | 0 | 0 | 0 | 0 | 0 | 0 | 0 | 0 | 0 | 0 | 0 | 0 | 0 | 0 | 0 | 0 | 0
F13_Industrial_Industrial - ID_Existing_Miscellaneous_Natural Gas_Strategic Energy Management_A_Achievable Economic TRC Potential | F13 | Industrial | Industrial - ID | Existing | Miscellaneous | Natural Gas | Strategic Energy Management | A | Purchases (Incremental) | Achievable Economic TRC Potential | 0 | 0 | 0 | 0 | 0 | 0 | 0 | 0 | 0 | 0 | 0 | 0 | 0 | 0 | 0 | 0 | 0 | 0 | 0 | 0 | 0 | 0 | 0 | 0 | 0 | 0 | 0
F14_Industrial_Industrial - ID_Existing_Miscellaneous_Natural Gas_Strategic Energy Management_A_Achievable Economic TRC Potential | F14 | Industrial | Industrial - ID | Existing | Miscellaneous | Natural Gas | Strategic Energy Management | A | Purchases (Cumulative) | Achievable Economic TRC Potential | 0 | 0 | 0 | 0 | 0 | 0 | 0 | 0 | 0 | 0 | 0 | 0 | 0 | 0 | 0 | 0 | 0 | 0 | 0 | 0 | 0 | 0 | 0 | 0 | 0 | 0 | 0
F1_Industrial_Industrial - ID_Existing_Space Heating_Natural Gas_Retrocommissioning_A_Achievable Economic TRC Potential | F1 | Industrial | Industrial - ID | Existing | Space Heating | Natural Gas | Retrocommissioning | A | Original Unit Energy Savings (kWh or therms) | Achievable Economic TRC Potential | 0 | 0 | 0.04175 | 0.041671 | 0.041587 | 0.041498 | 0.041405 | 0.041308 | 0.041208 | 0.041107 | 0.041004 | 0.040899 | 0.040794 | 0.040689 | 0.040583 | 0.040479 | 0.040375 | 0.040272 | 0.040171 | 0.040077 | 0.039989 | 0.039908 | 0.039834 | 0.039766 | 0.039704 | 0.039646 | 0.039593
F2_Industrial_Industrial - ID_Existing_Space Heating_Natural Gas_Retrocommissioning_A_Achievable Economic TRC Potential | F2 | Industrial | Industrial - ID | Existing | Space Heating | Natural Gas | Retrocommissioning | A | Original Unit Summer Peak Savings (kW) | Achievable Economic TRC Potential | 0 | 0 | 0 | 0 | 0 | 0 | 0 | 0 | 0 | 0 | 0 | 0 | 0 | 0 | 0 | 0 | 0 | 0 | 0 | 0 | 0 | 0 | 0 | 0 | 0 | 0 | 0
F3_Industrial_Industrial - ID_Existing_Space Heating_Natural Gas_Retrocommissioning_A_Achievable Economic TRC Potential | F3 | Industrial | Industrial - ID | Existing | Space Heating | Natural Gas | Retrocommissioning | A | Original Unit Winter Peak Savings (kW) | Achievable Economic TRC Potential | 0 | 0 | 0 | 0 | 0 | 0 | 0 | 0 | 0 | 0 | 0 | 0 | 0 | 0 | 0 | 0 | 0 | 0 | 0 | 0 | 0 | 0 | 0 | 0 | 0 | 0 | 0
F4_Industrial_Industrial - ID_Existing_Space Heating_Natural Gas_Retrocommissioning_A_Achievable Economic TRC Potential | F4 | Industrial | Industrial - ID | Existing | Space Heating | Natural Gas | Retrocommissioning | A | Standalone Impact on Baseline Energy (%) | Achievable Economic TRC Potential | 0 | 0 | 0.0004386 | 0.00098483 | 0.0016611 | 0.0019932 | 0.0023333 | 0.0027001 | 0.0030606 | 0.0033383 | 0.0033994 | 0.0034591 | 0.0035198 | 0.0035815 | 0.0036443 | 0.0037083 | 0.0037733 | 0.0038395 | 0.0039069 | 0.0039754 | 0.0040452 | 0.0041162 | 0.0041884 | 0.0042618 | 0.0043366 | 0.0044127 | 0.0044901
F5_Industrial_Industrial - ID_Existing_Space Heating_Natural Gas_Retrocommissioning_A_Achievable Economic TRC Potential | F5 | Industrial | Industrial - ID | Existing | Space Heating | Natural Gas | Retrocommissioning | A | Standalone Impact on Baseline Summer Peak (%) | Achievable Economic TRC Potential | 0 | 0 | 0 | 0 | 0 | 0 | 0 | 0 | 0 | 0 | 0 | 0 | 0 | 0 | 0 | 0 | 0 | 0 | 0 | 0 | 0 | 0 | 0 | 0 | 0 | 0 | 0
F6_Industrial_Industrial - ID_Existing_Space Heating_Natural Gas_Retrocommissioning_A_Achievable Economic TRC Potential | F6 | Industrial | Industrial - ID | Existing | Space Heating | Natural Gas | Retrocommissioning | A | Standalone Impact on Baseline Winter Peak (%) | Achievable Economic TRC Potential | 0 | 0 | 0 | 0 | 0 | 0 | 0 | 0 | 0 | 0 | 0 | 0 | 0 | 0 | 0 | 0 | 0 | 0 | 0 | 0 | 0 | 0 | 0 | 0 | 0 | 0 | 0
F7_Industrial_Industrial - ID_Existing_Space Heating_Natural Gas_Retrocommissioning_A_Achievable Economic TRC Potential | F7 | Industrial | Industrial - ID | Existing | Space Heating | Natural Gas | Retrocommissioning | A | Incremental Energy Savings (MWh or mTherms) | Achievable Economic TRC Potential | 0 | 0 | 0.063249 | 0.076177 | 0.091426 | 0.04121 | 0.040715 | 0.04262 | 0.040156 | 0.028152 | 0.00031995 | 0 | 0 | 0 | 0 | 0 | 0 | 0 | 0 | 0 | 0 | 0 | 0 | 0 | 0 | 0 | 0
F8_Industrial_Industrial - ID_Existing_Space Heating_Natural Gas_Retrocommissioning_A_Achievable Economic TRC Potential | F8 | Industrial | Industrial - ID | Existing | Space Heating | Natural Gas | Retrocommissioning | A | Incremental Summer Peak Savings (MW) | Achievable Economic TRC Potential | 0 | 0 | 0 | 0 | 0 | 0 | 0 | 0 | 0 | 0 | 0 | 0 | 0 | 0 | 0 | 0 | 0 | 0 | 0 | 0 | 0 | 0 | 0 | 0 | 0 | 0 | 0
F9_Industrial_Industrial - ID_Existing_Space Heating_Natural Gas_Retrocommissioning_A_Achievable Economic TRC Potential | F9 | Industrial | Industrial - ID | Existing | Space Heating | Natural Gas | Retrocommissioning | A | Incremental Winter Peak Savings (MW) | Achievable Economic TRC Potential | 0 | 0 | 0 | 0 | 0 | 0 | 0 | 0 | 0 | 0 | 0 | 0 | 0 | 0 | 0 | 0 | 0 | 0 | 0 | 0 | 0 | 0 | 0 | 0 | 0 | 0 | 0
F10_Industrial_Industrial - ID_Existing_Space Heating_Natural Gas_Retrocommissioning_A_Achievable Economic TRC Potential | F10 | Industrial | Industrial - ID | Existing | Space Heating | Natural Gas | Retrocommissioning | A | Cumulative Energy Savings (MWh or mTherms) | Achievable Economic TRC Potential | 0 | 0 | 0.063249 | 0.13931 | 0.23045 | 0.27117 | 0.31127 | 0.35317 | 0.39247 | 0.41966 | 0.41892 | 0.41785 | 0.41678 | 0.4157 | 0.41463 | 0.41356 | 0.4125 | 0.41145 | 0.41041 | 0.40945 | 0.40856 | 0.40773 | 0.40698 | 0.40628 | 0.40564 | 0.40506 | 0.40451
F11_Industrial_Industrial - ID_Existing_Space Heating_Natural Gas_Retrocommissioning_A_Achievable Economic TRC Potential | F11 | Industrial | Industrial - ID | Existing | Space Heating | Natural Gas | Retrocommissioning | A | Cumulative Summer Peak Savings (MW) | Achievable Economic TRC Potential | 0 | 0 | 0 | 0 | 0 | 0 | 0 | 0 | 0 | 0 | 0 | 0 | 0 | 0 | 0 | 0 | 0 | 0 | 0 | 0 | 0 | 0 | 0 | 0 | 0 | 0 | 0
F12_Industrial_Industrial - ID_Existing_Space Heating_Natural Gas_Retrocommissioning_A_Achievable Economic TRC Potential | F12 | Industrial | Industrial - ID | Existing | Space Heating | Natural Gas | Retrocommissioning | A | Cumulative Winter Peak Savings (MW) | Achievable Economic TRC Potential | 0 | 0 | 0 | 0 | 0 | 0 | 0 | 0 | 0 | 0 | 0 | 0 | 0 | 0 | 0 | 0 | 0 | 0 | 0 | 0 | 0 | 0 | 0 | 0 | 0 | 0 | 0
F13_Industrial_Industrial - ID_Existing_Space Heating_Natural Gas_Retrocommissioning_A_Achievable Economic TRC Potential | F13 | Industrial | Industrial - ID | Existing | Space Heating | Natural Gas | Retrocommissioning | A | Purchases (Incremental) | Achievable Economic TRC Potential | 0 | 0 | 1514.9515 | 1828.0478 | 2198.4267 | 993.075 | 983.3512 | 1031.7667 | 974.4497 | 684.8585 | 7.8029 | 0 | 0 | 0 | 0 | 0 | 0 | 0 | 0 | 0 | 0 | 0 | 0 | 0 | 0 | 0 | 0
F14_Industrial_Industrial - ID_Existing_Space Heating_Natural Gas_Retrocommissioning_A_Achievable Economic TRC Potential | F14 | Industrial | Industrial - ID | Existing | Space Heating | Natural Gas | Retrocommissioning | A | Purchases (Cumulative) | Achievable Economic TRC Potential | 0 | 0 | 1514.9515 | 3342.9993 | 5541.426 | 6534.501 | 7517.8522 | 8549.6189 | 9524.0686 | 10208.9271 | 10216.73 | 10216.73 | 10216.73 | 10216.73 | 10216.73 | 10216.73 | 10216.73 | 10216.73 | 10216.73 | 10216.73 | 10216.73 | 10216.73 | 10216.73 | 10216.73 | 10216.73 | 10216.73 | 10216.73
F1_Industrial_Industrial - ID_Existing_Process_Natural Gas_Retrocommissioning_A_Achievable Economic TRC Potential | F1 | Industrial | Industrial - ID | Existing | Process | Natural Gas | Retrocommissioning | A | Original Unit Energy Savings (kWh or therms) | Achievable Economic TRC Potential | 0 | 0 | 0 | 0 | 0 | 0 | 0 | 0 | 0 | 0 | 0 | 0 | 0 | 0 | 0 | 0 | 0 | 0 | 0 | 0 | 0 | 0 | 0 | 0 | 0 | 0 | 0
F2_Industrial_Industrial - ID_Existing_Process_Natural Gas_Retrocommissioning_A_Achievable Economic TRC Potential | F2 | Industrial | Industrial - ID | Existing | Process | Natural Gas | Retrocommissioning | A | Original Unit Summer Peak Savings (kW) | Achievable Economic TRC Potential | 0 | 0 | 0 | 0 | 0 | 0 | 0 | 0 | 0 | 0 | 0 | 0 | 0 | 0 | 0 | 0 | 0 | 0 | 0 | 0 | 0 | 0 | 0 | 0 | 0 | 0 | 0
F3_Industrial_Industrial - ID_Existing_Process_Natural Gas_Retrocommissioning_A_Achievable Economic TRC Potential | F3 | Industrial | Industrial - ID | Existing | Process | Natural Gas | Retrocommissioning | A | Original Unit Winter Peak Savings (kW) | Achievable Economic TRC Potential | 0 | 0 | 0 | 0 | 0 | 0 | 0 | 0 | 0 | 0 | 0 | 0 | 0 | 0 | 0 | 0 | 0 | 0 | 0 | 0 | 0 | 0 | 0 | 0 | 0 | 0 | 0
F4_Industrial_Industrial - ID_Existing_Process_Natural Gas_Retrocommissioning_A_Achievable Economic TRC Potential | F4 | Industrial | Industrial - ID | Existing | Process | Natural Gas | Retrocommissioning | A | Standalone Impact on Baseline Energy (%) | Achievable Economic TRC Potential | 0 | 0 | 0 | 0 | 0 | 0 | 0 | 0 | 0 | 0 | 0 | 0 | 0 | 0 | 0 | 0 | 0 | 0 | 0 | 0 | 0 | 0 | 0 | 0 | 0 | 0 | 0
F5_Industrial_Industrial - ID_Existing_Process_Natural Gas_Retrocommissioning_A_Achievable Economic TRC Potential | F5 | Industrial | Industrial - ID | Existing | Process | Natural Gas | Retrocommissioning | A | Standalone Impact on Baseline Summer Peak (%) | Achievable Economic TRC Potential | 0 | 0 | 0 | 0 | 0 | 0 | 0 | 0 | 0 | 0 | 0 | 0 | 0 | 0 | 0 | 0 | 0 | 0 | 0 | 0 | 0 | 0 | 0 | 0 | 0 | 0 | 0
F6_Industrial_Industrial - ID_Existing_Process_Natural Gas_Retrocommissioning_A_Achievable Economic TRC Potential | F6 | Industrial | Industrial - ID | Existing | Process | Natural Gas | Retrocommissioning | A | Standalone Impact on Baseline Winter Peak (%) | Achievable Economic TRC Potential | 0 | 0 | 0 | 0 | 0 | 0 | 0 | 0 | 0 | 0 | 0 | 0 | 0 | 0 | 0 | 0 | 0 | 0 | 0 | 0 | 0 | 0 | 0 | 0 | 0 | 0 | 0
F7_Industrial_Industrial - ID_Existing_Process_Natural Gas_Retrocommissioning_A_Achievable Economic TRC Potential | F7 | Industrial | Industrial - ID | Existing | Process | Natural Gas | Retrocommissioning | A | Incremental Energy Savings (MWh or mTherms) | Achievable Economic TRC Potential | 0 | 0 | 0 | 0 | 0 | 0 | 0 | 0 | 0 | 0 | 0 | 0 | 0 | 0 | 0 | 0 | 0 | 0 | 0 | 0 | 0 | 0 | 0 | 0 | 0 | 0 | 0
F8_Industrial_Industrial - ID_Existing_Process_Natural Gas_Retrocommissioning_A_Achievable Economic TRC Potential | F8 | Industrial | Industrial - ID | Existing | Process | Natural Gas | Retrocommissioning | A | Incremental Summer Peak Savings (MW) | Achievable Economic TRC Potential | 0 | 0 | 0 | 0 | 0 | 0 | 0 | 0 | 0 | 0 | 0 | 0 | 0 | 0 | 0 | 0 | 0 | 0 | 0 | 0 | 0 | 0 | 0 | 0 | 0 | 0 | 0
F9_Industrial_Industrial - ID_Existing_Process_Natural Gas_Retrocommissioning_A_Achievable Economic TRC Potential | F9 | Industrial | Industrial - ID | Existing | Process | Natural Gas | Retrocommissioning | A | Incremental Winter Peak Savings (MW) | Achievable Economic TRC Potential | 0 | 0 | 0 | 0 | 0 | 0 | 0 | 0 | 0 | 0 | 0 | 0 | 0 | 0 | 0 | 0 | 0 | 0 | 0 | 0 | 0 | 0 | 0 | 0 | 0 | 0 | 0
F10_Industrial_Industrial - ID_Existing_Process_Natural Gas_Retrocommissioning_A_Achievable Economic TRC Potential | F10 | Industrial | Industrial - ID | Existing | Process | Natural Gas | Retrocommissioning | A | Cumulative Energy Savings (MWh or mTherms) | Achievable Economic TRC Potential | 0 | 0 | 0 | 0 | 0 | 0 | 0 | 0 | 0 | 0 | 0 | 0 | 0 | 0 | 0 | 0 | 0 | 0 | 0 | 0 | 0 | 0 | 0 | 0 | 0 | 0 | 0
F11_Industrial_Industrial - ID_Existing_Process_Natural Gas_Retrocommissioning_A_Achievable Economic TRC Potential | F11 | Industrial | Industrial - ID | Existing | Process | Natural Gas | Retrocommissioning | A | Cumulative Summer Peak Savings (MW) | Achievable Economic TRC Potential | 0 | 0 | 0 | 0 | 0 | 0 | 0 | 0 | 0 | 0 | 0 | 0 | 0 | 0 | 0 | 0 | 0 | 0 | 0 | 0 | 0 | 0 | 0 | 0 | 0 | 0 | 0
F12_Industrial_Industrial - ID_Existing_Process_Natural Gas_Retrocommissioning_A_Achievable Economic TRC Potential | F12 | Industrial | Industrial - ID | Existing | Process | Natural Gas | Retrocommissioning | A | Cumulative Winter Peak Savings (MW) | Achievable Economic TRC Potential | 0 | 0 | 0 | 0 | 0 | 0 | 0 | 0 | 0 | 0 | 0 | 0 | 0 | 0 | 0 | 0 | 0 | 0 | 0 | 0 | 0 | 0 | 0 | 0 | 0 | 0 | 0
F13_Industrial_Industrial - ID_Existing_Process_Natural Gas_Retrocommissioning_A_Achievable Economic TRC Potential | F13 | Industrial | Industrial - ID | Existing | Process | Natural Gas | Retrocommissioning | A | Purchases (Incremental) | Achievable Economic TRC Potential | 0 | 0 | 6059.806 | 7312.1912 | 8793.7067 | 3972.3 | 3933.4049 | 4127.0667 | 3897.7988 | 2739.4342 | 31.2115 | 0 | 0 | 0 | 0 | 0 | 0 | 0 | 0 | 0 | 0 | 0 | 0 | 0 | 0 | 0 | 0
F14_Industrial_Industrial - ID_Existing_Process_Natural Gas_Retrocommissioning_A_Achievable Economic TRC Potential | F14 | Industrial | Industrial - ID | Existing | Process | Natural Gas | Retrocommissioning | A | Purchases (Cumulative) | Achievable Economic TRC Potential | 0 | 0 | 6059.806 | 13371.9972 | 22165.7039 | 26138.0039 | 30071.4088 | 34198.4756 | 38096.2743 | 40835.7085 | 40866.92 | 40866.92 | 40866.92 | 40866.92 | 40866.92 | 40866.92 | 40866.92 | 40866.92 | 40866.92 | 40866.92 | 40866.92 | 40866.92 | 40866.92 | 40866.92 | 40866.92 | 40866.92 | 40866.92
F1_Industrial_Industrial - ID_New_Space Heating_Natural Gas_Insulation - Ceiling_A_Achievable Economic TRC Potential | F1 | Industrial | Industrial - ID | New | Space Heating | Natural Gas | Insulation - Ceiling | A | Original Unit Energy Savings (kWh or therms) | Achievable Economic TRC Potential | 0 | 0 | 0.07575 | 0.073705 | 0.07354 | 0.073477 | 0.073444 | 0.073424 | 0.07341 | 0.073401 | 0.073393 | 0.073387 | 0.073383 | 0.073379 | 0.073375 | 0.073373 | 0.07337 | 0.073368 | 0.073367 | 0.073364 | 0.073361 | 0.073358 | 0.073355 | 0.073353 | 0.073351 | 0.073349 | 0.073348
F2_Industrial_Industrial - ID_New_Space Heating_Natural Gas_Insulation - Ceiling_A_Achievable Economic TRC Potential | F2 | Industrial | Industrial - ID | New | Space Heating | Natural Gas | Insulation - Ceiling | A | Original Unit Summer Peak Savings (kW) | Achievable Economic TRC Potential | 0 | 0 | 0 | 0 | 0 | 0 | 0 | 0 | 0 | 0 | 0 | 0 | 0 | 0 | 0 | 0 | 0 | 0 | 0 | 0 | 0 | 0 | 0 | 0 | 0 | 0 | 0
F3_Industrial_Industrial - ID_New_Space Heating_Natural Gas_Insulation - Ceiling_A_Achievable Economic TRC Potential | F3 | Industrial | Industrial - ID | New | Space Heating | Natural Gas | Insulation - Ceiling | A | Original Unit Winter Peak Savings (kW) | Achievable Economic TRC Potential | 0 | 0 | 0 | 0 | 0 | 0 | 0 | 0 | 0 | 0 | 0 | 0 | 0 | 0 | 0 | 0 | 0 | 0 | 0 | 0 | 0 | 0 | 0 | 0 | 0 | 0 | 0
F4_Industrial_Industrial - ID_New_Space Heating_Natural Gas_Insulation - Ceiling_A_Achievable Economic TRC Potential | F4 | Industrial | Industrial - ID | New | Space Heating | Natural Gas | Insulation - Ceiling | A | Standalone Impact on Baseline Energy (%) | Achievable Economic TRC Potential | 0 | 0 | 0 | 0 | 0 | 0 | 0 | 0 | 0 | 0 | 0 | 0 | 0 | 0 | 0 | 0 | 0 | 0 | 0 | 0 | 0 | 0 | 0 | 0 | 0 | 0 | 0
F5_Industrial_Industrial - ID_New_Space Heating_Natural Gas_Insulation - Ceiling_A_Achievable Economic TRC Potential | F5 | Industrial | Industrial - ID | New | Space Heating | Natural Gas | Insulation - Ceiling | A | Standalone Impact on Baseline Summer Peak (%) | Achievable Economic TRC Potential | 0 | 0 | 0 | 0 | 0 | 0 | 0 | 0 | 0 | 0 | 0 | 0 | 0 | 0 | 0 | 0 | 0 | 0 | 0 | 0 | 0 | 0 | 0 | 0 | 0 | 0 | 0
F6_Industrial_Industrial - ID_New_Space Heating_Natural Gas_Insulation - Ceiling_A_Achievable Economic TRC Potential | F6 | Industrial | Industrial - ID | New | Space Heating | Natural Gas | Insulation - Ceiling | A | Standalone Impact on Baseline Winter Peak (%) | Achievable Economic TRC Potential | 0 | 0 | 0 | 0 | 0 | 0 | 0 | 0 | 0 | 0 | 0 | 0 | 0 | 0 | 0 | 0 | 0 | 0 | 0 | 0 | 0 | 0 | 0 | 0 | 0 | 0 | 0
F7_Industrial_Industrial - ID_New_Space Heating_Natural Gas_Insulation - Ceiling_A_Achievable Economic TRC Potential | F7 | Industrial | Industrial - ID | New | Space Heating | Natural Gas | Insulation - Ceiling | A | Incremental Energy Savings (MWh or mTherms) | Achievable Economic TRC Potential | 0 | 0 | 0 | 0 | 0 | 0 | 0 | 0 | 0 | 0 | 0 | 0 | 0 | 0 | 0 | 0 | 0 | 0 | 0 | 0 | 0 | 0 | 0 | 0 | 0 | 0 | 0
F8_Industrial_Industrial - ID_New_Space Heating_Natural Gas_Insulation - Ceiling_A_Achievable Economic TRC Potential | F8 | Industrial | Industrial - ID | New | Space Heating | Natural Gas | Insulation - Ceiling | A | Incremental Summer Peak Savings (MW) | Achievable Economic TRC Potential | 0 | 0 | 0 | 0 | 0 | 0 | 0 | 0 | 0 | 0 | 0 | 0 | 0 | 0 | 0 | 0 | 0 | 0 | 0 | 0 | 0 | 0 | 0 | 0 | 0 | 0 | 0
F9_Industrial_Industrial - ID_New_Space Heating_Natural Gas_Insulation - Ceiling_A_Achievable Economic TRC Potential | F9 | Industrial | Industrial - ID | New | Space Heating | Natural Gas | Insulation - Ceiling | A | Incremental Winter Peak Savings (MW) | Achievable Economic TRC Potential | 0 | 0 | 0 | 0 | 0 | 0 | 0 | 0 | 0 | 0 | 0 | 0 | 0 | 0 | 0 | 0 | 0 | 0 | 0 | 0 | 0 | 0 | 0 | 0 | 0 | 0 | 0
F10_Industrial_Industrial - ID_New_Space Heating_Natural Gas_Insulation - Ceiling_A_Achievable Economic TRC Potential | F10 | Industrial | Industrial - ID | New | Space Heating | Natural Gas | Insulation - Ceiling | A | Cumulative Energy Savings (MWh or mTherms) | Achievable Economic TRC Potential | 0 | 0 | 0 | 0 | 0 | 0 | 0 | 0 | 0 | 0 | 0 | 0 | 0 | 0 | 0 | 0 | 0 | 0 | 0 | 0 | 0 | 0 | 0 | 0 | 0 | 0 | 0
F11_Industrial_Industrial - ID_New_Space Heating_Natural Gas_Insulation - Ceiling_A_Achievable Economic TRC Potential | F11 | Industrial | Industrial - ID | New | Space Heating | Natural Gas | Insulation - Ceiling | A | Cumulative Summer Peak Savings (MW) | Achievable Economic TRC Potential | 0 | 0 | 0 | 0 | 0 | 0 | 0 | 0 | 0 | 0 | 0 | 0 | 0 | 0 | 0 | 0 | 0 | 0 | 0 | 0 | 0 | 0 | 0 | 0 | 0 | 0 | 0
F12_Industrial_Industrial - ID_New_Space Heating_Natural Gas_Insulation - Ceiling_A_Achievable Economic TRC Potential | F12 | Industrial | Industrial - ID | New | Space Heating | Natural Gas | Insulation - Ceiling | A | Cumulative Winter Peak Savings (MW) | Achievable Economic TRC Potential | 0 | 0 | 0 | 0 | 0 | 0 | 0 | 0 | 0 | 0 | 0 | 0 | 0 | 0 | 0 | 0 | 0 | 0 | 0 | 0 | 0 | 0 | 0 | 0 | 0 | 0 | 0
F13_Industrial_Industrial - ID_New_Space Heating_Natural Gas_Insulation - Ceiling_A_Achievable Economic TRC Potential | F13 | Industrial | Industrial - ID | New | Space Heating | Natural Gas | Insulation - Ceiling | A | Purchases (Incremental) | Achievable Economic TRC Potential | 0 | 0 | 0 | 0 | 0 | 0 | 0 | 0 | 0 | 0 | 0 | 0 | 0 | 0 | 0 | 0 | 0 | 0 | 0 | 0 | 0 | 0 | 0 | 0 | 0 | 0 | 0
F14_Industrial_Industrial - ID_New_Space Heating_Natural Gas_Insulation - Ceiling_A_Achievable Economic TRC Potential | F14 | Industrial | Industrial - ID | New | Space Heating | Natural Gas | Insulation - Ceiling | A | Purchases (Cumulative) | Achievable Economic TRC Potential | 0 | 0 | 0 | 0 | 0 | 0 | 0 | 0 | 0 | 0 | 0 | 0 | 0 | 0 | 0 | 0 | 0 | 0 | 0 | 0 | 0 | 0 | 0 | 0 | 0 | 0 | 0
F1_Industrial_Industrial - ID_New_Space Heating_Natural Gas_Insulation - Wall Cavity_A_Achievable Economic TRC Potential | F1 | Industrial | Industrial - ID | New | Space Heating | Natural Gas | Insulation - Wall Cavity | A | Original Unit Energy Savings (kWh or therms) | Achievable Economic TRC Potential | 0 | 0 | 0.20161 | 0.19616 | 0.19573 | 0.19556 | 0.19547 | 0.19542 | 0.19538 | 0.19536 | 0.19534 | 0.19532 | 0.19531 | 0.1953 | 0.19529 | 0.19528 | 0.19527 | 0.19527 | 0.19526 | 0.19526 | 0.19525 | 0.19524 | 0.19523 | 0.19523 | 0.19522 | 0.19522 | 0.19521
F2_Industrial_Industrial - ID_New_Space Heating_Natural Gas_Insulation - Wall Cavity_A_Achievable Economic TRC Potential | F2 | Industrial | Industrial - ID | New | Space Heating | Natural Gas | Insulation - Wall Cavity | A | Original Unit Summer Peak Savings (kW) | Achievable Economic TRC Potential | 0 | 0 | 0 | 0 | 0 | 0 | 0 | 0 | 0 | 0 | 0 | 0 | 0 | 0 | 0 | 0 | 0 | 0 | 0 | 0 | 0 | 0 | 0 | 0 | 0 | 0 | 0
F3_Industrial_Industrial - ID_New_Space Heating_Natural Gas_Insulation - Wall Cavity_A_Achievable Economic TRC Potential | F3 | Industrial | Industrial - ID | New | Space Heating | Natural Gas | Insulation - Wall Cavity | A | Original Unit Winter Peak Savings (kW) | Achievable Economic TRC Potential | 0 | 0 | 0 | 0 | 0 | 0 | 0 | 0 | 0 | 0 | 0 | 0 | 0 | 0 | 0 | 0 | 0 | 0 | 0 | 0 | 0 | 0 | 0 | 0 | 0 | 0 | 0
F4_Industrial_Industrial - ID_New_Space Heating_Natural Gas_Insulation - Wall Cavity_A_Achievable Economic TRC Potential | F4 | Industrial | Industrial - ID | New | Space Heating | Natural Gas | Insulation - Wall Cavity | A | Standalone Impact on Baseline Energy (%) | Achievable Economic TRC Potential | 0 | 0 | 0 | 0 | 0 | 0 | 0 | 0 | 0 | 0 | 0 | 0 | 0 | 0 | 0 | 0 | 0 | 0 | 0 | 0 | 0 | 0 | 0 | 0 | 0 | 0 | 0
F5_Industrial_Industrial - ID_New_Space Heating_Natural Gas_Insulation - Wall Cavity_A_Achievable Economic TRC Potential | F5 | Industrial | Industrial - ID | New | Space Heating | Natural Gas | Insulation - Wall Cavity | A | Standalone Impact on Baseline Summer Peak (%) | Achievable Economic TRC Potential | 0 | 0 | 0 | 0 | 0 | 0 | 0 | 0 | 0 | 0 | 0 | 0 | 0 | 0 | 0 | 0 | 0 | 0 | 0 | 0 | 0 | 0 | 0 | 0 | 0 | 0 | 0
F6_Industrial_Industrial - ID_New_Space Heating_Natural Gas_Insulation - Wall Cavity_A_Achievable Economic TRC Potential | F6 | Industrial | Industrial - ID | New | Space Heating | Natural Gas | Insulation - Wall Cavity | A | Standalone Impact on Baseline Winter Peak (%) | Achievable Economic TRC Potential | 0 | 0 | 0 | 0 | 0 | 0 | 0 | 0 | 0 | 0 | 0 | 0 | 0 | 0 | 0 | 0 | 0 | 0 | 0 | 0 | 0 | 0 | 0 | 0 | 0 | 0 | 0
F7_Industrial_Industrial - ID_New_Space Heating_Natural Gas_Insulation - Wall Cavity_A_Achievable Economic TRC Potential | F7 | Industrial | Industrial - ID | New | Space Heating | Natural Gas | Insulation - Wall Cavity | A | Incremental Energy Savings (MWh or mTherms) | Achievable Economic TRC Potential | 0 | 0 | 0 | 0 | 0 | 0 | 0 | 0 | 0 | 0 | 0 | 0 | 0 | 0 | 0 | 0 | 0 | 0 | 0 | 0 | 0 | 0 | 0 | 0 | 0 | 0 | 0
F8_Industrial_Industrial - ID_New_Space Heating_Natural Gas_Insulation - Wall Cavity_A_Achievable Economic TRC Potential | F8 | Industrial | Industrial - ID | New | Space Heating | Natural Gas | Insulation - Wall Cavity | A | Incremental Summer Peak Savings (MW) | Achievable Economic TRC Potential | 0 | 0 | 0 | 0 | 0 | 0 | 0 | 0 | 0 | 0 | 0 | 0 | 0 | 0 | 0 | 0 | 0 | 0 | 0 | 0 | 0 | 0 | 0 | 0 | 0 | 0 | 0
F9_Industrial_Industrial - ID_New_Space Heating_Natural Gas_Insulation - Wall Cavity_A_Achievable Economic TRC Potential | F9 | Industrial | Industrial - ID | New | Space Heating | Natural Gas | Insulation - Wall Cavity | A | Incremental Winter Peak Savings (MW) | Achievable Economic TRC Potential | 0 | 0 | 0 | 0 | 0 | 0 | 0 | 0 | 0 | 0 | 0 | 0 | 0 | 0 | 0 | 0 | 0 | 0 | 0 | 0 | 0 | 0 | 0 | 0 | 0 | 0 | 0
F10_Industrial_Industrial - ID_New_Space Heating_Natural Gas_Insulation - Wall Cavity_A_Achievable Economic TRC Potential | F10 | Industrial | Industrial - ID | New | Space Heating | Natural Gas | Insulation - Wall Cavity | A | Cumulative Energy Savings (MWh or mTherms) | Achievable Economic TRC Potential | 0 | 0 | 0 | 0 | 0 | 0 | 0 | 0 | 0 | 0 | 0 | 0 | 0 | 0 | 0 | 0 | 0 | 0 | 0 | 0 | 0 | 0 | 0 | 0 | 0 | 0 | 0
F11_Industrial_Industrial - ID_New_Space Heating_Natural Gas_Insulation - Wall Cavity_A_Achievable Economic TRC Potential | F11 | Industrial | Industrial - ID | New | Space Heating | Natural Gas | Insulation - Wall Cavity | A | Cumulative Summer Peak Savings (MW) | Achievable Economic TRC Potential | 0 | 0 | 0 | 0 | 0 | 0 | 0 | 0 | 0 | 0 | 0 | 0 | 0 | 0 | 0 | 0 | 0 | 0 | 0 | 0 | 0 | 0 | 0 | 0 | 0 | 0 | 0
F12_Industrial_Industrial - ID_New_Space Heating_Natural Gas_Insulation - Wall Cavity_A_Achievable Economic TRC Potential | F12 | Industrial | Industrial - ID | New | Space Heating | Natural Gas | Insulation - Wall Cavity | A | Cumulative Winter Peak Savings (MW) | Achievable Economic TRC Potential | 0 | 0 | 0 | 0 | 0 | 0 | 0 | 0 | 0 | 0 | 0 | 0 | 0 | 0 | 0 | 0 | 0 | 0 | 0 | 0 | 0 | 0 | 0 | 0 | 0 | 0 | 0
F13_Industrial_Industrial - ID_New_Space Heating_Natural Gas_Insulation - Wall Cavity_A_Achievable Economic TRC Potential | F13 | Industrial | Industrial - ID | New | Space Heating | Natural Gas | Insulation - Wall Cavity | A | Purchases (Incremental) | Achievable Economic TRC Potential | 0 | 0 | 0 | 0 | 0 | 0 | 0 | 0 | 0 | 0 | 0 | 0 | 0 | 0 | 0 | 0 | 0 | 0 | 0 | 0 | 0 | 0 | 0 | 0 | 0 | 0 | 0
F14_Industrial_Industrial - ID_New_Space Heating_Natural Gas_Insulation - Wall Cavity_A_Achievable Economic TRC Potential | F14 | Industrial | Industrial - ID | New | Space Heating | Natural Gas | Insulation - Wall Cavity | A | Purchases (Cumulative) | Achievable Economic TRC Potential | 0 | 0 | 0 | 0 | 0 | 0 | 0 | 0 | 0 | 0 | 0 | 0 | 0 | 0 | 0 | 0 | 0 | 0 | 0 | 0 | 0 | 0 | 0 | 0 | 0 | 0 | 0
F1_Industrial_Industrial - ID_New_Space Heating_Natural Gas_Insulation - Ducting_A_Achievable Economic TRC Potential | F1 | Industrial | Industrial - ID | New | Space Heating | Natural Gas | Insulation - Ducting | A | Original Unit Energy Savings (kWh or therms) | Achievable Economic TRC Potential | 0 | 0 | 0.048839 | 0.044241 | 0.043871 | 0.043729 | 0.043656 | 0.043611 | 0.04358 | 0.043558 | 0.043541 | 0.043528 | 0.043517 | 0.043508 | 0.043501 | 0.043495 | 0.04349 | 0.043485 | 0.043481 | 0.043476 | 0.043468 | 0.043461 | 0.043456 | 0.04345 | 0.043446 | 0.043442 | 0.043439
F2_Industrial_Industrial - ID_New_Space Heating_Natural Gas_Insulation - Ducting_A_Achievable Economic TRC Potential | F2 | Industrial | Industrial - ID | New | Space Heating | Natural Gas | Insulation - Ducting | A | Original Unit Summer Peak Savings (kW) | Achievable Economic TRC Potential | 0 | 0 | 0 | 0 | 0 | 0 | 0 | 0 | 0 | 0 | 0 | 0 | 0 | 0 | 0 | 0 | 0 | 0 | 0 | 0 | 0 | 0 | 0 | 0 | 0 | 0 | 0
F3_Industrial_Industrial - ID_New_Space Heating_Natural Gas_Insulation - Ducting_A_Achievable Economic TRC Potential | F3 | Industrial | Industrial - ID | New | Space Heating | Natural Gas | Insulation - Ducting | A | Original Unit Winter Peak Savings (kW) | Achievable Economic TRC Potential | 0 | 0 | 0 | 0 | 0 | 0 | 0 | 0 | 0 | 0 | 0 | 0 | 0 | 0 | 0 | 0 | 0 | 0 | 0 | 0 | 0 | 0 | 0 | 0 | 0 | 0 | 0
F4_Industrial_Industrial - ID_New_Space Heating_Natural Gas_Insulation - Ducting_A_Achievable Economic TRC Potential | F4 | Industrial | Industrial - ID | New | Space Heating | Natural Gas | Insulation - Ducting | A | Standalone Impact on Baseline Energy (%) | Achievable Economic TRC Potential | 0 | 0 | 0 | 0 | 0 | 0 | 0 | 0 | 0 | 0 | 0 | 0 | 0 | 0 | 0 | 0 | 0 | 0 | 0 | 0 | 0 | 0 | 0 | 0 | 0 | 0 | 0
F5_Industrial_Industrial - ID_New_Space Heating_Natural Gas_Insulation - Ducting_A_Achievable Economic TRC Potential | F5 | Industrial | Industrial - ID | New | Space Heating | Natural Gas | Insulation - Ducting | A | Standalone Impact on Baseline Summer Peak (%) | Achievable Economic TRC Potential | 0 | 0 | 0 | 0 | 0 | 0 | 0 | 0 | 0 | 0 | 0 | 0 | 0 | 0 | 0 | 0 | 0 | 0 | 0 | 0 | 0 | 0 | 0 | 0 | 0 | 0 | 0
F6_Industrial_Industrial - ID_New_Space Heating_Natural Gas_Insulation - Ducting_A_Achievable Economic TRC Potential | F6 | Industrial | Industrial - ID | New | Space Heating | Natural Gas | Insulation - Ducting | A | Standalone Impact on Baseline Winter Peak (%) | Achievable Economic TRC Potential | 0 | 0 | 0 | 0 | 0 | 0 | 0 | 0 | 0 | 0 | 0 | 0 | 0 | 0 | 0 | 0 | 0 | 0 | 0 | 0 | 0 | 0 | 0 | 0 | 0 | 0 | 0
F7_Industrial_Industrial - ID_New_Space Heating_Natural Gas_Insulation - Ducting_A_Achievable Economic TRC Potential | F7 | Industrial | Industrial - ID | New | Space Heating | Natural Gas | Insulation - Ducting | A | Incremental Energy Savings (MWh or mTherms) | Achievable Economic TRC Potential | 0 | 0 | 0 | 0 | 0 | 0 | 0 | 0 | 0 | 0 | 0 | 0 | 0 | 0 | 0 | 0 | 0 | 0 | 0 | 0 | 0 | 0 | 0 | 0 | 0 | 0 | 0
F8_Industrial_Industrial - ID_New_Space Heating_Natural Gas_Insulation - Ducting_A_Achievable Economic TRC Potential | F8 | Industrial | Industrial - ID | New | Space Heating | Natural Gas | Insulation - Ducting | A | Incremental Summer Peak Savings (MW) | Achievable Economic TRC Potential | 0 | 0 | 0 | 0 | 0 | 0 | 0 | 0 | 0 | 0 | 0 | 0 | 0 | 0 | 0 | 0 | 0 | 0 | 0 | 0 | 0 | 0 | 0 | 0 | 0 | 0 | 0
F9_Industrial_Industrial - ID_New_Space Heating_Natural Gas_Insulation - Ducting_A_Achievable Economic TRC Potential | F9 | Industrial | Industrial - ID | New | Space Heating | Natural Gas | Insulation - Ducting | A | Incremental Winter Peak Savings (MW) | Achievable Economic TRC Potential | 0 | 0 | 0 | 0 | 0 | 0 | 0 | 0 | 0 | 0 | 0 | 0 | 0 | 0 | 0 | 0 | 0 | 0 | 0 | 0 | 0 | 0 | 0 | 0 | 0 | 0 | 0
F10_Industrial_Industrial - ID_New_Space Heating_Natural Gas_Insulation - Ducting_A_Achievable Economic TRC Potential | F10 | Industrial | Industrial - ID | New | Space Heating | Natural Gas | Insulation - Ducting | A | Cumulative Energy Savings (MWh or mTherms) | Achievable Economic TRC Potential | 0 | 0 | 0 | 0 | 0 | 0 | 0 | 0 | 0 | 0 | 0 | 0 | 0 | 0 | 0 | 0 | 0 | 0 | 0 | 0 | 0 | 0 | 0 | 0 | 0 | 0 | 0
F11_Industrial_Industrial - ID_New_Space Heating_Natural Gas_Insulation - Ducting_A_Achievable Economic TRC Potential | F11 | Industrial | Industrial - ID | New | Space Heating | Natural Gas | Insulation - Ducting | A | Cumulative Summer Peak Savings (MW) | Achievable Economic TRC Potential | 0 | 0 | 0 | 0 | 0 | 0 | 0 | 0 | 0 | 0 | 0 | 0 | 0 | 0 | 0 | 0 | 0 | 0 | 0 | 0 | 0 | 0 | 0 | 0 | 0 | 0 | 0
F12_Industrial_Industrial - ID_New_Space Heating_Natural Gas_Insulation - Ducting_A_Achievable Economic TRC Potential | F12 | Industrial | Industrial - ID | New | Space Heating | Natural Gas | Insulation - Ducting | A | Cumulative Winter Peak Savings (MW) | Achievable Economic TRC Potential | 0 | 0 | 0 | 0 | 0 | 0 | 0 | 0 | 0 | 0 | 0 | 0 | 0 | 0 | 0 | 0 | 0 | 0 | 0 | 0 | 0 | 0 | 0 | 0 | 0 | 0 | 0
F13_Industrial_Industrial - ID_New_Space Heating_Natural Gas_Insulation - Ducting_A_Achievable Economic TRC Potential | F13 | Industrial | Industrial - ID | New | Space Heating | Natural Gas | Insulation - Ducting | A | Purchases (Incremental) | Achievable Economic TRC Potential | 0 | 0 | 0 | 0 | 0 | 0 | 0 | 0 | 0 | 0 | 0 | 0 | 0 | 0 | 0 | 0 | 0 | 0 | 0 | 0 | 0 | 0 | 0 | 0 | 0 | 0 | 0
F14_Industrial_Industrial - ID_New_Space Heating_Natural Gas_Insulation - Ducting_A_Achievable Economic TRC Potential | F14 | Industrial | Industrial - ID | New | Space Heating | Natural Gas | Insulation - Ducting | A | Purchases (Cumulative) | Achievable Economic TRC Potential | 0 | 0 | 0 | 0 | 0 | 0 | 0 | 0 | 0 | 0 | 0 | 0 | 0 | 0 | 0 | 0 | 0 | 0 | 0 | 0 | 0 | 0 | 0 | 0 | 0 | 0 | 0
F1_Industrial_Industrial - ID_New_Space Heating_Natural Gas_Ducting - Repair and Sealing_A_Achievable Economic TRC Potential | F1 | Industrial | Industrial - ID | New | Space Heating | Natural Gas | Ducting - Repair and Sealing | A | Original Unit Energy Savings (kWh or therms) | Achievable Economic TRC Potential | 0 | 0 | 0.19395 | 0.17569 | 0.17422 | 0.17366 | 0.17337 | 0.17319 | 0.17306 | 0.17298 | 0.17291 | 0.17286 | 0.17282 | 0.17278 | 0.17275 | 0.17273 | 0.17271 | 0.17269 | 0.17267 | 0.17265 | 0.17262 | 0.17259 | 0.17257 | 0.17255 | 0.17253 | 0.17252 | 0.1725
F2_Industrial_Industrial - ID_New_Space Heating_Natural Gas_Ducting - Repair and Sealing_A_Achievable Economic TRC Potential | F2 | Industrial | Industrial - ID | New | Space Heating | Natural Gas | Ducting - Repair and Sealing | A | Original Unit Summer Peak Savings (kW) | Achievable Economic TRC Potential | 0 | 0 | 0 | 0 | 0 | 0 | 0 | 0 | 0 | 0 | 0 | 0 | 0 | 0 | 0 | 0 | 0 | 0 | 0 | 0 | 0 | 0 | 0 | 0 | 0 | 0 | 0
F3_Industrial_Industrial - ID_New_Space Heating_Natural Gas_Ducting - Repair and Sealing_A_Achievable Economic TRC Potential | F3 | Industrial | Industrial - ID | New | Space Heating | Natural Gas | Ducting - Repair and Sealing | A | Original Unit Winter Peak Savings (kW) | Achievable Economic TRC Potential | 0 | 0 | 0 | 0 | 0 | 0 | 0 | 0 | 0 | 0 | 0 | 0 | 0 | 0 | 0 | 0 | 0 | 0 | 0 | 0 | 0 | 0 | 0 | 0 | 0 | 0 | 0
F4_Industrial_Industrial - ID_New_Space Heating_Natural Gas_Ducting - Repair and Sealing_A_Achievable Economic TRC Potential | F4 | Industrial | Industrial - ID | New | Space Heating | Natural Gas | Ducting - Repair and Sealing | A | Standalone Impact on Baseline Energy (%) | Achievable Economic TRC Potential | 0 | 0 | 0 | 0 | 0 | 0 | 0 | 0 | 0 | 0 | 0 | 0 | 0 | 0 | 0 | 0 | 0 | 0 | 0 | 0 | 0 | 0 | 0 | 0 | 0 | 0 | 0
F5_Industrial_Industrial - ID_New_Space Heating_Natural Gas_Ducting - Repair and Sealing_A_Achievable Economic TRC Potential | F5 | Industrial | Industrial - ID | New | Space Heating | Natural Gas | Ducting - Repair and Sealing | A | Standalone Impact on Baseline Summer Peak (%) | Achievable Economic TRC Potential | 0 | 0 | 0 | 0 | 0 | 0 | 0 | 0 | 0 | 0 | 0 | 0 | 0 | 0 | 0 | 0 | 0 | 0 | 0 | 0 | 0 | 0 | 0 | 0 | 0 | 0 | 0
F6_Industrial_Industrial - ID_New_Space Heating_Natural Gas_Ducting - Repair and Sealing_A_Achievable Economic TRC Potential | F6 | Industrial | Industrial - ID | New | Space Heating | Natural Gas | Ducting - Repair and Sealing | A | Standalone Impact on Baseline Winter Peak (%) | Achievable Economic TRC Potential | 0 | 0 | 0 | 0 | 0 | 0 | 0 | 0 | 0 | 0 | 0 | 0 | 0 | 0 | 0 | 0 | 0 | 0 | 0 | 0 | 0 | 0 | 0 | 0 | 0 | 0 | 0
F7_Industrial_Industrial - ID_New_Space Heating_Natural Gas_Ducting - Repair and Sealing_A_Achievable Economic TRC Potential | F7 | Industrial | Industrial - ID | New | Space Heating | Natural Gas | Ducting - Repair and Sealing | A | Incremental Energy Savings (MWh or mTherms) | Achievable Economic TRC Potential | 0 | 0 | 0 | 0 | 0 | 0 | 0 | 0 | 0 | 0 | 0 | 0 | 0 | 0 | 0 | 0 | 0 | 0 | 0 | 0 | 0 | 0 | 0 | 0 | 0 | 0 | 0
F8_Industrial_Industrial - ID_New_Space Heating_Natural Gas_Ducting - Repair and Sealing_A_Achievable Economic TRC Potential | F8 | Industrial | Industrial - ID | New | Space Heating | Natural Gas | Ducting - Repair and Sealing | A | Incremental Summer Peak Savings (MW) | Achievable Economic TRC Potential | 0 | 0 | 0 | 0 | 0 | 0 | 0 | 0 | 0 | 0 | 0 | 0 | 0 | 0 | 0 | 0 | 0 | 0 | 0 | 0 | 0 | 0 | 0 | 0 | 0 | 0 | 0
F9_Industrial_Industrial - ID_New_Space Heating_Natural Gas_Ducting - Repair and Sealing_A_Achievable Economic TRC Potential | F9 | Industrial | Industrial - ID | New | Space Heating | Natural Gas | Ducting - Repair and Sealing | A | Incremental Winter Peak Savings (MW) | Achievable Economic TRC Potential | 0 | 0 | 0 | 0 | 0 | 0 | 0 | 0 | 0 | 0 | 0 | 0 | 0 | 0 | 0 | 0 | 0 | 0 | 0 | 0 | 0 | 0 | 0 | 0 | 0 | 0 | 0
F10_Industrial_Industrial - ID_New_Space Heating_Natural Gas_Ducting - Repair and Sealing_A_Achievable Economic TRC Potential | F10 | Industrial | Industrial - ID | New | Space Heating | Natural Gas | Ducting - Repair and Sealing | A | Cumulative Energy Savings (MWh or mTherms) | Achievable Economic TRC Potential | 0 | 0 | 0 | 0 | 0 | 0 | 0 | 0 | 0 | 0 | 0 | 0 | 0 | 0 | 0 | 0 | 0 | 0 | 0 | 0 | 0 | 0 | 0 | 0 | 0 | 0 | 0
F11_Industrial_Industrial - ID_New_Space Heating_Natural Gas_Ducting - Repair and Sealing_A_Achievable Economic TRC Potential | F11 | Industrial | Industrial - ID | New | Space Heating | Natural Gas | Ducting - Repair and Sealing | A | Cumulative Summer Peak Savings (MW) | Achievable Economic TRC Potential | 0 | 0 | 0 | 0 | 0 | 0 | 0 | 0 | 0 | 0 | 0 | 0 | 0 | 0 | 0 | 0 | 0 | 0 | 0 | 0 | 0 | 0 | 0 | 0 | 0 | 0 | 0
F12_Industrial_Industrial - ID_New_Space Heating_Natural Gas_Ducting - Repair and Sealing_A_Achievable Economic TRC Potential | F12 | Industrial | Industrial - ID | New | Space Heating | Natural Gas | Ducting - Repair and Sealing | A | Cumulative Winter Peak Savings (MW) | Achievable Economic TRC Potential | 0 | 0 | 0 | 0 | 0 | 0 | 0 | 0 | 0 | 0 | 0 | 0 | 0 | 0 | 0 | 0 | 0 | 0 | 0 | 0 | 0 | 0 | 0 | 0 | 0 | 0 | 0
F13_Industrial_Industrial - ID_New_Space Heating_Natural Gas_Ducting - Repair and Sealing_A_Achievable Economic TRC Potential | F13 | Industrial | Industrial - ID | New | Space Heating | Natural Gas | Ducting - Repair and Sealing | A | Purchases (Incremental) | Achievable Economic TRC Potential | 0 | 0 | 0 | 0 | 0 | 0 | 0 | 0 | 0 | 0 | 0 | 0 | 0 | 0 | 0 | 0 | 0 | 0 | 0 | 0 | 0 | 0 | 0 | 0 | 0 | 0 | 0
F14_Industrial_Industrial - ID_New_Space Heating_Natural Gas_Ducting - Repair and Sealing_A_Achievable Economic TRC Potential | F14 | Industrial | Industrial - ID | New | Space Heating | Natural Gas | Ducting - Repair and Sealing | A | Purchases (Cumulative) | Achievable Economic TRC Potential | 0 | 0 | 0 | 0 | 0 | 0 | 0 | 0 | 0 | 0 | 0 | 0 | 0 | 0 | 0 | 0 | 0 | 0 | 0 | 0 | 0 | 0 | 0 | 0 | 0 | 0 | 0
F1_Industrial_Industrial - ID_New_Space Heating_Natural Gas_Building Shell - Air Sealing (Infiltration Control)_A_Achievable Economic TRC Potential | F1 | Industrial | Industrial - ID | New | Space Heating | Natural Gas | Building Shell - Air Sealing (Infiltration Control) | A | Original Unit Energy Savings (kWh or therms) | Achievable Economic TRC Potential | 0 | 0 | 54.2341 | 52.7695 | 52.6515 | 52.6064 | 52.583 | 52.5686 | 52.5588 | 52.5517 | 52.5464 | 52.5422 | 52.5388 | 52.5361 | 52.5338 | 52.5318 | 52.5301 | 52.5287 | 52.5274 | 52.5258 | 52.5233 | 52.5211 | 52.5192 | 52.5176 | 52.5162 | 52.5149 | 52.5139
F2_Industrial_Industrial - ID_New_Space Heating_Natural Gas_Building Shell - Air Sealing (Infiltration Control)_A_Achievable Economic TRC Potential | F2 | Industrial | Industrial - ID | New | Space Heating | Natural Gas | Building Shell - Air Sealing (Infiltration Control) | A | Original Unit Summer Peak Savings (kW) | Achievable Economic TRC Potential | 0 | 0 | 0 | 0 | 0 | 0 | 0 | 0 | 0 | 0 | 0 | 0 | 0 | 0 | 0 | 0 | 0 | 0 | 0 | 0 | 0 | 0 | 0 | 0 | 0 | 0 | 0
F3_Industrial_Industrial - ID_New_Space Heating_Natural Gas_Building Shell - Air Sealing (Infiltration Control)_A_Achievable Economic TRC Potential | F3 | Industrial | Industrial - ID | New | Space Heating | Natural Gas | Building Shell - Air Sealing (Infiltration Control) | A | Original Unit Winter Peak Savings (kW) | Achievable Economic TRC Potential | 0 | 0 | 0 | 0 | 0 | 0 | 0 | 0 | 0 | 0 | 0 | 0 | 0 | 0 | 0 | 0 | 0 | 0 | 0 | 0 | 0 | 0 | 0 | 0 | 0 | 0 | 0
F4_Industrial_Industrial - ID_New_Space Heating_Natural Gas_Building Shell - Air Sealing (Infiltration Control)_A_Achievable Economic TRC Potential | F4 | Industrial | Industrial - ID | New | Space Heating | Natural Gas | Building Shell - Air Sealing (Infiltration Control) | A | Standalone Impact on Baseline Energy (%) | Achievable Economic TRC Potential | 0 | 0 | 4.2266e-06 | 9.0956e-06 | 2.0041e-05 | 3.8281e-05 | 6.6506e-05 | 0.00010728 | 0.00016298 | 0.00023517 | 0.00032404 | 0.00042781 | 0.00054225 | 0.00065998 | 0.0007717 | 0.00086705 | 0.00093645 | 0.00097458 | 0.00097777 | 0.00094536 | 0.00090095 | 0.0008612 | 0.00082542 | 0.00079304 | 0.00076361 | 0.00073675 | 0.00071213
F5_Industrial_Industrial - ID_New_Space Heating_Natural Gas_Building Shell - Air Sealing (Infiltration Control)_A_Achievable Economic TRC Potential | F5 | Industrial | Industrial - ID | New | Space Heating | Natural Gas | Building Shell - Air Sealing (Infiltration Control) | A | Standalone Impact on Baseline Summer Peak (%) | Achievable Economic TRC Potential | 0 | 0 | 0 | 0 | 0 | 0 | 0 | 0 | 0 | 0 | 0 | 0 | 0 | 0 | 0 | 0 | 0 | 0 | 0 | 0 | 0 | 0 | 0 | 0 | 0 | 0 | 0
F6_Industrial_Industrial - ID_New_Space Heating_Natural Gas_Building Shell - Air Sealing (Infiltration Control)_A_Achievable Economic TRC Potential | F6 | Industrial | Industrial - ID | New | Space Heating | Natural Gas | Building Shell - Air Sealing (Infiltration Control) | A | Standalone Impact on Baseline Winter Peak (%) | Achievable Economic TRC Potential | 0 | 0 | 0 | 0 | 0 | 0 | 0 | 0 | 0 | 0 | 0 | 0 | 0 | 0 | 0 | 0 | 0 | 0 | 0 | 0 | 0 | 0 | 0 | 0 | 0 | 0 | 0
F7_Industrial_Industrial - ID_New_Space Heating_Natural Gas_Building Shell - Air Sealing (Infiltration Control)_A_Achievable Economic TRC Potential | F7 | Industrial | Industrial - ID | New | Space Heating | Natural Gas | Building Shell - Air Sealing (Infiltration Control) | A | Incremental Energy Savings (MWh or mTherms) | Achievable Economic TRC Potential | 0 | 0 | 1.6397e-06 | 2.0837e-05 | 6.6621e-05 | 0.00015634 | 0.00030813 | 0.00054097 | 0.00086909 | 0.0012964 | 0.0018096 | 0.0023729 | 0.0029241 | 0.0033671 | 0.0036072 | 0.0035586 | 0.0031757 | 0.0025169 | 0.0016023 | 0.00050516 | 0 | 0 | 0 | 0 | 0 | 0 | 0
F8_Industrial_Industrial - ID_New_Space Heating_Natural Gas_Building Shell - Air Sealing (Infiltration Control)_A_Achievable Economic TRC Potential | F8 | Industrial | Industrial - ID | New | Space Heating | Natural Gas | Building Shell - Air Sealing (Infiltration Control) | A | Incremental Summer Peak Savings (MW) | Achievable Economic TRC Potential | 0 | 0 | 0 | 0 | 0 | 0 | 0 | 0 | 0 | 0 | 0 | 0 | 0 | 0 | 0 | 0 | 0 | 0 | 0 | 0 | 0 | 0 | 0 | 0 | 0 | 0 | 0
F9_Industrial_Industrial - ID_New_Space Heating_Natural Gas_Building Shell - Air Sealing (Infiltration Control)_A_Achievable Economic TRC Potential | F9 | Industrial | Industrial - ID | New | Space Heating | Natural Gas | Building Shell - Air Sealing (Infiltration Control) | A | Incremental Winter Peak Savings (MW) | Achievable Economic TRC Potential | 0 | 0 | 0 | 0 | 0 | 0 | 0 | 0 | 0 | 0 | 0 | 0 | 0 | 0 | 0 | 0 | 0 | 0 | 0 | 0 | 0 | 0 | 0 | 0 | 0 | 0 | 0
F10_Industrial_Industrial - ID_New_Space Heating_Natural Gas_Building Shell - Air Sealing (Infiltration Control)_A_Achievable Economic TRC Potential | F10 | Industrial | Industrial - ID | New | Space Heating | Natural Gas | Building Shell - Air Sealing (Infiltration Control) | A | Cumulative Energy Savings (MWh or mTherms) | Achievable Economic TRC Potential | 0 | 0 | 1.6397e-06 | 2.2433e-05 | 8.9003e-05 | 0.00024527 | 0.00055328 | 0.0010941 | 0.001963 | 0.0032591 | 0.0050684 | 0.0074409 | 0.010365 | 0.013731 | 0.017338 | 0.020896 | 0.024071 | 0.026587 | 0.028189 | 0.028693 | 0.028692 | 0.02869 | 0.028689 | 0.028688 | 0.028688 | 0.028687 | 0.028686
F11_Industrial_Industrial - ID_New_Space Heating_Natural Gas_Building Shell - Air Sealing (Infiltration Control)_A_Achievable Economic TRC Potential | F11 | Industrial | Industrial - ID | New | Space Heating | Natural Gas | Building Shell - Air Sealing (Infiltration Control) | A | Cumulative Summer Peak Savings (MW) | Achievable Economic TRC Potential | 0 | 0 | 0 | 0 | 0 | 0 | 0 | 0 | 0 | 0 | 0 | 0 | 0 | 0 | 0 | 0 | 0 | 0 | 0 | 0 | 0 | 0 | 0 | 0 | 0 | 0 | 0
F12_Industrial_Industrial - ID_New_Space Heating_Natural Gas_Building Shell - Air Sealing (Infiltration Control)_A_Achievable Economic TRC Potential | F12 | Industrial | Industrial - ID | New | Space Heating | Natural Gas | Building Shell - Air Sealing (Infiltration Control) | A | Cumulative Winter Peak Savings (MW) | Achievable Economic TRC Potential | 0 | 0 | 0 | 0 | 0 | 0 | 0 | 0 | 0 | 0 | 0 | 0 | 0 | 0 | 0 | 0 | 0 | 0 | 0 | 0 | 0 | 0 | 0 | 0 | 0 | 0 | 0
F13_Industrial_Industrial - ID_New_Space Heating_Natural Gas_Building Shell - Air Sealing (Infiltration Control)_A_Achievable Economic TRC Potential | F13 | Industrial | Industrial - ID | New | Space Heating | Natural Gas | Building Shell - Air Sealing (Infiltration Control) | A | Purchases (Incremental) | Achievable Economic TRC Potential | 0 | 0 | 3.0234e-05 | 0.00039487 | 0.0012653 | 0.0029719 | 0.0058598 | 0.010291 | 0.016536 | 0.024668 | 0.034438 | 0.045163 | 0.055657 | 0.06409 | 0.068664 | 0.067742 | 0.060455 | 0.047916 | 0.030504 | 0.0096173 | 0 | 0 | 0 | 0 | 0 | 0 | 0
F14_Industrial_Industrial - ID_New_Space Heating_Natural Gas_Building Shell - Air Sealing (Infiltration Control)_A_Achievable Economic TRC Potential | F14 | Industrial | Industrial - ID | New | Space Heating | Natural Gas | Building Shell - Air Sealing (Infiltration Control) | A | Purchases (Cumulative) | Achievable Economic TRC Potential | 0 | 0 | 3.0234e-05 | 0.00042511 | 0.0016904 | 0.0046623 | 0.010522 | 0.020813 | 0.037349 | 0.062017 | 0.096455 | 0.14162 | 0.19727 | 0.26137 | 0.33003 | 0.39777 | 0.45823 | 0.50614 | 0.53665 | 0.54626 | 0.54626 | 0.54626 | 0.54626 | 0.54626 | 0.54626 | 0.54626 | 0.54626
F1_Industrial_Industrial - ID_New_Space Heating_Natural Gas_Ventilation - Demand Controlled_A_Achievable Economic TRC Potential | F1 | Industrial | Industrial - ID | New | Space Heating | Natural Gas | Ventilation - Demand Controlled | A | Original Unit Energy Savings (kWh or therms) | Achievable Economic TRC Potential | 0 | 0 | 0.035785 | 0.032416 | 0.032144 | 0.032041 | 0.031987 | 0.031954 | 0.031931 | 0.031915 | 0.031903 | 0.031893 | 0.031885 | 0.031879 | 0.031873 | 0.031869 | 0.031865 | 0.031862 | 0.031859 | 0.031855 | 0.031849 | 0.031844 | 0.03184 | 0.031836 | 0.031833 | 0.03183 | 0.031828
F2_Industrial_Industrial - ID_New_Space Heating_Natural Gas_Ventilation - Demand Controlled_A_Achievable Economic TRC Potential | F2 | Industrial | Industrial - ID | New | Space Heating | Natural Gas | Ventilation - Demand Controlled | A | Original Unit Summer Peak Savings (kW) | Achievable Economic TRC Potential | 0 | 0 | 0 | 0 | 0 | 0 | 0 | 0 | 0 | 0 | 0 | 0 | 0 | 0 | 0 | 0 | 0 | 0 | 0 | 0 | 0 | 0 | 0 | 0 | 0 | 0 | 0
F3_Industrial_Industrial - ID_New_Space Heating_Natural Gas_Ventilation - Demand Controlled_A_Achievable Economic TRC Potential | F3 | Industrial | Industrial - ID | New | Space Heating | Natural Gas | Ventilation - Demand Controlled | A | Original Unit Winter Peak Savings (kW) | Achievable Economic TRC Potential | 0 | 0 | 0 | 0 | 0 | 0 | 0 | 0 | 0 | 0 | 0 | 0 | 0 | 0 | 0 | 0 | 0 | 0 | 0 | 0 | 0 | 0 | 0 | 0 | 0 | 0 | 0
F4_Industrial_Industrial - ID_New_Space Heating_Natural Gas_Ventilation - Demand Controlled_A_Achievable Economic TRC Potential | F4 | Industrial | Industrial - ID | New | Space Heating | Natural Gas | Ventilation - Demand Controlled | A | Standalone Impact on Baseline Energy (%) | Achievable Economic TRC Potential | 0 | 0 | 0 | 0 | 0 | 0 | 0 | 0 | 0 | 0 | 0 | 0 | 0 | 0 | 0 | 0 | 0 | 0 | 0 | 0 | 0 | 0 | 0 | 0 | 0 | 0 | 0
F5_Industrial_Industrial - ID_New_Space Heating_Natural Gas_Ventilation - Demand Controlled_A_Achievable Economic TRC Potential | F5 | Industrial | Industrial - ID | New | Space Heating | Natural Gas | Ventilation - Demand Controlled | A | Standalone Impact on Baseline Summer Peak (%) | Achievable Economic TRC Potential | 0 | 0 | 0 | 0 | 0 | 0 | 0 | 0 | 0 | 0 | 0 | 0 | 0 | 0 | 0 | 0 | 0 | 0 | 0 | 0 | 0 | 0 | 0 | 0 | 0 | 0 | 0
F6_Industrial_Industrial - ID_New_Space Heating_Natural Gas_Ventilation - Demand Controlled_A_Achievable Economic TRC Potential | F6 | Industrial | Industrial - ID | New | Space Heating | Natural Gas | Ventilation - Demand Controlled | A | Standalone Impact on Baseline Winter Peak (%) | Achievable Economic TRC Potential | 0 | 0 | 0 | 0 | 0 | 0 | 0 | 0 | 0 | 0 | 0 | 0 | 0 | 0 | 0 | 0 | 0 | 0 | 0 | 0 | 0 | 0 | 0 | 0 | 0 | 0 | 0
F7_Industrial_Industrial - ID_New_Space Heating_Natural Gas_Ventilation - Demand Controlled_A_Achievable Economic TRC Potential | F7 | Industrial | Industrial - ID | New | Space Heating | Natural Gas | Ventilation - Demand Controlled | A | Incremental Energy Savings (MWh or mTherms) | Achievable Economic TRC Potential | 0 | 0 | 0 | 0 | 0 | 0 | 0 | 0 | 0 | 0 | 0 | 0 | 0 | 0 | 0 | 0 | 0 | 0 | 0 | 0 | 0 | 0 | 0 | 0 | 0 | 0 | 0
F8_Industrial_Industrial - ID_New_Space Heating_Natural Gas_Ventilation - Demand Controlled_A_Achievable Economic TRC Potential | F8 | Industrial | Industrial - ID | New | Space Heating | Natural Gas | Ventilation - Demand Controlled | A | Incremental Summer Peak Savings (MW) | Achievable Economic TRC Potential | 0 | 0 | 0 | 0 | 0 | 0 | 0 | 0 | 0 | 0 | 0 | 0 | 0 | 0 | 0 | 0 | 0 | 0 | 0 | 0 | 0 | 0 | 0 | 0 | 0 | 0 | 0
F9_Industrial_Industrial - ID_New_Space Heating_Natural Gas_Ventilation - Demand Controlled_A_Achievable Economic TRC Potential | F9 | Industrial | Industrial - ID | New | Space Heating | Natural Gas | Ventilation - Demand Controlled | A | Incremental Winter Peak Savings (MW) | Achievable Economic TRC Potential | 0 | 0 | 0 | 0 | 0 | 0 | 0 | 0 | 0 | 0 | 0 | 0 | 0 | 0 | 0 | 0 | 0 | 0 | 0 | 0 | 0 | 0 | 0 | 0 | 0 | 0 | 0
F10_Industrial_Industrial - ID_New_Space Heating_Natural Gas_Ventilation - Demand Controlled_A_Achievable Economic TRC Potential | F10 | Industrial | Industrial - ID | New | Space Heating | Natural Gas | Ventilation - Demand Controlled | A | Cumulative Energy Savings (MWh or mTherms) | Achievable Economic TRC Potential | 0 | 0 | 0 | 0 | 0 | 0 | 0 | 0 | 0 | 0 | 0 | 0 | 0 | 0 | 0 | 0 | 0 | 0 | 0 | 0 | 0 | 0 | 0 | 0 | 0 | 0 | 0
F11_Industrial_Industrial - ID_New_Space Heating_Natural Gas_Ventilation - Demand Controlled_A_Achievable Economic TRC Potential | F11 | Industrial | Industrial - ID | New | Space Heating | Natural Gas | Ventilation - Demand Controlled | A | Cumulative Summer Peak Savings (MW) | Achievable Economic TRC Potential | 0 | 0 | 0 | 0 | 0 | 0 | 0 | 0 | 0 | 0 | 0 | 0 | 0 | 0 | 0 | 0 | 0 | 0 | 0 | 0 | 0 | 0 | 0 | 0 | 0 | 0 | 0
F12_Industrial_Industrial - ID_New_Space Heating_Natural Gas_Ventilation - Demand Controlled_A_Achievable Economic TRC Potential | F12 | Industrial | Industrial - ID | New | Space Heating | Natural Gas | Ventilation - Demand Controlled | A | Cumulative Winter Peak Savings (MW) | Achievable Economic TRC Potential | 0 | 0 | 0 | 0 | 0 | 0 | 0 | 0 | 0 | 0 | 0 | 0 | 0 | 0 | 0 | 0 | 0 | 0 | 0 | 0 | 0 | 0 | 0 | 0 | 0 | 0 | 0
F13_Industrial_Industrial - ID_New_Space Heating_Natural Gas_Ventilation - Demand Controlled_A_Achievable Economic TRC Potential | F13 | Industrial | Industrial - ID | New | Space Heating | Natural Gas | Ventilation - Demand Controlled | A | Purchases (Incremental) | Achievable Economic TRC Potential | 0 | 0 | 0 | 0 | 0 | 0 | 0 | 0 | 0 | 0 | 0 | 0 | 0 | 0 | 0 | 0 | 0 | 0 | 0 | 0 | 0 | 0 | 0 | 0 | 0 | 0 | 0
F14_Industrial_Industrial - ID_New_Space Heating_Natural Gas_Ventilation - Demand Controlled_A_Achievable Economic TRC Potential | F14 | Industrial | Industrial - ID | New | Space Heating | Natural Gas | Ventilation - Demand Controlled | A | Purchases (Cumulative) | Achievable Economic TRC Potential | 0 | 0 | 0 | 0 | 0 | 0 | 0 | 0 | 0 | 0 | 0 | 0 | 0 | 0 | 0 | 0 | 0 | 0 | 0 | 0 | 0 | 0 | 0 | 0 | 0 | 0 | 0
F1_Industrial_Industrial - ID_New_Space Heating_Natural Gas_Destratification Fans (HVLS)_A_Achievable Economic TRC Potential | F1 | Industrial | Industrial - ID | New | Space Heating | Natural Gas | Destratification Fans (HVLS) | A | Original Unit Energy Savings (kWh or therms) | Achievable Economic TRC Potential | 0 | 0 | 133830.5571 | 130216.3697 | 129925.1444 | 129813.8831 | 129756.1877 | 129720.5963 | 129696.4516 | 129678.9988 | 129665.7962 | 129655.4613 | 129647.1524 | 129640.328 | 129634.6237 | 129629.7852 | 129625.6301 | 129622.0236 | 129618.8642 | 129614.987 | 129608.7634 | 129603.4083 | 129598.7786 | 129594.7588 | 129591.2553 | 129588.1912 | 129585.5031
F2_Industrial_Industrial - ID_New_Space Heating_Natural Gas_Destratification Fans (HVLS)_A_Achievable Economic TRC Potential | F2 | Industrial | Industrial - ID | New | Space Heating | Natural Gas | Destratification Fans (HVLS) | A | Original Unit Summer Peak Savings (kW) | Achievable Economic TRC Potential | 0 | 0 | 0 | 0 | 0 | 0 | 0 | 0 | 0 | 0 | 0 | 0 | 0 | 0 | 0 | 0 | 0 | 0 | 0 | 0 | 0 | 0 | 0 | 0 | 0 | 0 | 0
F3_Industrial_Industrial - ID_New_Space Heating_Natural Gas_Destratification Fans (HVLS)_A_Achievable Economic TRC Potential | F3 | Industrial | Industrial - ID | New | Space Heating | Natural Gas | Destratification Fans (HVLS) | A | Original Unit Winter Peak Savings (kW) | Achievable Economic TRC Potential | 0 | 0 | 0 | 0 | 0 | 0 | 0 | 0 | 0 | 0 | 0 | 0 | 0 | 0 | 0 | 0 | 0 | 0 | 0 | 0 | 0 | 0 | 0 | 0 | 0 | 0 | 0
F4_Industrial_Industrial - ID_New_Space Heating_Natural Gas_Destratification Fans (HVLS)_A_Achievable Economic TRC Potential | F4 | Industrial | Industrial - ID | New | Space Heating | Natural Gas | Destratification Fans (HVLS) | A | Standalone Impact on Baseline Energy (%) | Achievable Economic TRC Potential | 0 | 0 | 0.0015394 | 0.0017751 | 0.002523 | 0.0032868 | 0.0040696 | 0.0048584 | 0.0056523 | 0.0064512 | 0.0072548 | 0.0080631 | 0.0088761 | 0.0096936 | 0.010516 | 0.011342 | 0.012173 | 0.012988 | 0.013698 | 0.014326 | 0.014883 | 0.015382 | 0.014743 | 0.014164 | 0.013639 | 0.013159 | 0.012719
F5_Industrial_Industrial - ID_New_Space Heating_Natural Gas_Destratification Fans (HVLS)_A_Achievable Economic TRC Potential | F5 | Industrial | Industrial - ID | New | Space Heating | Natural Gas | Destratification Fans (HVLS) | A | Standalone Impact on Baseline Summer Peak (%) | Achievable Economic TRC Potential | 0 | 0 | 0 | 0 | 0 | 0 | 0 | 0 | 0 | 0 | 0 | 0 | 0 | 0 | 0 | 0 | 0 | 0 | 0 | 0 | 0 | 0 | 0 | 0 | 0 | 0 | 0
F6_Industrial_Industrial - ID_New_Space Heating_Natural Gas_Destratification Fans (HVLS)_A_Achievable Economic TRC Potential | F6 | Industrial | Industrial - ID | New | Space Heating | Natural Gas | Destratification Fans (HVLS) | A | Standalone Impact on Baseline Winter Peak (%) | Achievable Economic TRC Potential | 0 | 0 | 0 | 0 | 0 | 0 | 0 | 0 | 0 | 0 | 0 | 0 | 0 | 0 | 0 | 0 | 0 | 0 | 0 | 0 | 0 | 0 | 0 | 0 | 0 | 0 | 0
F7_Industrial_Industrial - ID_New_Space Heating_Natural Gas_Destratification Fans (HVLS)_A_Achievable Economic TRC Potential | F7 | Industrial | Industrial - ID | New | Space Heating | Natural Gas | Destratification Fans (HVLS) | A | Incremental Energy Savings (MWh or mTherms) | Achievable Economic TRC Potential | 0 | 0 | 0.00059724 | 0.0037968 | 0.0068368 | 0.0098633 | 0.012807 | 0.0157 | 0.018542 | 0.021335 | 0.024079 | 0.026776 | 0.029425 | 0.032029 | 0.034587 | 0.0371 | 0.03957 | 0.041419 | 0.040602 | 0.039904 | 0.039177 | 0.038494 | 0 | 0 | 0 | 0 | 0
F8_Industrial_Industrial - ID_New_Space Heating_Natural Gas_Destratification Fans (HVLS)_A_Achievable Economic TRC Potential | F8 | Industrial | Industrial - ID | New | Space Heating | Natural Gas | Destratification Fans (HVLS) | A | Incremental Summer Peak Savings (MW) | Achievable Economic TRC Potential | 0 | 0 | 0 | 0 | 0 | 0 | 0 | 0 | 0 | 0 | 0 | 0 | 0 | 0 | 0 | 0 | 0 | 0 | 0 | 0 | 0 | 0 | 0 | 0 | 0 | 0 | 0
F9_Industrial_Industrial - ID_New_Space Heating_Natural Gas_Destratification Fans (HVLS)_A_Achievable Economic TRC Potential | F9 | Industrial | Industrial - ID | New | Space Heating | Natural Gas | Destratification Fans (HVLS) | A | Incremental Winter Peak Savings (MW) | Achievable Economic TRC Potential | 0 | 0 | 0 | 0 | 0 | 0 | 0 | 0 | 0 | 0 | 0 | 0 | 0 | 0 | 0 | 0 | 0 | 0 | 0 | 0 | 0 | 0 | 0 | 0 | 0 | 0 | 0
F10_Industrial_Industrial - ID_New_Space Heating_Natural Gas_Destratification Fans (HVLS)_A_Achievable Economic TRC Potential | F10 | Industrial | Industrial - ID | New | Space Heating | Natural Gas | Destratification Fans (HVLS) | A | Cumulative Energy Savings (MWh or mTherms) | Achievable Economic TRC Potential | 0 | 0 | 0.00059724 | 0.0043779 | 0.011205 | 0.021059 | 0.033856 | 0.049547 | 0.068079 | 0.089405 | 0.11347 | 0.14024 | 0.16966 | 0.20168 | 0.23625 | 0.27335 | 0.31291 | 0.35432 | 0.39491 | 0.4348 | 0.47396 | 0.51243 | 0.51242 | 0.5124 | 0.51239 | 0.51237 | 0.51236
F11_Industrial_Industrial - ID_New_Space Heating_Natural Gas_Destratification Fans (HVLS)_A_Achievable Economic TRC Potential | F11 | Industrial | Industrial - ID | New | Space Heating | Natural Gas | Destratification Fans (HVLS) | A | Cumulative Summer Peak Savings (MW) | Achievable Economic TRC Potential | 0 | 0 | 0 | 0 | 0 | 0 | 0 | 0 | 0 | 0 | 0 | 0 | 0 | 0 | 0 | 0 | 0 | 0 | 0 | 0 | 0 | 0 | 0 | 0 | 0 | 0 | 0
F12_Industrial_Industrial - ID_New_Space Heating_Natural Gas_Destratification Fans (HVLS)_A_Achievable Economic TRC Potential | F12 | Industrial | Industrial - ID | New | Space Heating | Natural Gas | Destratification Fans (HVLS) | A | Cumulative Winter Peak Savings (MW) | Achievable Economic TRC Potential | 0 | 0 | 0 | 0 | 0 | 0 | 0 | 0 | 0 | 0 | 0 | 0 | 0 | 0 | 0 | 0 | 0 | 0 | 0 | 0 | 0 | 0 | 0 | 0 | 0 | 0 | 0
F13_Industrial_Industrial - ID_New_Space Heating_Natural Gas_Destratification Fans (HVLS)_A_Achievable Economic TRC Potential | F13 | Industrial | Industrial - ID | New | Space Heating | Natural Gas | Destratification Fans (HVLS) | A | Purchases (Incremental) | Achievable Economic TRC Potential | 0 | 0 | 4.4627e-06 | 2.9158e-05 | 5.2621e-05 | 7.5981e-05 | 9.8701e-05 | 0.00012103 | 0.00014296 | 0.00016452 | 0.0001857 | 0.00020651 | 0.00022696 | 0.00024706 | 0.0002668 | 0.0002862 | 0.00030527 | 0.00031953 | 0.00031324 | 0.00030786 | 0.00030227 | 0.00029701 | 0 | 0 | 0 | 0 | 0
F14_Industrial_Industrial - ID_New_Space Heating_Natural Gas_Destratification Fans (HVLS)_A_Achievable Economic TRC Potential | F14 | Industrial | Industrial - ID | New | Space Heating | Natural Gas | Destratification Fans (HVLS) | A | Purchases (Cumulative) | Achievable Economic TRC Potential | 0 | 0 | 4.4627e-06 | 3.362e-05 | 8.6242e-05 | 0.00016222 | 0.00026092 | 0.00038195 | 0.00052491 | 0.00068943 | 0.00087513 | 0.0010816 | 0.0013086 | 0.0015557 | 0.0018225 | 0.0021087 | 0.0024139 | 0.0027335 | 0.0030467 | 0.0033546 | 0.0036568 | 0.0039539 | 0.0039539 | 0.0039539 | 0.0039539 | 0.0039539 | 0.0039539
F1_Industrial_Industrial - ID_New_Space Heating_Natural Gas_Condensing RTU_A_Achievable Economic TRC Potential | F1 | Industrial | Industrial - ID | New | Space Heating | Natural Gas | Condensing RTU | A | Original Unit Energy Savings (kWh or therms) | Achievable Economic TRC Potential | 0 | 0 | 0.057618 | 0.052194 | 0.051757 | 0.05159 | 0.051504 | 0.05145 | 0.051414 | 0.051388 | 0.051368 | 0.051352 | 0.05134 | 0.05133 | 0.051321 | 0.051314 | 0.051308 | 0.051302 | 0.051297 | 0.051292 | 0.051282 | 0.051274 | 0.051267 | 0.051261 | 0.051256 | 0.051251 | 0.051247
F2_Industrial_Industrial - ID_New_Space Heating_Natural Gas_Condensing RTU_A_Achievable Economic TRC Potential | F2 | Industrial | Industrial - ID | New | Space Heating | Natural Gas | Condensing RTU | A | Original Unit Summer Peak Savings (kW) | Achievable Economic TRC Potential | 0 | 0 | 0 | 0 | 0 | 0 | 0 | 0 | 0 | 0 | 0 | 0 | 0 | 0 | 0 | 0 | 0 | 0 | 0 | 0 | 0 | 0 | 0 | 0 | 0 | 0 | 0
F3_Industrial_Industrial - ID_New_Space Heating_Natural Gas_Condensing RTU_A_Achievable Economic TRC Potential | F3 | Industrial | Industrial - ID | New | Space Heating | Natural Gas | Condensing RTU | A | Original Unit Winter Peak Savings (kW) | Achievable Economic TRC Potential | 0 | 0 | 0 | 0 | 0 | 0 | 0 | 0 | 0 | 0 | 0 | 0 | 0 | 0 | 0 | 0 | 0 | 0 | 0 | 0 | 0 | 0 | 0 | 0 | 0 | 0 | 0
F4_Industrial_Industrial - ID_New_Space Heating_Natural Gas_Condensing RTU_A_Achievable Economic TRC Potential | F4 | Industrial | Industrial - ID | New | Space Heating | Natural Gas | Condensing RTU | A | Standalone Impact on Baseline Energy (%) | Achievable Economic TRC Potential | 0 | 0 | 0 | 0 | 0 | 0 | 0 | 0 | 0 | 0 | 0 | 0 | 0 | 0 | 0 | 0 | 0 | 0 | 0 | 0 | 0 | 0 | 0 | 0 | 0 | 0 | 0
F5_Industrial_Industrial - ID_New_Space Heating_Natural Gas_Condensing RTU_A_Achievable Economic TRC Potential | F5 | Industrial | Industrial - ID | New | Space Heating | Natural Gas | Condensing RTU | A | Standalone Impact on Baseline Summer Peak (%) | Achievable Economic TRC Potential | 0 | 0 | 0 | 0 | 0 | 0 | 0 | 0 | 0 | 0 | 0 | 0 | 0 | 0 | 0 | 0 | 0 | 0 | 0 | 0 | 0 | 0 | 0 | 0 | 0 | 0 | 0
F6_Industrial_Industrial - ID_New_Space Heating_Natural Gas_Condensing RTU_A_Achievable Economic TRC Potential | F6 | Industrial | Industrial - ID | New | Space Heating | Natural Gas | Condensing RTU | A | Standalone Impact on Baseline Winter Peak (%) | Achievable Economic TRC Potential | 0 | 0 | 0 | 0 | 0 | 0 | 0 | 0 | 0 | 0 | 0 | 0 | 0 | 0 | 0 | 0 | 0 | 0 | 0 | 0 | 0 | 0 | 0 | 0 | 0 | 0 | 0
F7_Industrial_Industrial - ID_New_Space Heating_Natural Gas_Condensing RTU_A_Achievable Economic TRC Potential | F7 | Industrial | Industrial - ID | New | Space Heating | Natural Gas | Condensing RTU | A | Incremental Energy Savings (MWh or mTherms) | Achievable Economic TRC Potential | 0 | 0 | 0 | 0 | 0 | 0 | 0 | 0 | 0 | 0 | 0 | 0 | 0 | 0 | 0 | 0 | 0 | 0 | 0 | 0 | 0 | 0 | 0 | 0 | 0 | 0 | 0
F8_Industrial_Industrial - ID_New_Space Heating_Natural Gas_Condensing RTU_A_Achievable Economic TRC Potential | F8 | Industrial | Industrial - ID | New | Space Heating | Natural Gas | Condensing RTU | A | Incremental Summer Peak Savings (MW) | Achievable Economic TRC Potential | 0 | 0 | 0 | 0 | 0 | 0 | 0 | 0 | 0 | 0 | 0 | 0 | 0 | 0 | 0 | 0 | 0 | 0 | 0 | 0 | 0 | 0 | 0 | 0 | 0 | 0 | 0
F9_Industrial_Industrial - ID_New_Space Heating_Natural Gas_Condensing RTU_A_Achievable Economic TRC Potential | F9 | Industrial | Industrial - ID | New | Space Heating | Natural Gas | Condensing RTU | A | Incremental Winter Peak Savings (MW) | Achievable Economic TRC Potential | 0 | 0 | 0 | 0 | 0 | 0 | 0 | 0 | 0 | 0 | 0 | 0 | 0 | 0 | 0 | 0 | 0 | 0 | 0 | 0 | 0 | 0 | 0 | 0 | 0 | 0 | 0
F10_Industrial_Industrial - ID_New_Space Heating_Natural Gas_Condensing RTU_A_Achievable Economic TRC Potential | F10 | Industrial | Industrial - ID | New | Space Heating | Natural Gas | Condensing RTU | A | Cumulative Energy Savings (MWh or mTherms) | Achievable Economic TRC Potential | 0 | 0 | 0 | 0 | 0 | 0 | 0 | 0 | 0 | 0 | 0 | 0 | 0 | 0 | 0 | 0 | 0 | 0 | 0 | 0 | 0 | 0 | 0 | 0 | 0 | 0 | 0
F11_Industrial_Industrial - ID_New_Space Heating_Natural Gas_Condensing RTU_A_Achievable Economic TRC Potential | F11 | Industrial | Industrial - ID | New | Space Heating | Natural Gas | Condensing RTU | A | Cumulative Summer Peak Savings (MW) | Achievable Economic TRC Potential | 0 | 0 | 0 | 0 | 0 | 0 | 0 | 0 | 0 | 0 | 0 | 0 | 0 | 0 | 0 | 0 | 0 | 0 | 0 | 0 | 0 | 0 | 0 | 0 | 0 | 0 | 0
F12_Industrial_Industrial - ID_New_Space Heating_Natural Gas_Condensing RTU_A_Achievable Economic TRC Potential | F12 | Industrial | Industrial - ID | New | Space Heating | Natural Gas | Condensing RTU | A | Cumulative Winter Peak Savings (MW) | Achievable Economic TRC Potential | 0 | 0 | 0 | 0 | 0 | 0 | 0 | 0 | 0 | 0 | 0 | 0 | 0 | 0 | 0 | 0 | 0 | 0 | 0 | 0 | 0 | 0 | 0 | 0 | 0 | 0 | 0
F13_Industrial_Industrial - ID_New_Space Heating_Natural Gas_Condensing RTU_A_Achievable Economic TRC Potential | F13 | Industrial | Industrial - ID | New | Space Heating | Natural Gas | Condensing RTU | A | Purchases (Incremental) | Achievable Economic TRC Potential | 0 | 0 | 0 | 0 | 0 | 0 | 0 | 0 | 0 | 0 | 0 | 0 | 0 | 0 | 0 | 0 | 0 | 0 | 0 | 0 | 0 | 0 | 0 | 0 | 0 | 0 | 0
F14_Industrial_Industrial - ID_New_Space Heating_Natural Gas_Condensing RTU_A_Achievable Economic TRC Potential | F14 | Industrial | Industrial - ID | New | Space Heating | Natural Gas | Condensing RTU | A | Purchases (Cumulative) | Achievable Economic TRC Potential | 0 | 0 | 0 | 0 | 0 | 0 | 0 | 0 | 0 | 0 | 0 | 0 | 0 | 0 | 0 | 0 | 0 | 0 | 0 | 0 | 0 | 0 | 0 | 0 | 0 | 0 | 0
F1_Industrial_Industrial - ID_New_Space Heating_Natural Gas_Industrial Air Curtains_A_Achievable Economic TRC Potential | F1 | Industrial | Industrial - ID | New | Space Heating | Natural Gas | Industrial Air Curtains | A | Original Unit Energy Savings (kWh or therms) | Achievable Economic TRC Potential | 0 | 0 | -0.016936 | -0.016479 | -0.016442 | -0.016428 | -0.01642 | -0.016416 | -0.016413 | -0.016411 | -0.016409 | -0.016408 | -0.016407 | -0.016406 | -0.016405 | -0.016404 | -0.016404 | -0.016403 | -0.016403 | -0.016403 | -0.016402 | -0.016401 | -0.016401 | -0.0164 | -0.0164 | -0.016399 | -0.016399
F2_Industrial_Industrial - ID_New_Space Heating_Natural Gas_Industrial Air Curtains_A_Achievable Economic TRC Potential | F2 | Industrial | Industrial - ID | New | Space Heating | Natural Gas | Industrial Air Curtains | A | Original Unit Summer Peak Savings (kW) | Achievable Economic TRC Potential | 0 | 0 | 0 | 0 | 0 | 0 | 0 | 0 | 0 | 0 | 0 | 0 | 0 | 0 | 0 | 0 | 0 | 0 | 0 | 0 | 0 | 0 | 0 | 0 | 0 | 0 | 0
F3_Industrial_Industrial - ID_New_Space Heating_Natural Gas_Industrial Air Curtains_A_Achievable Economic TRC Potential | F3 | Industrial | Industrial - ID | New | Space Heating | Natural Gas | Industrial Air Curtains | A | Original Unit Winter Peak Savings (kW) | Achievable Economic TRC Potential | 0 | 0 | 0 | 0 | 0 | 0 | 0 | 0 | 0 | 0 | 0 | 0 | 0 | 0 | 0 | 0 | 0 | 0 | 0 | 0 | 0 | 0 | 0 | 0 | 0 | 0 | 0
F4_Industrial_Industrial - ID_New_Space Heating_Natural Gas_Industrial Air Curtains_A_Achievable Economic TRC Potential | F4 | Industrial | Industrial - ID | New | Space Heating | Natural Gas | Industrial Air Curtains | A | Standalone Impact on Baseline Energy (%) | Achievable Economic TRC Potential | 0 | 0 | 0 | 0 | 0 | 0 | 0 | 0 | 0 | 0 | 0 | 0 | 0 | 0 | 0 | 0 | 0 | 0 | 0 | 0 | 0 | 0 | 0 | 0 | 0 | 0 | 0
F5_Industrial_Industrial - ID_New_Space Heating_Natural Gas_Industrial Air Curtains_A_Achievable Economic TRC Potential | F5 | Industrial | Industrial - ID | New | Space Heating | Natural Gas | Industrial Air Curtains | A | Standalone Impact on Baseline Summer Peak (%) | Achievable Economic TRC Potential | 0 | 0 | 0 | 0 | 0 | 0 | 0 | 0 | 0 | 0 | 0 | 0 | 0 | 0 | 0 | 0 | 0 | 0 | 0 | 0 | 0 | 0 | 0 | 0 | 0 | 0 | 0
F6_Industrial_Industrial - ID_New_Space Heating_Natural Gas_Industrial Air Curtains_A_Achievable Economic TRC Potential | F6 | Industrial | Industrial - ID | New | Space Heating | Natural Gas | Industrial Air Curtains | A | Standalone Impact on Baseline Winter Peak (%) | Achievable Economic TRC Potential | 0 | 0 | 0 | 0 | 0 | 0 | 0 | 0 | 0 | 0 | 0 | 0 | 0 | 0 | 0 | 0 | 0 | 0 | 0 | 0 | 0 | 0 | 0 | 0 | 0 | 0 | 0
F7_Industrial_Industrial - ID_New_Space Heating_Natural Gas_Industrial Air Curtains_A_Achievable Economic TRC Potential | F7 | Industrial | Industrial - ID | New | Space Heating | Natural Gas | Industrial Air Curtains | A | Incremental Energy Savings (MWh or mTherms) | Achievable Economic TRC Potential | 0 | 0 | 0 | 0 | 0 | 0 | 0 | 0 | 0 | 0 | 0 | 0 | 0 | 0 | 0 | 0 | 0 | 0 | 0 | 0 | 0 | 0 | 0 | 0 | 0 | 0 | 0
F8_Industrial_Industrial - ID_New_Space Heating_Natural Gas_Industrial Air Curtains_A_Achievable Economic TRC Potential | F8 | Industrial | Industrial - ID | New | Space Heating | Natural Gas | Industrial Air Curtains | A | Incremental Summer Peak Savings (MW) | Achievable Economic TRC Potential | 0 | 0 | 0 | 0 | 0 | 0 | 0 | 0 | 0 | 0 | 0 | 0 | 0 | 0 | 0 | 0 | 0 | 0 | 0 | 0 | 0 | 0 | 0 | 0 | 0 | 0 | 0
F9_Industrial_Industrial - ID_New_Space Heating_Natural Gas_Industrial Air Curtains_A_Achievable Economic TRC Potential | F9 | Industrial | Industrial - ID | New | Space Heating | Natural Gas | Industrial Air Curtains | A | Incremental Winter Peak Savings (MW) | Achievable Economic TRC Potential | 0 | 0 | 0 | 0 | 0 | 0 | 0 | 0 | 0 | 0 | 0 | 0 | 0 | 0 | 0 | 0 | 0 | 0 | 0 | 0 | 0 | 0 | 0 | 0 | 0 | 0 | 0
F10_Industrial_Industrial - ID_New_Space Heating_Natural Gas_Industrial Air Curtains_A_Achievable Economic TRC Potential | F10 | Industrial | Industrial - ID | New | Space Heating | Natural Gas | Industrial Air Curtains | A | Cumulative Energy Savings (MWh or mTherms) | Achievable Economic TRC Potential | 0 | 0 | 0 | 0 | 0 | 0 | 0 | 0 | 0 | 0 | 0 | 0 | 0 | 0 | 0 | 0 | 0 | 0 | 0 | 0 | 0 | 0 | 0 | 0 | 0 | 0 | 0
F11_Industrial_Industrial - ID_New_Space Heating_Natural Gas_Industrial Air Curtains_A_Achievable Economic TRC Potential | F11 | Industrial | Industrial - ID | New | Space Heating | Natural Gas | Industrial Air Curtains | A | Cumulative Summer Peak Savings (MW) | Achievable Economic TRC Potential | 0 | 0 | 0 | 0 | 0 | 0 | 0 | 0 | 0 | 0 | 0 | 0 | 0 | 0 | 0 | 0 | 0 | 0 | 0 | 0 | 0 | 0 | 0 | 0 | 0 | 0 | 0
F12_Industrial_Industrial - ID_New_Space Heating_Natural Gas_Industrial Air Curtains_A_Achievable Economic TRC Potential | F12 | Industrial | Industrial - ID | New | Space Heating | Natural Gas | Industrial Air Curtains | A | Cumulative Winter Peak Savings (MW) | Achievable Economic TRC Potential | 0 | 0 | 0 | 0 | 0 | 0 | 0 | 0 | 0 | 0 | 0 | 0 | 0 | 0 | 0 | 0 | 0 | 0 | 0 | 0 | 0 | 0 | 0 | 0 | 0 | 0 | 0
F13_Industrial_Industrial - ID_New_Space Heating_Natural Gas_Industrial Air Curtains_A_Achievable Economic TRC Potential | F13 | Industrial | Industrial - ID | New | Space Heating | Natural Gas | Industrial Air Curtains | A | Purchases (Incremental) | Achievable Economic TRC Potential | 0 | 0 | 0 | 0 | 0 | 0 | 0 | 0 | 0 | 0 | 0 | 0 | 0 | 0 | 0 | 0 | 0 | 0 | 0 | 0 | 0 | 0 | 0 | 0 | 0 | 0 | 0
F14_Industrial_Industrial - ID_New_Space Heating_Natural Gas_Industrial Air Curtains_A_Achievable Economic TRC Potential | F14 | Industrial | Industrial - ID | New | Space Heating | Natural Gas | Industrial Air Curtains | A | Purchases (Cumulative) | Achievable Economic TRC Potential | 0 | 0 | 0 | 0 | 0 | 0 | 0 | 0 | 0 | 0 | 0 | 0 | 0 | 0 | 0 | 0 | 0 | 0 | 0 | 0 | 0 | 0 | 0 | 0 | 0 | 0 | 0
F1_Industrial_Industrial - ID_New_Space Heating_Natural Gas_HVAC - Energy Recovery Ventilator_A_Achievable Economic TRC Potential | F1 | Industrial | Industrial - ID | New | Space Heating | Natural Gas | HVAC - Energy Recovery Ventilator | A | Original Unit Energy Savings (kWh or therms) | Achievable Economic TRC Potential | 0 | 0 | 0.17621 | 0.17145 | 0.17107 | 0.17092 | 0.17084 | 0.1708 | 0.17077 | 0.17074 | 0.17072 | 0.17071 | 0.1707 | 0.17069 | 0.17068 | 0.17068 | 0.17067 | 0.17067 | 0.17066 | 0.17066 | 0.17065 | 0.17064 | 0.17064 | 0.17063 | 0.17063 | 0.17062 | 0.17062
F2_Industrial_Industrial - ID_New_Space Heating_Natural Gas_HVAC - Energy Recovery Ventilator_A_Achievable Economic TRC Potential | F2 | Industrial | Industrial - ID | New | Space Heating | Natural Gas | HVAC - Energy Recovery Ventilator | A | Original Unit Summer Peak Savings (kW) | Achievable Economic TRC Potential | 0 | 0 | 0 | 0 | 0 | 0 | 0 | 0 | 0 | 0 | 0 | 0 | 0 | 0 | 0 | 0 | 0 | 0 | 0 | 0 | 0 | 0 | 0 | 0 | 0 | 0 | 0
F3_Industrial_Industrial - ID_New_Space Heating_Natural Gas_HVAC - Energy Recovery Ventilator_A_Achievable Economic TRC Potential | F3 | Industrial | Industrial - ID | New | Space Heating | Natural Gas | HVAC - Energy Recovery Ventilator | A | Original Unit Winter Peak Savings (kW) | Achievable Economic TRC Potential | 0 | 0 | 0 | 0 | 0 | 0 | 0 | 0 | 0 | 0 | 0 | 0 | 0 | 0 | 0 | 0 | 0 | 0 | 0 | 0 | 0 | 0 | 0 | 0 | 0 | 0 | 0
F4_Industrial_Industrial - ID_New_Space Heating_Natural Gas_HVAC - Energy Recovery Ventilator_A_Achievable Economic TRC Potential | F4 | Industrial | Industrial - ID | New | Space Heating | Natural Gas | HVAC - Energy Recovery Ventilator | A | Standalone Impact on Baseline Energy (%) | Achievable Economic TRC Potential | 0 | 0 | 0 | 0 | 0 | 0 | 0 | 0 | 0 | 0 | 0 | 0 | 0 | 0 | 0 | 0 | 0 | 0 | 0 | 0 | 0 | 0 | 0 | 0 | 0 | 0 | 0
F5_Industrial_Industrial - ID_New_Space Heating_Natural Gas_HVAC - Energy Recovery Ventilator_A_Achievable Economic TRC Potential | F5 | Industrial | Industrial - ID | New | Space Heating | Natural Gas | HVAC - Energy Recovery Ventilator | A | Standalone Impact on Baseline Summer Peak (%) | Achievable Economic TRC Potential | 0 | 0 | 0 | 0 | 0 | 0 | 0 | 0 | 0 | 0 | 0 | 0 | 0 | 0 | 0 | 0 | 0 | 0 | 0 | 0 | 0 | 0 | 0 | 0 | 0 | 0 | 0
F6_Industrial_Industrial - ID_New_Space Heating_Natural Gas_HVAC - Energy Recovery Ventilator_A_Achievable Economic TRC Potential | F6 | Industrial | Industrial - ID | New | Space Heating | Natural Gas | HVAC - Energy Recovery Ventilator | A | Standalone Impact on Baseline Winter Peak (%) | Achievable Economic TRC Potential | 0 | 0 | 0 | 0 | 0 | 0 | 0 | 0 | 0 | 0 | 0 | 0 | 0 | 0 | 0 | 0 | 0 | 0 | 0 | 0 | 0 | 0 | 0 | 0 | 0 | 0 | 0
F7_Industrial_Industrial - ID_New_Space Heating_Natural Gas_HVAC - Energy Recovery Ventilator_A_Achievable Economic TRC Potential | F7 | Industrial | Industrial - ID | New | Space Heating | Natural Gas | HVAC - Energy Recovery Ventilator | A | Incremental Energy Savings (MWh or mTherms) | Achievable Economic TRC Potential | 0 | 0 | 0 | 0 | 0 | 0 | 0 | 0 | 0 | 0 | 0 | 0 | 0 | 0 | 0 | 0 | 0 | 0 | 0 | 0 | 0 | 0 | 0 | 0 | 0 | 0 | 0
F8_Industrial_Industrial - ID_New_Space Heating_Natural Gas_HVAC - Energy Recovery Ventilator_A_Achievable Economic TRC Potential | F8 | Industrial | Industrial - ID | New | Space Heating | Natural Gas | HVAC - Energy Recovery Ventilator | A | Incremental Summer Peak Savings (MW) | Achievable Economic TRC Potential | 0 | 0 | 0 | 0 | 0 | 0 | 0 | 0 | 0 | 0 | 0 | 0 | 0 | 0 | 0 | 0 | 0 | 0 | 0 | 0 | 0 | 0 | 0 | 0 | 0 | 0 | 0
F9_Industrial_Industrial - ID_New_Space Heating_Natural Gas_HVAC - Energy Recovery Ventilator_A_Achievable Economic TRC Potential | F9 | Industrial | Industrial - ID | New | Space Heating | Natural Gas | HVAC - Energy Recovery Ventilator | A | Incremental Winter Peak Savings (MW) | Achievable Economic TRC Potential | 0 | 0 | 0 | 0 | 0 | 0 | 0 | 0 | 0 | 0 | 0 | 0 | 0 | 0 | 0 | 0 | 0 | 0 | 0 | 0 | 0 | 0 | 0 | 0 | 0 | 0 | 0
F10_Industrial_Industrial - ID_New_Space Heating_Natural Gas_HVAC - Energy Recovery Ventilator_A_Achievable Economic TRC Potential | F10 | Industrial | Industrial - ID | New | Space Heating | Natural Gas | HVAC - Energy Recovery Ventilator | A | Cumulative Energy Savings (MWh or mTherms) | Achievable Economic TRC Potential | 0 | 0 | 0 | 0 | 0 | 0 | 0 | 0 | 0 | 0 | 0 | 0 | 0 | 0 | 0 | 0 | 0 | 0 | 0 | 0 | 0 | 0 | 0 | 0 | 0 | 0 | 0
F11_Industrial_Industrial - ID_New_Space Heating_Natural Gas_HVAC - Energy Recovery Ventilator_A_Achievable Economic TRC Potential | F11 | Industrial | Industrial - ID | New | Space Heating | Natural Gas | HVAC - Energy Recovery Ventilator | A | Cumulative Summer Peak Savings (MW) | Achievable Economic TRC Potential | 0 | 0 | 0 | 0 | 0 | 0 | 0 | 0 | 0 | 0 | 0 | 0 | 0 | 0 | 0 | 0 | 0 | 0 | 0 | 0 | 0 | 0 | 0 | 0 | 0 | 0 | 0
F12_Industrial_Industrial - ID_New_Space Heating_Natural Gas_HVAC - Energy Recovery Ventilator_A_Achievable Economic TRC Potential | F12 | Industrial | Industrial - ID | New | Space Heating | Natural Gas | HVAC - Energy Recovery Ventilator | A | Cumulative Winter Peak Savings (MW) | Achievable Economic TRC Potential | 0 | 0 | 0 | 0 | 0 | 0 | 0 | 0 | 0 | 0 | 0 | 0 | 0 | 0 | 0 | 0 | 0 | 0 | 0 | 0 | 0 | 0 | 0 | 0 | 0 | 0 | 0
F13_Industrial_Industrial - ID_New_Space Heating_Natural Gas_HVAC - Energy Recovery Ventilator_A_Achievable Economic TRC Potential | F13 | Industrial | Industrial - ID | New | Space Heating | Natural Gas | HVAC - Energy Recovery Ventilator | A | Purchases (Incremental) | Achievable Economic TRC Potential | 0 | 0 | 0 | 0 | 0 | 0 | 0 | 0 | 0 | 0 | 0 | 0 | 0 | 0 | 0 | 0 | 0 | 0 | 0 | 0 | 0 | 0 | 0 | 0 | 0 | 0 | 0
F14_Industrial_Industrial - ID_New_Space Heating_Natural Gas_HVAC - Energy Recovery Ventilator_A_Achievable Economic TRC Potential | F14 | Industrial | Industrial - ID | New | Space Heating | Natural Gas | HVAC - Energy Recovery Ventilator | A | Purchases (Cumulative) | Achievable Economic TRC Potential | 0 | 0 | 0 | 0 | 0 | 0 | 0 | 0 | 0 | 0 | 0 | 0 | 0 | 0 | 0 | 0 | 0 | 0 | 0 | 0 | 0 | 0 | 0 | 0 | 0 | 0 | 0
F1_Industrial_Industrial - ID_New_Space Heating_Natural Gas_Thermostat - Connected_A_Achievable Economic TRC Potential | F1 | Industrial | Industrial - ID | New | Space Heating | Natural Gas | Thermostat - Connected | A | Original Unit Energy Savings (kWh or therms) | Achievable Economic TRC Potential | 0 | 0 | 8493.9799 | 8264.5941 | 8246.1105 | 8239.049 | 8235.3872 | 8233.1282 | 8231.5958 | 8230.4881 | 8229.6502 | 8228.9942 | 8228.4669 | 8228.0337 | 8227.6717 | 8227.3646 | 8227.1009 | 8226.872 | 8226.6715 | 8226.4254 | 8226.0304 | 8225.6905 | 8225.3967 | 8225.1416 | 8224.9192 | 8224.7247 | 8224.5541
F2_Industrial_Industrial - ID_New_Space Heating_Natural Gas_Thermostat - Connected_A_Achievable Economic TRC Potential | F2 | Industrial | Industrial - ID | New | Space Heating | Natural Gas | Thermostat - Connected | A | Original Unit Summer Peak Savings (kW) | Achievable Economic TRC Potential | 0 | 0 | 0 | 0 | 0 | 0 | 0 | 0 | 0 | 0 | 0 | 0 | 0 | 0 | 0 | 0 | 0 | 0 | 0 | 0 | 0 | 0 | 0 | 0 | 0 | 0 | 0
F3_Industrial_Industrial - ID_New_Space Heating_Natural Gas_Thermostat - Connected_A_Achievable Economic TRC Potential | F3 | Industrial | Industrial - ID | New | Space Heating | Natural Gas | Thermostat - Connected | A | Original Unit Winter Peak Savings (kW) | Achievable Economic TRC Potential | 0 | 0 | 0 | 0 | 0 | 0 | 0 | 0 | 0 | 0 | 0 | 0 | 0 | 0 | 0 | 0 | 0 | 0 | 0 | 0 | 0 | 0 | 0 | 0 | 0 | 0 | 0
F4_Industrial_Industrial - ID_New_Space Heating_Natural Gas_Thermostat - Connected_A_Achievable Economic TRC Potential | F4 | Industrial | Industrial - ID | New | Space Heating | Natural Gas | Thermostat - Connected | A | Standalone Impact on Baseline Energy (%) | Achievable Economic TRC Potential | 0 | 0 | 0.0018595 | 0.0021441 | 0.0030475 | 0.00397 | 0.0049156 | 0.0056138 | 0.005712 | 0.0054399 | 0.0049154 | 0.0044201 | 0.0040218 | 0.0036947 | 0.0034213 | 0.0031893 | 0.0029902 | 0.0028173 | 0.0026659 | 0.0025321 | 0.0024132 | 0.0023067 | 0.0022109 | 0.0021241 | 0.0020453 | 0.0019734 | 0.0019074
F5_Industrial_Industrial - ID_New_Space Heating_Natural Gas_Thermostat - Connected_A_Achievable Economic TRC Potential | F5 | Industrial | Industrial - ID | New | Space Heating | Natural Gas | Thermostat - Connected | A | Standalone Impact on Baseline Summer Peak (%) | Achievable Economic TRC Potential | 0 | 0 | 0 | 0 | 0 | 0 | 0 | 0 | 0 | 0 | 0 | 0 | 0 | 0 | 0 | 0 | 0 | 0 | 0 | 0 | 0 | 0 | 0 | 0 | 0 | 0 | 0
F6_Industrial_Industrial - ID_New_Space Heating_Natural Gas_Thermostat - Connected_A_Achievable Economic TRC Potential | F6 | Industrial | Industrial - ID | New | Space Heating | Natural Gas | Thermostat - Connected | A | Standalone Impact on Baseline Winter Peak (%) | Achievable Economic TRC Potential | 0 | 0 | 0 | 0 | 0 | 0 | 0 | 0 | 0 | 0 | 0 | 0 | 0 | 0 | 0 | 0 | 0 | 0 | 0 | 0 | 0 | 0 | 0 | 0 | 0 | 0 | 0
F7_Industrial_Industrial - ID_New_Space Heating_Natural Gas_Thermostat - Connected_A_Achievable Economic TRC Potential | F7 | Industrial | Industrial - ID | New | Space Heating | Natural Gas | Thermostat - Connected | A | Incremental Energy Savings (MWh or mTherms) | Achievable Economic TRC Potential | 0 | 0 | 0.00072139 | 0.0045861 | 0.008258 | 0.011914 | 0.015469 | 0.016368 | 0.011558 | 0.006601 | 0.001502 | 0 | 0 | 0 | 0 | 0 | 0 | 0 | 0 | 0 | 0 | 0 | 0 | 0 | 0 | 0 | 0
F8_Industrial_Industrial - ID_New_Space Heating_Natural Gas_Thermostat - Connected_A_Achievable Economic TRC Potential | F8 | Industrial | Industrial - ID | New | Space Heating | Natural Gas | Thermostat - Connected | A | Incremental Summer Peak Savings (MW) | Achievable Economic TRC Potential | 0 | 0 | 0 | 0 | 0 | 0 | 0 | 0 | 0 | 0 | 0 | 0 | 0 | 0 | 0 | 0 | 0 | 0 | 0 | 0 | 0 | 0 | 0 | 0 | 0 | 0 | 0
F9_Industrial_Industrial - ID_New_Space Heating_Natural Gas_Thermostat - Connected_A_Achievable Economic TRC Potential | F9 | Industrial | Industrial - ID | New | Space Heating | Natural Gas | Thermostat - Connected | A | Incremental Winter Peak Savings (MW) | Achievable Economic TRC Potential | 0 | 0 | 0 | 0 | 0 | 0 | 0 | 0 | 0 | 0 | 0 | 0 | 0 | 0 | 0 | 0 | 0 | 0 | 0 | 0 | 0 | 0 | 0 | 0 | 0 | 0 | 0
F10_Industrial_Industrial - ID_New_Space Heating_Natural Gas_Thermostat - Connected_A_Achievable Economic TRC Potential | F10 | Industrial | Industrial - ID | New | Space Heating | Natural Gas | Thermostat - Connected | A | Cumulative Energy Savings (MWh or mTherms) | Achievable Economic TRC Potential | 0 | 0 | 0.00072139 | 0.005288 | 0.013534 | 0.025436 | 0.040894 | 0.057251 | 0.068798 | 0.075389 | 0.076884 | 0.076878 | 0.076873 | 0.076869 | 0.076865 | 0.076862 | 0.07686 | 0.076858 | 0.076856 | 0.076854 | 0.07685 | 0.076847 | 0.076844 | 0.076842 | 0.07684 | 0.076838 | 0.076836
F11_Industrial_Industrial - ID_New_Space Heating_Natural Gas_Thermostat - Connected_A_Achievable Economic TRC Potential | F11 | Industrial | Industrial - ID | New | Space Heating | Natural Gas | Thermostat - Connected | A | Cumulative Summer Peak Savings (MW) | Achievable Economic TRC Potential | 0 | 0 | 0 | 0 | 0 | 0 | 0 | 0 | 0 | 0 | 0 | 0 | 0 | 0 | 0 | 0 | 0 | 0 | 0 | 0 | 0 | 0 | 0 | 0 | 0 | 0 | 0
F12_Industrial_Industrial - ID_New_Space Heating_Natural Gas_Thermostat - Connected_A_Achievable Economic TRC Potential | F12 | Industrial | Industrial - ID | New | Space Heating | Natural Gas | Thermostat - Connected | A | Cumulative Winter Peak Savings (MW) | Achievable Economic TRC Potential | 0 | 0 | 0 | 0 | 0 | 0 | 0 | 0 | 0 | 0 | 0 | 0 | 0 | 0 | 0 | 0 | 0 | 0 | 0 | 0 | 0 | 0 | 0 | 0 | 0 | 0 | 0
F13_Industrial_Industrial - ID_New_Space Heating_Natural Gas_Thermostat - Connected_A_Achievable Economic TRC Potential | F13 | Industrial | Industrial - ID | New | Space Heating | Natural Gas | Thermostat - Connected | A | Purchases (Incremental) | Achievable Economic TRC Potential | 0 | 0 | 8.493e-05 | 0.0005549 | 0.0010014 | 0.001446 | 0.0018784 | 0.001988 | 0.0014041 | 0.00080201 | 0.00018251 | 0 | 0 | 0 | 0 | 0 | 0 | 0 | 0 | 0 | 0 | 0 | 0 | 0 | 0 | 0 | 0
F14_Industrial_Industrial - ID_New_Space Heating_Natural Gas_Thermostat - Connected_A_Achievable Economic TRC Potential | F14 | Industrial | Industrial - ID | New | Space Heating | Natural Gas | Thermostat - Connected | A | Purchases (Cumulative) | Achievable Economic TRC Potential | 0 | 0 | 8.493e-05 | 0.00063983 | 0.0016413 | 0.0030873 | 0.0049657 | 0.0069537 | 0.0083578 | 0.0091598 | 0.0093423 | 0.0093423 | 0.0093423 | 0.0093423 | 0.0093423 | 0.0093423 | 0.0093423 | 0.0093423 | 0.0093423 | 0.0093423 | 0.0093423 | 0.0093423 | 0.0093423 | 0.0093423 | 0.0093423 | 0.0093423 | 0.0093423
F1_Industrial_Industrial - ID_New_Space Heating_Natural Gas_Gas Boiler - Maintenance_A_Achievable Economic TRC Potential | F1 | Industrial | Industrial - ID | New | Space Heating | Natural Gas | Gas Boiler - Maintenance | A | Original Unit Energy Savings (kWh or therms) | Achievable Economic TRC Potential | 0 | 0 | 0.559 | 0.559 | 0.559 | 0.559 | 0.559 | 0.559 | 0.559 | 0.559 | 0.559 | 0.559 | 0.559 | 0.559 | 0.559 | 0.559 | 0.559 | 0.559 | 0.559 | 0.559 | 0.559 | 0.559 | 0.559 | 0.559 | 0.559 | 0.559 | 0.559
F2_Industrial_Industrial - ID_New_Space Heating_Natural Gas_Gas Boiler - Maintenance_A_Achievable Economic TRC Potential | F2 | Industrial | Industrial - ID | New | Space Heating | Natural Gas | Gas Boiler - Maintenance | A | Original Unit Summer Peak Savings (kW) | Achievable Economic TRC Potential | 0 | 0 | 0 | 0 | 0 | 0 | 0 | 0 | 0 | 0 | 0 | 0 | 0 | 0 | 0 | 0 | 0 | 0 | 0 | 0 | 0 | 0 | 0 | 0 | 0 | 0 | 0
F3_Industrial_Industrial - ID_New_Space Heating_Natural Gas_Gas Boiler - Maintenance_A_Achievable Economic TRC Potential | F3 | Industrial | Industrial - ID | New | Space Heating | Natural Gas | Gas Boiler - Maintenance | A | Original Unit Winter Peak Savings (kW) | Achievable Economic TRC Potential | 0 | 0 | 0 | 0 | 0 | 0 | 0 | 0 | 0 | 0 | 0 | 0 | 0 | 0 | 0 | 0 | 0 | 0 | 0 | 0 | 0 | 0 | 0 | 0 | 0 | 0 | 0
F4_Industrial_Industrial - ID_New_Space Heating_Natural Gas_Gas Boiler - Maintenance_A_Achievable Economic TRC Potential | F4 | Industrial | Industrial - ID | New | Space Heating | Natural Gas | Gas Boiler - Maintenance | A | Standalone Impact on Baseline Energy (%) | Achievable Economic TRC Potential | 0 | 0 | 8.1992e-05 | 7.1962e-05 | 8.0944e-05 | 8.3085e-05 | 7.4477e-05 | 6.7144e-05 | 6.0626e-05 | 5.3527e-05 | 4.7426e-05 | 4.265e-05 | 3.881e-05 | 3.5655e-05 | 3.3018e-05 | 3.0781e-05 | 2.886e-05 | 2.7192e-05 | 2.5731e-05 | 2.4441e-05 | 2.3294e-05 | 2.2267e-05 | 2.1343e-05 | 2.0506e-05 | 1.9746e-05 | 1.9051e-05 | 1.8415e-05
F5_Industrial_Industrial - ID_New_Space Heating_Natural Gas_Gas Boiler - Maintenance_A_Achievable Economic TRC Potential | F5 | Industrial | Industrial - ID | New | Space Heating | Natural Gas | Gas Boiler - Maintenance | A | Standalone Impact on Baseline Summer Peak (%) | Achievable Economic TRC Potential | 0 | 0 | 0 | 0 | 0 | 0 | 0 | 0 | 0 | 0 | 0 | 0 | 0 | 0 | 0 | 0 | 0 | 0 | 0 | 0 | 0 | 0 | 0 | 0 | 0 | 0 | 0
F6_Industrial_Industrial - ID_New_Space Heating_Natural Gas_Gas Boiler - Maintenance_A_Achievable Economic TRC Potential | F6 | Industrial | Industrial - ID | New | Space Heating | Natural Gas | Gas Boiler - Maintenance | A | Standalone Impact on Baseline Winter Peak (%) | Achievable Economic TRC Potential | 0 | 0 | 0 | 0 | 0 | 0 | 0 | 0 | 0 | 0 | 0 | 0 | 0 | 0 | 0 | 0 | 0 | 0 | 0 | 0 | 0 | 0 | 0 | 0 | 0 | 0 | 0
F7_Industrial_Industrial - ID_New_Space Heating_Natural Gas_Gas Boiler - Maintenance_A_Achievable Economic TRC Potential | F7 | Industrial | Industrial - ID | New | Space Heating | Natural Gas | Gas Boiler - Maintenance | A | Incremental Energy Savings (MWh or mTherms) | Achievable Economic TRC Potential | 0 | 0 | 3.1809e-05 | 0.00014567 | 0.000182 | 0.00017285 | 8.7259e-05 | 6.516e-05 | 4.5454e-05 | 1.1604e-05 | 0 | 0 | 0 | 0 | 0 | 0 | 0 | 0 | 0 | 0 | 0 | 0 | 0 | 0 | 0 | 0 | 0
F8_Industrial_Industrial - ID_New_Space Heating_Natural Gas_Gas Boiler - Maintenance_A_Achievable Economic TRC Potential | F8 | Industrial | Industrial - ID | New | Space Heating | Natural Gas | Gas Boiler - Maintenance | A | Incremental Summer Peak Savings (MW) | Achievable Economic TRC Potential | 0 | 0 | 0 | 0 | 0 | 0 | 0 | 0 | 0 | 0 | 0 | 0 | 0 | 0 | 0 | 0 | 0 | 0 | 0 | 0 | 0 | 0 | 0 | 0 | 0 | 0 | 0
F9_Industrial_Industrial - ID_New_Space Heating_Natural Gas_Gas Boiler - Maintenance_A_Achievable Economic TRC Potential | F9 | Industrial | Industrial - ID | New | Space Heating | Natural Gas | Gas Boiler - Maintenance | A | Incremental Winter Peak Savings (MW) | Achievable Economic TRC Potential | 0 | 0 | 0 | 0 | 0 | 0 | 0 | 0 | 0 | 0 | 0 | 0 | 0 | 0 | 0 | 0 | 0 | 0 | 0 | 0 | 0 | 0 | 0 | 0 | 0 | 0 | 0
F10_Industrial_Industrial - ID_New_Space Heating_Natural Gas_Gas Boiler - Maintenance_A_Achievable Economic TRC Potential | F10 | Industrial | Industrial - ID | New | Space Heating | Natural Gas | Gas Boiler - Maintenance | A | Cumulative Energy Savings (MWh or mTherms) | Achievable Economic TRC Potential | 0 | 0 | 3.1809e-05 | 0.00017748 | 0.00035948 | 0.00053233 | 0.00061959 | 0.00068475 | 0.00073021 | 0.00074181 | 0.00074181 | 0.00074181 | 0.00074181 | 0.00074181 | 0.00074181 | 0.00074181 | 0.00074181 | 0.00074181 | 0.00074181 | 0.00074181 | 0.00074181 | 0.00074181 | 0.00074181 | 0.00074181 | 0.00074181 | 0.00074181 | 0.00074181
F11_Industrial_Industrial - ID_New_Space Heating_Natural Gas_Gas Boiler - Maintenance_A_Achievable Economic TRC Potential | F11 | Industrial | Industrial - ID | New | Space Heating | Natural Gas | Gas Boiler - Maintenance | A | Cumulative Summer Peak Savings (MW) | Achievable Economic TRC Potential | 0 | 0 | 0 | 0 | 0 | 0 | 0 | 0 | 0 | 0 | 0 | 0 | 0 | 0 | 0 | 0 | 0 | 0 | 0 | 0 | 0 | 0 | 0 | 0 | 0 | 0 | 0
F12_Industrial_Industrial - ID_New_Space Heating_Natural Gas_Gas Boiler - Maintenance_A_Achievable Economic TRC Potential | F12 | Industrial | Industrial - ID | New | Space Heating | Natural Gas | Gas Boiler - Maintenance | A | Cumulative Winter Peak Savings (MW) | Achievable Economic TRC Potential | 0 | 0 | 0 | 0 | 0 | 0 | 0 | 0 | 0 | 0 | 0 | 0 | 0 | 0 | 0 | 0 | 0 | 0 | 0 | 0 | 0 | 0 | 0 | 0 | 0 | 0 | 0
F13_Industrial_Industrial - ID_New_Space Heating_Natural Gas_Gas Boiler - Maintenance_A_Achievable Economic TRC Potential | F13 | Industrial | Industrial - ID | New | Space Heating | Natural Gas | Gas Boiler - Maintenance | A | Purchases (Incremental) | Achievable Economic TRC Potential | 0 | 0 | 0.056904 | 0.2606 | 0.32558 | 0.30922 | 0.1561 | 0.11657 | 0.081314 | 0.020758 | 0 | 0 | 0 | 0 | 0 | 0 | 0 | 0 | 0 | 0 | 0 | 0 | 0 | 0 | 0 | 0 | 0
F14_Industrial_Industrial - ID_New_Space Heating_Natural Gas_Gas Boiler - Maintenance_A_Achievable Economic TRC Potential | F14 | Industrial | Industrial - ID | New | Space Heating | Natural Gas | Gas Boiler - Maintenance | A | Purchases (Cumulative) | Achievable Economic TRC Potential | 0 | 0 | 0.056904 | 0.3175 | 0.64308 | 0.9523 | 1.1084 | 1.225 | 1.3063 | 1.327 | 1.327 | 1.327 | 1.327 | 1.327 | 1.327 | 1.327 | 1.327 | 1.327 | 1.327 | 1.327 | 1.327 | 1.327 | 1.327 | 1.327 | 1.327 | 1.327 | 1.327
F1_Industrial_Industrial - ID_New_Space Heating_Natural Gas_Gas Furnace - Maintenance_A_Achievable Economic TRC Potential | F1 | Industrial | Industrial - ID | New | Space Heating | Natural Gas | Gas Furnace - Maintenance | A | Original Unit Energy Savings (kWh or therms) | Achievable Economic TRC Potential | 0 | 0 | 0.49094 | 0.44472 | 0.44099 | 0.43957 | 0.43883 | 0.43838 | 0.43807 | 0.43785 | 0.43768 | 0.43754 | 0.43744 | 0.43735 | 0.43728 | 0.43722 | 0.43716 | 0.43712 | 0.43708 | 0.43703 | 0.43695 | 0.43688 | 0.43682 | 0.43677 | 0.43672 | 0.43668 | 0.43665
F2_Industrial_Industrial - ID_New_Space Heating_Natural Gas_Gas Furnace - Maintenance_A_Achievable Economic TRC Potential | F2 | Industrial | Industrial - ID | New | Space Heating | Natural Gas | Gas Furnace - Maintenance | A | Original Unit Summer Peak Savings (kW) | Achievable Economic TRC Potential | 0 | 0 | 0 | 0 | 0 | 0 | 0 | 0 | 0 | 0 | 0 | 0 | 0 | 0 | 0 | 0 | 0 | 0 | 0 | 0 | 0 | 0 | 0 | 0 | 0 | 0 | 0
F3_Industrial_Industrial - ID_New_Space Heating_Natural Gas_Gas Furnace - Maintenance_A_Achievable Economic TRC Potential | F3 | Industrial | Industrial - ID | New | Space Heating | Natural Gas | Gas Furnace - Maintenance | A | Original Unit Winter Peak Savings (kW) | Achievable Economic TRC Potential | 0 | 0 | 0 | 0 | 0 | 0 | 0 | 0 | 0 | 0 | 0 | 0 | 0 | 0 | 0 | 0 | 0 | 0 | 0 | 0 | 0 | 0 | 0 | 0 | 0 | 0 | 0
F4_Industrial_Industrial - ID_New_Space Heating_Natural Gas_Gas Furnace - Maintenance_A_Achievable Economic TRC Potential | F4 | Industrial | Industrial - ID | New | Space Heating | Natural Gas | Gas Furnace - Maintenance | A | Standalone Impact on Baseline Energy (%) | Achievable Economic TRC Potential | 0 | 0 | 4.5122e-05 | 3.5874e-05 | 4.0014e-05 | 4.0939e-05 | 3.6636e-05 | 3.2995e-05 | 2.9771e-05 | 2.6271e-05 | 2.3268e-05 | 2.0919e-05 | 1.903e-05 | 1.748e-05 | 1.6184e-05 | 1.5086e-05 | 1.4142e-05 | 1.3324e-05 | 1.2607e-05 | 1.1973e-05 | 1.1409e-05 | 1.0905e-05 | 1.045e-05 | 1.004e-05 | 9.6664e-06 | 9.3257e-06 | 9.0136e-06
F5_Industrial_Industrial - ID_New_Space Heating_Natural Gas_Gas Furnace - Maintenance_A_Achievable Economic TRC Potential | F5 | Industrial | Industrial - ID | New | Space Heating | Natural Gas | Gas Furnace - Maintenance | A | Standalone Impact on Baseline Summer Peak (%) | Achievable Economic TRC Potential | 0 | 0 | 0 | 0 | 0 | 0 | 0 | 0 | 0 | 0 | 0 | 0 | 0 | 0 | 0 | 0 | 0 | 0 | 0 | 0 | 0 | 0 | 0 | 0 | 0 | 0 | 0
F6_Industrial_Industrial - ID_New_Space Heating_Natural Gas_Gas Furnace - Maintenance_A_Achievable Economic TRC Potential | F6 | Industrial | Industrial - ID | New | Space Heating | Natural Gas | Gas Furnace - Maintenance | A | Standalone Impact on Baseline Winter Peak (%) | Achievable Economic TRC Potential | 0 | 0 | 0 | 0 | 0 | 0 | 0 | 0 | 0 | 0 | 0 | 0 | 0 | 0 | 0 | 0 | 0 | 0 | 0 | 0 | 0 | 0 | 0 | 0 | 0 | 0 | 0
F7_Industrial_Industrial - ID_New_Space Heating_Natural Gas_Gas Furnace - Maintenance_A_Achievable Economic TRC Potential | F7 | Industrial | Industrial - ID | New | Space Heating | Natural Gas | Gas Furnace - Maintenance | A | Incremental Energy Savings (MWh or mTherms) | Achievable Economic TRC Potential | 0 | 0 | 1.7505e-05 | 7.262e-05 | 8.9968e-05 | 8.517e-05 | 4.2924e-05 | 3.202e-05 | 2.2321e-05 | 5.6953e-06 | 0 | 0 | 0 | 0 | 0 | 0 | 0 | 0 | 0 | 0 | 0 | 0 | 0 | 0 | 0 | 0 | 0
F8_Industrial_Industrial - ID_New_Space Heating_Natural Gas_Gas Furnace - Maintenance_A_Achievable Economic TRC Potential | F8 | Industrial | Industrial - ID | New | Space Heating | Natural Gas | Gas Furnace - Maintenance | A | Incremental Summer Peak Savings (MW) | Achievable Economic TRC Potential | 0 | 0 | 0 | 0 | 0 | 0 | 0 | 0 | 0 | 0 | 0 | 0 | 0 | 0 | 0 | 0 | 0 | 0 | 0 | 0 | 0 | 0 | 0 | 0 | 0 | 0 | 0
F9_Industrial_Industrial - ID_New_Space Heating_Natural Gas_Gas Furnace - Maintenance_A_Achievable Economic TRC Potential | F9 | Industrial | Industrial - ID | New | Space Heating | Natural Gas | Gas Furnace - Maintenance | A | Incremental Winter Peak Savings (MW) | Achievable Economic TRC Potential | 0 | 0 | 0 | 0 | 0 | 0 | 0 | 0 | 0 | 0 | 0 | 0 | 0 | 0 | 0 | 0 | 0 | 0 | 0 | 0 | 0 | 0 | 0 | 0 | 0 | 0 | 0
F10_Industrial_Industrial - ID_New_Space Heating_Natural Gas_Gas Furnace - Maintenance_A_Achievable Economic TRC Potential | F10 | Industrial | Industrial - ID | New | Space Heating | Natural Gas | Gas Furnace - Maintenance | A | Cumulative Energy Savings (MWh or mTherms) | Achievable Economic TRC Potential | 0 | 0 | 1.7505e-05 | 8.8477e-05 | 0.0001777 | 0.0002623 | 0.00030478 | 0.00033649 | 0.00035857 | 0.00036408 | 0.00036394 | 0.00036383 | 0.00036375 | 0.00036367 | 0.00036361 | 0.00036356 | 0.00036352 | 0.00036348 | 0.00036344 | 0.0003634 | 0.00036334 | 0.00036328 | 0.00036323 | 0.00036319 | 0.00036315 | 0.00036312 | 0.00036309
F11_Industrial_Industrial - ID_New_Space Heating_Natural Gas_Gas Furnace - Maintenance_A_Achievable Economic TRC Potential | F11 | Industrial | Industrial - ID | New | Space Heating | Natural Gas | Gas Furnace - Maintenance | A | Cumulative Summer Peak Savings (MW) | Achievable Economic TRC Potential | 0 | 0 | 0 | 0 | 0 | 0 | 0 | 0 | 0 | 0 | 0 | 0 | 0 | 0 | 0 | 0 | 0 | 0 | 0 | 0 | 0 | 0 | 0 | 0 | 0 | 0 | 0
F12_Industrial_Industrial - ID_New_Space Heating_Natural Gas_Gas Furnace - Maintenance_A_Achievable Economic TRC Potential | F12 | Industrial | Industrial - ID | New | Space Heating | Natural Gas | Gas Furnace - Maintenance | A | Cumulative Winter Peak Savings (MW) | Achievable Economic TRC Potential | 0 | 0 | 0 | 0 | 0 | 0 | 0 | 0 | 0 | 0 | 0 | 0 | 0 | 0 | 0 | 0 | 0 | 0 | 0 | 0 | 0 | 0 | 0 | 0 | 0 | 0 | 0
F13_Industrial_Industrial - ID_New_Space Heating_Natural Gas_Gas Furnace - Maintenance_A_Achievable Economic TRC Potential | F13 | Industrial | Industrial - ID | New | Space Heating | Natural Gas | Gas Furnace - Maintenance | A | Purchases (Incremental) | Achievable Economic TRC Potential | 0 | 0 | 0.035657 | 0.16329 | 0.20401 | 0.19376 | 0.097814 | 0.073042 | 0.050952 | 0.013007 | 0 | 0 | 0 | 0 | 0 | 0 | 0 | 0 | 0 | 0 | 0 | 0 | 0 | 0 | 0 | 0 | 0
F14_Industrial_Industrial - ID_New_Space Heating_Natural Gas_Gas Furnace - Maintenance_A_Achievable Economic TRC Potential | F14 | Industrial | Industrial - ID | New | Space Heating | Natural Gas | Gas Furnace - Maintenance | A | Purchases (Cumulative) | Achievable Economic TRC Potential | 0 | 0 | 0.035657 | 0.19895 | 0.40296 | 0.59672 | 0.69453 | 0.76758 | 0.81853 | 0.83154 | 0.83154 | 0.83154 | 0.83154 | 0.83154 | 0.83154 | 0.83154 | 0.83154 | 0.83154 | 0.83154 | 0.83154 | 0.83154 | 0.83154 | 0.83154 | 0.83154 | 0.83154 | 0.83154 | 0.83154
F1_Industrial_Industrial - ID_New_Space Heating_Natural Gas_Gas Furnace - Tube Inserts_A_Achievable Economic TRC Potential | F1 | Industrial | Industrial - ID | New | Space Heating | Natural Gas | Gas Furnace - Tube Inserts | A | Original Unit Energy Savings (kWh or therms) | Achievable Economic TRC Potential | 0 | 0 | 0 | 0 | 0 | 0 | 0 | 0 | 0 | 0 | 0 | 0 | 0 | 0 | 0 | 0 | 0 | 0 | 0 | 0 | 0 | 0 | 0 | 0 | 0 | 0 | 0
F2_Industrial_Industrial - ID_New_Space Heating_Natural Gas_Gas Furnace - Tube Inserts_A_Achievable Economic TRC Potential | F2 | Industrial | Industrial - ID | New | Space Heating | Natural Gas | Gas Furnace - Tube Inserts | A | Original Unit Summer Peak Savings (kW) | Achievable Economic TRC Potential | 0 | 0 | 0 | 0 | 0 | 0 | 0 | 0 | 0 | 0 | 0 | 0 | 0 | 0 | 0 | 0 | 0 | 0 | 0 | 0 | 0 | 0 | 0 | 0 | 0 | 0 | 0
F3_Industrial_Industrial - ID_New_Space Heating_Natural Gas_Gas Furnace - Tube Inserts_A_Achievable Economic TRC Potential | F3 | Industrial | Industrial - ID | New | Space Heating | Natural Gas | Gas Furnace - Tube Inserts | A | Original Unit Winter Peak Savings (kW) | Achievable Economic TRC Potential | 0 | 0 | 0 | 0 | 0 | 0 | 0 | 0 | 0 | 0 | 0 | 0 | 0 | 0 | 0 | 0 | 0 | 0 | 0 | 0 | 0 | 0 | 0 | 0 | 0 | 0 | 0
F4_Industrial_Industrial - ID_New_Space Heating_Natural Gas_Gas Furnace - Tube Inserts_A_Achievable Economic TRC Potential | F4 | Industrial | Industrial - ID | New | Space Heating | Natural Gas | Gas Furnace - Tube Inserts | A | Standalone Impact on Baseline Energy (%) | Achievable Economic TRC Potential | 0 | 0 | 0 | 0 | 0 | 0 | 0 | 0 | 0 | 0 | 0 | 0 | 0 | 0 | 0 | 0 | 0 | 0 | 0 | 0 | 0 | 0 | 0 | 0 | 0 | 0 | 0
F5_Industrial_Industrial - ID_New_Space Heating_Natural Gas_Gas Furnace - Tube Inserts_A_Achievable Economic TRC Potential | F5 | Industrial | Industrial - ID | New | Space Heating | Natural Gas | Gas Furnace - Tube Inserts | A | Standalone Impact on Baseline Summer Peak (%) | Achievable Economic TRC Potential | 0 | 0 | 0 | 0 | 0 | 0 | 0 | 0 | 0 | 0 | 0 | 0 | 0 | 0 | 0 | 0 | 0 | 0 | 0 | 0 | 0 | 0 | 0 | 0 | 0 | 0 | 0
F6_Industrial_Industrial - ID_New_Space Heating_Natural Gas_Gas Furnace - Tube Inserts_A_Achievable Economic TRC Potential | F6 | Industrial | Industrial - ID | New | Space Heating | Natural Gas | Gas Furnace - Tube Inserts | A | Standalone Impact on Baseline Winter Peak (%) | Achievable Economic TRC Potential | 0 | 0 | 0 | 0 | 0 | 0 | 0 | 0 | 0 | 0 | 0 | 0 | 0 | 0 | 0 | 0 | 0 | 0 | 0 | 0 | 0 | 0 | 0 | 0 | 0 | 0 | 0
F7_Industrial_Industrial - ID_New_Space Heating_Natural Gas_Gas Furnace - Tube Inserts_A_Achievable Economic TRC Potential | F7 | Industrial | Industrial - ID | New | Space Heating | Natural Gas | Gas Furnace - Tube Inserts | A | Incremental Energy Savings (MWh or mTherms) | Achievable Economic TRC Potential | 0 | 0 | 0 | 0 | 0 | 0 | 0 | 0 | 0 | 0 | 0 | 0 | 0 | 0 | 0 | 0 | 0 | 0 | 0 | 0 | 0 | 0 | 0 | 0 | 0 | 0 | 0
F8_Industrial_Industrial - ID_New_Space Heating_Natural Gas_Gas Furnace - Tube Inserts_A_Achievable Economic TRC Potential | F8 | Industrial | Industrial - ID | New | Space Heating | Natural Gas | Gas Furnace - Tube Inserts | A | Incremental Summer Peak Savings (MW) | Achievable Economic TRC Potential | 0 | 0 | 0 | 0 | 0 | 0 | 0 | 0 | 0 | 0 | 0 | 0 | 0 | 0 | 0 | 0 | 0 | 0 | 0 | 0 | 0 | 0 | 0 | 0 | 0 | 0 | 0
F9_Industrial_Industrial - ID_New_Space Heating_Natural Gas_Gas Furnace - Tube Inserts_A_Achievable Economic TRC Potential | F9 | Industrial | Industrial - ID | New | Space Heating | Natural Gas | Gas Furnace - Tube Inserts | A | Incremental Winter Peak Savings (MW) | Achievable Economic TRC Potential | 0 | 0 | 0 | 0 | 0 | 0 | 0 | 0 | 0 | 0 | 0 | 0 | 0 | 0 | 0 | 0 | 0 | 0 | 0 | 0 | 0 | 0 | 0 | 0 | 0 | 0 | 0
F10_Industrial_Industrial - ID_New_Space Heating_Natural Gas_Gas Furnace - Tube Inserts_A_Achievable Economic TRC Potential | F10 | Industrial | Industrial - ID | New | Space Heating | Natural Gas | Gas Furnace - Tube Inserts | A | Cumulative Energy Savings (MWh or mTherms) | Achievable Economic TRC Potential | 0 | 0 | 0 | 0 | 0 | 0 | 0 | 0 | 0 | 0 | 0 | 0 | 0 | 0 | 0 | 0 | 0 | 0 | 0 | 0 | 0 | 0 | 0 | 0 | 0 | 0 | 0
F11_Industrial_Industrial - ID_New_Space Heating_Natural Gas_Gas Furnace - Tube Inserts_A_Achievable Economic TRC Potential | F11 | Industrial | Industrial - ID | New | Space Heating | Natural Gas | Gas Furnace - Tube Inserts | A | Cumulative Summer Peak Savings (MW) | Achievable Economic TRC Potential | 0 | 0 | 0 | 0 | 0 | 0 | 0 | 0 | 0 | 0 | 0 | 0 | 0 | 0 | 0 | 0 | 0 | 0 | 0 | 0 | 0 | 0 | 0 | 0 | 0 | 0 | 0
F12_Industrial_Industrial - ID_New_Space Heating_Natural Gas_Gas Furnace - Tube Inserts_A_Achievable Economic TRC Potential | F12 | Industrial | Industrial - ID | New | Space Heating | Natural Gas | Gas Furnace - Tube Inserts | A | Cumulative Winter Peak Savings (MW) | Achievable Economic TRC Potential | 0 | 0 | 0 | 0 | 0 | 0 | 0 | 0 | 0 | 0 | 0 | 0 | 0 | 0 | 0 | 0 | 0 | 0 | 0 | 0 | 0 | 0 | 0 | 0 | 0 | 0 | 0
F13_Industrial_Industrial - ID_New_Space Heating_Natural Gas_Gas Furnace - Tube Inserts_A_Achievable Economic TRC Potential | F13 | Industrial | Industrial - ID | New | Space Heating | Natural Gas | Gas Furnace - Tube Inserts | A | Purchases (Incremental) | Achievable Economic TRC Potential | 0 | 0 | 0 | 0 | 0 | 0 | 0 | 0 | 0 | 0 | 0 | 0 | 0 | 0 | 0 | 0 | 0 | 0 | 0 | 0 | 0 | 0 | 0 | 0 | 0 | 0 | 0
F14_Industrial_Industrial - ID_New_Space Heating_Natural Gas_Gas Furnace - Tube Inserts_A_Achievable Economic TRC Potential | F14 | Industrial | Industrial - ID | New | Space Heating | Natural Gas | Gas Furnace - Tube Inserts | A | Purchases (Cumulative) | Achievable Economic TRC Potential | 0 | 0 | 0 | 0 | 0 | 0 | 0 | 0 | 0 | 0 | 0 | 0 | 0 | 0 | 0 | 0 | 0 | 0 | 0 | 0 | 0 | 0 | 0 | 0 | 0 | 0 | 0
F1_Industrial_Industrial - ID_New_Space Heating_Natural Gas_Gas Boiler - Burner Control Optimization_A_Achievable Economic TRC Potential | F1 | Industrial | Industrial - ID | New | Space Heating | Natural Gas | Gas Boiler - Burner Control Optimization | A | Original Unit Energy Savings (kWh or therms) | Achievable Economic TRC Potential | 0 | 0 | 0.27018 | 0.27018 | 0.27018 | 0.27018 | 0.27018 | 0.27018 | 0.27018 | 0.27018 | 0.27018 | 0.27018 | 0.27018 | 0.27018 | 0.27018 | 0.27018 | 0.27018 | 0.27018 | 0.27018 | 0.27018 | 0.27018 | 0.27018 | 0.27018 | 0.27018 | 0.27018 | 0.27018 | 0.27018
F2_Industrial_Industrial - ID_New_Space Heating_Natural Gas_Gas Boiler - Burner Control Optimization_A_Achievable Economic TRC Potential | F2 | Industrial | Industrial - ID | New | Space Heating | Natural Gas | Gas Boiler - Burner Control Optimization | A | Original Unit Summer Peak Savings (kW) | Achievable Economic TRC Potential | 0 | 0 | 0 | 0 | 0 | 0 | 0 | 0 | 0 | 0 | 0 | 0 | 0 | 0 | 0 | 0 | 0 | 0 | 0 | 0 | 0 | 0 | 0 | 0 | 0 | 0 | 0
F3_Industrial_Industrial - ID_New_Space Heating_Natural Gas_Gas Boiler - Burner Control Optimization_A_Achievable Economic TRC Potential | F3 | Industrial | Industrial - ID | New | Space Heating | Natural Gas | Gas Boiler - Burner Control Optimization | A | Original Unit Winter Peak Savings (kW) | Achievable Economic TRC Potential | 0 | 0 | 0 | 0 | 0 | 0 | 0 | 0 | 0 | 0 | 0 | 0 | 0 | 0 | 0 | 0 | 0 | 0 | 0 | 0 | 0 | 0 | 0 | 0 | 0 | 0 | 0
F4_Industrial_Industrial - ID_New_Space Heating_Natural Gas_Gas Boiler - Burner Control Optimization_A_Achievable Economic TRC Potential | F4 | Industrial | Industrial - ID | New | Space Heating | Natural Gas | Gas Boiler - Burner Control Optimization | A | Standalone Impact on Baseline Energy (%) | Achievable Economic TRC Potential | 0 | 0 | 1.5858e-05 | 2.8113e-05 | 6.6965e-05 | 0.00013636 | 0.00024499 | 0.00039587 | 0.00058471 | 0.00079932 | 0.0010218 | 0.0012325 | 0.0014142 | 0.0015554 | 0.0016513 | 0.0017035 | 0.0017181 | 0.0017034 | 0.0016683 | 0.0016206 | 0.0015662 | 0.0015101 | 0.0014474 | 0.0013907 | 0.0013391 | 0.001292 | 0.0012489
F5_Industrial_Industrial - ID_New_Space Heating_Natural Gas_Gas Boiler - Burner Control Optimization_A_Achievable Economic TRC Potential | F5 | Industrial | Industrial - ID | New | Space Heating | Natural Gas | Gas Boiler - Burner Control Optimization | A | Standalone Impact on Baseline Summer Peak (%) | Achievable Economic TRC Potential | 0 | 0 | 0 | 0 | 0 | 0 | 0 | 0 | 0 | 0 | 0 | 0 | 0 | 0 | 0 | 0 | 0 | 0 | 0 | 0 | 0 | 0 | 0 | 0 | 0 | 0 | 0
F6_Industrial_Industrial - ID_New_Space Heating_Natural Gas_Gas Boiler - Burner Control Optimization_A_Achievable Economic TRC Potential | F6 | Industrial | Industrial - ID | New | Space Heating | Natural Gas | Gas Boiler - Burner Control Optimization | A | Standalone Impact on Baseline Winter Peak (%) | Achievable Economic TRC Potential | 0 | 0 | 0 | 0 | 0 | 0 | 0 | 0 | 0 | 0 | 0 | 0 | 0 | 0 | 0 | 0 | 0 | 0 | 0 | 0 | 0 | 0 | 0 | 0 | 0 | 0 | 0
F7_Industrial_Industrial - ID_New_Space Heating_Natural Gas_Gas Boiler - Burner Control Optimization_A_Achievable Economic TRC Potential | F7 | Industrial | Industrial - ID | New | Space Heating | Natural Gas | Gas Boiler - Burner Control Optimization | A | Incremental Energy Savings (MWh or mTherms) | Achievable Economic TRC Potential | 0 | 0 | 6.1521e-06 | 6.3184e-05 | 0.00022806 | 0.00057627 | 0.0011645 | 0.001999 | 0.0030054 | 0.004035 | 0.0049048 | 0.0054545 | 0.005595 | 0.005329 | 0.0047393 | 0.0039542 | 0.0031077 | 0.0023089 | 0.0016267 | 0.0010898 | 0.00068992 | 0.00042987 | 0 | 0 | 0 | 0 | 0
F8_Industrial_Industrial - ID_New_Space Heating_Natural Gas_Gas Boiler - Burner Control Optimization_A_Achievable Economic TRC Potential | F8 | Industrial | Industrial - ID | New | Space Heating | Natural Gas | Gas Boiler - Burner Control Optimization | A | Incremental Summer Peak Savings (MW) | Achievable Economic TRC Potential | 0 | 0 | 0 | 0 | 0 | 0 | 0 | 0 | 0 | 0 | 0 | 0 | 0 | 0 | 0 | 0 | 0 | 0 | 0 | 0 | 0 | 0 | 0 | 0 | 0 | 0 | 0
F9_Industrial_Industrial - ID_New_Space Heating_Natural Gas_Gas Boiler - Burner Control Optimization_A_Achievable Economic TRC Potential | F9 | Industrial | Industrial - ID | New | Space Heating | Natural Gas | Gas Boiler - Burner Control Optimization | A | Incremental Winter Peak Savings (MW) | Achievable Economic TRC Potential | 0 | 0 | 0 | 0 | 0 | 0 | 0 | 0 | 0 | 0 | 0 | 0 | 0 | 0 | 0 | 0 | 0 | 0 | 0 | 0 | 0 | 0 | 0 | 0 | 0 | 0 | 0
F10_Industrial_Industrial - ID_New_Space Heating_Natural Gas_Gas Boiler - Burner Control Optimization_A_Achievable Economic TRC Potential | F10 | Industrial | Industrial - ID | New | Space Heating | Natural Gas | Gas Boiler - Burner Control Optimization | A | Cumulative Energy Savings (MWh or mTherms) | Achievable Economic TRC Potential | 0 | 0 | 6.1521e-06 | 6.9336e-05 | 0.0002974 | 0.00087367 | 0.0020382 | 0.0040372 | 0.0070426 | 0.011078 | 0.015982 | 0.021437 | 0.027032 | 0.032361 | 0.0371 | 0.041054 | 0.044162 | 0.046471 | 0.048098 | 0.049187 | 0.049877 | 0.050307 | 0.050307 | 0.050307 | 0.050307 | 0.050307 | 0.050307
F11_Industrial_Industrial - ID_New_Space Heating_Natural Gas_Gas Boiler - Burner Control Optimization_A_Achievable Economic TRC Potential | F11 | Industrial | Industrial - ID | New | Space Heating | Natural Gas | Gas Boiler - Burner Control Optimization | A | Cumulative Summer Peak Savings (MW) | Achievable Economic TRC Potential | 0 | 0 | 0 | 0 | 0 | 0 | 0 | 0 | 0 | 0 | 0 | 0 | 0 | 0 | 0 | 0 | 0 | 0 | 0 | 0 | 0 | 0 | 0 | 0 | 0 | 0 | 0
F12_Industrial_Industrial - ID_New_Space Heating_Natural Gas_Gas Boiler - Burner Control Optimization_A_Achievable Economic TRC Potential | F12 | Industrial | Industrial - ID | New | Space Heating | Natural Gas | Gas Boiler - Burner Control Optimization | A | Cumulative Winter Peak Savings (MW) | Achievable Economic TRC Potential | 0 | 0 | 0 | 0 | 0 | 0 | 0 | 0 | 0 | 0 | 0 | 0 | 0 | 0 | 0 | 0 | 0 | 0 | 0 | 0 | 0 | 0 | 0 | 0 | 0 | 0 | 0
F13_Industrial_Industrial - ID_New_Space Heating_Natural Gas_Gas Boiler - Burner Control Optimization_A_Achievable Economic TRC Potential | F13 | Industrial | Industrial - ID | New | Space Heating | Natural Gas | Gas Boiler - Burner Control Optimization | A | Purchases (Incremental) | Achievable Economic TRC Potential | 0 | 0 | 0.02277 | 0.23386 | 0.8441 | 2.1329 | 4.31 | 7.3988 | 11.1236 | 14.9342 | 18.1535 | 20.1881 | 20.7081 | 19.7238 | 17.5413 | 14.6353 | 11.5022 | 8.5456 | 6.0207 | 4.0337 | 2.5535 | 1.591 | 0 | 0 | 0 | 0 | 0
F14_Industrial_Industrial - ID_New_Space Heating_Natural Gas_Gas Boiler - Burner Control Optimization_A_Achievable Economic TRC Potential | F14 | Industrial | Industrial - ID | New | Space Heating | Natural Gas | Gas Boiler - Burner Control Optimization | A | Purchases (Cumulative) | Achievable Economic TRC Potential | 0 | 0 | 0.02277 | 0.25663 | 1.1007 | 3.2336 | 7.5436 | 14.9424 | 26.066 | 41.0002 | 59.1537 | 79.3418 | 100.0499 | 119.7737 | 137.315 | 151.9503 | 163.4524 | 171.998 | 178.0186 | 182.0523 | 184.6059 | 186.1969 | 186.1969 | 186.1969 | 186.1969 | 186.1969 | 186.1969
F1_Industrial_Industrial - ID_New_Space Heating_Natural Gas_Gas Boiler - High Turndown Burner_A_Achievable Economic TRC Potential | F1 | Industrial | Industrial - ID | New | Space Heating | Natural Gas | Gas Boiler - High Turndown Burner | A | Original Unit Energy Savings (kWh or therms) | Achievable Economic TRC Potential | 0 | 0 | 0.93166 | 0.93166 | 0.93166 | 0.93166 | 0.93166 | 0.93166 | 0.93166 | 0.93166 | 0.93166 | 0.93166 | 0.93166 | 0.93166 | 0.93166 | 0.93166 | 0.93166 | 0.93166 | 0.93166 | 0.93166 | 0.93166 | 0.93166 | 0.93166 | 0.93166 | 0.93166 | 0.93166 | 0.93166
F2_Industrial_Industrial - ID_New_Space Heating_Natural Gas_Gas Boiler - High Turndown Burner_A_Achievable Economic TRC Potential | F2 | Industrial | Industrial - ID | New | Space Heating | Natural Gas | Gas Boiler - High Turndown Burner | A | Original Unit Summer Peak Savings (kW) | Achievable Economic TRC Potential | 0 | 0 | 0 | 0 | 0 | 0 | 0 | 0 | 0 | 0 | 0 | 0 | 0 | 0 | 0 | 0 | 0 | 0 | 0 | 0 | 0 | 0 | 0 | 0 | 0 | 0 | 0
F3_Industrial_Industrial - ID_New_Space Heating_Natural Gas_Gas Boiler - High Turndown Burner_A_Achievable Economic TRC Potential | F3 | Industrial | Industrial - ID | New | Space Heating | Natural Gas | Gas Boiler - High Turndown Burner | A | Original Unit Winter Peak Savings (kW) | Achievable Economic TRC Potential | 0 | 0 | 0 | 0 | 0 | 0 | 0 | 0 | 0 | 0 | 0 | 0 | 0 | 0 | 0 | 0 | 0 | 0 | 0 | 0 | 0 | 0 | 0 | 0 | 0 | 0 | 0
F4_Industrial_Industrial - ID_New_Space Heating_Natural Gas_Gas Boiler - High Turndown Burner_A_Achievable Economic TRC Potential | F4 | Industrial | Industrial - ID | New | Space Heating | Natural Gas | Gas Boiler - High Turndown Burner | A | Standalone Impact on Baseline Energy (%) | Achievable Economic TRC Potential | 0 | 0 | 0 | 0 | 0 | 0 | 0 | 0 | 0 | 0 | 0 | 0 | 0 | 0 | 0 | 0 | 0 | 0 | 0 | 0 | 0 | 0 | 0 | 0 | 0 | 0 | 0
F5_Industrial_Industrial - ID_New_Space Heating_Natural Gas_Gas Boiler - High Turndown Burner_A_Achievable Economic TRC Potential | F5 | Industrial | Industrial - ID | New | Space Heating | Natural Gas | Gas Boiler - High Turndown Burner | A | Standalone Impact on Baseline Summer Peak (%) | Achievable Economic TRC Potential | 0 | 0 | 0 | 0 | 0 | 0 | 0 | 0 | 0 | 0 | 0 | 0 | 0 | 0 | 0 | 0 | 0 | 0 | 0 | 0 | 0 | 0 | 0 | 0 | 0 | 0 | 0
F6_Industrial_Industrial - ID_New_Space Heating_Natural Gas_Gas Boiler - High Turndown Burner_A_Achievable Economic TRC Potential | F6 | Industrial | Industrial - ID | New | Space Heating | Natural Gas | Gas Boiler - High Turndown Burner | A | Standalone Impact on Baseline Winter Peak (%) | Achievable Economic TRC Potential | 0 | 0 | 0 | 0 | 0 | 0 | 0 | 0 | 0 | 0 | 0 | 0 | 0 | 0 | 0 | 0 | 0 | 0 | 0 | 0 | 0 | 0 | 0 | 0 | 0 | 0 | 0
F7_Industrial_Industrial - ID_New_Space Heating_Natural Gas_Gas Boiler - High Turndown Burner_A_Achievable Economic TRC Potential | F7 | Industrial | Industrial - ID | New | Space Heating | Natural Gas | Gas Boiler - High Turndown Burner | A | Incremental Energy Savings (MWh or mTherms) | Achievable Economic TRC Potential | 0 | 0 | 0 | 0 | 0 | 0 | 0 | 0 | 0 | 0 | 0 | 0 | 0 | 0 | 0 | 0 | 0 | 0 | 0 | 0 | 0 | 0 | 0 | 0 | 0 | 0 | 0
F8_Industrial_Industrial - ID_New_Space Heating_Natural Gas_Gas Boiler - High Turndown Burner_A_Achievable Economic TRC Potential | F8 | Industrial | Industrial - ID | New | Space Heating | Natural Gas | Gas Boiler - High Turndown Burner | A | Incremental Summer Peak Savings (MW) | Achievable Economic TRC Potential | 0 | 0 | 0 | 0 | 0 | 0 | 0 | 0 | 0 | 0 | 0 | 0 | 0 | 0 | 0 | 0 | 0 | 0 | 0 | 0 | 0 | 0 | 0 | 0 | 0 | 0 | 0
F9_Industrial_Industrial - ID_New_Space Heating_Natural Gas_Gas Boiler - High Turndown Burner_A_Achievable Economic TRC Potential | F9 | Industrial | Industrial - ID | New | Space Heating | Natural Gas | Gas Boiler - High Turndown Burner | A | Incremental Winter Peak Savings (MW) | Achievable Economic TRC Potential | 0 | 0 | 0 | 0 | 0 | 0 | 0 | 0 | 0 | 0 | 0 | 0 | 0 | 0 | 0 | 0 | 0 | 0 | 0 | 0 | 0 | 0 | 0 | 0 | 0 | 0 | 0
F10_Industrial_Industrial - ID_New_Space Heating_Natural Gas_Gas Boiler - High Turndown Burner_A_Achievable Economic TRC Potential | F10 | Industrial | Industrial - ID | New | Space Heating | Natural Gas | Gas Boiler - High Turndown Burner | A | Cumulative Energy Savings (MWh or mTherms) | Achievable Economic TRC Potential | 0 | 0 | 0 | 0 | 0 | 0 | 0 | 0 | 0 | 0 | 0 | 0 | 0 | 0 | 0 | 0 | 0 | 0 | 0 | 0 | 0 | 0 | 0 | 0 | 0 | 0 | 0
F11_Industrial_Industrial - ID_New_Space Heating_Natural Gas_Gas Boiler - High Turndown Burner_A_Achievable Economic TRC Potential | F11 | Industrial | Industrial - ID | New | Space Heating | Natural Gas | Gas Boiler - High Turndown Burner | A | Cumulative Summer Peak Savings (MW) | Achievable Economic TRC Potential | 0 | 0 | 0 | 0 | 0 | 0 | 0 | 0 | 0 | 0 | 0 | 0 | 0 | 0 | 0 | 0 | 0 | 0 | 0 | 0 | 0 | 0 | 0 | 0 | 0 | 0 | 0
F12_Industrial_Industrial - ID_New_Space Heating_Natural Gas_Gas Boiler - High Turndown Burner_A_Achievable Economic TRC Potential | F12 | Industrial | Industrial - ID | New | Space Heating | Natural Gas | Gas Boiler - High Turndown Burner | A | Cumulative Winter Peak Savings (MW) | Achievable Economic TRC Potential | 0 | 0 | 0 | 0 | 0 | 0 | 0 | 0 | 0 | 0 | 0 | 0 | 0 | 0 | 0 | 0 | 0 | 0 | 0 | 0 | 0 | 0 | 0 | 0 | 0 | 0 | 0
F13_Industrial_Industrial - ID_New_Space Heating_Natural Gas_Gas Boiler - High Turndown Burner_A_Achievable Economic TRC Potential | F13 | Industrial | Industrial - ID | New | Space Heating | Natural Gas | Gas Boiler - High Turndown Burner | A | Purchases (Incremental) | Achievable Economic TRC Potential | 0 | 0 | 0 | 0 | 0 | 0 | 0 | 0 | 0 | 0 | 0 | 0 | 0 | 0 | 0 | 0 | 0 | 0 | 0 | 0 | 0 | 0 | 0 | 0 | 0 | 0 | 0
F14_Industrial_Industrial - ID_New_Space Heating_Natural Gas_Gas Boiler - High Turndown Burner_A_Achievable Economic TRC Potential | F14 | Industrial | Industrial - ID | New | Space Heating | Natural Gas | Gas Boiler - High Turndown Burner | A | Purchases (Cumulative) | Achievable Economic TRC Potential | 0 | 0 | 0 | 0 | 0 | 0 | 0 | 0 | 0 | 0 | 0 | 0 | 0 | 0 | 0 | 0 | 0 | 0 | 0 | 0 | 0 | 0 | 0 | 0 | 0 | 0 | 0
F1_Industrial_Industrial - ID_New_Space Heating_Natural Gas_Gas Boiler - Hot Water Reset_A_Achievable Economic TRC Potential | F1 | Industrial | Industrial - ID | New | Space Heating | Natural Gas | Gas Boiler - Hot Water Reset | A | Original Unit Energy Savings (kWh or therms) | Achievable Economic TRC Potential | 0 | 0 | 993.7749 | 993.7749 | 993.7749 | 993.7749 | 993.7749 | 993.7749 | 993.7749 | 993.7749 | 993.7749 | 993.7749 | 993.7749 | 993.7749 | 993.7749 | 993.7749 | 993.7749 | 993.7749 | 993.7749 | 993.7749 | 993.7749 | 993.7749 | 993.7749 | 993.7749 | 993.7749 | 993.7749 | 993.7749
F2_Industrial_Industrial - ID_New_Space Heating_Natural Gas_Gas Boiler - Hot Water Reset_A_Achievable Economic TRC Potential | F2 | Industrial | Industrial - ID | New | Space Heating | Natural Gas | Gas Boiler - Hot Water Reset | A | Original Unit Summer Peak Savings (kW) | Achievable Economic TRC Potential | 0 | 0 | 0 | 0 | 0 | 0 | 0 | 0 | 0 | 0 | 0 | 0 | 0 | 0 | 0 | 0 | 0 | 0 | 0 | 0 | 0 | 0 | 0 | 0 | 0 | 0 | 0
F3_Industrial_Industrial - ID_New_Space Heating_Natural Gas_Gas Boiler - Hot Water Reset_A_Achievable Economic TRC Potential | F3 | Industrial | Industrial - ID | New | Space Heating | Natural Gas | Gas Boiler - Hot Water Reset | A | Original Unit Winter Peak Savings (kW) | Achievable Economic TRC Potential | 0 | 0 | 0 | 0 | 0 | 0 | 0 | 0 | 0 | 0 | 0 | 0 | 0 | 0 | 0 | 0 | 0 | 0 | 0 | 0 | 0 | 0 | 0 | 0 | 0 | 0 | 0
F4_Industrial_Industrial - ID_New_Space Heating_Natural Gas_Gas Boiler - Hot Water Reset_A_Achievable Economic TRC Potential | F4 | Industrial | Industrial - ID | New | Space Heating | Natural Gas | Gas Boiler - Hot Water Reset | A | Standalone Impact on Baseline Energy (%) | Achievable Economic TRC Potential | 0 | 0 | 0 | 0 | 0 | 0 | 0 | 0 | 0 | 0 | 0 | 0 | 0 | 0 | 0 | 0 | 0 | 0 | 0 | 0 | 0 | 0 | 0 | 0 | 0 | 0 | 0
F5_Industrial_Industrial - ID_New_Space Heating_Natural Gas_Gas Boiler - Hot Water Reset_A_Achievable Economic TRC Potential | F5 | Industrial | Industrial - ID | New | Space Heating | Natural Gas | Gas Boiler - Hot Water Reset | A | Standalone Impact on Baseline Summer Peak (%) | Achievable Economic TRC Potential | 0 | 0 | 0 | 0 | 0 | 0 | 0 | 0 | 0 | 0 | 0 | 0 | 0 | 0 | 0 | 0 | 0 | 0 | 0 | 0 | 0 | 0 | 0 | 0 | 0 | 0 | 0
F6_Industrial_Industrial - ID_New_Space Heating_Natural Gas_Gas Boiler - Hot Water Reset_A_Achievable Economic TRC Potential | F6 | Industrial | Industrial - ID | New | Space Heating | Natural Gas | Gas Boiler - Hot Water Reset | A | Standalone Impact on Baseline Winter Peak (%) | Achievable Economic TRC Potential | 0 | 0 | 0 | 0 | 0 | 0 | 0 | 0 | 0 | 0 | 0 | 0 | 0 | 0 | 0 | 0 | 0 | 0 | 0 | 0 | 0 | 0 | 0 | 0 | 0 | 0 | 0
F7_Industrial_Industrial - ID_New_Space Heating_Natural Gas_Gas Boiler - Hot Water Reset_A_Achievable Economic TRC Potential | F7 | Industrial | Industrial - ID | New | Space Heating | Natural Gas | Gas Boiler - Hot Water Reset | A | Incremental Energy Savings (MWh or mTherms) | Achievable Economic TRC Potential | 0 | 0 | 0 | 0 | 0 | 0 | 0 | 0 | 0 | 0 | 0 | 0 | 0 | 0 | 0 | 0 | 0 | 0 | 0 | 0 | 0 | 0 | 0 | 0 | 0 | 0 | 0
F8_Industrial_Industrial - ID_New_Space Heating_Natural Gas_Gas Boiler - Hot Water Reset_A_Achievable Economic TRC Potential | F8 | Industrial | Industrial - ID | New | Space Heating | Natural Gas | Gas Boiler - Hot Water Reset | A | Incremental Summer Peak Savings (MW) | Achievable Economic TRC Potential | 0 | 0 | 0 | 0 | 0 | 0 | 0 | 0 | 0 | 0 | 0 | 0 | 0 | 0 | 0 | 0 | 0 | 0 | 0 | 0 | 0 | 0 | 0 | 0 | 0 | 0 | 0
F9_Industrial_Industrial - ID_New_Space Heating_Natural Gas_Gas Boiler - Hot Water Reset_A_Achievable Economic TRC Potential | F9 | Industrial | Industrial - ID | New | Space Heating | Natural Gas | Gas Boiler - Hot Water Reset | A | Incremental Winter Peak Savings (MW) | Achievable Economic TRC Potential | 0 | 0 | 0 | 0 | 0 | 0 | 0 | 0 | 0 | 0 | 0 | 0 | 0 | 0 | 0 | 0 | 0 | 0 | 0 | 0 | 0 | 0 | 0 | 0 | 0 | 0 | 0
F10_Industrial_Industrial - ID_New_Space Heating_Natural Gas_Gas Boiler - Hot Water Reset_A_Achievable Economic TRC Potential | F10 | Industrial | Industrial - ID | New | Space Heating | Natural Gas | Gas Boiler - Hot Water Reset | A | Cumulative Energy Savings (MWh or mTherms) | Achievable Economic TRC Potential | 0 | 0 | 0 | 0 | 0 | 0 | 0 | 0 | 0 | 0 | 0 | 0 | 0 | 0 | 0 | 0 | 0 | 0 | 0 | 0 | 0 | 0 | 0 | 0 | 0 | 0 | 0
F11_Industrial_Industrial - ID_New_Space Heating_Natural Gas_Gas Boiler - Hot Water Reset_A_Achievable Economic TRC Potential | F11 | Industrial | Industrial - ID | New | Space Heating | Natural Gas | Gas Boiler - Hot Water Reset | A | Cumulative Summer Peak Savings (MW) | Achievable Economic TRC Potential | 0 | 0 | 0 | 0 | 0 | 0 | 0 | 0 | 0 | 0 | 0 | 0 | 0 | 0 | 0 | 0 | 0 | 0 | 0 | 0 | 0 | 0 | 0 | 0 | 0 | 0 | 0
F12_Industrial_Industrial - ID_New_Space Heating_Natural Gas_Gas Boiler - Hot Water Reset_A_Achievable Economic TRC Potential | F12 | Industrial | Industrial - ID | New | Space Heating | Natural Gas | Gas Boiler - Hot Water Reset | A | Cumulative Winter Peak Savings (MW) | Achievable Economic TRC Potential | 0 | 0 | 0 | 0 | 0 | 0 | 0 | 0 | 0 | 0 | 0 | 0 | 0 | 0 | 0 | 0 | 0 | 0 | 0 | 0 | 0 | 0 | 0 | 0 | 0 | 0 | 0
F13_Industrial_Industrial - ID_New_Space Heating_Natural Gas_Gas Boiler - Hot Water Reset_A_Achievable Economic TRC Potential | F13 | Industrial | Industrial - ID | New | Space Heating | Natural Gas | Gas Boiler - Hot Water Reset | A | Purchases (Incremental) | Achievable Economic TRC Potential | 0 | 0 | 0 | 0 | 0 | 0 | 0 | 0 | 0 | 0 | 0 | 0 | 0 | 0 | 0 | 0 | 0 | 0 | 0 | 0 | 0 | 0 | 0 | 0 | 0 | 0 | 0
F14_Industrial_Industrial - ID_New_Space Heating_Natural Gas_Gas Boiler - Hot Water Reset_A_Achievable Economic TRC Potential | F14 | Industrial | Industrial - ID | New | Space Heating | Natural Gas | Gas Boiler - Hot Water Reset | A | Purchases (Cumulative) | Achievable Economic TRC Potential | 0 | 0 | 0 | 0 | 0 | 0 | 0 | 0 | 0 | 0 | 0 | 0 | 0 | 0 | 0 | 0 | 0 | 0 | 0 | 0 | 0 | 0 | 0 | 0 | 0 | 0 | 0
F1_Industrial_Industrial - ID_New_Space Heating_Natural Gas_Gas Boiler - Insulate Hot Water Lines_A_Achievable Economic TRC Potential | F1 | Industrial | Industrial - ID | New | Space Heating | Natural Gas | Gas Boiler - Insulate Hot Water Lines | A | Original Unit Energy Savings (kWh or therms) | Achievable Economic TRC Potential | 0 | 0 | 4.4284 | 4.4284 | 4.4284 | 4.4284 | 4.4284 | 4.4284 | 4.4284 | 4.4284 | 4.4284 | 4.4284 | 4.4284 | 4.4284 | 4.4284 | 4.4284 | 4.4284 | 4.4284 | 4.4284 | 4.4284 | 4.4284 | 4.4284 | 4.4284 | 4.4284 | 4.4284 | 4.4284 | 4.4284
F2_Industrial_Industrial - ID_New_Space Heating_Natural Gas_Gas Boiler - Insulate Hot Water Lines_A_Achievable Economic TRC Potential | F2 | Industrial | Industrial - ID | New | Space Heating | Natural Gas | Gas Boiler - Insulate Hot Water Lines | A | Original Unit Summer Peak Savings (kW) | Achievable Economic TRC Potential | 0 | 0 | 0 | 0 | 0 | 0 | 0 | 0 | 0 | 0 | 0 | 0 | 0 | 0 | 0 | 0 | 0 | 0 | 0 | 0 | 0 | 0 | 0 | 0 | 0 | 0 | 0
F3_Industrial_Industrial - ID_New_Space Heating_Natural Gas_Gas Boiler - Insulate Hot Water Lines_A_Achievable Economic TRC Potential | F3 | Industrial | Industrial - ID | New | Space Heating | Natural Gas | Gas Boiler - Insulate Hot Water Lines | A | Original Unit Winter Peak Savings (kW) | Achievable Economic TRC Potential | 0 | 0 | 0 | 0 | 0 | 0 | 0 | 0 | 0 | 0 | 0 | 0 | 0 | 0 | 0 | 0 | 0 | 0 | 0 | 0 | 0 | 0 | 0 | 0 | 0 | 0 | 0
F4_Industrial_Industrial - ID_New_Space Heating_Natural Gas_Gas Boiler - Insulate Hot Water Lines_A_Achievable Economic TRC Potential | F4 | Industrial | Industrial - ID | New | Space Heating | Natural Gas | Gas Boiler - Insulate Hot Water Lines | A | Standalone Impact on Baseline Energy (%) | Achievable Economic TRC Potential | 0 | 0 | 0 | 0 | 0 | 0 | 0 | 0 | 0 | 0 | 0 | 0 | 0 | 0 | 0 | 0 | 0 | 0 | 0 | 0 | 0 | 0 | 0 | 0 | 0 | 0 | 0
F5_Industrial_Industrial - ID_New_Space Heating_Natural Gas_Gas Boiler - Insulate Hot Water Lines_A_Achievable Economic TRC Potential | F5 | Industrial | Industrial - ID | New | Space Heating | Natural Gas | Gas Boiler - Insulate Hot Water Lines | A | Standalone Impact on Baseline Summer Peak (%) | Achievable Economic TRC Potential | 0 | 0 | 0 | 0 | 0 | 0 | 0 | 0 | 0 | 0 | 0 | 0 | 0 | 0 | 0 | 0 | 0 | 0 | 0 | 0 | 0 | 0 | 0 | 0 | 0 | 0 | 0
F6_Industrial_Industrial - ID_New_Space Heating_Natural Gas_Gas Boiler - Insulate Hot Water Lines_A_Achievable Economic TRC Potential | F6 | Industrial | Industrial - ID | New | Space Heating | Natural Gas | Gas Boiler - Insulate Hot Water Lines | A | Standalone Impact on Baseline Winter Peak (%) | Achievable Economic TRC Potential | 0 | 0 | 0 | 0 | 0 | 0 | 0 | 0 | 0 | 0 | 0 | 0 | 0 | 0 | 0 | 0 | 0 | 0 | 0 | 0 | 0 | 0 | 0 | 0 | 0 | 0 | 0
F7_Industrial_Industrial - ID_New_Space Heating_Natural Gas_Gas Boiler - Insulate Hot Water Lines_A_Achievable Economic TRC Potential | F7 | Industrial | Industrial - ID | New | Space Heating | Natural Gas | Gas Boiler - Insulate Hot Water Lines | A | Incremental Energy Savings (MWh or mTherms) | Achievable Economic TRC Potential | 0 | 0 | 0 | 0 | 0 | 0 | 0 | 0 | 0 | 0 | 0 | 0 | 0 | 0 | 0 | 0 | 0 | 0 | 0 | 0 | 0 | 0 | 0 | 0 | 0 | 0 | 0
F8_Industrial_Industrial - ID_New_Space Heating_Natural Gas_Gas Boiler - Insulate Hot Water Lines_A_Achievable Economic TRC Potential | F8 | Industrial | Industrial - ID | New | Space Heating | Natural Gas | Gas Boiler - Insulate Hot Water Lines | A | Incremental Summer Peak Savings (MW) | Achievable Economic TRC Potential | 0 | 0 | 0 | 0 | 0 | 0 | 0 | 0 | 0 | 0 | 0 | 0 | 0 | 0 | 0 | 0 | 0 | 0 | 0 | 0 | 0 | 0 | 0 | 0 | 0 | 0 | 0
F9_Industrial_Industrial - ID_New_Space Heating_Natural Gas_Gas Boiler - Insulate Hot Water Lines_A_Achievable Economic TRC Potential | F9 | Industrial | Industrial - ID | New | Space Heating | Natural Gas | Gas Boiler - Insulate Hot Water Lines | A | Incremental Winter Peak Savings (MW) | Achievable Economic TRC Potential | 0 | 0 | 0 | 0 | 0 | 0 | 0 | 0 | 0 | 0 | 0 | 0 | 0 | 0 | 0 | 0 | 0 | 0 | 0 | 0 | 0 | 0 | 0 | 0 | 0 | 0 | 0
F10_Industrial_Industrial - ID_New_Space Heating_Natural Gas_Gas Boiler - Insulate Hot Water Lines_A_Achievable Economic TRC Potential | F10 | Industrial | Industrial - ID | New | Space Heating | Natural Gas | Gas Boiler - Insulate Hot Water Lines | A | Cumulative Energy Savings (MWh or mTherms) | Achievable Economic TRC Potential | 0 | 0 | 0 | 0 | 0 | 0 | 0 | 0 | 0 | 0 | 0 | 0 | 0 | 0 | 0 | 0 | 0 | 0 | 0 | 0 | 0 | 0 | 0 | 0 | 0 | 0 | 0
F11_Industrial_Industrial - ID_New_Space Heating_Natural Gas_Gas Boiler - Insulate Hot Water Lines_A_Achievable Economic TRC Potential | F11 | Industrial | Industrial - ID | New | Space Heating | Natural Gas | Gas Boiler - Insulate Hot Water Lines | A | Cumulative Summer Peak Savings (MW) | Achievable Economic TRC Potential | 0 | 0 | 0 | 0 | 0 | 0 | 0 | 0 | 0 | 0 | 0 | 0 | 0 | 0 | 0 | 0 | 0 | 0 | 0 | 0 | 0 | 0 | 0 | 0 | 0 | 0 | 0
F12_Industrial_Industrial - ID_New_Space Heating_Natural Gas_Gas Boiler - Insulate Hot Water Lines_A_Achievable Economic TRC Potential | F12 | Industrial | Industrial - ID | New | Space Heating | Natural Gas | Gas Boiler - Insulate Hot Water Lines | A | Cumulative Winter Peak Savings (MW) | Achievable Economic TRC Potential | 0 | 0 | 0 | 0 | 0 | 0 | 0 | 0 | 0 | 0 | 0 | 0 | 0 | 0 | 0 | 0 | 0 | 0 | 0 | 0 | 0 | 0 | 0 | 0 | 0 | 0 | 0
F13_Industrial_Industrial - ID_New_Space Heating_Natural Gas_Gas Boiler - Insulate Hot Water Lines_A_Achievable Economic TRC Potential | F13 | Industrial | Industrial - ID | New | Space Heating | Natural Gas | Gas Boiler - Insulate Hot Water Lines | A | Purchases (Incremental) | Achievable Economic TRC Potential | 0 | 0 | 0 | 0 | 0 | 0 | 0 | 0 | 0 | 0 | 0 | 0 | 0 | 0 | 0 | 0 | 0 | 0 | 0 | 0 | 0 | 0 | 0 | 0 | 0 | 0 | 0
F14_Industrial_Industrial - ID_New_Space Heating_Natural Gas_Gas Boiler - Insulate Hot Water Lines_A_Achievable Economic TRC Potential | F14 | Industrial | Industrial - ID | New | Space Heating | Natural Gas | Gas Boiler - Insulate Hot Water Lines | A | Purchases (Cumulative) | Achievable Economic TRC Potential | 0 | 0 | 0 | 0 | 0 | 0 | 0 | 0 | 0 | 0 | 0 | 0 | 0 | 0 | 0 | 0 | 0 | 0 | 0 | 0 | 0 | 0 | 0 | 0 | 0 | 0 | 0
F1_Industrial_Industrial - ID_New_Space Heating_Natural Gas_Gas Boiler - Insulate Steam Lines/Condensate Tank_A_Achievable Economic TRC Potential | F1 | Industrial | Industrial - ID | New | Space Heating | Natural Gas | Gas Boiler - Insulate Steam Lines/Condensate Tank | A | Original Unit Energy Savings (kWh or therms) | Achievable Economic TRC Potential | 0 | 0 | 6.6149 | 6.6149 | 6.6149 | 6.6149 | 6.6149 | 6.6149 | 6.6149 | 6.6149 | 6.6149 | 6.6149 | 6.6149 | 6.6149 | 6.6149 | 6.6149 | 6.6149 | 6.6149 | 6.6149 | 6.6149 | 6.6149 | 6.6149 | 6.6149 | 6.6149 | 6.6149 | 6.6149 | 6.6149
F2_Industrial_Industrial - ID_New_Space Heating_Natural Gas_Gas Boiler - Insulate Steam Lines/Condensate Tank_A_Achievable Economic TRC Potential | F2 | Industrial | Industrial - ID | New | Space Heating | Natural Gas | Gas Boiler - Insulate Steam Lines/Condensate Tank | A | Original Unit Summer Peak Savings (kW) | Achievable Economic TRC Potential | 0 | 0 | 0 | 0 | 0 | 0 | 0 | 0 | 0 | 0 | 0 | 0 | 0 | 0 | 0 | 0 | 0 | 0 | 0 | 0 | 0 | 0 | 0 | 0 | 0 | 0 | 0
F3_Industrial_Industrial - ID_New_Space Heating_Natural Gas_Gas Boiler - Insulate Steam Lines/Condensate Tank_A_Achievable Economic TRC Potential | F3 | Industrial | Industrial - ID | New | Space Heating | Natural Gas | Gas Boiler - Insulate Steam Lines/Condensate Tank | A | Original Unit Winter Peak Savings (kW) | Achievable Economic TRC Potential | 0 | 0 | 0 | 0 | 0 | 0 | 0 | 0 | 0 | 0 | 0 | 0 | 0 | 0 | 0 | 0 | 0 | 0 | 0 | 0 | 0 | 0 | 0 | 0 | 0 | 0 | 0
F4_Industrial_Industrial - ID_New_Space Heating_Natural Gas_Gas Boiler - Insulate Steam Lines/Condensate Tank_A_Achievable Economic TRC Potential | F4 | Industrial | Industrial - ID | New | Space Heating | Natural Gas | Gas Boiler - Insulate Steam Lines/Condensate Tank | A | Standalone Impact on Baseline Energy (%) | Achievable Economic TRC Potential | 0 | 0 | 0 | 0 | 0 | 0 | 0 | 0 | 0 | 0 | 0 | 0 | 0 | 0 | 0 | 0 | 0 | 0 | 0 | 0 | 0 | 0 | 0 | 0 | 0 | 0 | 0
F5_Industrial_Industrial - ID_New_Space Heating_Natural Gas_Gas Boiler - Insulate Steam Lines/Condensate Tank_A_Achievable Economic TRC Potential | F5 | Industrial | Industrial - ID | New | Space Heating | Natural Gas | Gas Boiler - Insulate Steam Lines/Condensate Tank | A | Standalone Impact on Baseline Summer Peak (%) | Achievable Economic TRC Potential | 0 | 0 | 0 | 0 | 0 | 0 | 0 | 0 | 0 | 0 | 0 | 0 | 0 | 0 | 0 | 0 | 0 | 0 | 0 | 0 | 0 | 0 | 0 | 0 | 0 | 0 | 0
F6_Industrial_Industrial - ID_New_Space Heating_Natural Gas_Gas Boiler - Insulate Steam Lines/Condensate Tank_A_Achievable Economic TRC Potential | F6 | Industrial | Industrial - ID | New | Space Heating | Natural Gas | Gas Boiler - Insulate Steam Lines/Condensate Tank | A | Standalone Impact on Baseline Winter Peak (%) | Achievable Economic TRC Potential | 0 | 0 | 0 | 0 | 0 | 0 | 0 | 0 | 0 | 0 | 0 | 0 | 0 | 0 | 0 | 0 | 0 | 0 | 0 | 0 | 0 | 0 | 0 | 0 | 0 | 0 | 0
F7_Industrial_Industrial - ID_New_Space Heating_Natural Gas_Gas Boiler - Insulate Steam Lines/Condensate Tank_A_Achievable Economic TRC Potential | F7 | Industrial | Industrial - ID | New | Space Heating | Natural Gas | Gas Boiler - Insulate Steam Lines/Condensate Tank | A | Incremental Energy Savings (MWh or mTherms) | Achievable Economic TRC Potential | 0 | 0 | 0 | 0 | 0 | 0 | 0 | 0 | 0 | 0 | 0 | 0 | 0 | 0 | 0 | 0 | 0 | 0 | 0 | 0 | 0 | 0 | 0 | 0 | 0 | 0 | 0
F8_Industrial_Industrial - ID_New_Space Heating_Natural Gas_Gas Boiler - Insulate Steam Lines/Condensate Tank_A_Achievable Economic TRC Potential | F8 | Industrial | Industrial - ID | New | Space Heating | Natural Gas | Gas Boiler - Insulate Steam Lines/Condensate Tank | A | Incremental Summer Peak Savings (MW) | Achievable Economic TRC Potential | 0 | 0 | 0 | 0 | 0 | 0 | 0 | 0 | 0 | 0 | 0 | 0 | 0 | 0 | 0 | 0 | 0 | 0 | 0 | 0 | 0 | 0 | 0 | 0 | 0 | 0 | 0
F9_Industrial_Industrial - ID_New_Space Heating_Natural Gas_Gas Boiler - Insulate Steam Lines/Condensate Tank_A_Achievable Economic TRC Potential | F9 | Industrial | Industrial - ID | New | Space Heating | Natural Gas | Gas Boiler - Insulate Steam Lines/Condensate Tank | A | Incremental Winter Peak Savings (MW) | Achievable Economic TRC Potential | 0 | 0 | 0 | 0 | 0 | 0 | 0 | 0 | 0 | 0 | 0 | 0 | 0 | 0 | 0 | 0 | 0 | 0 | 0 | 0 | 0 | 0 | 0 | 0 | 0 | 0 | 0
F10_Industrial_Industrial - ID_New_Space Heating_Natural Gas_Gas Boiler - Insulate Steam Lines/Condensate Tank_A_Achievable Economic TRC Potential | F10 | Industrial | Industrial - ID | New | Space Heating | Natural Gas | Gas Boiler - Insulate Steam Lines/Condensate Tank | A | Cumulative Energy Savings (MWh or mTherms) | Achievable Economic TRC Potential | 0 | 0 | 0 | 0 | 0 | 0 | 0 | 0 | 0 | 0 | 0 | 0 | 0 | 0 | 0 | 0 | 0 | 0 | 0 | 0 | 0 | 0 | 0 | 0 | 0 | 0 | 0
F11_Industrial_Industrial - ID_New_Space Heating_Natural Gas_Gas Boiler - Insulate Steam Lines/Condensate Tank_A_Achievable Economic TRC Potential | F11 | Industrial | Industrial - ID | New | Space Heating | Natural Gas | Gas Boiler - Insulate Steam Lines/Condensate Tank | A | Cumulative Summer Peak Savings (MW) | Achievable Economic TRC Potential | 0 | 0 | 0 | 0 | 0 | 0 | 0 | 0 | 0 | 0 | 0 | 0 | 0 | 0 | 0 | 0 | 0 | 0 | 0 | 0 | 0 | 0 | 0 | 0 | 0 | 0 | 0
F12_Industrial_Industrial - ID_New_Space Heating_Natural Gas_Gas Boiler - Insulate Steam Lines/Condensate Tank_A_Achievable Economic TRC Potential | F12 | Industrial | Industrial - ID | New | Space Heating | Natural Gas | Gas Boiler - Insulate Steam Lines/Condensate Tank | A | Cumulative Winter Peak Savings (MW) | Achievable Economic TRC Potential | 0 | 0 | 0 | 0 | 0 | 0 | 0 | 0 | 0 | 0 | 0 | 0 | 0 | 0 | 0 | 0 | 0 | 0 | 0 | 0 | 0 | 0 | 0 | 0 | 0 | 0 | 0
F13_Industrial_Industrial - ID_New_Space Heating_Natural Gas_Gas Boiler - Insulate Steam Lines/Condensate Tank_A_Achievable Economic TRC Potential | F13 | Industrial | Industrial - ID | New | Space Heating | Natural Gas | Gas Boiler - Insulate Steam Lines/Condensate Tank | A | Purchases (Incremental) | Achievable Economic TRC Potential | 0 | 0 | 0 | 0 | 0 | 0 | 0 | 0 | 0 | 0 | 0 | 0 | 0 | 0 | 0 | 0 | 0 | 0 | 0 | 0 | 0 | 0 | 0 | 0 | 0 | 0 | 0
F14_Industrial_Industrial - ID_New_Space Heating_Natural Gas_Gas Boiler - Insulate Steam Lines/Condensate Tank_A_Achievable Economic TRC Potential | F14 | Industrial | Industrial - ID | New | Space Heating | Natural Gas | Gas Boiler - Insulate Steam Lines/Condensate Tank | A | Purchases (Cumulative) | Achievable Economic TRC Potential | 0 | 0 | 0 | 0 | 0 | 0 | 0 | 0 | 0 | 0 | 0 | 0 | 0 | 0 | 0 | 0 | 0 | 0 | 0 | 0 | 0 | 0 | 0 | 0 | 0 | 0 | 0
F1_Industrial_Industrial - ID_New_Space Heating_Natural Gas_Gas Boiler - Stack Economizer_A_Achievable Economic TRC Potential | F1 | Industrial | Industrial - ID | New | Space Heating | Natural Gas | Gas Boiler - Stack Economizer | A | Original Unit Energy Savings (kWh or therms) | Achievable Economic TRC Potential | 0 | 0 | 0.8944 | 0.8944 | 0.8944 | 0.8944 | 0.8944 | 0.8944 | 0.8944 | 0.8944 | 0.8944 | 0.8944 | 0.8944 | 0.8944 | 0.8944 | 0.8944 | 0.8944 | 0.8944 | 0.8944 | 0.8944 | 0.8944 | 0.8944 | 0.8944 | 0.8944 | 0.8944 | 0.8944 | 0.8944
F2_Industrial_Industrial - ID_New_Space Heating_Natural Gas_Gas Boiler - Stack Economizer_A_Achievable Economic TRC Potential | F2 | Industrial | Industrial - ID | New | Space Heating | Natural Gas | Gas Boiler - Stack Economizer | A | Original Unit Summer Peak Savings (kW) | Achievable Economic TRC Potential | 0 | 0 | 0 | 0 | 0 | 0 | 0 | 0 | 0 | 0 | 0 | 0 | 0 | 0 | 0 | 0 | 0 | 0 | 0 | 0 | 0 | 0 | 0 | 0 | 0 | 0 | 0
F3_Industrial_Industrial - ID_New_Space Heating_Natural Gas_Gas Boiler - Stack Economizer_A_Achievable Economic TRC Potential | F3 | Industrial | Industrial - ID | New | Space Heating | Natural Gas | Gas Boiler - Stack Economizer | A | Original Unit Winter Peak Savings (kW) | Achievable Economic TRC Potential | 0 | 0 | 0 | 0 | 0 | 0 | 0 | 0 | 0 | 0 | 0 | 0 | 0 | 0 | 0 | 0 | 0 | 0 | 0 | 0 | 0 | 0 | 0 | 0 | 0 | 0 | 0
F4_Industrial_Industrial - ID_New_Space Heating_Natural Gas_Gas Boiler - Stack Economizer_A_Achievable Economic TRC Potential | F4 | Industrial | Industrial - ID | New | Space Heating | Natural Gas | Gas Boiler - Stack Economizer | A | Standalone Impact on Baseline Energy (%) | Achievable Economic TRC Potential | 0 | 0 | 0 | 0 | 0 | 0 | 0 | 0 | 0 | 0 | 0 | 0 | 0 | 0 | 0 | 0 | 0 | 0 | 0 | 0 | 0 | 0 | 0 | 0 | 0 | 0 | 0
F5_Industrial_Industrial - ID_New_Space Heating_Natural Gas_Gas Boiler - Stack Economizer_A_Achievable Economic TRC Potential | F5 | Industrial | Industrial - ID | New | Space Heating | Natural Gas | Gas Boiler - Stack Economizer | A | Standalone Impact on Baseline Summer Peak (%) | Achievable Economic TRC Potential | 0 | 0 | 0 | 0 | 0 | 0 | 0 | 0 | 0 | 0 | 0 | 0 | 0 | 0 | 0 | 0 | 0 | 0 | 0 | 0 | 0 | 0 | 0 | 0 | 0 | 0 | 0
F6_Industrial_Industrial - ID_New_Space Heating_Natural Gas_Gas Boiler - Stack Economizer_A_Achievable Economic TRC Potential | F6 | Industrial | Industrial - ID | New | Space Heating | Natural Gas | Gas Boiler - Stack Economizer | A | Standalone Impact on Baseline Winter Peak (%) | Achievable Economic TRC Potential | 0 | 0 | 0 | 0 | 0 | 0 | 0 | 0 | 0 | 0 | 0 | 0 | 0 | 0 | 0 | 0 | 0 | 0 | 0 | 0 | 0 | 0 | 0 | 0 | 0 | 0 | 0
F7_Industrial_Industrial - ID_New_Space Heating_Natural Gas_Gas Boiler - Stack Economizer_A_Achievable Economic TRC Potential | F7 | Industrial | Industrial - ID | New | Space Heating | Natural Gas | Gas Boiler - Stack Economizer | A | Incremental Energy Savings (MWh or mTherms) | Achievable Economic TRC Potential | 0 | 0 | 0 | 0 | 0 | 0 | 0 | 0 | 0 | 0 | 0 | 0 | 0 | 0 | 0 | 0 | 0 | 0 | 0 | 0 | 0 | 0 | 0 | 0 | 0 | 0 | 0
F8_Industrial_Industrial - ID_New_Space Heating_Natural Gas_Gas Boiler - Stack Economizer_A_Achievable Economic TRC Potential | F8 | Industrial | Industrial - ID | New | Space Heating | Natural Gas | Gas Boiler - Stack Economizer | A | Incremental Summer Peak Savings (MW) | Achievable Economic TRC Potential | 0 | 0 | 0 | 0 | 0 | 0 | 0 | 0 | 0 | 0 | 0 | 0 | 0 | 0 | 0 | 0 | 0 | 0 | 0 | 0 | 0 | 0 | 0 | 0 | 0 | 0 | 0
F9_Industrial_Industrial - ID_New_Space Heating_Natural Gas_Gas Boiler - Stack Economizer_A_Achievable Economic TRC Potential | F9 | Industrial | Industrial - ID | New | Space Heating | Natural Gas | Gas Boiler - Stack Economizer | A | Incremental Winter Peak Savings (MW) | Achievable Economic TRC Potential | 0 | 0 | 0 | 0 | 0 | 0 | 0 | 0 | 0 | 0 | 0 | 0 | 0 | 0 | 0 | 0 | 0 | 0 | 0 | 0 | 0 | 0 | 0 | 0 | 0 | 0 | 0
F10_Industrial_Industrial - ID_New_Space Heating_Natural Gas_Gas Boiler - Stack Economizer_A_Achievable Economic TRC Potential | F10 | Industrial | Industrial - ID | New | Space Heating | Natural Gas | Gas Boiler - Stack Economizer | A | Cumulative Energy Savings (MWh or mTherms) | Achievable Economic TRC Potential | 0 | 0 | 0 | 0 | 0 | 0 | 0 | 0 | 0 | 0 | 0 | 0 | 0 | 0 | 0 | 0 | 0 | 0 | 0 | 0 | 0 | 0 | 0 | 0 | 0 | 0 | 0
F11_Industrial_Industrial - ID_New_Space Heating_Natural Gas_Gas Boiler - Stack Economizer_A_Achievable Economic TRC Potential | F11 | Industrial | Industrial - ID | New | Space Heating | Natural Gas | Gas Boiler - Stack Economizer | A | Cumulative Summer Peak Savings (MW) | Achievable Economic TRC Potential | 0 | 0 | 0 | 0 | 0 | 0 | 0 | 0 | 0 | 0 | 0 | 0 | 0 | 0 | 0 | 0 | 0 | 0 | 0 | 0 | 0 | 0 | 0 | 0 | 0 | 0 | 0
F12_Industrial_Industrial - ID_New_Space Heating_Natural Gas_Gas Boiler - Stack Economizer_A_Achievable Economic TRC Potential | F12 | Industrial | Industrial - ID | New | Space Heating | Natural Gas | Gas Boiler - Stack Economizer | A | Cumulative Winter Peak Savings (MW) | Achievable Economic TRC Potential | 0 | 0 | 0 | 0 | 0 | 0 | 0 | 0 | 0 | 0 | 0 | 0 | 0 | 0 | 0 | 0 | 0 | 0 | 0 | 0 | 0 | 0 | 0 | 0 | 0 | 0 | 0
F13_Industrial_Industrial - ID_New_Space Heating_Natural Gas_Gas Boiler - Stack Economizer_A_Achievable Economic TRC Potential | F13 | Industrial | Industrial - ID | New | Space Heating | Natural Gas | Gas Boiler - Stack Economizer | A | Purchases (Incremental) | Achievable Economic TRC Potential | 0 | 0 | 0 | 0 | 0 | 0 | 0 | 0 | 0 | 0 | 0 | 0 | 0 | 0 | 0 | 0 | 0 | 0 | 0 | 0 | 0 | 0 | 0 | 0 | 0 | 0 | 0
F14_Industrial_Industrial - ID_New_Space Heating_Natural Gas_Gas Boiler - Stack Economizer_A_Achievable Economic TRC Potential | F14 | Industrial | Industrial - ID | New | Space Heating | Natural Gas | Gas Boiler - Stack Economizer | A | Purchases (Cumulative) | Achievable Economic TRC Potential | 0 | 0 | 0 | 0 | 0 | 0 | 0 | 0 | 0 | 0 | 0 | 0 | 0 | 0 | 0 | 0 | 0 | 0 | 0 | 0 | 0 | 0 | 0 | 0 | 0 | 0 | 0
F1_Industrial_Industrial - ID_New_Space Heating_Natural Gas_Gas Boiler - Steam Trap Replacement_A_Achievable Economic TRC Potential | F1 | Industrial | Industrial - ID | New | Space Heating | Natural Gas | Gas Boiler - Steam Trap Replacement | A | Original Unit Energy Savings (kWh or therms) | Achievable Economic TRC Potential | 0 | 0 | 40051.8778 | 40051.8778 | 40051.8778 | 40051.8778 | 40051.8778 | 40051.8778 | 40051.8778 | 40051.8778 | 40051.8778 | 40051.8778 | 40051.8778 | 40051.8778 | 40051.8778 | 40051.8778 | 40051.8778 | 40051.8778 | 40051.8778 | 40051.8778 | 40051.8778 | 40051.8778 | 40051.8778 | 40051.8778 | 40051.8778 | 40051.8778 | 40051.8778
F2_Industrial_Industrial - ID_New_Space Heating_Natural Gas_Gas Boiler - Steam Trap Replacement_A_Achievable Economic TRC Potential | F2 | Industrial | Industrial - ID | New | Space Heating | Natural Gas | Gas Boiler - Steam Trap Replacement | A | Original Unit Summer Peak Savings (kW) | Achievable Economic TRC Potential | 0 | 0 | 0 | 0 | 0 | 0 | 0 | 0 | 0 | 0 | 0 | 0 | 0 | 0 | 0 | 0 | 0 | 0 | 0 | 0 | 0 | 0 | 0 | 0 | 0 | 0 | 0
F3_Industrial_Industrial - ID_New_Space Heating_Natural Gas_Gas Boiler - Steam Trap Replacement_A_Achievable Economic TRC Potential | F3 | Industrial | Industrial - ID | New | Space Heating | Natural Gas | Gas Boiler - Steam Trap Replacement | A | Original Unit Winter Peak Savings (kW) | Achievable Economic TRC Potential | 0 | 0 | 0 | 0 | 0 | 0 | 0 | 0 | 0 | 0 | 0 | 0 | 0 | 0 | 0 | 0 | 0 | 0 | 0 | 0 | 0 | 0 | 0 | 0 | 0 | 0 | 0
F4_Industrial_Industrial - ID_New_Space Heating_Natural Gas_Gas Boiler - Steam Trap Replacement_A_Achievable Economic TRC Potential | F4 | Industrial | Industrial - ID | New | Space Heating | Natural Gas | Gas Boiler - Steam Trap Replacement | A | Standalone Impact on Baseline Energy (%) | Achievable Economic TRC Potential | 0 | 0 | 6.8873e-06 | 8.1618e-06 | 1.1627e-05 | 1.516e-05 | 1.8779e-05 | 2.2424e-05 | 2.5872e-05 | 2.8333e-05 | 3.0198e-05 | 3.1651e-05 | 3.2818e-05 | 3.3778e-05 | 3.458e-05 | 3.526e-05 | 3.5844e-05 | 3.6351e-05 | 3.6796e-05 | 3.7188e-05 | 3.7455e-05 | 3.7248e-05 | 3.5701e-05 | 3.4302e-05 | 3.303e-05 | 3.1869e-05 | 3.0804e-05
F5_Industrial_Industrial - ID_New_Space Heating_Natural Gas_Gas Boiler - Steam Trap Replacement_A_Achievable Economic TRC Potential | F5 | Industrial | Industrial - ID | New | Space Heating | Natural Gas | Gas Boiler - Steam Trap Replacement | A | Standalone Impact on Baseline Summer Peak (%) | Achievable Economic TRC Potential | 0 | 0 | 0 | 0 | 0 | 0 | 0 | 0 | 0 | 0 | 0 | 0 | 0 | 0 | 0 | 0 | 0 | 0 | 0 | 0 | 0 | 0 | 0 | 0 | 0 | 0 | 0
F6_Industrial_Industrial - ID_New_Space Heating_Natural Gas_Gas Boiler - Steam Trap Replacement_A_Achievable Economic TRC Potential | F6 | Industrial | Industrial - ID | New | Space Heating | Natural Gas | Gas Boiler - Steam Trap Replacement | A | Standalone Impact on Baseline Winter Peak (%) | Achievable Economic TRC Potential | 0 | 0 | 0 | 0 | 0 | 0 | 0 | 0 | 0 | 0 | 0 | 0 | 0 | 0 | 0 | 0 | 0 | 0 | 0 | 0 | 0 | 0 | 0 | 0 | 0 | 0 | 0
F7_Industrial_Industrial - ID_New_Space Heating_Natural Gas_Gas Boiler - Steam Trap Replacement_A_Achievable Economic TRC Potential | F7 | Industrial | Industrial - ID | New | Space Heating | Natural Gas | Gas Boiler - Steam Trap Replacement | A | Incremental Energy Savings (MWh or mTherms) | Achievable Economic TRC Potential | 0 | 0 | 2.672e-06 | 1.7458e-05 | 3.1506e-05 | 4.5493e-05 | 5.9096e-05 | 7.2463e-05 | 8.2926e-05 | 8.1047e-05 | 7.968e-05 | 7.8155e-05 | 7.6795e-05 | 7.5459e-05 | 7.4146e-05 | 7.2856e-05 | 7.1588e-05 | 7.0342e-05 | 6.9117e-05 | 6.7914e-05 | 6.4059e-05 | 4.8111e-05 | 0 | 0 | 0 | 0 | 0
F8_Industrial_Industrial - ID_New_Space Heating_Natural Gas_Gas Boiler - Steam Trap Replacement_A_Achievable Economic TRC Potential | F8 | Industrial | Industrial - ID | New | Space Heating | Natural Gas | Gas Boiler - Steam Trap Replacement | A | Incremental Summer Peak Savings (MW) | Achievable Economic TRC Potential | 0 | 0 | 0 | 0 | 0 | 0 | 0 | 0 | 0 | 0 | 0 | 0 | 0 | 0 | 0 | 0 | 0 | 0 | 0 | 0 | 0 | 0 | 0 | 0 | 0 | 0 | 0
F9_Industrial_Industrial - ID_New_Space Heating_Natural Gas_Gas Boiler - Steam Trap Replacement_A_Achievable Economic TRC Potential | F9 | Industrial | Industrial - ID | New | Space Heating | Natural Gas | Gas Boiler - Steam Trap Replacement | A | Incremental Winter Peak Savings (MW) | Achievable Economic TRC Potential | 0 | 0 | 0 | 0 | 0 | 0 | 0 | 0 | 0 | 0 | 0 | 0 | 0 | 0 | 0 | 0 | 0 | 0 | 0 | 0 | 0 | 0 | 0 | 0 | 0 | 0 | 0
F10_Industrial_Industrial - ID_New_Space Heating_Natural Gas_Gas Boiler - Steam Trap Replacement_A_Achievable Economic TRC Potential | F10 | Industrial | Industrial - ID | New | Space Heating | Natural Gas | Gas Boiler - Steam Trap Replacement | A | Cumulative Energy Savings (MWh or mTherms) | Achievable Economic TRC Potential | 0 | 0 | 2.672e-06 | 2.013e-05 | 5.1636e-05 | 9.7129e-05 | 0.00015622 | 0.00022869 | 0.00031161 | 0.00039266 | 0.00047234 | 0.0005505 | 0.00062729 | 0.00070275 | 0.0007769 | 0.00084975 | 0.00092134 | 0.00099168 | 0.0010608 | 0.0011287 | 0.0011928 | 0.0012409 | 0.0012409 | 0.0012409 | 0.0012409 | 0.0012409 | 0.0012409
F11_Industrial_Industrial - ID_New_Space Heating_Natural Gas_Gas Boiler - Steam Trap Replacement_A_Achievable Economic TRC Potential | F11 | Industrial | Industrial - ID | New | Space Heating | Natural Gas | Gas Boiler - Steam Trap Replacement | A | Cumulative Summer Peak Savings (MW) | Achievable Economic TRC Potential | 0 | 0 | 0 | 0 | 0 | 0 | 0 | 0 | 0 | 0 | 0 | 0 | 0 | 0 | 0 | 0 | 0 | 0 | 0 | 0 | 0 | 0 | 0 | 0 | 0 | 0 | 0
F12_Industrial_Industrial - ID_New_Space Heating_Natural Gas_Gas Boiler - Steam Trap Replacement_A_Achievable Economic TRC Potential | F12 | Industrial | Industrial - ID | New | Space Heating | Natural Gas | Gas Boiler - Steam Trap Replacement | A | Cumulative Winter Peak Savings (MW) | Achievable Economic TRC Potential | 0 | 0 | 0 | 0 | 0 | 0 | 0 | 0 | 0 | 0 | 0 | 0 | 0 | 0 | 0 | 0 | 0 | 0 | 0 | 0 | 0 | 0 | 0 | 0 | 0 | 0 | 0
F13_Industrial_Industrial - ID_New_Space Heating_Natural Gas_Gas Boiler - Steam Trap Replacement_A_Achievable Economic TRC Potential | F13 | Industrial | Industrial - ID | New | Space Heating | Natural Gas | Gas Boiler - Steam Trap Replacement | A | Purchases (Incremental) | Achievable Economic TRC Potential | 0 | 0 | 6.6713e-08 | 4.3588e-07 | 7.8664e-07 | 1.1358e-06 | 1.4755e-06 | 1.8092e-06 | 2.0705e-06 | 2.0235e-06 | 1.9894e-06 | 1.9513e-06 | 1.9174e-06 | 1.884e-06 | 1.8513e-06 | 1.819e-06 | 1.7874e-06 | 1.7563e-06 | 1.7257e-06 | 1.6956e-06 | 1.5994e-06 | 1.2012e-06 | 0 | 0 | 0 | 0 | 0
F14_Industrial_Industrial - ID_New_Space Heating_Natural Gas_Gas Boiler - Steam Trap Replacement_A_Achievable Economic TRC Potential | F14 | Industrial | Industrial - ID | New | Space Heating | Natural Gas | Gas Boiler - Steam Trap Replacement | A | Purchases (Cumulative) | Achievable Economic TRC Potential | 0 | 0 | 6.6713e-08 | 5.0259e-07 | 1.2892e-06 | 2.4251e-06 | 3.9006e-06 | 5.7098e-06 | 7.7803e-06 | 9.8038e-06 | 1.1793e-05 | 1.3745e-05 | 1.5662e-05 | 1.7546e-05 | 1.9397e-05 | 2.1216e-05 | 2.3004e-05 | 2.476e-05 | 2.6486e-05 | 2.8181e-05 | 2.9781e-05 | 3.0982e-05 | 3.0982e-05 | 3.0982e-05 | 3.0982e-05 | 3.0982e-05 | 3.0982e-05
F1_Industrial_Industrial - ID_New_Process_Natural Gas_Process Boiler - Hot Water Reset_A_Achievable Economic TRC Potential | F1 | Industrial | Industrial - ID | New | Process | Natural Gas | Process Boiler - Hot Water Reset | A | Original Unit Energy Savings (kWh or therms) | Achievable Economic TRC Potential | 0 | 0 | 8529.0556 | 8529.0556 | 8529.0556 | 8529.0556 | 8529.0556 | 8529.0556 | 8529.0556 | 8529.0556 | 8529.0556 | 8529.0556 | 8529.0556 | 8529.0556 | 8529.0556 | 8529.0556 | 8529.0556 | 8529.0556 | 8529.0556 | 8529.0556 | 8529.0556 | 8529.0556 | 8529.0556 | 8529.0556 | 8529.0556 | 8529.0556 | 8529.0556
F2_Industrial_Industrial - ID_New_Process_Natural Gas_Process Boiler - Hot Water Reset_A_Achievable Economic TRC Potential | F2 | Industrial | Industrial - ID | New | Process | Natural Gas | Process Boiler - Hot Water Reset | A | Original Unit Summer Peak Savings (kW) | Achievable Economic TRC Potential | 0 | 0 | 0 | 0 | 0 | 0 | 0 | 0 | 0 | 0 | 0 | 0 | 0 | 0 | 0 | 0 | 0 | 0 | 0 | 0 | 0 | 0 | 0 | 0 | 0 | 0 | 0
F3_Industrial_Industrial - ID_New_Process_Natural Gas_Process Boiler - Hot Water Reset_A_Achievable Economic TRC Potential | F3 | Industrial | Industrial - ID | New | Process | Natural Gas | Process Boiler - Hot Water Reset | A | Original Unit Winter Peak Savings (kW) | Achievable Economic TRC Potential | 0 | 0 | 0 | 0 | 0 | 0 | 0 | 0 | 0 | 0 | 0 | 0 | 0 | 0 | 0 | 0 | 0 | 0 | 0 | 0 | 0 | 0 | 0 | 0 | 0 | 0 | 0
F4_Industrial_Industrial - ID_New_Process_Natural Gas_Process Boiler - Hot Water Reset_A_Achievable Economic TRC Potential | F4 | Industrial | Industrial - ID | New | Process | Natural Gas | Process Boiler - Hot Water Reset | A | Standalone Impact on Baseline Energy (%) | Achievable Economic TRC Potential | 0 | 0 | 0 | 0 | 0 | 0 | 0 | 0 | 0 | 0 | 0 | 0 | 0 | 0 | 0 | 0 | 0 | 0 | 0 | 0 | 0 | 0 | 0 | 0 | 0 | 0 | 0
F5_Industrial_Industrial - ID_New_Process_Natural Gas_Process Boiler - Hot Water Reset_A_Achievable Economic TRC Potential | F5 | Industrial | Industrial - ID | New | Process | Natural Gas | Process Boiler - Hot Water Reset | A | Standalone Impact on Baseline Summer Peak (%) | Achievable Economic TRC Potential | 0 | 0 | 0 | 0 | 0 | 0 | 0 | 0 | 0 | 0 | 0 | 0 | 0 | 0 | 0 | 0 | 0 | 0 | 0 | 0 | 0 | 0 | 0 | 0 | 0 | 0 | 0
F6_Industrial_Industrial - ID_New_Process_Natural Gas_Process Boiler - Hot Water Reset_A_Achievable Economic TRC Potential | F6 | Industrial | Industrial - ID | New | Process | Natural Gas | Process Boiler - Hot Water Reset | A | Standalone Impact on Baseline Winter Peak (%) | Achievable Economic TRC Potential | 0 | 0 | 0 | 0 | 0 | 0 | 0 | 0 | 0 | 0 | 0 | 0 | 0 | 0 | 0 | 0 | 0 | 0 | 0 | 0 | 0 | 0 | 0 | 0 | 0 | 0 | 0
F7_Industrial_Industrial - ID_New_Process_Natural Gas_Process Boiler - Hot Water Reset_A_Achievable Economic TRC Potential | F7 | Industrial | Industrial - ID | New | Process | Natural Gas | Process Boiler - Hot Water Reset | A | Incremental Energy Savings (MWh or mTherms) | Achievable Economic TRC Potential | 0 | 0 | 0 | 0 | 0 | 0 | 0 | 0 | 0 | 0 | 0 | 0 | 0 | 0 | 0 | 0 | 0 | 0 | 0 | 0 | 0 | 0 | 0 | 0 | 0 | 0 | 0
F8_Industrial_Industrial - ID_New_Process_Natural Gas_Process Boiler - Hot Water Reset_A_Achievable Economic TRC Potential | F8 | Industrial | Industrial - ID | New | Process | Natural Gas | Process Boiler - Hot Water Reset | A | Incremental Summer Peak Savings (MW) | Achievable Economic TRC Potential | 0 | 0 | 0 | 0 | 0 | 0 | 0 | 0 | 0 | 0 | 0 | 0 | 0 | 0 | 0 | 0 | 0 | 0 | 0 | 0 | 0 | 0 | 0 | 0 | 0 | 0 | 0
F9_Industrial_Industrial - ID_New_Process_Natural Gas_Process Boiler - Hot Water Reset_A_Achievable Economic TRC Potential | F9 | Industrial | Industrial - ID | New | Process | Natural Gas | Process Boiler - Hot Water Reset | A | Incremental Winter Peak Savings (MW) | Achievable Economic TRC Potential | 0 | 0 | 0 | 0 | 0 | 0 | 0 | 0 | 0 | 0 | 0 | 0 | 0 | 0 | 0 | 0 | 0 | 0 | 0 | 0 | 0 | 0 | 0 | 0 | 0 | 0 | 0
F10_Industrial_Industrial - ID_New_Process_Natural Gas_Process Boiler - Hot Water Reset_A_Achievable Economic TRC Potential | F10 | Industrial | Industrial - ID | New | Process | Natural Gas | Process Boiler - Hot Water Reset | A | Cumulative Energy Savings (MWh or mTherms) | Achievable Economic TRC Potential | 0 | 0 | 0 | 0 | 0 | 0 | 0 | 0 | 0 | 0 | 0 | 0 | 0 | 0 | 0 | 0 | 0 | 0 | 0 | 0 | 0 | 0 | 0 | 0 | 0 | 0 | 0
F11_Industrial_Industrial - ID_New_Process_Natural Gas_Process Boiler - Hot Water Reset_A_Achievable Economic TRC Potential | F11 | Industrial | Industrial - ID | New | Process | Natural Gas | Process Boiler - Hot Water Reset | A | Cumulative Summer Peak Savings (MW) | Achievable Economic TRC Potential | 0 | 0 | 0 | 0 | 0 | 0 | 0 | 0 | 0 | 0 | 0 | 0 | 0 | 0 | 0 | 0 | 0 | 0 | 0 | 0 | 0 | 0 | 0 | 0 | 0 | 0 | 0
F12_Industrial_Industrial - ID_New_Process_Natural Gas_Process Boiler - Hot Water Reset_A_Achievable Economic TRC Potential | F12 | Industrial | Industrial - ID | New | Process | Natural Gas | Process Boiler - Hot Water Reset | A | Cumulative Winter Peak Savings (MW) | Achievable Economic TRC Potential | 0 | 0 | 0 | 0 | 0 | 0 | 0 | 0 | 0 | 0 | 0 | 0 | 0 | 0 | 0 | 0 | 0 | 0 | 0 | 0 | 0 | 0 | 0 | 0 | 0 | 0 | 0
F13_Industrial_Industrial - ID_New_Process_Natural Gas_Process Boiler - Hot Water Reset_A_Achievable Economic TRC Potential | F13 | Industrial | Industrial - ID | New | Process | Natural Gas | Process Boiler - Hot Water Reset | A | Purchases (Incremental) | Achievable Economic TRC Potential | 0 | 0 | 0 | 0 | 0 | 0 | 0 | 0 | 0 | 0 | 0 | 0 | 0 | 0 | 0 | 0 | 0 | 0 | 0 | 0 | 0 | 0 | 0 | 0 | 0 | 0 | 0
F14_Industrial_Industrial - ID_New_Process_Natural Gas_Process Boiler - Hot Water Reset_A_Achievable Economic TRC Potential | F14 | Industrial | Industrial - ID | New | Process | Natural Gas | Process Boiler - Hot Water Reset | A | Purchases (Cumulative) | Achievable Economic TRC Potential | 0 | 0 | 0 | 0 | 0 | 0 | 0 | 0 | 0 | 0 | 0 | 0 | 0 | 0 | 0 | 0 | 0 | 0 | 0 | 0 | 0 | 0 | 0 | 0 | 0 | 0 | 0
F1_Industrial_Industrial - ID_New_Process_Natural Gas_Process Boiler - Burner Control Optimization_A_Achievable Economic TRC Potential | F1 | Industrial | Industrial - ID | New | Process | Natural Gas | Process Boiler - Burner Control Optimization | A | Original Unit Energy Savings (kWh or therms) | Achievable Economic TRC Potential | 0 | 0 | 2.3188 | 2.3188 | 2.3188 | 2.3188 | 2.3188 | 2.3188 | 2.3188 | 2.3188 | 2.3188 | 2.3188 | 2.3188 | 2.3188 | 2.3188 | 2.3188 | 2.3188 | 2.3188 | 2.3188 | 2.3188 | 2.3188 | 2.3188 | 2.3188 | 2.3188 | 2.3188 | 2.3188 | 2.3188
F2_Industrial_Industrial - ID_New_Process_Natural Gas_Process Boiler - Burner Control Optimization_A_Achievable Economic TRC Potential | F2 | Industrial | Industrial - ID | New | Process | Natural Gas | Process Boiler - Burner Control Optimization | A | Original Unit Summer Peak Savings (kW) | Achievable Economic TRC Potential | 0 | 0 | 0 | 0 | 0 | 0 | 0 | 0 | 0 | 0 | 0 | 0 | 0 | 0 | 0 | 0 | 0 | 0 | 0 | 0 | 0 | 0 | 0 | 0 | 0 | 0 | 0
F3_Industrial_Industrial - ID_New_Process_Natural Gas_Process Boiler - Burner Control Optimization_A_Achievable Economic TRC Potential | F3 | Industrial | Industrial - ID | New | Process | Natural Gas | Process Boiler - Burner Control Optimization | A | Original Unit Winter Peak Savings (kW) | Achievable Economic TRC Potential | 0 | 0 | 0 | 0 | 0 | 0 | 0 | 0 | 0 | 0 | 0 | 0 | 0 | 0 | 0 | 0 | 0 | 0 | 0 | 0 | 0 | 0 | 0 | 0 | 0 | 0 | 0
F4_Industrial_Industrial - ID_New_Process_Natural Gas_Process Boiler - Burner Control Optimization_A_Achievable Economic TRC Potential | F4 | Industrial | Industrial - ID | New | Process | Natural Gas | Process Boiler - Burner Control Optimization | A | Standalone Impact on Baseline Energy (%) | Achievable Economic TRC Potential | 0 | 0 | 1.6229e-05 | 2.7994e-05 | 6.6532e-05 | 0.00013536 | 0.00024309 | 0.0003927 | 0.00057991 | 0.00079265 | 0.0010132 | 0.001222 | 0.0014021 | 0.001542 | 0.001637 | 0.0016887 | 0.0017031 | 0.0016885 | 0.0016537 | 0.0016063 | 0.0015523 | 0.0014966 | 0.0014344 | 0.0013782 | 0.001327 | 0.0012803 | 0.0012376
F5_Industrial_Industrial - ID_New_Process_Natural Gas_Process Boiler - Burner Control Optimization_A_Achievable Economic TRC Potential | F5 | Industrial | Industrial - ID | New | Process | Natural Gas | Process Boiler - Burner Control Optimization | A | Standalone Impact on Baseline Summer Peak (%) | Achievable Economic TRC Potential | 0 | 0 | 0 | 0 | 0 | 0 | 0 | 0 | 0 | 0 | 0 | 0 | 0 | 0 | 0 | 0 | 0 | 0 | 0 | 0 | 0 | 0 | 0 | 0 | 0 | 0 | 0
F6_Industrial_Industrial - ID_New_Process_Natural Gas_Process Boiler - Burner Control Optimization_A_Achievable Economic TRC Potential | F6 | Industrial | Industrial - ID | New | Process | Natural Gas | Process Boiler - Burner Control Optimization | A | Standalone Impact on Baseline Winter Peak (%) | Achievable Economic TRC Potential | 0 | 0 | 0 | 0 | 0 | 0 | 0 | 0 | 0 | 0 | 0 | 0 | 0 | 0 | 0 | 0 | 0 | 0 | 0 | 0 | 0 | 0 | 0 | 0 | 0 | 0 | 0
F7_Industrial_Industrial - ID_New_Process_Natural Gas_Process Boiler - Burner Control Optimization_A_Achievable Economic TRC Potential | F7 | Industrial | Industrial - ID | New | Process | Natural Gas | Process Boiler - Burner Control Optimization | A | Incremental Energy Savings (MWh or mTherms) | Achievable Economic TRC Potential | 0 | 0 | 0.00010243 | 0.001052 | 0.003797 | 0.0095946 | 0.019388 | 0.033283 | 0.050038 | 0.067179 | 0.081661 | 0.090813 | 0.093152 | 0.088725 | 0.078907 | 0.065835 | 0.051741 | 0.038441 | 0.027083 | 0.018145 | 0.011487 | 0.007157 | 0 | 0 | 0 | 0 | 0
F8_Industrial_Industrial - ID_New_Process_Natural Gas_Process Boiler - Burner Control Optimization_A_Achievable Economic TRC Potential | F8 | Industrial | Industrial - ID | New | Process | Natural Gas | Process Boiler - Burner Control Optimization | A | Incremental Summer Peak Savings (MW) | Achievable Economic TRC Potential | 0 | 0 | 0 | 0 | 0 | 0 | 0 | 0 | 0 | 0 | 0 | 0 | 0 | 0 | 0 | 0 | 0 | 0 | 0 | 0 | 0 | 0 | 0 | 0 | 0 | 0 | 0
F9_Industrial_Industrial - ID_New_Process_Natural Gas_Process Boiler - Burner Control Optimization_A_Achievable Economic TRC Potential | F9 | Industrial | Industrial - ID | New | Process | Natural Gas | Process Boiler - Burner Control Optimization | A | Incremental Winter Peak Savings (MW) | Achievable Economic TRC Potential | 0 | 0 | 0 | 0 | 0 | 0 | 0 | 0 | 0 | 0 | 0 | 0 | 0 | 0 | 0 | 0 | 0 | 0 | 0 | 0 | 0 | 0 | 0 | 0 | 0 | 0 | 0
F10_Industrial_Industrial - ID_New_Process_Natural Gas_Process Boiler - Burner Control Optimization_A_Achievable Economic TRC Potential | F10 | Industrial | Industrial - ID | New | Process | Natural Gas | Process Boiler - Burner Control Optimization | A | Cumulative Energy Savings (MWh or mTherms) | Achievable Economic TRC Potential | 0 | 0 | 0.00010243 | 0.0011544 | 0.0049514 | 0.014546 | 0.033934 | 0.067216 | 0.11725 | 0.18443 | 0.26609 | 0.35691 | 0.45006 | 0.53878 | 0.61769 | 0.68353 | 0.73527 | 0.77371 | 0.80079 | 0.81894 | 0.83042 | 0.83758 | 0.83758 | 0.83758 | 0.83758 | 0.83758 | 0.83758
F11_Industrial_Industrial - ID_New_Process_Natural Gas_Process Boiler - Burner Control Optimization_A_Achievable Economic TRC Potential | F11 | Industrial | Industrial - ID | New | Process | Natural Gas | Process Boiler - Burner Control Optimization | A | Cumulative Summer Peak Savings (MW) | Achievable Economic TRC Potential | 0 | 0 | 0 | 0 | 0 | 0 | 0 | 0 | 0 | 0 | 0 | 0 | 0 | 0 | 0 | 0 | 0 | 0 | 0 | 0 | 0 | 0 | 0 | 0 | 0 | 0 | 0
F12_Industrial_Industrial - ID_New_Process_Natural Gas_Process Boiler - Burner Control Optimization_A_Achievable Economic TRC Potential | F12 | Industrial | Industrial - ID | New | Process | Natural Gas | Process Boiler - Burner Control Optimization | A | Cumulative Winter Peak Savings (MW) | Achievable Economic TRC Potential | 0 | 0 | 0 | 0 | 0 | 0 | 0 | 0 | 0 | 0 | 0 | 0 | 0 | 0 | 0 | 0 | 0 | 0 | 0 | 0 | 0 | 0 | 0 | 0 | 0 | 0 | 0
F13_Industrial_Industrial - ID_New_Process_Natural Gas_Process Boiler - Burner Control Optimization_A_Achievable Economic TRC Potential | F13 | Industrial | Industrial - ID | New | Process | Natural Gas | Process Boiler - Burner Control Optimization | A | Purchases (Incremental) | Achievable Economic TRC Potential | 0 | 0 | 0.044172 | 0.45367 | 1.6375 | 4.1377 | 8.361 | 14.3531 | 21.5788 | 28.9711 | 35.2164 | 39.1633 | 40.172 | 38.2626 | 34.0286 | 28.3912 | 22.3133 | 16.5777 | 11.6796 | 7.825 | 4.9537 | 3.0865 | 0 | 0 | 0 | 0 | 0
F14_Industrial_Industrial - ID_New_Process_Natural Gas_Process Boiler - Burner Control Optimization_A_Achievable Economic TRC Potential | F14 | Industrial | Industrial - ID | New | Process | Natural Gas | Process Boiler - Burner Control Optimization | A | Purchases (Cumulative) | Achievable Economic TRC Potential | 0 | 0 | 0.044172 | 0.49784 | 2.1353 | 6.273 | 14.634 | 28.9871 | 50.5659 | 79.537 | 114.7534 | 153.9167 | 194.0887 | 232.3513 | 266.3799 | 294.7711 | 317.0844 | 333.6621 | 345.3416 | 353.1667 | 358.1203 | 361.2068 | 361.2068 | 361.2068 | 361.2068 | 361.2068 | 361.2068
F1_Industrial_Industrial - ID_New_Process_Natural Gas_Process Boiler - Insulate Hot Water Lines_A_Achievable Economic TRC Potential | F1 | Industrial | Industrial - ID | New | Process | Natural Gas | Process Boiler - Insulate Hot Water Lines | A | Original Unit Energy Savings (kWh or therms) | Achievable Economic TRC Potential | 0 | 0 | 38.0063 | 38.0063 | 38.0063 | 38.0063 | 38.0063 | 38.0063 | 38.0063 | 38.0063 | 38.0063 | 38.0063 | 38.0063 | 38.0063 | 38.0063 | 38.0063 | 38.0063 | 38.0063 | 38.0063 | 38.0063 | 38.0063 | 38.0063 | 38.0063 | 38.0063 | 38.0063 | 38.0063 | 38.0063
F2_Industrial_Industrial - ID_New_Process_Natural Gas_Process Boiler - Insulate Hot Water Lines_A_Achievable Economic TRC Potential | F2 | Industrial | Industrial - ID | New | Process | Natural Gas | Process Boiler - Insulate Hot Water Lines | A | Original Unit Summer Peak Savings (kW) | Achievable Economic TRC Potential | 0 | 0 | 0 | 0 | 0 | 0 | 0 | 0 | 0 | 0 | 0 | 0 | 0 | 0 | 0 | 0 | 0 | 0 | 0 | 0 | 0 | 0 | 0 | 0 | 0 | 0 | 0
F3_Industrial_Industrial - ID_New_Process_Natural Gas_Process Boiler - Insulate Hot Water Lines_A_Achievable Economic TRC Potential | F3 | Industrial | Industrial - ID | New | Process | Natural Gas | Process Boiler - Insulate Hot Water Lines | A | Original Unit Winter Peak Savings (kW) | Achievable Economic TRC Potential | 0 | 0 | 0 | 0 | 0 | 0 | 0 | 0 | 0 | 0 | 0 | 0 | 0 | 0 | 0 | 0 | 0 | 0 | 0 | 0 | 0 | 0 | 0 | 0 | 0 | 0 | 0
F4_Industrial_Industrial - ID_New_Process_Natural Gas_Process Boiler - Insulate Hot Water Lines_A_Achievable Economic TRC Potential | F4 | Industrial | Industrial - ID | New | Process | Natural Gas | Process Boiler - Insulate Hot Water Lines | A | Standalone Impact on Baseline Energy (%) | Achievable Economic TRC Potential | 0 | 0 | 0 | 0 | 0 | 0 | 0 | 0 | 0 | 0 | 0 | 0 | 0 | 0 | 0 | 0 | 0 | 0 | 0 | 0 | 0 | 0 | 0 | 0 | 0 | 0 | 0
F5_Industrial_Industrial - ID_New_Process_Natural Gas_Process Boiler - Insulate Hot Water Lines_A_Achievable Economic TRC Potential | F5 | Industrial | Industrial - ID | New | Process | Natural Gas | Process Boiler - Insulate Hot Water Lines | A | Standalone Impact on Baseline Summer Peak (%) | Achievable Economic TRC Potential | 0 | 0 | 0 | 0 | 0 | 0 | 0 | 0 | 0 | 0 | 0 | 0 | 0 | 0 | 0 | 0 | 0 | 0 | 0 | 0 | 0 | 0 | 0 | 0 | 0 | 0 | 0
F6_Industrial_Industrial - ID_New_Process_Natural Gas_Process Boiler - Insulate Hot Water Lines_A_Achievable Economic TRC Potential | F6 | Industrial | Industrial - ID | New | Process | Natural Gas | Process Boiler - Insulate Hot Water Lines | A | Standalone Impact on Baseline Winter Peak (%) | Achievable Economic TRC Potential | 0 | 0 | 0 | 0 | 0 | 0 | 0 | 0 | 0 | 0 | 0 | 0 | 0 | 0 | 0 | 0 | 0 | 0 | 0 | 0 | 0 | 0 | 0 | 0 | 0 | 0 | 0
F7_Industrial_Industrial - ID_New_Process_Natural Gas_Process Boiler - Insulate Hot Water Lines_A_Achievable Economic TRC Potential | F7 | Industrial | Industrial - ID | New | Process | Natural Gas | Process Boiler - Insulate Hot Water Lines | A | Incremental Energy Savings (MWh or mTherms) | Achievable Economic TRC Potential | 0 | 0 | 0 | 0 | 0 | 0 | 0 | 0 | 0 | 0 | 0 | 0 | 0 | 0 | 0 | 0 | 0 | 0 | 0 | 0 | 0 | 0 | 0 | 0 | 0 | 0 | 0
F8_Industrial_Industrial - ID_New_Process_Natural Gas_Process Boiler - Insulate Hot Water Lines_A_Achievable Economic TRC Potential | F8 | Industrial | Industrial - ID | New | Process | Natural Gas | Process Boiler - Insulate Hot Water Lines | A | Incremental Summer Peak Savings (MW) | Achievable Economic TRC Potential | 0 | 0 | 0 | 0 | 0 | 0 | 0 | 0 | 0 | 0 | 0 | 0 | 0 | 0 | 0 | 0 | 0 | 0 | 0 | 0 | 0 | 0 | 0 | 0 | 0 | 0 | 0
F9_Industrial_Industrial - ID_New_Process_Natural Gas_Process Boiler - Insulate Hot Water Lines_A_Achievable Economic TRC Potential | F9 | Industrial | Industrial - ID | New | Process | Natural Gas | Process Boiler - Insulate Hot Water Lines | A | Incremental Winter Peak Savings (MW) | Achievable Economic TRC Potential | 0 | 0 | 0 | 0 | 0 | 0 | 0 | 0 | 0 | 0 | 0 | 0 | 0 | 0 | 0 | 0 | 0 | 0 | 0 | 0 | 0 | 0 | 0 | 0 | 0 | 0 | 0
F10_Industrial_Industrial - ID_New_Process_Natural Gas_Process Boiler - Insulate Hot Water Lines_A_Achievable Economic TRC Potential | F10 | Industrial | Industrial - ID | New | Process | Natural Gas | Process Boiler - Insulate Hot Water Lines | A | Cumulative Energy Savings (MWh or mTherms) | Achievable Economic TRC Potential | 0 | 0 | 0 | 0 | 0 | 0 | 0 | 0 | 0 | 0 | 0 | 0 | 0 | 0 | 0 | 0 | 0 | 0 | 0 | 0 | 0 | 0 | 0 | 0 | 0 | 0 | 0
F11_Industrial_Industrial - ID_New_Process_Natural Gas_Process Boiler - Insulate Hot Water Lines_A_Achievable Economic TRC Potential | F11 | Industrial | Industrial - ID | New | Process | Natural Gas | Process Boiler - Insulate Hot Water Lines | A | Cumulative Summer Peak Savings (MW) | Achievable Economic TRC Potential | 0 | 0 | 0 | 0 | 0 | 0 | 0 | 0 | 0 | 0 | 0 | 0 | 0 | 0 | 0 | 0 | 0 | 0 | 0 | 0 | 0 | 0 | 0 | 0 | 0 | 0 | 0
F12_Industrial_Industrial - ID_New_Process_Natural Gas_Process Boiler - Insulate Hot Water Lines_A_Achievable Economic TRC Potential | F12 | Industrial | Industrial - ID | New | Process | Natural Gas | Process Boiler - Insulate Hot Water Lines | A | Cumulative Winter Peak Savings (MW) | Achievable Economic TRC Potential | 0 | 0 | 0 | 0 | 0 | 0 | 0 | 0 | 0 | 0 | 0 | 0 | 0 | 0 | 0 | 0 | 0 | 0 | 0 | 0 | 0 | 0 | 0 | 0 | 0 | 0 | 0
F13_Industrial_Industrial - ID_New_Process_Natural Gas_Process Boiler - Insulate Hot Water Lines_A_Achievable Economic TRC Potential | F13 | Industrial | Industrial - ID | New | Process | Natural Gas | Process Boiler - Insulate Hot Water Lines | A | Purchases (Incremental) | Achievable Economic TRC Potential | 0 | 0 | 0 | 0 | 0 | 0 | 0 | 0 | 0 | 0 | 0 | 0 | 0 | 0 | 0 | 0 | 0 | 0 | 0 | 0 | 0 | 0 | 0 | 0 | 0 | 0 | 0
F14_Industrial_Industrial - ID_New_Process_Natural Gas_Process Boiler - Insulate Hot Water Lines_A_Achievable Economic TRC Potential | F14 | Industrial | Industrial - ID | New | Process | Natural Gas | Process Boiler - Insulate Hot Water Lines | A | Purchases (Cumulative) | Achievable Economic TRC Potential | 0 | 0 | 0 | 0 | 0 | 0 | 0 | 0 | 0 | 0 | 0 | 0 | 0 | 0 | 0 | 0 | 0 | 0 | 0 | 0 | 0 | 0 | 0 | 0 | 0 | 0 | 0
F1_Industrial_Industrial - ID_New_Process_Natural Gas_Process Boiler - Insulate Steam Lines/Condensate Tank_A_Achievable Economic TRC Potential | F1 | Industrial | Industrial - ID | New | Process | Natural Gas | Process Boiler - Insulate Steam Lines/Condensate Tank | A | Original Unit Energy Savings (kWh or therms) | Achievable Economic TRC Potential | 0 | 0 | 56.7725 | 56.7725 | 56.7725 | 56.7725 | 56.7725 | 56.7725 | 56.7725 | 56.7725 | 56.7725 | 56.7725 | 56.7725 | 56.7725 | 56.7725 | 56.7725 | 56.7725 | 56.7725 | 56.7725 | 56.7725 | 56.7725 | 56.7725 | 56.7725 | 56.7725 | 56.7725 | 56.7725 | 56.7725
F2_Industrial_Industrial - ID_New_Process_Natural Gas_Process Boiler - Insulate Steam Lines/Condensate Tank_A_Achievable Economic TRC Potential | F2 | Industrial | Industrial - ID | New | Process | Natural Gas | Process Boiler - Insulate Steam Lines/Condensate Tank | A | Original Unit Summer Peak Savings (kW) | Achievable Economic TRC Potential | 0 | 0 | 0 | 0 | 0 | 0 | 0 | 0 | 0 | 0 | 0 | 0 | 0 | 0 | 0 | 0 | 0 | 0 | 0 | 0 | 0 | 0 | 0 | 0 | 0 | 0 | 0
F3_Industrial_Industrial - ID_New_Process_Natural Gas_Process Boiler - Insulate Steam Lines/Condensate Tank_A_Achievable Economic TRC Potential | F3 | Industrial | Industrial - ID | New | Process | Natural Gas | Process Boiler - Insulate Steam Lines/Condensate Tank | A | Original Unit Winter Peak Savings (kW) | Achievable Economic TRC Potential | 0 | 0 | 0 | 0 | 0 | 0 | 0 | 0 | 0 | 0 | 0 | 0 | 0 | 0 | 0 | 0 | 0 | 0 | 0 | 0 | 0 | 0 | 0 | 0 | 0 | 0 | 0
F4_Industrial_Industrial - ID_New_Process_Natural Gas_Process Boiler - Insulate Steam Lines/Condensate Tank_A_Achievable Economic TRC Potential | F4 | Industrial | Industrial - ID | New | Process | Natural Gas | Process Boiler - Insulate Steam Lines/Condensate Tank | A | Standalone Impact on Baseline Energy (%) | Achievable Economic TRC Potential | 0 | 0 | 0 | 0 | 0 | 0 | 0 | 0 | 0 | 0 | 0 | 0 | 0 | 0 | 0 | 0 | 0 | 0 | 0 | 0 | 0 | 0 | 0 | 0 | 0 | 0 | 0
F5_Industrial_Industrial - ID_New_Process_Natural Gas_Process Boiler - Insulate Steam Lines/Condensate Tank_A_Achievable Economic TRC Potential | F5 | Industrial | Industrial - ID | New | Process | Natural Gas | Process Boiler - Insulate Steam Lines/Condensate Tank | A | Standalone Impact on Baseline Summer Peak (%) | Achievable Economic TRC Potential | 0 | 0 | 0 | 0 | 0 | 0 | 0 | 0 | 0 | 0 | 0 | 0 | 0 | 0 | 0 | 0 | 0 | 0 | 0 | 0 | 0 | 0 | 0 | 0 | 0 | 0 | 0
F6_Industrial_Industrial - ID_New_Process_Natural Gas_Process Boiler - Insulate Steam Lines/Condensate Tank_A_Achievable Economic TRC Potential | F6 | Industrial | Industrial - ID | New | Process | Natural Gas | Process Boiler - Insulate Steam Lines/Condensate Tank | A | Standalone Impact on Baseline Winter Peak (%) | Achievable Economic TRC Potential | 0 | 0 | 0 | 0 | 0 | 0 | 0 | 0 | 0 | 0 | 0 | 0 | 0 | 0 | 0 | 0 | 0 | 0 | 0 | 0 | 0 | 0 | 0 | 0 | 0 | 0 | 0
F7_Industrial_Industrial - ID_New_Process_Natural Gas_Process Boiler - Insulate Steam Lines/Condensate Tank_A_Achievable Economic TRC Potential | F7 | Industrial | Industrial - ID | New | Process | Natural Gas | Process Boiler - Insulate Steam Lines/Condensate Tank | A | Incremental Energy Savings (MWh or mTherms) | Achievable Economic TRC Potential | 0 | 0 | 0 | 0 | 0 | 0 | 0 | 0 | 0 | 0 | 0 | 0 | 0 | 0 | 0 | 0 | 0 | 0 | 0 | 0 | 0 | 0 | 0 | 0 | 0 | 0 | 0
F8_Industrial_Industrial - ID_New_Process_Natural Gas_Process Boiler - Insulate Steam Lines/Condensate Tank_A_Achievable Economic TRC Potential | F8 | Industrial | Industrial - ID | New | Process | Natural Gas | Process Boiler - Insulate Steam Lines/Condensate Tank | A | Incremental Summer Peak Savings (MW) | Achievable Economic TRC Potential | 0 | 0 | 0 | 0 | 0 | 0 | 0 | 0 | 0 | 0 | 0 | 0 | 0 | 0 | 0 | 0 | 0 | 0 | 0 | 0 | 0 | 0 | 0 | 0 | 0 | 0 | 0
F9_Industrial_Industrial - ID_New_Process_Natural Gas_Process Boiler - Insulate Steam Lines/Condensate Tank_A_Achievable Economic TRC Potential | F9 | Industrial | Industrial - ID | New | Process | Natural Gas | Process Boiler - Insulate Steam Lines/Condensate Tank | A | Incremental Winter Peak Savings (MW) | Achievable Economic TRC Potential | 0 | 0 | 0 | 0 | 0 | 0 | 0 | 0 | 0 | 0 | 0 | 0 | 0 | 0 | 0 | 0 | 0 | 0 | 0 | 0 | 0 | 0 | 0 | 0 | 0 | 0 | 0
F10_Industrial_Industrial - ID_New_Process_Natural Gas_Process Boiler - Insulate Steam Lines/Condensate Tank_A_Achievable Economic TRC Potential | F10 | Industrial | Industrial - ID | New | Process | Natural Gas | Process Boiler - Insulate Steam Lines/Condensate Tank | A | Cumulative Energy Savings (MWh or mTherms) | Achievable Economic TRC Potential | 0 | 0 | 0 | 0 | 0 | 0 | 0 | 0 | 0 | 0 | 0 | 0 | 0 | 0 | 0 | 0 | 0 | 0 | 0 | 0 | 0 | 0 | 0 | 0 | 0 | 0 | 0
F11_Industrial_Industrial - ID_New_Process_Natural Gas_Process Boiler - Insulate Steam Lines/Condensate Tank_A_Achievable Economic TRC Potential | F11 | Industrial | Industrial - ID | New | Process | Natural Gas | Process Boiler - Insulate Steam Lines/Condensate Tank | A | Cumulative Summer Peak Savings (MW) | Achievable Economic TRC Potential | 0 | 0 | 0 | 0 | 0 | 0 | 0 | 0 | 0 | 0 | 0 | 0 | 0 | 0 | 0 | 0 | 0 | 0 | 0 | 0 | 0 | 0 | 0 | 0 | 0 | 0 | 0
F12_Industrial_Industrial - ID_New_Process_Natural Gas_Process Boiler - Insulate Steam Lines/Condensate Tank_A_Achievable Economic TRC Potential | F12 | Industrial | Industrial - ID | New | Process | Natural Gas | Process Boiler - Insulate Steam Lines/Condensate Tank | A | Cumulative Winter Peak Savings (MW) | Achievable Economic TRC Potential | 0 | 0 | 0 | 0 | 0 | 0 | 0 | 0 | 0 | 0 | 0 | 0 | 0 | 0 | 0 | 0 | 0 | 0 | 0 | 0 | 0 | 0 | 0 | 0 | 0 | 0 | 0
F13_Industrial_Industrial - ID_New_Process_Natural Gas_Process Boiler - Insulate Steam Lines/Condensate Tank_A_Achievable Economic TRC Potential | F13 | Industrial | Industrial - ID | New | Process | Natural Gas | Process Boiler - Insulate Steam Lines/Condensate Tank | A | Purchases (Incremental) | Achievable Economic TRC Potential | 0 | 0 | 0 | 0 | 0 | 0 | 0 | 0 | 0 | 0 | 0 | 0 | 0 | 0 | 0 | 0 | 0 | 0 | 0 | 0 | 0 | 0 | 0 | 0 | 0 | 0 | 0
F14_Industrial_Industrial - ID_New_Process_Natural Gas_Process Boiler - Insulate Steam Lines/Condensate Tank_A_Achievable Economic TRC Potential | F14 | Industrial | Industrial - ID | New | Process | Natural Gas | Process Boiler - Insulate Steam Lines/Condensate Tank | A | Purchases (Cumulative) | Achievable Economic TRC Potential | 0 | 0 | 0 | 0 | 0 | 0 | 0 | 0 | 0 | 0 | 0 | 0 | 0 | 0 | 0 | 0 | 0 | 0 | 0 | 0 | 0 | 0 | 0 | 0 | 0 | 0 | 0
F1_Industrial_Industrial - ID_New_Process_Natural Gas_Process Boiler - Stack Economizer_A_Achievable Economic TRC Potential | F1 | Industrial | Industrial - ID | New | Process | Natural Gas | Process Boiler - Stack Economizer | A | Original Unit Energy Savings (kWh or therms) | Achievable Economic TRC Potential | 0 | 0 | 7.6762 | 7.6762 | 7.6762 | 7.6762 | 7.6762 | 7.6762 | 7.6762 | 7.6762 | 7.6762 | 7.6762 | 7.6762 | 7.6762 | 7.6762 | 7.6762 | 7.6762 | 7.6762 | 7.6762 | 7.6762 | 7.6762 | 7.6762 | 7.6762 | 7.6762 | 7.6762 | 7.6762 | 7.6762
F2_Industrial_Industrial - ID_New_Process_Natural Gas_Process Boiler - Stack Economizer_A_Achievable Economic TRC Potential | F2 | Industrial | Industrial - ID | New | Process | Natural Gas | Process Boiler - Stack Economizer | A | Original Unit Summer Peak Savings (kW) | Achievable Economic TRC Potential | 0 | 0 | 0 | 0 | 0 | 0 | 0 | 0 | 0 | 0 | 0 | 0 | 0 | 0 | 0 | 0 | 0 | 0 | 0 | 0 | 0 | 0 | 0 | 0 | 0 | 0 | 0
F3_Industrial_Industrial - ID_New_Process_Natural Gas_Process Boiler - Stack Economizer_A_Achievable Economic TRC Potential | F3 | Industrial | Industrial - ID | New | Process | Natural Gas | Process Boiler - Stack Economizer | A | Original Unit Winter Peak Savings (kW) | Achievable Economic TRC Potential | 0 | 0 | 0 | 0 | 0 | 0 | 0 | 0 | 0 | 0 | 0 | 0 | 0 | 0 | 0 | 0 | 0 | 0 | 0 | 0 | 0 | 0 | 0 | 0 | 0 | 0 | 0
F4_Industrial_Industrial - ID_New_Process_Natural Gas_Process Boiler - Stack Economizer_A_Achievable Economic TRC Potential | F4 | Industrial | Industrial - ID | New | Process | Natural Gas | Process Boiler - Stack Economizer | A | Standalone Impact on Baseline Energy (%) | Achievable Economic TRC Potential | 0 | 0 | 0.00053108 | 0.00061237 | 0.0008704 | 0.0011339 | 0.001404 | 0.0016229 | 0.0017563 | 0.0018321 | 0.0018678 | 0.0018754 | 0.001863 | 0.0018368 | 0.0018011 | 0.0017592 | 0.0017135 | 0.0016584 | 0.0015693 | 0.0014906 | 0.0014206 | 0.0013579 | 0.0013015 | 0.0012504 | 0.001204 | 0.0011616 | 0.0011228
F5_Industrial_Industrial - ID_New_Process_Natural Gas_Process Boiler - Stack Economizer_A_Achievable Economic TRC Potential | F5 | Industrial | Industrial - ID | New | Process | Natural Gas | Process Boiler - Stack Economizer | A | Standalone Impact on Baseline Summer Peak (%) | Achievable Economic TRC Potential | 0 | 0 | 0 | 0 | 0 | 0 | 0 | 0 | 0 | 0 | 0 | 0 | 0 | 0 | 0 | 0 | 0 | 0 | 0 | 0 | 0 | 0 | 0 | 0 | 0 | 0 | 0
F6_Industrial_Industrial - ID_New_Process_Natural Gas_Process Boiler - Stack Economizer_A_Achievable Economic TRC Potential | F6 | Industrial | Industrial - ID | New | Process | Natural Gas | Process Boiler - Stack Economizer | A | Standalone Impact on Baseline Winter Peak (%) | Achievable Economic TRC Potential | 0 | 0 | 0 | 0 | 0 | 0 | 0 | 0 | 0 | 0 | 0 | 0 | 0 | 0 | 0 | 0 | 0 | 0 | 0 | 0 | 0 | 0 | 0 | 0 | 0 | 0 | 0
F7_Industrial_Industrial - ID_New_Process_Natural Gas_Process Boiler - Stack Economizer_A_Achievable Economic TRC Potential | F7 | Industrial | Industrial - ID | New | Process | Natural Gas | Process Boiler - Stack Economizer | A | Incremental Energy Savings (MWh or mTherms) | Achievable Economic TRC Potential | 0 | 0 | 0.0033519 | 0.0219 | 0.039524 | 0.057069 | 0.074135 | 0.081813 | 0.077314 | 0.071177 | 0.064273 | 0.057181 | 0.050274 | 0.04378 | 0.037823 | 0.032459 | 0.027697 | 0.020165 | 0 | 0 | 0 | 0 | 0 | 0 | 0 | 0 | 0
F8_Industrial_Industrial - ID_New_Process_Natural Gas_Process Boiler - Stack Economizer_A_Achievable Economic TRC Potential | F8 | Industrial | Industrial - ID | New | Process | Natural Gas | Process Boiler - Stack Economizer | A | Incremental Summer Peak Savings (MW) | Achievable Economic TRC Potential | 0 | 0 | 0 | 0 | 0 | 0 | 0 | 0 | 0 | 0 | 0 | 0 | 0 | 0 | 0 | 0 | 0 | 0 | 0 | 0 | 0 | 0 | 0 | 0 | 0 | 0 | 0
F9_Industrial_Industrial - ID_New_Process_Natural Gas_Process Boiler - Stack Economizer_A_Achievable Economic TRC Potential | F9 | Industrial | Industrial - ID | New | Process | Natural Gas | Process Boiler - Stack Economizer | A | Incremental Winter Peak Savings (MW) | Achievable Economic TRC Potential | 0 | 0 | 0 | 0 | 0 | 0 | 0 | 0 | 0 | 0 | 0 | 0 | 0 | 0 | 0 | 0 | 0 | 0 | 0 | 0 | 0 | 0 | 0 | 0 | 0 | 0 | 0
F10_Industrial_Industrial - ID_New_Process_Natural Gas_Process Boiler - Stack Economizer_A_Achievable Economic TRC Potential | F10 | Industrial | Industrial - ID | New | Process | Natural Gas | Process Boiler - Stack Economizer | A | Cumulative Energy Savings (MWh or mTherms) | Achievable Economic TRC Potential | 0 | 0 | 0.0033519 | 0.025252 | 0.064776 | 0.12185 | 0.19598 | 0.27779 | 0.35511 | 0.42629 | 0.49056 | 0.54774 | 0.59801 | 0.64179 | 0.67962 | 0.71208 | 0.73977 | 0.75994 | 0.75994 | 0.75994 | 0.75994 | 0.75994 | 0.75994 | 0.75994 | 0.75994 | 0.75994 | 0.75994
F11_Industrial_Industrial - ID_New_Process_Natural Gas_Process Boiler - Stack Economizer_A_Achievable Economic TRC Potential | F11 | Industrial | Industrial - ID | New | Process | Natural Gas | Process Boiler - Stack Economizer | A | Cumulative Summer Peak Savings (MW) | Achievable Economic TRC Potential | 0 | 0 | 0 | 0 | 0 | 0 | 0 | 0 | 0 | 0 | 0 | 0 | 0 | 0 | 0 | 0 | 0 | 0 | 0 | 0 | 0 | 0 | 0 | 0 | 0 | 0 | 0
F12_Industrial_Industrial - ID_New_Process_Natural Gas_Process Boiler - Stack Economizer_A_Achievable Economic TRC Potential | F12 | Industrial | Industrial - ID | New | Process | Natural Gas | Process Boiler - Stack Economizer | A | Cumulative Winter Peak Savings (MW) | Achievable Economic TRC Potential | 0 | 0 | 0 | 0 | 0 | 0 | 0 | 0 | 0 | 0 | 0 | 0 | 0 | 0 | 0 | 0 | 0 | 0 | 0 | 0 | 0 | 0 | 0 | 0 | 0 | 0 | 0
F13_Industrial_Industrial - ID_New_Process_Natural Gas_Process Boiler - Stack Economizer_A_Achievable Economic TRC Potential | F13 | Industrial | Industrial - ID | New | Process | Natural Gas | Process Boiler - Stack Economizer | A | Purchases (Incremental) | Achievable Economic TRC Potential | 0 | 0 | 0.43667 | 2.853 | 5.1489 | 7.4346 | 9.6578 | 10.6581 | 10.072 | 9.2725 | 8.373 | 7.4491 | 6.5494 | 5.7034 | 4.9274 | 4.2286 | 3.6082 | 2.627 | 0 | 0 | 0 | 0 | 0 | 0 | 0 | 0 | 0
F14_Industrial_Industrial - ID_New_Process_Natural Gas_Process Boiler - Stack Economizer_A_Achievable Economic TRC Potential | F14 | Industrial | Industrial - ID | New | Process | Natural Gas | Process Boiler - Stack Economizer | A | Purchases (Cumulative) | Achievable Economic TRC Potential | 0 | 0 | 0.43667 | 3.2897 | 8.4387 | 15.8733 | 25.5311 | 36.1893 | 46.2613 | 55.5338 | 63.9068 | 71.3559 | 77.9054 | 83.6088 | 88.5362 | 92.7648 | 96.373 | 98.9999 | 98.9999 | 98.9999 | 98.9999 | 98.9999 | 98.9999 | 98.9999 | 98.9999 | 98.9999 | 98.9999
F1_Industrial_Industrial - ID_New_Process_Natural Gas_Process Boiler - Steam Trap Replacement_A_Achievable Economic TRC Potential | F1 | Industrial | Industrial - ID | New | Process | Natural Gas | Process Boiler - Steam Trap Replacement | A | Original Unit Energy Savings (kWh or therms) | Achievable Economic TRC Potential | 0 | 0 | 343744.5378 | 343744.5378 | 343744.5378 | 343744.5378 | 343744.5378 | 343744.5378 | 343744.5378 | 343744.5378 | 343744.5378 | 343744.5378 | 343744.5378 | 343744.5378 | 343744.5378 | 343744.5378 | 343744.5378 | 343744.5378 | 343744.5378 | 343744.5378 | 343744.5378 | 343744.5378 | 343744.5378 | 343744.5378 | 343744.5378 | 343744.5378 | 343744.5378
F2_Industrial_Industrial - ID_New_Process_Natural Gas_Process Boiler - Steam Trap Replacement_A_Achievable Economic TRC Potential | F2 | Industrial | Industrial - ID | New | Process | Natural Gas | Process Boiler - Steam Trap Replacement | A | Original Unit Summer Peak Savings (kW) | Achievable Economic TRC Potential | 0 | 0 | 0 | 0 | 0 | 0 | 0 | 0 | 0 | 0 | 0 | 0 | 0 | 0 | 0 | 0 | 0 | 0 | 0 | 0 | 0 | 0 | 0 | 0 | 0 | 0 | 0
F3_Industrial_Industrial - ID_New_Process_Natural Gas_Process Boiler - Steam Trap Replacement_A_Achievable Economic TRC Potential | F3 | Industrial | Industrial - ID | New | Process | Natural Gas | Process Boiler - Steam Trap Replacement | A | Original Unit Winter Peak Savings (kW) | Achievable Economic TRC Potential | 0 | 0 | 0 | 0 | 0 | 0 | 0 | 0 | 0 | 0 | 0 | 0 | 0 | 0 | 0 | 0 | 0 | 0 | 0 | 0 | 0 | 0 | 0 | 0 | 0 | 0 | 0
F4_Industrial_Industrial - ID_New_Process_Natural Gas_Process Boiler - Steam Trap Replacement_A_Achievable Economic TRC Potential | F4 | Industrial | Industrial - ID | New | Process | Natural Gas | Process Boiler - Steam Trap Replacement | A | Standalone Impact on Baseline Energy (%) | Achievable Economic TRC Potential | 0 | 0 | 7.0485e-06 | 8.1273e-06 | 1.1552e-05 | 1.5049e-05 | 1.8633e-05 | 2.2244e-05 | 2.566e-05 | 2.8097e-05 | 2.9943e-05 | 3.1381e-05 | 3.2537e-05 | 3.3486e-05 | 3.4279e-05 | 3.4952e-05 | 3.5531e-05 | 3.6032e-05 | 3.6472e-05 | 3.686e-05 | 3.7122e-05 | 3.6916e-05 | 3.5382e-05 | 3.3994e-05 | 3.2732e-05 | 3.1581e-05 | 3.0526e-05
F5_Industrial_Industrial - ID_New_Process_Natural Gas_Process Boiler - Steam Trap Replacement_A_Achievable Economic TRC Potential | F5 | Industrial | Industrial - ID | New | Process | Natural Gas | Process Boiler - Steam Trap Replacement | A | Standalone Impact on Baseline Summer Peak (%) | Achievable Economic TRC Potential | 0 | 0 | 0 | 0 | 0 | 0 | 0 | 0 | 0 | 0 | 0 | 0 | 0 | 0 | 0 | 0 | 0 | 0 | 0 | 0 | 0 | 0 | 0 | 0 | 0 | 0 | 0
F6_Industrial_Industrial - ID_New_Process_Natural Gas_Process Boiler - Steam Trap Replacement_A_Achievable Economic TRC Potential | F6 | Industrial | Industrial - ID | New | Process | Natural Gas | Process Boiler - Steam Trap Replacement | A | Standalone Impact on Baseline Winter Peak (%) | Achievable Economic TRC Potential | 0 | 0 | 0 | 0 | 0 | 0 | 0 | 0 | 0 | 0 | 0 | 0 | 0 | 0 | 0 | 0 | 0 | 0 | 0 | 0 | 0 | 0 | 0 | 0 | 0 | 0 | 0
F7_Industrial_Industrial - ID_New_Process_Natural Gas_Process Boiler - Steam Trap Replacement_A_Achievable Economic TRC Potential | F7 | Industrial | Industrial - ID | New | Process | Natural Gas | Process Boiler - Steam Trap Replacement | A | Incremental Energy Savings (MWh or mTherms) | Achievable Economic TRC Potential | 0 | 0 | 4.4486e-05 | 0.00029066 | 0.00052456 | 0.00075742 | 0.00098391 | 0.0012065 | 0.0013807 | 0.0013494 | 0.0013266 | 0.0013012 | 0.0012786 | 0.0012563 | 0.0012345 | 0.001213 | 0.0011919 | 0.0011711 | 0.0011508 | 0.0011307 | 0.0010665 | 0.00080101 | 0 | 0 | 0 | 0 | 0
F8_Industrial_Industrial - ID_New_Process_Natural Gas_Process Boiler - Steam Trap Replacement_A_Achievable Economic TRC Potential | F8 | Industrial | Industrial - ID | New | Process | Natural Gas | Process Boiler - Steam Trap Replacement | A | Incremental Summer Peak Savings (MW) | Achievable Economic TRC Potential | 0 | 0 | 0 | 0 | 0 | 0 | 0 | 0 | 0 | 0 | 0 | 0 | 0 | 0 | 0 | 0 | 0 | 0 | 0 | 0 | 0 | 0 | 0 | 0 | 0 | 0 | 0
F9_Industrial_Industrial - ID_New_Process_Natural Gas_Process Boiler - Steam Trap Replacement_A_Achievable Economic TRC Potential | F9 | Industrial | Industrial - ID | New | Process | Natural Gas | Process Boiler - Steam Trap Replacement | A | Incremental Winter Peak Savings (MW) | Achievable Economic TRC Potential | 0 | 0 | 0 | 0 | 0 | 0 | 0 | 0 | 0 | 0 | 0 | 0 | 0 | 0 | 0 | 0 | 0 | 0 | 0 | 0 | 0 | 0 | 0 | 0 | 0 | 0 | 0
F10_Industrial_Industrial - ID_New_Process_Natural Gas_Process Boiler - Steam Trap Replacement_A_Achievable Economic TRC Potential | F10 | Industrial | Industrial - ID | New | Process | Natural Gas | Process Boiler - Steam Trap Replacement | A | Cumulative Energy Savings (MWh or mTherms) | Achievable Economic TRC Potential | 0 | 0 | 4.4486e-05 | 0.00033515 | 0.00085971 | 0.0016171 | 0.002601 | 0.0038075 | 0.0051882 | 0.0065375 | 0.0078641 | 0.0091654 | 0.010444 | 0.0117 | 0.012935 | 0.014148 | 0.01534 | 0.016511 | 0.017662 | 0.018792 | 0.019859 | 0.02066 | 0.02066 | 0.02066 | 0.02066 | 0.02066 | 0.02066
F11_Industrial_Industrial - ID_New_Process_Natural Gas_Process Boiler - Steam Trap Replacement_A_Achievable Economic TRC Potential | F11 | Industrial | Industrial - ID | New | Process | Natural Gas | Process Boiler - Steam Trap Replacement | A | Cumulative Summer Peak Savings (MW) | Achievable Economic TRC Potential | 0 | 0 | 0 | 0 | 0 | 0 | 0 | 0 | 0 | 0 | 0 | 0 | 0 | 0 | 0 | 0 | 0 | 0 | 0 | 0 | 0 | 0 | 0 | 0 | 0 | 0 | 0
F12_Industrial_Industrial - ID_New_Process_Natural Gas_Process Boiler - Steam Trap Replacement_A_Achievable Economic TRC Potential | F12 | Industrial | Industrial - ID | New | Process | Natural Gas | Process Boiler - Steam Trap Replacement | A | Cumulative Winter Peak Savings (MW) | Achievable Economic TRC Potential | 0 | 0 | 0 | 0 | 0 | 0 | 0 | 0 | 0 | 0 | 0 | 0 | 0 | 0 | 0 | 0 | 0 | 0 | 0 | 0 | 0 | 0 | 0 | 0 | 0 | 0 | 0
F13_Industrial_Industrial - ID_New_Process_Natural Gas_Process Boiler - Steam Trap Replacement_A_Achievable Economic TRC Potential | F13 | Industrial | Industrial - ID | New | Process | Natural Gas | Process Boiler - Steam Trap Replacement | A | Purchases (Incremental) | Achievable Economic TRC Potential | 0 | 0 | 1.2942e-07 | 8.4557e-07 | 1.526e-06 | 2.2034e-06 | 2.8623e-06 | 3.5098e-06 | 4.0165e-06 | 3.9255e-06 | 3.8593e-06 | 3.7854e-06 | 3.7196e-06 | 3.6549e-06 | 3.5913e-06 | 3.5288e-06 | 3.4674e-06 | 3.407e-06 | 3.3477e-06 | 3.2894e-06 | 3.1027e-06 | 2.3302e-06 | 0 | 0 | 0 | 0 | 0
F14_Industrial_Industrial - ID_New_Process_Natural Gas_Process Boiler - Steam Trap Replacement_A_Achievable Economic TRC Potential | F14 | Industrial | Industrial - ID | New | Process | Natural Gas | Process Boiler - Steam Trap Replacement | A | Purchases (Cumulative) | Achievable Economic TRC Potential | 0 | 0 | 1.2942e-07 | 9.7499e-07 | 2.501e-06 | 4.7044e-06 | 7.5668e-06 | 1.1077e-05 | 1.5093e-05 | 1.9019e-05 | 2.2878e-05 | 2.6663e-05 | 3.0383e-05 | 3.4038e-05 | 3.7629e-05 | 4.1158e-05 | 4.4625e-05 | 4.8032e-05 | 5.138e-05 | 5.4669e-05 | 5.7772e-05 | 6.0102e-05 | 6.0102e-05 | 6.0102e-05 | 6.0102e-05 | 6.0102e-05 | 6.0102e-05
F1_Industrial_Industrial - ID_New_Process_Natural Gas_Process Boiler - Maintenance_A_Achievable Economic TRC Potential | F1 | Industrial | Industrial - ID | New | Process | Natural Gas | Process Boiler - Maintenance | A | Original Unit Energy Savings (kWh or therms) | Achievable Economic TRC Potential | 0 | 0 | 4.7976 | 4.7976 | 4.7976 | 4.7976 | 4.7976 | 4.7976 | 4.7976 | 4.7976 | 4.7976 | 4.7976 | 4.7976 | 4.7976 | 4.7976 | 4.7976 | 4.7976 | 4.7976 | 4.7976 | 4.7976 | 4.7976 | 4.7976 | 4.7976 | 4.7976 | 4.7976 | 4.7976 | 4.7976
F2_Industrial_Industrial - ID_New_Process_Natural Gas_Process Boiler - Maintenance_A_Achievable Economic TRC Potential | F2 | Industrial | Industrial - ID | New | Process | Natural Gas | Process Boiler - Maintenance | A | Original Unit Summer Peak Savings (kW) | Achievable Economic TRC Potential | 0 | 0 | 0 | 0 | 0 | 0 | 0 | 0 | 0 | 0 | 0 | 0 | 0 | 0 | 0 | 0 | 0 | 0 | 0 | 0 | 0 | 0 | 0 | 0 | 0 | 0 | 0
F3_Industrial_Industrial - ID_New_Process_Natural Gas_Process Boiler - Maintenance_A_Achievable Economic TRC Potential | F3 | Industrial | Industrial - ID | New | Process | Natural Gas | Process Boiler - Maintenance | A | Original Unit Winter Peak Savings (kW) | Achievable Economic TRC Potential | 0 | 0 | 0 | 0 | 0 | 0 | 0 | 0 | 0 | 0 | 0 | 0 | 0 | 0 | 0 | 0 | 0 | 0 | 0 | 0 | 0 | 0 | 0 | 0 | 0 | 0 | 0
F4_Industrial_Industrial - ID_New_Process_Natural Gas_Process Boiler - Maintenance_A_Achievable Economic TRC Potential | F4 | Industrial | Industrial - ID | New | Process | Natural Gas | Process Boiler - Maintenance | A | Standalone Impact on Baseline Energy (%) | Achievable Economic TRC Potential | 0 | 0 | 8.3911e-05 | 7.1658e-05 | 8.0422e-05 | 8.2478e-05 | 7.39e-05 | 6.6606e-05 | 6.0128e-05 | 5.308e-05 | 4.7026e-05 | 4.2287e-05 | 3.8477e-05 | 3.5347e-05 | 3.2731e-05 | 3.0513e-05 | 2.8607e-05 | 2.6953e-05 | 2.5504e-05 | 2.4225e-05 | 2.3087e-05 | 2.2068e-05 | 2.1151e-05 | 2.0322e-05 | 1.9568e-05 | 1.8879e-05 | 1.8248e-05
F5_Industrial_Industrial - ID_New_Process_Natural Gas_Process Boiler - Maintenance_A_Achievable Economic TRC Potential | F5 | Industrial | Industrial - ID | New | Process | Natural Gas | Process Boiler - Maintenance | A | Standalone Impact on Baseline Summer Peak (%) | Achievable Economic TRC Potential | 0 | 0 | 0 | 0 | 0 | 0 | 0 | 0 | 0 | 0 | 0 | 0 | 0 | 0 | 0 | 0 | 0 | 0 | 0 | 0 | 0 | 0 | 0 | 0 | 0 | 0 | 0
F6_Industrial_Industrial - ID_New_Process_Natural Gas_Process Boiler - Maintenance_A_Achievable Economic TRC Potential | F6 | Industrial | Industrial - ID | New | Process | Natural Gas | Process Boiler - Maintenance | A | Standalone Impact on Baseline Winter Peak (%) | Achievable Economic TRC Potential | 0 | 0 | 0 | 0 | 0 | 0 | 0 | 0 | 0 | 0 | 0 | 0 | 0 | 0 | 0 | 0 | 0 | 0 | 0 | 0 | 0 | 0 | 0 | 0 | 0 | 0 | 0
F7_Industrial_Industrial - ID_New_Process_Natural Gas_Process Boiler - Maintenance_A_Achievable Economic TRC Potential | F7 | Industrial | Industrial - ID | New | Process | Natural Gas | Process Boiler - Maintenance | A | Incremental Energy Savings (MWh or mTherms) | Achievable Economic TRC Potential | 0 | 0 | 0.0005296 | 0.0024254 | 0.0030301 | 0.0028778 | 0.0014528 | 0.0010849 | 0.00075678 | 0.0001932 | 0 | 0 | 0 | 0 | 0 | 0 | 0 | 0 | 0 | 0 | 0 | 0 | 0 | 0 | 0 | 0 | 0
F8_Industrial_Industrial - ID_New_Process_Natural Gas_Process Boiler - Maintenance_A_Achievable Economic TRC Potential | F8 | Industrial | Industrial - ID | New | Process | Natural Gas | Process Boiler - Maintenance | A | Incremental Summer Peak Savings (MW) | Achievable Economic TRC Potential | 0 | 0 | 0 | 0 | 0 | 0 | 0 | 0 | 0 | 0 | 0 | 0 | 0 | 0 | 0 | 0 | 0 | 0 | 0 | 0 | 0 | 0 | 0 | 0 | 0 | 0 | 0
F9_Industrial_Industrial - ID_New_Process_Natural Gas_Process Boiler - Maintenance_A_Achievable Economic TRC Potential | F9 | Industrial | Industrial - ID | New | Process | Natural Gas | Process Boiler - Maintenance | A | Incremental Winter Peak Savings (MW) | Achievable Economic TRC Potential | 0 | 0 | 0 | 0 | 0 | 0 | 0 | 0 | 0 | 0 | 0 | 0 | 0 | 0 | 0 | 0 | 0 | 0 | 0 | 0 | 0 | 0 | 0 | 0 | 0 | 0 | 0
F10_Industrial_Industrial - ID_New_Process_Natural Gas_Process Boiler - Maintenance_A_Achievable Economic TRC Potential | F10 | Industrial | Industrial - ID | New | Process | Natural Gas | Process Boiler - Maintenance | A | Cumulative Energy Savings (MWh or mTherms) | Achievable Economic TRC Potential | 0 | 0 | 0.0005296 | 0.002955 | 0.0059851 | 0.008863 | 0.010316 | 0.011401 | 0.012157 | 0.012351 | 0.012351 | 0.012351 | 0.012351 | 0.012351 | 0.012351 | 0.012351 | 0.012351 | 0.012351 | 0.012351 | 0.012351 | 0.012351 | 0.012351 | 0.012351 | 0.012351 | 0.012351 | 0.012351 | 0.012351
F11_Industrial_Industrial - ID_New_Process_Natural Gas_Process Boiler - Maintenance_A_Achievable Economic TRC Potential | F11 | Industrial | Industrial - ID | New | Process | Natural Gas | Process Boiler - Maintenance | A | Cumulative Summer Peak Savings (MW) | Achievable Economic TRC Potential | 0 | 0 | 0 | 0 | 0 | 0 | 0 | 0 | 0 | 0 | 0 | 0 | 0 | 0 | 0 | 0 | 0 | 0 | 0 | 0 | 0 | 0 | 0 | 0 | 0 | 0 | 0
F12_Industrial_Industrial - ID_New_Process_Natural Gas_Process Boiler - Maintenance_A_Achievable Economic TRC Potential | F12 | Industrial | Industrial - ID | New | Process | Natural Gas | Process Boiler - Maintenance | A | Cumulative Winter Peak Savings (MW) | Achievable Economic TRC Potential | 0 | 0 | 0 | 0 | 0 | 0 | 0 | 0 | 0 | 0 | 0 | 0 | 0 | 0 | 0 | 0 | 0 | 0 | 0 | 0 | 0 | 0 | 0 | 0 | 0 | 0 | 0
F13_Industrial_Industrial - ID_New_Process_Natural Gas_Process Boiler - Maintenance_A_Achievable Economic TRC Potential | F13 | Industrial | Industrial - ID | New | Process | Natural Gas | Process Boiler - Maintenance | A | Purchases (Incremental) | Achievable Economic TRC Potential | 0 | 0 | 0.11039 | 0.50554 | 0.63159 | 0.59985 | 0.30282 | 0.22613 | 0.15774 | 0.04027 | 0 | 0 | 0 | 0 | 0 | 0 | 0 | 0 | 0 | 0 | 0 | 0 | 0 | 0 | 0 | 0 | 0
F14_Industrial_Industrial - ID_New_Process_Natural Gas_Process Boiler - Maintenance_A_Achievable Economic TRC Potential | F14 | Industrial | Industrial - ID | New | Process | Natural Gas | Process Boiler - Maintenance | A | Purchases (Cumulative) | Achievable Economic TRC Potential | 0 | 0 | 0.11039 | 0.61593 | 1.2475 | 1.8474 | 2.1502 | 2.3763 | 2.5341 | 2.5743 | 2.5743 | 2.5743 | 2.5743 | 2.5743 | 2.5743 | 2.5743 | 2.5743 | 2.5743 | 2.5743 | 2.5743 | 2.5743 | 2.5743 | 2.5743 | 2.5743 | 2.5743 | 2.5743 | 2.5743
F1_Industrial_Industrial - ID_New_Process_Natural Gas_Process - Heat Recovery_A_Achievable Economic TRC Potential | F1 | Industrial | Industrial - ID | New | Process | Natural Gas | Process - Heat Recovery | A | Original Unit Energy Savings (kWh or therms) | Achievable Economic TRC Potential | 0 | 0 | 0.71666 | 0.71666 | 0.71666 | 0.71666 | 0.71666 | 0.71666 | 0.71666 | 0.71666 | 0.71666 | 0.71666 | 0.71666 | 0.71666 | 0.71666 | 0.71666 | 0.71666 | 0.71666 | 0.71666 | 0.71666 | 0.71666 | 0.71666 | 0.71666 | 0.71666 | 0.71666 | 0.71666 | 0.71666
F2_Industrial_Industrial - ID_New_Process_Natural Gas_Process - Heat Recovery_A_Achievable Economic TRC Potential | F2 | Industrial | Industrial - ID | New | Process | Natural Gas | Process - Heat Recovery | A | Original Unit Summer Peak Savings (kW) | Achievable Economic TRC Potential | 0 | 0 | 0 | 0 | 0 | 0 | 0 | 0 | 0 | 0 | 0 | 0 | 0 | 0 | 0 | 0 | 0 | 0 | 0 | 0 | 0 | 0 | 0 | 0 | 0 | 0 | 0
F3_Industrial_Industrial - ID_New_Process_Natural Gas_Process - Heat Recovery_A_Achievable Economic TRC Potential | F3 | Industrial | Industrial - ID | New | Process | Natural Gas | Process - Heat Recovery | A | Original Unit Winter Peak Savings (kW) | Achievable Economic TRC Potential | 0 | 0 | 0 | 0 | 0 | 0 | 0 | 0 | 0 | 0 | 0 | 0 | 0 | 0 | 0 | 0 | 0 | 0 | 0 | 0 | 0 | 0 | 0 | 0 | 0 | 0 | 0
F4_Industrial_Industrial - ID_New_Process_Natural Gas_Process - Heat Recovery_A_Achievable Economic TRC Potential | F4 | Industrial | Industrial - ID | New | Process | Natural Gas | Process - Heat Recovery | A | Standalone Impact on Baseline Energy (%) | Achievable Economic TRC Potential | 0 | 0 | 0.0057375 | 0.0066156 | 0.0094032 | 0.01225 | 0.015167 | 0.018107 | 0.021066 | 0.024043 | 0.027039 | 0.030051 | 0.033081 | 0.036128 | 0.039192 | 0.042273 | 0.04537 | 0.048485 | 0.051616 | 0.054764 | 0.057929 | 0.061111 | 0.058572 | 0.056274 | 0.054186 | 0.052279 | 0.050533
F5_Industrial_Industrial - ID_New_Process_Natural Gas_Process - Heat Recovery_A_Achievable Economic TRC Potential | F5 | Industrial | Industrial - ID | New | Process | Natural Gas | Process - Heat Recovery | A | Standalone Impact on Baseline Summer Peak (%) | Achievable Economic TRC Potential | 0 | 0 | 0 | 0 | 0 | 0 | 0 | 0 | 0 | 0 | 0 | 0 | 0 | 0 | 0 | 0 | 0 | 0 | 0 | 0 | 0 | 0 | 0 | 0 | 0 | 0 | 0
F6_Industrial_Industrial - ID_New_Process_Natural Gas_Process - Heat Recovery_A_Achievable Economic TRC Potential | F6 | Industrial | Industrial - ID | New | Process | Natural Gas | Process - Heat Recovery | A | Standalone Impact on Baseline Winter Peak (%) | Achievable Economic TRC Potential | 0 | 0 | 0 | 0 | 0 | 0 | 0 | 0 | 0 | 0 | 0 | 0 | 0 | 0 | 0 | 0 | 0 | 0 | 0 | 0 | 0 | 0 | 0 | 0 | 0 | 0 | 0
F7_Industrial_Industrial - ID_New_Process_Natural Gas_Process - Heat Recovery_A_Achievable Economic TRC Potential | F7 | Industrial | Industrial - ID | New | Process | Natural Gas | Process - Heat Recovery | A | Incremental Energy Savings (MWh or mTherms) | Achievable Economic TRC Potential | 0 | 0 | 0.036212 | 0.2366 | 0.42699 | 0.61654 | 0.80091 | 0.98207 | 1.1601 | 1.335 | 1.5069 | 1.6757 | 1.8417 | 2.0047 | 2.165 | 2.3224 | 2.4771 | 2.6291 | 2.7784 | 2.9251 | 3.0693 | 3.211 | 0 | 0 | 0 | 0 | 0
F8_Industrial_Industrial - ID_New_Process_Natural Gas_Process - Heat Recovery_A_Achievable Economic TRC Potential | F8 | Industrial | Industrial - ID | New | Process | Natural Gas | Process - Heat Recovery | A | Incremental Summer Peak Savings (MW) | Achievable Economic TRC Potential | 0 | 0 | 0 | 0 | 0 | 0 | 0 | 0 | 0 | 0 | 0 | 0 | 0 | 0 | 0 | 0 | 0 | 0 | 0 | 0 | 0 | 0 | 0 | 0 | 0 | 0 | 0
F9_Industrial_Industrial - ID_New_Process_Natural Gas_Process - Heat Recovery_A_Achievable Economic TRC Potential | F9 | Industrial | Industrial - ID | New | Process | Natural Gas | Process - Heat Recovery | A | Incremental Winter Peak Savings (MW) | Achievable Economic TRC Potential | 0 | 0 | 0 | 0 | 0 | 0 | 0 | 0 | 0 | 0 | 0 | 0 | 0 | 0 | 0 | 0 | 0 | 0 | 0 | 0 | 0 | 0 | 0 | 0 | 0 | 0 | 0
F10_Industrial_Industrial - ID_New_Process_Natural Gas_Process - Heat Recovery_A_Achievable Economic TRC Potential | F10 | Industrial | Industrial - ID | New | Process | Natural Gas | Process - Heat Recovery | A | Cumulative Energy Savings (MWh or mTherms) | Achievable Economic TRC Potential | 0 | 0 | 0.036212 | 0.27281 | 0.6998 | 1.3163 | 2.1173 | 3.0993 | 4.2594 | 5.5944 | 7.1013 | 8.777 | 10.6187 | 12.6234 | 14.7884 | 17.1107 | 19.5878 | 22.2169 | 24.9953 | 27.9204 | 30.9897 | 34.2007 | 34.2007 | 34.2007 | 34.2007 | 34.2007 | 34.2007
F11_Industrial_Industrial - ID_New_Process_Natural Gas_Process - Heat Recovery_A_Achievable Economic TRC Potential | F11 | Industrial | Industrial - ID | New | Process | Natural Gas | Process - Heat Recovery | A | Cumulative Summer Peak Savings (MW) | Achievable Economic TRC Potential | 0 | 0 | 0 | 0 | 0 | 0 | 0 | 0 | 0 | 0 | 0 | 0 | 0 | 0 | 0 | 0 | 0 | 0 | 0 | 0 | 0 | 0 | 0 | 0 | 0 | 0 | 0
F12_Industrial_Industrial - ID_New_Process_Natural Gas_Process - Heat Recovery_A_Achievable Economic TRC Potential | F12 | Industrial | Industrial - ID | New | Process | Natural Gas | Process - Heat Recovery | A | Cumulative Winter Peak Savings (MW) | Achievable Economic TRC Potential | 0 | 0 | 0 | 0 | 0 | 0 | 0 | 0 | 0 | 0 | 0 | 0 | 0 | 0 | 0 | 0 | 0 | 0 | 0 | 0 | 0 | 0 | 0 | 0 | 0 | 0 | 0
F13_Industrial_Industrial - ID_New_Process_Natural Gas_Process - Heat Recovery_A_Achievable Economic TRC Potential | F13 | Industrial | Industrial - ID | New | Process | Natural Gas | Process - Heat Recovery | A | Purchases (Incremental) | Achievable Economic TRC Potential | 0 | 0 | 50.5288 | 330.1398 | 595.8088 | 860.2972 | 1117.5527 | 1370.3353 | 1618.722 | 1862.7886 | 2102.6096 | 2338.2582 | 2569.8064 | 2797.3249 | 3020.8832 | 3240.5494 | 3456.3909 | 3668.4734 | 3876.8618 | 4081.6199 | 4282.8101 | 4480.4941 | 0 | 0 | 0 | 0 | 0
F14_Industrial_Industrial - ID_New_Process_Natural Gas_Process - Heat Recovery_A_Achievable Economic TRC Potential | F14 | Industrial | Industrial - ID | New | Process | Natural Gas | Process - Heat Recovery | A | Purchases (Cumulative) | Achievable Economic TRC Potential | 0 | 0 | 50.5288 | 380.6686 | 976.4774 | 1836.7746 | 2954.3274 | 4324.6627 | 5943.3846 | 7806.1732 | 9908.7827 | 12247.041 | 14816.8474 | 17614.1723 | 20635.0555 | 23875.6049 | 27331.9958 | 31000.4692 | 34877.331 | 38958.9508 | 43241.761 | 47722.255 | 47722.255 | 47722.255 | 47722.255 | 47722.255 | 47722.255
F1_Industrial_Industrial - ID_New_Space Heating_Natural Gas_Strategic Energy Management_A_Achievable Economic TRC Potential | F1 | Industrial | Industrial - ID | New | Space Heating | Natural Gas | Strategic Energy Management | A | Original Unit Energy Savings (kWh or therms) | Achievable Economic TRC Potential | 0 | 0 | 0.028701 | 0.027926 | 0.027863 | 0.027839 | 0.027827 | 0.027819 | 0.027814 | 0.02781 | 0.027807 | 0.027805 | 0.027803 | 0.027802 | 0.027801 | 0.0278 | 0.027799 | 0.027798 | 0.027797 | 0.027797 | 0.027795 | 0.027794 | 0.027793 | 0.027792 | 0.027791 | 0.027791 | 0.02779
F2_Industrial_Industrial - ID_New_Space Heating_Natural Gas_Strategic Energy Management_A_Achievable Economic TRC Potential | F2 | Industrial | Industrial - ID | New | Space Heating | Natural Gas | Strategic Energy Management | A | Original Unit Summer Peak Savings (kW) | Achievable Economic TRC Potential | 0 | 0 | 0 | 0 | 0 | 0 | 0 | 0 | 0 | 0 | 0 | 0 | 0 | 0 | 0 | 0 | 0 | 0 | 0 | 0 | 0 | 0 | 0 | 0 | 0 | 0 | 0
F3_Industrial_Industrial - ID_New_Space Heating_Natural Gas_Strategic Energy Management_A_Achievable Economic TRC Potential | F3 | Industrial | Industrial - ID | New | Space Heating | Natural Gas | Strategic Energy Management | A | Original Unit Winter Peak Savings (kW) | Achievable Economic TRC Potential | 0 | 0 | 0 | 0 | 0 | 0 | 0 | 0 | 0 | 0 | 0 | 0 | 0 | 0 | 0 | 0 | 0 | 0 | 0 | 0 | 0 | 0 | 0 | 0 | 0 | 0 | 0
F4_Industrial_Industrial - ID_New_Space Heating_Natural Gas_Strategic Energy Management_A_Achievable Economic TRC Potential | F4 | Industrial | Industrial - ID | New | Space Heating | Natural Gas | Strategic Energy Management | A | Standalone Impact on Baseline Energy (%) | Achievable Economic TRC Potential | 0 | 0 | 0 | 0 | 0 | 0 | 0 | 0 | 0 | 0 | 0 | 0 | 0 | 0 | 0 | 0 | 0 | 0 | 0 | 0 | 0 | 0 | 0 | 0 | 0 | 0 | 0
F5_Industrial_Industrial - ID_New_Space Heating_Natural Gas_Strategic Energy Management_A_Achievable Economic TRC Potential | F5 | Industrial | Industrial - ID | New | Space Heating | Natural Gas | Strategic Energy Management | A | Standalone Impact on Baseline Summer Peak (%) | Achievable Economic TRC Potential | 0 | 0 | 0 | 0 | 0 | 0 | 0 | 0 | 0 | 0 | 0 | 0 | 0 | 0 | 0 | 0 | 0 | 0 | 0 | 0 | 0 | 0 | 0 | 0 | 0 | 0 | 0
F6_Industrial_Industrial - ID_New_Space Heating_Natural Gas_Strategic Energy Management_A_Achievable Economic TRC Potential | F6 | Industrial | Industrial - ID | New | Space Heating | Natural Gas | Strategic Energy Management | A | Standalone Impact on Baseline Winter Peak (%) | Achievable Economic TRC Potential | 0 | 0 | 0 | 0 | 0 | 0 | 0 | 0 | 0 | 0 | 0 | 0 | 0 | 0 | 0 | 0 | 0 | 0 | 0 | 0 | 0 | 0 | 0 | 0 | 0 | 0 | 0
F7_Industrial_Industrial - ID_New_Space Heating_Natural Gas_Strategic Energy Management_A_Achievable Economic TRC Potential | F7 | Industrial | Industrial - ID | New | Space Heating | Natural Gas | Strategic Energy Management | A | Incremental Energy Savings (MWh or mTherms) | Achievable Economic TRC Potential | 0 | 0 | 0 | 0 | 0 | 0 | 0 | 0 | 0 | 0 | 0 | 0 | 0 | 0 | 0 | 0 | 0 | 0 | 0 | 0 | 0 | 0 | 0 | 0 | 0 | 0 | 0
F8_Industrial_Industrial - ID_New_Space Heating_Natural Gas_Strategic Energy Management_A_Achievable Economic TRC Potential | F8 | Industrial | Industrial - ID | New | Space Heating | Natural Gas | Strategic Energy Management | A | Incremental Summer Peak Savings (MW) | Achievable Economic TRC Potential | 0 | 0 | 0 | 0 | 0 | 0 | 0 | 0 | 0 | 0 | 0 | 0 | 0 | 0 | 0 | 0 | 0 | 0 | 0 | 0 | 0 | 0 | 0 | 0 | 0 | 0 | 0
F9_Industrial_Industrial - ID_New_Space Heating_Natural Gas_Strategic Energy Management_A_Achievable Economic TRC Potential | F9 | Industrial | Industrial - ID | New | Space Heating | Natural Gas | Strategic Energy Management | A | Incremental Winter Peak Savings (MW) | Achievable Economic TRC Potential | 0 | 0 | 0 | 0 | 0 | 0 | 0 | 0 | 0 | 0 | 0 | 0 | 0 | 0 | 0 | 0 | 0 | 0 | 0 | 0 | 0 | 0 | 0 | 0 | 0 | 0 | 0
F10_Industrial_Industrial - ID_New_Space Heating_Natural Gas_Strategic Energy Management_A_Achievable Economic TRC Potential | F10 | Industrial | Industrial - ID | New | Space Heating | Natural Gas | Strategic Energy Management | A | Cumulative Energy Savings (MWh or mTherms) | Achievable Economic TRC Potential | 0 | 0 | 0 | 0 | 0 | 0 | 0 | 0 | 0 | 0 | 0 | 0 | 0 | 0 | 0 | 0 | 0 | 0 | 0 | 0 | 0 | 0 | 0 | 0 | 0 | 0 | 0
F11_Industrial_Industrial - ID_New_Space Heating_Natural Gas_Strategic Energy Management_A_Achievable Economic TRC Potential | F11 | Industrial | Industrial - ID | New | Space Heating | Natural Gas | Strategic Energy Management | A | Cumulative Summer Peak Savings (MW) | Achievable Economic TRC Potential | 0 | 0 | 0 | 0 | 0 | 0 | 0 | 0 | 0 | 0 | 0 | 0 | 0 | 0 | 0 | 0 | 0 | 0 | 0 | 0 | 0 | 0 | 0 | 0 | 0 | 0 | 0
F12_Industrial_Industrial - ID_New_Space Heating_Natural Gas_Strategic Energy Management_A_Achievable Economic TRC Potential | F12 | Industrial | Industrial - ID | New | Space Heating | Natural Gas | Strategic Energy Management | A | Cumulative Winter Peak Savings (MW) | Achievable Economic TRC Potential | 0 | 0 | 0 | 0 | 0 | 0 | 0 | 0 | 0 | 0 | 0 | 0 | 0 | 0 | 0 | 0 | 0 | 0 | 0 | 0 | 0 | 0 | 0 | 0 | 0 | 0 | 0
F13_Industrial_Industrial - ID_New_Space Heating_Natural Gas_Strategic Energy Management_A_Achievable Economic TRC Potential | F13 | Industrial | Industrial - ID | New | Space Heating | Natural Gas | Strategic Energy Management | A | Purchases (Incremental) | Achievable Economic TRC Potential | 0 | 0 | 0 | 0 | 0 | 0 | 0 | 0 | 0 | 0 | 0 | 0 | 0 | 0 | 0 | 0 | 0 | 0 | 0 | 0 | 0 | 0 | 0 | 0 | 0 | 0 | 0
F14_Industrial_Industrial - ID_New_Space Heating_Natural Gas_Strategic Energy Management_A_Achievable Economic TRC Potential | F14 | Industrial | Industrial - ID | New | Space Heating | Natural Gas | Strategic Energy Management | A | Purchases (Cumulative) | Achievable Economic TRC Potential | 0 | 0 | 0 | 0 | 0 | 0 | 0 | 0 | 0 | 0 | 0 | 0 | 0 | 0 | 0 | 0 | 0 | 0 | 0 | 0 | 0 | 0 | 0 | 0 | 0 | 0 | 0
F1_Industrial_Industrial - ID_New_Process_Natural Gas_Strategic Energy Management_A_Achievable Economic TRC Potential | F1 | Industrial | Industrial - ID | New | Process | Natural Gas | Strategic Energy Management | A | Original Unit Energy Savings (kWh or therms) | Achievable Economic TRC Potential | 0 | 0 | 0.11673 | 0.11673 | 0.11673 | 0.11673 | 0.11673 | 0.11673 | 0.11673 | 0.11673 | 0.11673 | 0.11673 | 0.11673 | 0.11673 | 0.11673 | 0.11673 | 0.11673 | 0.11673 | 0.11673 | 0.11673 | 0.11673 | 0.11673 | 0.11673 | 0.11673 | 0.11673 | 0.11673 | 0.11673
F2_Industrial_Industrial - ID_New_Process_Natural Gas_Strategic Energy Management_A_Achievable Economic TRC Potential | F2 | Industrial | Industrial - ID | New | Process | Natural Gas | Strategic Energy Management | A | Original Unit Summer Peak Savings (kW) | Achievable Economic TRC Potential | 0 | 0 | 0 | 0 | 0 | 0 | 0 | 0 | 0 | 0 | 0 | 0 | 0 | 0 | 0 | 0 | 0 | 0 | 0 | 0 | 0 | 0 | 0 | 0 | 0 | 0 | 0
F3_Industrial_Industrial - ID_New_Process_Natural Gas_Strategic Energy Management_A_Achievable Economic TRC Potential | F3 | Industrial | Industrial - ID | New | Process | Natural Gas | Strategic Energy Management | A | Original Unit Winter Peak Savings (kW) | Achievable Economic TRC Potential | 0 | 0 | 0 | 0 | 0 | 0 | 0 | 0 | 0 | 0 | 0 | 0 | 0 | 0 | 0 | 0 | 0 | 0 | 0 | 0 | 0 | 0 | 0 | 0 | 0 | 0 | 0
F4_Industrial_Industrial - ID_New_Process_Natural Gas_Strategic Energy Management_A_Achievable Economic TRC Potential | F4 | Industrial | Industrial - ID | New | Process | Natural Gas | Strategic Energy Management | A | Standalone Impact on Baseline Energy (%) | Achievable Economic TRC Potential | 0 | 0 | 0 | 0 | 0 | 0 | 0 | 0 | 0 | 0 | 0 | 0 | 0 | 0 | 0 | 0 | 0 | 0 | 0 | 0 | 0 | 0 | 0 | 0 | 0 | 0 | 0
F5_Industrial_Industrial - ID_New_Process_Natural Gas_Strategic Energy Management_A_Achievable Economic TRC Potential | F5 | Industrial | Industrial - ID | New | Process | Natural Gas | Strategic Energy Management | A | Standalone Impact on Baseline Summer Peak (%) | Achievable Economic TRC Potential | 0 | 0 | 0 | 0 | 0 | 0 | 0 | 0 | 0 | 0 | 0 | 0 | 0 | 0 | 0 | 0 | 0 | 0 | 0 | 0 | 0 | 0 | 0 | 0 | 0 | 0 | 0
F6_Industrial_Industrial - ID_New_Process_Natural Gas_Strategic Energy Management_A_Achievable Economic TRC Potential | F6 | Industrial | Industrial - ID | New | Process | Natural Gas | Strategic Energy Management | A | Standalone Impact on Baseline Winter Peak (%) | Achievable Economic TRC Potential | 0 | 0 | 0 | 0 | 0 | 0 | 0 | 0 | 0 | 0 | 0 | 0 | 0 | 0 | 0 | 0 | 0 | 0 | 0 | 0 | 0 | 0 | 0 | 0 | 0 | 0 | 0
F7_Industrial_Industrial - ID_New_Process_Natural Gas_Strategic Energy Management_A_Achievable Economic TRC Potential | F7 | Industrial | Industrial - ID | New | Process | Natural Gas | Strategic Energy Management | A | Incremental Energy Savings (MWh or mTherms) | Achievable Economic TRC Potential | 0 | 0 | 0 | 0 | 0 | 0 | 0 | 0 | 0 | 0 | 0 | 0 | 0 | 0 | 0 | 0 | 0 | 0 | 0 | 0 | 0 | 0 | 0 | 0 | 0 | 0 | 0
F8_Industrial_Industrial - ID_New_Process_Natural Gas_Strategic Energy Management_A_Achievable Economic TRC Potential | F8 | Industrial | Industrial - ID | New | Process | Natural Gas | Strategic Energy Management | A | Incremental Summer Peak Savings (MW) | Achievable Economic TRC Potential | 0 | 0 | 0 | 0 | 0 | 0 | 0 | 0 | 0 | 0 | 0 | 0 | 0 | 0 | 0 | 0 | 0 | 0 | 0 | 0 | 0 | 0 | 0 | 0 | 0 | 0 | 0
F9_Industrial_Industrial - ID_New_Process_Natural Gas_Strategic Energy Management_A_Achievable Economic TRC Potential | F9 | Industrial | Industrial - ID | New | Process | Natural Gas | Strategic Energy Management | A | Incremental Winter Peak Savings (MW) | Achievable Economic TRC Potential | 0 | 0 | 0 | 0 | 0 | 0 | 0 | 0 | 0 | 0 | 0 | 0 | 0 | 0 | 0 | 0 | 0 | 0 | 0 | 0 | 0 | 0 | 0 | 0 | 0 | 0 | 0
F10_Industrial_Industrial - ID_New_Process_Natural Gas_Strategic Energy Management_A_Achievable Economic TRC Potential | F10 | Industrial | Industrial - ID | New | Process | Natural Gas | Strategic Energy Management | A | Cumulative Energy Savings (MWh or mTherms) | Achievable Economic TRC Potential | 0 | 0 | 0 | 0 | 0 | 0 | 0 | 0 | 0 | 0 | 0 | 0 | 0 | 0 | 0 | 0 | 0 | 0 | 0 | 0 | 0 | 0 | 0 | 0 | 0 | 0 | 0
F11_Industrial_Industrial - ID_New_Process_Natural Gas_Strategic Energy Management_A_Achievable Economic TRC Potential | F11 | Industrial | Industrial - ID | New | Process | Natural Gas | Strategic Energy Management | A | Cumulative Summer Peak Savings (MW) | Achievable Economic TRC Potential | 0 | 0 | 0 | 0 | 0 | 0 | 0 | 0 | 0 | 0 | 0 | 0 | 0 | 0 | 0 | 0 | 0 | 0 | 0 | 0 | 0 | 0 | 0 | 0 | 0 | 0 | 0
F12_Industrial_Industrial - ID_New_Process_Natural Gas_Strategic Energy Management_A_Achievable Economic TRC Potential | F12 | Industrial | Industrial - ID | New | Process | Natural Gas | Strategic Energy Management | A | Cumulative Winter Peak Savings (MW) | Achievable Economic TRC Potential | 0 | 0 | 0 | 0 | 0 | 0 | 0 | 0 | 0 | 0 | 0 | 0 | 0 | 0 | 0 | 0 | 0 | 0 | 0 | 0 | 0 | 0 | 0 | 0 | 0 | 0 | 0
F13_Industrial_Industrial - ID_New_Process_Natural Gas_Strategic Energy Management_A_Achievable Economic TRC Potential | F13 | Industrial | Industrial - ID | New | Process | Natural Gas | Strategic Energy Management | A | Purchases (Incremental) | Achievable Economic TRC Potential | 0 | 0 | 0 | 0 | 0 | 0 | 0 | 0 | 0 | 0 | 0 | 0 | 0 | 0 | 0 | 0 | 0 | 0 | 0 | 0 | 0 | 0 | 0 | 0 | 0 | 0 | 0
F14_Industrial_Industrial - ID_New_Process_Natural Gas_Strategic Energy Management_A_Achievable Economic TRC Potential | F14 | Industrial | Industrial - ID | New | Process | Natural Gas | Strategic Energy Management | A | Purchases (Cumulative) | Achievable Economic TRC Potential | 0 | 0 | 0 | 0 | 0 | 0 | 0 | 0 | 0 | 0 | 0 | 0 | 0 | 0 | 0 | 0 | 0 | 0 | 0 | 0 | 0 | 0 | 0 | 0 | 0 | 0 | 0
F1_Industrial_Industrial - ID_New_Miscellaneous_Natural Gas_Strategic Energy Management_A_Achievable Economic TRC Potential | F1 | Industrial | Industrial - ID | New | Miscellaneous | Natural Gas | Strategic Energy Management | A | Original Unit Energy Savings (kWh or therms) | Achievable Economic TRC Potential | 0 | 0 | 0.025488 | 0.025488 | 0.025488 | 0.025488 | 0.025488 | 0.025488 | 0.025488 | 0.025488 | 0.025488 | 0.025488 | 0.025488 | 0.025488 | 0.025488 | 0.025488 | 0.025488 | 0.025488 | 0.025488 | 0.025488 | 0.025488 | 0.025488 | 0.025488 | 0.025488 | 0.025488 | 0.025488 | 0.025488
F2_Industrial_Industrial - ID_New_Miscellaneous_Natural Gas_Strategic Energy Management_A_Achievable Economic TRC Potential | F2 | Industrial | Industrial - ID | New | Miscellaneous | Natural Gas | Strategic Energy Management | A | Original Unit Summer Peak Savings (kW) | Achievable Economic TRC Potential | 0 | 0 | 0 | 0 | 0 | 0 | 0 | 0 | 0 | 0 | 0 | 0 | 0 | 0 | 0 | 0 | 0 | 0 | 0 | 0 | 0 | 0 | 0 | 0 | 0 | 0 | 0
F3_Industrial_Industrial - ID_New_Miscellaneous_Natural Gas_Strategic Energy Management_A_Achievable Economic TRC Potential | F3 | Industrial | Industrial - ID | New | Miscellaneous | Natural Gas | Strategic Energy Management | A | Original Unit Winter Peak Savings (kW) | Achievable Economic TRC Potential | 0 | 0 | 0 | 0 | 0 | 0 | 0 | 0 | 0 | 0 | 0 | 0 | 0 | 0 | 0 | 0 | 0 | 0 | 0 | 0 | 0 | 0 | 0 | 0 | 0 | 0 | 0
F4_Industrial_Industrial - ID_New_Miscellaneous_Natural Gas_Strategic Energy Management_A_Achievable Economic TRC Potential | F4 | Industrial | Industrial - ID | New | Miscellaneous | Natural Gas | Strategic Energy Management | A | Standalone Impact on Baseline Energy (%) | Achievable Economic TRC Potential | 0 | 0 | 0 | 0 | 0 | 0 | 0 | 0 | 0 | 0 | 0 | 0 | 0 | 0 | 0 | 0 | 0 | 0 | 0 | 0 | 0 | 0 | 0 | 0 | 0 | 0 | 0
F5_Industrial_Industrial - ID_New_Miscellaneous_Natural Gas_Strategic Energy Management_A_Achievable Economic TRC Potential | F5 | Industrial | Industrial - ID | New | Miscellaneous | Natural Gas | Strategic Energy Management | A | Standalone Impact on Baseline Summer Peak (%) | Achievable Economic TRC Potential | 0 | 0 | 0 | 0 | 0 | 0 | 0 | 0 | 0 | 0 | 0 | 0 | 0 | 0 | 0 | 0 | 0 | 0 | 0 | 0 | 0 | 0 | 0 | 0 | 0 | 0 | 0
F6_Industrial_Industrial - ID_New_Miscellaneous_Natural Gas_Strategic Energy Management_A_Achievable Economic TRC Potential | F6 | Industrial | Industrial - ID | New | Miscellaneous | Natural Gas | Strategic Energy Management | A | Standalone Impact on Baseline Winter Peak (%) | Achievable Economic TRC Potential | 0 | 0 | 0 | 0 | 0 | 0 | 0 | 0 | 0 | 0 | 0 | 0 | 0 | 0 | 0 | 0 | 0 | 0 | 0 | 0 | 0 | 0 | 0 | 0 | 0 | 0 | 0
F7_Industrial_Industrial - ID_New_Miscellaneous_Natural Gas_Strategic Energy Management_A_Achievable Economic TRC Potential | F7 | Industrial | Industrial - ID | New | Miscellaneous | Natural Gas | Strategic Energy Management | A | Incremental Energy Savings (MWh or mTherms) | Achievable Economic TRC Potential | 0 | 0 | 0 | 0 | 0 | 0 | 0 | 0 | 0 | 0 | 0 | 0 | 0 | 0 | 0 | 0 | 0 | 0 | 0 | 0 | 0 | 0 | 0 | 0 | 0 | 0 | 0
F8_Industrial_Industrial - ID_New_Miscellaneous_Natural Gas_Strategic Energy Management_A_Achievable Economic TRC Potential | F8 | Industrial | Industrial - ID | New | Miscellaneous | Natural Gas | Strategic Energy Management | A | Incremental Summer Peak Savings (MW) | Achievable Economic TRC Potential | 0 | 0 | 0 | 0 | 0 | 0 | 0 | 0 | 0 | 0 | 0 | 0 | 0 | 0 | 0 | 0 | 0 | 0 | 0 | 0 | 0 | 0 | 0 | 0 | 0 | 0 | 0
F9_Industrial_Industrial - ID_New_Miscellaneous_Natural Gas_Strategic Energy Management_A_Achievable Economic TRC Potential | F9 | Industrial | Industrial - ID | New | Miscellaneous | Natural Gas | Strategic Energy Management | A | Incremental Winter Peak Savings (MW) | Achievable Economic TRC Potential | 0 | 0 | 0 | 0 | 0 | 0 | 0 | 0 | 0 | 0 | 0 | 0 | 0 | 0 | 0 | 0 | 0 | 0 | 0 | 0 | 0 | 0 | 0 | 0 | 0 | 0 | 0
F10_Industrial_Industrial - ID_New_Miscellaneous_Natural Gas_Strategic Energy Management_A_Achievable Economic TRC Potential | F10 | Industrial | Industrial - ID | New | Miscellaneous | Natural Gas | Strategic Energy Management | A | Cumulative Energy Savings (MWh or mTherms) | Achievable Economic TRC Potential | 0 | 0 | 0 | 0 | 0 | 0 | 0 | 0 | 0 | 0 | 0 | 0 | 0 | 0 | 0 | 0 | 0 | 0 | 0 | 0 | 0 | 0 | 0 | 0 | 0 | 0 | 0
F11_Industrial_Industrial - ID_New_Miscellaneous_Natural Gas_Strategic Energy Management_A_Achievable Economic TRC Potential | F11 | Industrial | Industrial - ID | New | Miscellaneous | Natural Gas | Strategic Energy Management | A | Cumulative Summer Peak Savings (MW) | Achievable Economic TRC Potential | 0 | 0 | 0 | 0 | 0 | 0 | 0 | 0 | 0 | 0 | 0 | 0 | 0 | 0 | 0 | 0 | 0 | 0 | 0 | 0 | 0 | 0 | 0 | 0 | 0 | 0 | 0
F12_Industrial_Industrial - ID_New_Miscellaneous_Natural Gas_Strategic Energy Management_A_Achievable Economic TRC Potential | F12 | Industrial | Industrial - ID | New | Miscellaneous | Natural Gas | Strategic Energy Management | A | Cumulative Winter Peak Savings (MW) | Achievable Economic TRC Potential | 0 | 0 | 0 | 0 | 0 | 0 | 0 | 0 | 0 | 0 | 0 | 0 | 0 | 0 | 0 | 0 | 0 | 0 | 0 | 0 | 0 | 0 | 0 | 0 | 0 | 0 | 0
F13_Industrial_Industrial - ID_New_Miscellaneous_Natural Gas_Strategic Energy Management_A_Achievable Economic TRC Potential | F13 | Industrial | Industrial - ID | New | Miscellaneous | Natural Gas | Strategic Energy Management | A | Purchases (Incremental) | Achievable Economic TRC Potential | 0 | 0 | 0 | 0 | 0 | 0 | 0 | 0 | 0 | 0 | 0 | 0 | 0 | 0 | 0 | 0 | 0 | 0 | 0 | 0 | 0 | 0 | 0 | 0 | 0 | 0 | 0
F14_Industrial_Industrial - ID_New_Miscellaneous_Natural Gas_Strategic Energy Management_A_Achievable Economic TRC Potential | F14 | Industrial | Industrial - ID | New | Miscellaneous | Natural Gas | Strategic Energy Management | A | Purchases (Cumulative) | Achievable Economic TRC Potential | 0 | 0 | 0 | 0 | 0 | 0 | 0 | 0 | 0 | 0 | 0 | 0 | 0 | 0 | 0 | 0 | 0 | 0 | 0 | 0 | 0 | 0 | 0 | 0 | 0 | 0 | 0
F1_Industrial_Industrial - ID_New_Space Heating_Natural Gas_Retrocommissioning_A_Achievable Economic TRC Potential | F1 | Industrial | Industrial - ID | New | Space Heating | Natural Gas | Retrocommissioning | A | Original Unit Energy Savings (kWh or therms) | Achievable Economic TRC Potential | 0 | 0 | 0.035242 | 0.03429 | 0.034213 | 0.034184 | 0.034169 | 0.034159 | 0.034153 | 0.034148 | 0.034145 | 0.034142 | 0.03414 | 0.034138 | 0.034137 | 0.034136 | 0.034134 | 0.034133 | 0.034133 | 0.034132 | 0.03413 | 0.034129 | 0.034127 | 0.034126 | 0.034125 | 0.034125 | 0.034124
F2_Industrial_Industrial - ID_New_Space Heating_Natural Gas_Retrocommissioning_A_Achievable Economic TRC Potential | F2 | Industrial | Industrial - ID | New | Space Heating | Natural Gas | Retrocommissioning | A | Original Unit Summer Peak Savings (kW) | Achievable Economic TRC Potential | 0 | 0 | 0 | 0 | 0 | 0 | 0 | 0 | 0 | 0 | 0 | 0 | 0 | 0 | 0 | 0 | 0 | 0 | 0 | 0 | 0 | 0 | 0 | 0 | 0 | 0 | 0
F3_Industrial_Industrial - ID_New_Space Heating_Natural Gas_Retrocommissioning_A_Achievable Economic TRC Potential | F3 | Industrial | Industrial - ID | New | Space Heating | Natural Gas | Retrocommissioning | A | Original Unit Winter Peak Savings (kW) | Achievable Economic TRC Potential | 0 | 0 | 0 | 0 | 0 | 0 | 0 | 0 | 0 | 0 | 0 | 0 | 0 | 0 | 0 | 0 | 0 | 0 | 0 | 0 | 0 | 0 | 0 | 0 | 0 | 0 | 0
F4_Industrial_Industrial - ID_New_Space Heating_Natural Gas_Retrocommissioning_A_Achievable Economic TRC Potential | F4 | Industrial | Industrial - ID | New | Space Heating | Natural Gas | Retrocommissioning | A | Standalone Impact on Baseline Energy (%) | Achievable Economic TRC Potential | 0 | 0 | 0 | 0 | 0 | 0 | 0 | 0 | 0 | 0 | 0 | 0 | 0 | 0 | 0 | 0 | 0 | 0 | 0 | 0 | 0 | 0 | 0 | 0 | 0 | 0 | 0
F5_Industrial_Industrial - ID_New_Space Heating_Natural Gas_Retrocommissioning_A_Achievable Economic TRC Potential | F5 | Industrial | Industrial - ID | New | Space Heating | Natural Gas | Retrocommissioning | A | Standalone Impact on Baseline Summer Peak (%) | Achievable Economic TRC Potential | 0 | 0 | 0 | 0 | 0 | 0 | 0 | 0 | 0 | 0 | 0 | 0 | 0 | 0 | 0 | 0 | 0 | 0 | 0 | 0 | 0 | 0 | 0 | 0 | 0 | 0 | 0
F6_Industrial_Industrial - ID_New_Space Heating_Natural Gas_Retrocommissioning_A_Achievable Economic TRC Potential | F6 | Industrial | Industrial - ID | New | Space Heating | Natural Gas | Retrocommissioning | A | Standalone Impact on Baseline Winter Peak (%) | Achievable Economic TRC Potential | 0 | 0 | 0 | 0 | 0 | 0 | 0 | 0 | 0 | 0 | 0 | 0 | 0 | 0 | 0 | 0 | 0 | 0 | 0 | 0 | 0 | 0 | 0 | 0 | 0 | 0 | 0
F7_Industrial_Industrial - ID_New_Space Heating_Natural Gas_Retrocommissioning_A_Achievable Economic TRC Potential | F7 | Industrial | Industrial - ID | New | Space Heating | Natural Gas | Retrocommissioning | A | Incremental Energy Savings (MWh or mTherms) | Achievable Economic TRC Potential | 0 | 0 | 0 | 0 | 0 | 0 | 0 | 0 | 0 | 0 | 0 | 0 | 0 | 0 | 0 | 0 | 0 | 0 | 0 | 0 | 0 | 0 | 0 | 0 | 0 | 0 | 0
F8_Industrial_Industrial - ID_New_Space Heating_Natural Gas_Retrocommissioning_A_Achievable Economic TRC Potential | F8 | Industrial | Industrial - ID | New | Space Heating | Natural Gas | Retrocommissioning | A | Incremental Summer Peak Savings (MW) | Achievable Economic TRC Potential | 0 | 0 | 0 | 0 | 0 | 0 | 0 | 0 | 0 | 0 | 0 | 0 | 0 | 0 | 0 | 0 | 0 | 0 | 0 | 0 | 0 | 0 | 0 | 0 | 0 | 0 | 0
F9_Industrial_Industrial - ID_New_Space Heating_Natural Gas_Retrocommissioning_A_Achievable Economic TRC Potential | F9 | Industrial | Industrial - ID | New | Space Heating | Natural Gas | Retrocommissioning | A | Incremental Winter Peak Savings (MW) | Achievable Economic TRC Potential | 0 | 0 | 0 | 0 | 0 | 0 | 0 | 0 | 0 | 0 | 0 | 0 | 0 | 0 | 0 | 0 | 0 | 0 | 0 | 0 | 0 | 0 | 0 | 0 | 0 | 0 | 0
F10_Industrial_Industrial - ID_New_Space Heating_Natural Gas_Retrocommissioning_A_Achievable Economic TRC Potential | F10 | Industrial | Industrial - ID | New | Space Heating | Natural Gas | Retrocommissioning | A | Cumulative Energy Savings (MWh or mTherms) | Achievable Economic TRC Potential | 0 | 0 | 0 | 0 | 0 | 0 | 0 | 0 | 0 | 0 | 0 | 0 | 0 | 0 | 0 | 0 | 0 | 0 | 0 | 0 | 0 | 0 | 0 | 0 | 0 | 0 | 0
F11_Industrial_Industrial - ID_New_Space Heating_Natural Gas_Retrocommissioning_A_Achievable Economic TRC Potential | F11 | Industrial | Industrial - ID | New | Space Heating | Natural Gas | Retrocommissioning | A | Cumulative Summer Peak Savings (MW) | Achievable Economic TRC Potential | 0 | 0 | 0 | 0 | 0 | 0 | 0 | 0 | 0 | 0 | 0 | 0 | 0 | 0 | 0 | 0 | 0 | 0 | 0 | 0 | 0 | 0 | 0 | 0 | 0 | 0 | 0
F12_Industrial_Industrial - ID_New_Space Heating_Natural Gas_Retrocommissioning_A_Achievable Economic TRC Potential | F12 | Industrial | Industrial - ID | New | Space Heating | Natural Gas | Retrocommissioning | A | Cumulative Winter Peak Savings (MW) | Achievable Economic TRC Potential | 0 | 0 | 0 | 0 | 0 | 0 | 0 | 0 | 0 | 0 | 0 | 0 | 0 | 0 | 0 | 0 | 0 | 0 | 0 | 0 | 0 | 0 | 0 | 0 | 0 | 0 | 0
F13_Industrial_Industrial - ID_New_Space Heating_Natural Gas_Retrocommissioning_A_Achievable Economic TRC Potential | F13 | Industrial | Industrial - ID | New | Space Heating | Natural Gas | Retrocommissioning | A | Purchases (Incremental) | Achievable Economic TRC Potential | 0 | 0 | 0 | 0 | 0 | 0 | 0 | 0 | 0 | 0 | 0 | 0 | 0 | 0 | 0 | 0 | 0 | 0 | 0 | 0 | 0 | 0 | 0 | 0 | 0 | 0 | 0
F14_Industrial_Industrial - ID_New_Space Heating_Natural Gas_Retrocommissioning_A_Achievable Economic TRC Potential | F14 | Industrial | Industrial - ID | New | Space Heating | Natural Gas | Retrocommissioning | A | Purchases (Cumulative) | Achievable Economic TRC Potential | 0 | 0 | 0 | 0 | 0 | 0 | 0 | 0 | 0 | 0 | 0 | 0 | 0 | 0 | 0 | 0 | 0 | 0 | 0 | 0 | 0 | 0 | 0 | 0 | 0 | 0 | 0
F1_Industrial_Industrial - ID_New_Process_Natural Gas_Retrocommissioning_A_Achievable Economic TRC Potential | F1 | Industrial | Industrial - ID | New | Process | Natural Gas | Retrocommissioning | A | Original Unit Energy Savings (kWh or therms) | Achievable Economic TRC Potential | 0 | 0 | 0 | 0 | 0 | 0 | 0 | 0 | 0 | 0 | 0 | 0 | 0 | 0 | 0 | 0 | 0 | 0 | 0 | 0 | 0 | 0 | 0 | 0 | 0 | 0 | 0
F2_Industrial_Industrial - ID_New_Process_Natural Gas_Retrocommissioning_A_Achievable Economic TRC Potential | F2 | Industrial | Industrial - ID | New | Process | Natural Gas | Retrocommissioning | A | Original Unit Summer Peak Savings (kW) | Achievable Economic TRC Potential | 0 | 0 | 0 | 0 | 0 | 0 | 0 | 0 | 0 | 0 | 0 | 0 | 0 | 0 | 0 | 0 | 0 | 0 | 0 | 0 | 0 | 0 | 0 | 0 | 0 | 0 | 0
F3_Industrial_Industrial - ID_New_Process_Natural Gas_Retrocommissioning_A_Achievable Economic TRC Potential | F3 | Industrial | Industrial - ID | New | Process | Natural Gas | Retrocommissioning | A | Original Unit Winter Peak Savings (kW) | Achievable Economic TRC Potential | 0 | 0 | 0 | 0 | 0 | 0 | 0 | 0 | 0 | 0 | 0 | 0 | 0 | 0 | 0 | 0 | 0 | 0 | 0 | 0 | 0 | 0 | 0 | 0 | 0 | 0 | 0
F4_Industrial_Industrial - ID_New_Process_Natural Gas_Retrocommissioning_A_Achievable Economic TRC Potential | F4 | Industrial | Industrial - ID | New | Process | Natural Gas | Retrocommissioning | A | Standalone Impact on Baseline Energy (%) | Achievable Economic TRC Potential | 0 | 0 | 0 | 0 | 0 | 0 | 0 | 0 | 0 | 0 | 0 | 0 | 0 | 0 | 0 | 0 | 0 | 0 | 0 | 0 | 0 | 0 | 0 | 0 | 0 | 0 | 0
F5_Industrial_Industrial - ID_New_Process_Natural Gas_Retrocommissioning_A_Achievable Economic TRC Potential | F5 | Industrial | Industrial - ID | New | Process | Natural Gas | Retrocommissioning | A | Standalone Impact on Baseline Summer Peak (%) | Achievable Economic TRC Potential | 0 | 0 | 0 | 0 | 0 | 0 | 0 | 0 | 0 | 0 | 0 | 0 | 0 | 0 | 0 | 0 | 0 | 0 | 0 | 0 | 0 | 0 | 0 | 0 | 0 | 0 | 0
F6_Industrial_Industrial - ID_New_Process_Natural Gas_Retrocommissioning_A_Achievable Economic TRC Potential | F6 | Industrial | Industrial - ID | New | Process | Natural Gas | Retrocommissioning | A | Standalone Impact on Baseline Winter Peak (%) | Achievable Economic TRC Potential | 0 | 0 | 0 | 0 | 0 | 0 | 0 | 0 | 0 | 0 | 0 | 0 | 0 | 0 | 0 | 0 | 0 | 0 | 0 | 0 | 0 | 0 | 0 | 0 | 0 | 0 | 0
F7_Industrial_Industrial - ID_New_Process_Natural Gas_Retrocommissioning_A_Achievable Economic TRC Potential | F7 | Industrial | Industrial - ID | New | Process | Natural Gas | Retrocommissioning | A | Incremental Energy Savings (MWh or mTherms) | Achievable Economic TRC Potential | 0 | 0 | 0 | 0 | 0 | 0 | 0 | 0 | 0 | 0 | 0 | 0 | 0 | 0 | 0 | 0 | 0 | 0 | 0 | 0 | 0 | 0 | 0 | 0 | 0 | 0 | 0
F8_Industrial_Industrial - ID_New_Process_Natural Gas_Retrocommissioning_A_Achievable Economic TRC Potential | F8 | Industrial | Industrial - ID | New | Process | Natural Gas | Retrocommissioning | A | Incremental Summer Peak Savings (MW) | Achievable Economic TRC Potential | 0 | 0 | 0 | 0 | 0 | 0 | 0 | 0 | 0 | 0 | 0 | 0 | 0 | 0 | 0 | 0 | 0 | 0 | 0 | 0 | 0 | 0 | 0 | 0 | 0 | 0 | 0
F9_Industrial_Industrial - ID_New_Process_Natural Gas_Retrocommissioning_A_Achievable Economic TRC Potential | F9 | Industrial | Industrial - ID | New | Process | Natural Gas | Retrocommissioning | A | Incremental Winter Peak Savings (MW) | Achievable Economic TRC Potential | 0 | 0 | 0 | 0 | 0 | 0 | 0 | 0 | 0 | 0 | 0 | 0 | 0 | 0 | 0 | 0 | 0 | 0 | 0 | 0 | 0 | 0 | 0 | 0 | 0 | 0 | 0
F10_Industrial_Industrial - ID_New_Process_Natural Gas_Retrocommissioning_A_Achievable Economic TRC Potential | F10 | Industrial | Industrial - ID | New | Process | Natural Gas | Retrocommissioning | A | Cumulative Energy Savings (MWh or mTherms) | Achievable Economic TRC Potential | 0 | 0 | 0 | 0 | 0 | 0 | 0 | 0 | 0 | 0 | 0 | 0 | 0 | 0 | 0 | 0 | 0 | 0 | 0 | 0 | 0 | 0 | 0 | 0 | 0 | 0 | 0
F11_Industrial_Industrial - ID_New_Process_Natural Gas_Retrocommissioning_A_Achievable Economic TRC Potential | F11 | Industrial | Industrial - ID | New | Process | Natural Gas | Retrocommissioning | A | Cumulative Summer Peak Savings (MW) | Achievable Economic TRC Potential | 0 | 0 | 0 | 0 | 0 | 0 | 0 | 0 | 0 | 0 | 0 | 0 | 0 | 0 | 0 | 0 | 0 | 0 | 0 | 0 | 0 | 0 | 0 | 0 | 0 | 0 | 0
F12_Industrial_Industrial - ID_New_Process_Natural Gas_Retrocommissioning_A_Achievable Economic TRC Potential | F12 | Industrial | Industrial - ID | New | Process | Natural Gas | Retrocommissioning | A | Cumulative Winter Peak Savings (MW) | Achievable Economic TRC Potential | 0 | 0 | 0 | 0 | 0 | 0 | 0 | 0 | 0 | 0 | 0 | 0 | 0 | 0 | 0 | 0 | 0 | 0 | 0 | 0 | 0 | 0 | 0 | 0 | 0 | 0 | 0
F13_Industrial_Industrial - ID_New_Process_Natural Gas_Retrocommissioning_A_Achievable Economic TRC Potential | F13 | Industrial | Industrial - ID | New | Process | Natural Gas | Retrocommissioning | A | Purchases (Incremental) | Achievable Economic TRC Potential | 0 | 0 | 0 | 0 | 0 | 0 | 0 | 0 | 0 | 0 | 0 | 0 | 0 | 0 | 0 | 0 | 0 | 0 | 0 | 0 | 0 | 0 | 0 | 0 | 0 | 0 | 0
F14_Industrial_Industrial - ID_New_Process_Natural Gas_Retrocommissioning_A_Achievable Economic TRC Potential | F14 | Industrial | Industrial - ID | New | Process | Natural Gas | Retrocommissioning | A | Purchases (Cumulative) | Achievable Economic TRC Potential | 0 | 0 | 0 | 0 | 0 | 0 | 0 | 0 | 0 | 0 | 0 | 0 | 0 | 0 | 0 | 0 | 0 | 0 | 0 | 0 | 0 | 0 | 0 | 0 | 0 | 0 | 0
F1_Industrial_Industrial - WA_Existing_Space Heating_Natural Gas_Furnace_A_Achievable Economic UCT Potential | F1 | Industrial | Industrial - WA | Existing | Space Heating | Natural Gas | Furnace | A | Original Unit Energy Savings (kWh or therms) | Achievable Economic UCT Potential | 0 | 47.696 | 47.5111 | 23.7555 | 23.7555 | 23.7555 | 23.7555 | 23.7555 | 23.7555 | 23.7555 | 23.7555 | 23.7555 | 23.7555 | 23.7555 | 23.7555 | 23.7555 | 23.7555 | 23.7555 | 23.7555 | 23.7555 | 23.7555 | 23.7555 | 23.7555 | 23.7555 | 23.7555 | 23.7555 | 23.7555
F2_Industrial_Industrial - WA_Existing_Space Heating_Natural Gas_Furnace_A_Achievable Economic UCT Potential | F2 | Industrial | Industrial - WA | Existing | Space Heating | Natural Gas | Furnace | A | Original Unit Summer Peak Savings (kW) | Achievable Economic UCT Potential | 0 | 0 | 0 | 0 | 0 | 0 | 0 | 0 | 0 | 0 | 0 | 0 | 0 | 0 | 0 | 0 | 0 | 0 | 0 | 0 | 0 | 0 | 0 | 0 | 0 | 0 | 0
F3_Industrial_Industrial - WA_Existing_Space Heating_Natural Gas_Furnace_A_Achievable Economic UCT Potential | F3 | Industrial | Industrial - WA | Existing | Space Heating | Natural Gas | Furnace | A | Original Unit Winter Peak Savings (kW) | Achievable Economic UCT Potential | 0 | 0 | 0 | 0 | 0 | 0 | 0 | 0 | 0 | 0 | 0 | 0 | 0 | 0 | 0 | 0 | 0 | 0 | 0 | 0 | 0 | 0 | 0 | 0 | 0 | 0 | 0
F4_Industrial_Industrial - WA_Existing_Space Heating_Natural Gas_Furnace_A_Achievable Economic UCT Potential | F4 | Industrial | Industrial - WA | Existing | Space Heating | Natural Gas | Furnace | A | Standalone Impact on Baseline Energy (%) | Achievable Economic UCT Potential | 0 | 0 | 0 | 0 | 0 | 0 | 0 | 0 | 0 | 0 | 0 | 0 | 0 | 0 | 0 | 0 | 0 | 0 | 0 | 0 | 0 | 0 | 0 | 0 | 0 | 0 | 0
F5_Industrial_Industrial - WA_Existing_Space Heating_Natural Gas_Furnace_A_Achievable Economic UCT Potential | F5 | Industrial | Industrial - WA | Existing | Space Heating | Natural Gas | Furnace | A | Standalone Impact on Baseline Summer Peak (%) | Achievable Economic UCT Potential | 0 | 0 | 0 | 0 | 0 | 0 | 0 | 0 | 0 | 0 | 0 | 0 | 0 | 0 | 0 | 0 | 0 | 0 | 0 | 0 | 0 | 0 | 0 | 0 | 0 | 0 | 0
F6_Industrial_Industrial - WA_Existing_Space Heating_Natural Gas_Furnace_A_Achievable Economic UCT Potential | F6 | Industrial | Industrial - WA | Existing | Space Heating | Natural Gas | Furnace | A | Standalone Impact on Baseline Winter Peak (%) | Achievable Economic UCT Potential | 0 | 0 | 0 | 0 | 0 | 0 | 0 | 0 | 0 | 0 | 0 | 0 | 0 | 0 | 0 | 0 | 0 | 0 | 0 | 0 | 0 | 0 | 0 | 0 | 0 | 0 | 0
F7_Industrial_Industrial - WA_Existing_Space Heating_Natural Gas_Furnace_A_Achievable Economic UCT Potential | F7 | Industrial | Industrial - WA | Existing | Space Heating | Natural Gas | Furnace | A | Incremental Energy Savings (MWh or mTherms) | Achievable Economic UCT Potential | 0 | 0 | 0 | 0 | 0 | 0 | 0 | 0 | 0 | 0 | 0 | 0 | 0 | 0 | 0 | 0 | 0 | 0 | 0 | 0 | 0 | 0 | 0 | 0 | 0 | 0 | 0
F8_Industrial_Industrial - WA_Existing_Space Heating_Natural Gas_Furnace_A_Achievable Economic UCT Potential | F8 | Industrial | Industrial - WA | Existing | Space Heating | Natural Gas | Furnace | A | Incremental Summer Peak Savings (MW) | Achievable Economic UCT Potential | 0 | 0 | 0 | 0 | 0 | 0 | 0 | 0 | 0 | 0 | 0 | 0 | 0 | 0 | 0 | 0 | 0 | 0 | 0 | 0 | 0 | 0 | 0 | 0 | 0 | 0 | 0
F9_Industrial_Industrial - WA_Existing_Space Heating_Natural Gas_Furnace_A_Achievable Economic UCT Potential | F9 | Industrial | Industrial - WA | Existing | Space Heating | Natural Gas | Furnace | A | Incremental Winter Peak Savings (MW) | Achievable Economic UCT Potential | 0 | 0 | 0 | 0 | 0 | 0 | 0 | 0 | 0 | 0 | 0 | 0 | 0 | 0 | 0 | 0 | 0 | 0 | 0 | 0 | 0 | 0 | 0 | 0 | 0 | 0 | 0
F10_Industrial_Industrial - WA_Existing_Space Heating_Natural Gas_Furnace_A_Achievable Economic UCT Potential | F10 | Industrial | Industrial - WA | Existing | Space Heating | Natural Gas | Furnace | A | Cumulative Energy Savings (MWh or mTherms) | Achievable Economic UCT Potential | 0 | 0 | 0 | 0 | 0 | 0 | 0 | 0 | 0 | 0 | 0 | 0 | 0 | 0 | 0 | 0 | 0 | 0 | 0 | 0 | 0 | 0 | 0 | 0 | 0 | 0 | 0
F11_Industrial_Industrial - WA_Existing_Space Heating_Natural Gas_Furnace_A_Achievable Economic UCT Potential | F11 | Industrial | Industrial - WA | Existing | Space Heating | Natural Gas | Furnace | A | Cumulative Summer Peak Savings (MW) | Achievable Economic UCT Potential | 0 | 0 | 0 | 0 | 0 | 0 | 0 | 0 | 0 | 0 | 0 | 0 | 0 | 0 | 0 | 0 | 0 | 0 | 0 | 0 | 0 | 0 | 0 | 0 | 0 | 0 | 0
F12_Industrial_Industrial - WA_Existing_Space Heating_Natural Gas_Furnace_A_Achievable Economic UCT Potential | F12 | Industrial | Industrial - WA | Existing | Space Heating | Natural Gas | Furnace | A | Cumulative Winter Peak Savings (MW) | Achievable Economic UCT Potential | 0 | 0 | 0 | 0 | 0 | 0 | 0 | 0 | 0 | 0 | 0 | 0 | 0 | 0 | 0 | 0 | 0 | 0 | 0 | 0 | 0 | 0 | 0 | 0 | 0 | 0 | 0
F13_Industrial_Industrial - WA_Existing_Space Heating_Natural Gas_Furnace_A_Achievable Economic UCT Potential | F13 | Industrial | Industrial - WA | Existing | Space Heating | Natural Gas | Furnace | A | Purchases (Incremental) | Achievable Economic UCT Potential | 0 | 0 | 0 | 0 | 0 | 0 | 0 | 0 | 0 | 0 | 0 | 0 | 0 | 0 | 0 | 0 | 0 | 0 | 0 | 0 | 0 | 0 | 0 | 0 | 0 | 0 | 0
F14_Industrial_Industrial - WA_Existing_Space Heating_Natural Gas_Furnace_A_Achievable Economic UCT Potential | F14 | Industrial | Industrial - WA | Existing | Space Heating | Natural Gas | Furnace | A | Purchases (Cumulative) | Achievable Economic UCT Potential | 0 | 0 | 0 | 0 | 0 | 0 | 0 | 0 | 0 | 0 | 0 | 0 | 0 | 0 | 0 | 0 | 0 | 0 | 0 | 0 | 0 | 0 | 0 | 0 | 0 | 0 | 0
F1_Industrial_Industrial - WA_Existing_Space Heating_Natural Gas_Boiler_A_Achievable Economic UCT Potential | F1 | Industrial | Industrial - WA | Existing | Space Heating | Natural Gas | Boiler | A | Original Unit Energy Savings (kWh or therms) | Achievable Economic UCT Potential | 0 | 49.1964 | 49.0056 | 49.0056 | 49.0056 | 49.0056 | 49.0056 | 49.0056 | 49.0056 | 49.0056 | 49.0056 | 49.0056 | 49.0056 | 49.0056 | 49.0056 | 49.0056 | 49.0056 | 49.0056 | 49.0056 | 49.0056 | 49.0056 | 49.0056 | 49.0056 | 49.0056 | 49.0056 | 49.0056 | 49.0056
F2_Industrial_Industrial - WA_Existing_Space Heating_Natural Gas_Boiler_A_Achievable Economic UCT Potential | F2 | Industrial | Industrial - WA | Existing | Space Heating | Natural Gas | Boiler | A | Original Unit Summer Peak Savings (kW) | Achievable Economic UCT Potential | 0 | 0 | 0 | 0 | 0 | 0 | 0 | 0 | 0 | 0 | 0 | 0 | 0 | 0 | 0 | 0 | 0 | 0 | 0 | 0 | 0 | 0 | 0 | 0 | 0 | 0 | 0
F3_Industrial_Industrial - WA_Existing_Space Heating_Natural Gas_Boiler_A_Achievable Economic UCT Potential | F3 | Industrial | Industrial - WA | Existing | Space Heating | Natural Gas | Boiler | A | Original Unit Winter Peak Savings (kW) | Achievable Economic UCT Potential | 0 | 0 | 0 | 0 | 0 | 0 | 0 | 0 | 0 | 0 | 0 | 0 | 0 | 0 | 0 | 0 | 0 | 0 | 0 | 0 | 0 | 0 | 0 | 0 | 0 | 0 | 0
F4_Industrial_Industrial - WA_Existing_Space Heating_Natural Gas_Boiler_A_Achievable Economic UCT Potential | F4 | Industrial | Industrial - WA | Existing | Space Heating | Natural Gas | Boiler | A | Standalone Impact on Baseline Energy (%) | Achievable Economic UCT Potential | 0 | 0 | 0 | 0 | 0 | 0 | 0 | 0 | 0 | 0 | 0 | 0 | 0 | 0 | 0 | 0 | 0 | 0 | 0 | 0 | 0 | 0 | 0 | 0 | 0 | 0 | 0
F5_Industrial_Industrial - WA_Existing_Space Heating_Natural Gas_Boiler_A_Achievable Economic UCT Potential | F5 | Industrial | Industrial - WA | Existing | Space Heating | Natural Gas | Boiler | A | Standalone Impact on Baseline Summer Peak (%) | Achievable Economic UCT Potential | 0 | 0 | 0 | 0 | 0 | 0 | 0 | 0 | 0 | 0 | 0 | 0 | 0 | 0 | 0 | 0 | 0 | 0 | 0 | 0 | 0 | 0 | 0 | 0 | 0 | 0 | 0
F6_Industrial_Industrial - WA_Existing_Space Heating_Natural Gas_Boiler_A_Achievable Economic UCT Potential | F6 | Industrial | Industrial - WA | Existing | Space Heating | Natural Gas | Boiler | A | Standalone Impact on Baseline Winter Peak (%) | Achievable Economic UCT Potential | 0 | 0 | 0 | 0 | 0 | 0 | 0 | 0 | 0 | 0 | 0 | 0 | 0 | 0 | 0 | 0 | 0 | 0 | 0 | 0 | 0 | 0 | 0 | 0 | 0 | 0 | 0
F7_Industrial_Industrial - WA_Existing_Space Heating_Natural Gas_Boiler_A_Achievable Economic UCT Potential | F7 | Industrial | Industrial - WA | Existing | Space Heating | Natural Gas | Boiler | A | Incremental Energy Savings (MWh or mTherms) | Achievable Economic UCT Potential | 0 | 0 | 0 | 0 | 0 | 0 | 0 | 0 | 0 | 0 | 0 | 0 | 0 | 0 | 0 | 0 | 0 | 0 | 0 | 0 | 0 | 0 | 0 | 0 | 0 | 0 | 0
F8_Industrial_Industrial - WA_Existing_Space Heating_Natural Gas_Boiler_A_Achievable Economic UCT Potential | F8 | Industrial | Industrial - WA | Existing | Space Heating | Natural Gas | Boiler | A | Incremental Summer Peak Savings (MW) | Achievable Economic UCT Potential | 0 | 0 | 0 | 0 | 0 | 0 | 0 | 0 | 0 | 0 | 0 | 0 | 0 | 0 | 0 | 0 | 0 | 0 | 0 | 0 | 0 | 0 | 0 | 0 | 0 | 0 | 0
F9_Industrial_Industrial - WA_Existing_Space Heating_Natural Gas_Boiler_A_Achievable Economic UCT Potential | F9 | Industrial | Industrial - WA | Existing | Space Heating | Natural Gas | Boiler | A | Incremental Winter Peak Savings (MW) | Achievable Economic UCT Potential | 0 | 0 | 0 | 0 | 0 | 0 | 0 | 0 | 0 | 0 | 0 | 0 | 0 | 0 | 0 | 0 | 0 | 0 | 0 | 0 | 0 | 0 | 0 | 0 | 0 | 0 | 0
F10_Industrial_Industrial - WA_Existing_Space Heating_Natural Gas_Boiler_A_Achievable Economic UCT Potential | F10 | Industrial | Industrial - WA | Existing | Space Heating | Natural Gas | Boiler | A | Cumulative Energy Savings (MWh or mTherms) | Achievable Economic UCT Potential | 0 | 0 | 0 | 0 | 0 | 0 | 0 | 0 | 0 | 0 | 0 | 0 | 0 | 0 | 0 | 0 | 0 | 0 | 0 | 0 | 0 | 0 | 0 | 0 | 0 | 0 | 0
F11_Industrial_Industrial - WA_Existing_Space Heating_Natural Gas_Boiler_A_Achievable Economic UCT Potential | F11 | Industrial | Industrial - WA | Existing | Space Heating | Natural Gas | Boiler | A | Cumulative Summer Peak Savings (MW) | Achievable Economic UCT Potential | 0 | 0 | 0 | 0 | 0 | 0 | 0 | 0 | 0 | 0 | 0 | 0 | 0 | 0 | 0 | 0 | 0 | 0 | 0 | 0 | 0 | 0 | 0 | 0 | 0 | 0 | 0
F12_Industrial_Industrial - WA_Existing_Space Heating_Natural Gas_Boiler_A_Achievable Economic UCT Potential | F12 | Industrial | Industrial - WA | Existing | Space Heating | Natural Gas | Boiler | A | Cumulative Winter Peak Savings (MW) | Achievable Economic UCT Potential | 0 | 0 | 0 | 0 | 0 | 0 | 0 | 0 | 0 | 0 | 0 | 0 | 0 | 0 | 0 | 0 | 0 | 0 | 0 | 0 | 0 | 0 | 0 | 0 | 0 | 0 | 0
F13_Industrial_Industrial - WA_Existing_Space Heating_Natural Gas_Boiler_A_Achievable Economic UCT Potential | F13 | Industrial | Industrial - WA | Existing | Space Heating | Natural Gas | Boiler | A | Purchases (Incremental) | Achievable Economic UCT Potential | 0 | 0 | 0 | 0 | 0 | 0 | 0 | 0 | 0 | 0 | 0 | 0 | 0 | 0 | 0 | 0 | 0 | 0 | 0 | 0 | 0 | 0 | 0 | 0 | 0 | 0 | 0
F14_Industrial_Industrial - WA_Existing_Space Heating_Natural Gas_Boiler_A_Achievable Economic UCT Potential | F14 | Industrial | Industrial - WA | Existing | Space Heating | Natural Gas | Boiler | A | Purchases (Cumulative) | Achievable Economic UCT Potential | 0 | 0 | 0 | 0 | 0 | 0 | 0 | 0 | 0 | 0 | 0 | 0 | 0 | 0 | 0 | 0 | 0 | 0 | 0 | 0 | 0 | 0 | 0 | 0 | 0 | 0 | 0
F1_Industrial_Industrial - WA_Existing_Space Heating_Natural Gas_Unit Heater_A_Achievable Economic UCT Potential | F1 | Industrial | Industrial - WA | Existing | Space Heating | Natural Gas | Unit Heater | A | Original Unit Energy Savings (kWh or therms) | Achievable Economic UCT Potential | 0 | 191840.798 | 191096.8947 | 191096.8947 | 191096.8947 | 191096.8947 | 191096.8947 | 191096.8947 | 191096.8947 | 191096.8947 | 191096.8947 | 191096.8947 | 191096.8947 | 191096.8947 | 191096.8947 | 191096.8947 | 191096.8947 | 191096.8947 | 191096.8947 | 191096.8947 | 191096.8947 | 191096.8947 | 191096.8947 | 191096.8947 | 191096.8947 | 191096.8947 | 191096.8947
F2_Industrial_Industrial - WA_Existing_Space Heating_Natural Gas_Unit Heater_A_Achievable Economic UCT Potential | F2 | Industrial | Industrial - WA | Existing | Space Heating | Natural Gas | Unit Heater | A | Original Unit Summer Peak Savings (kW) | Achievable Economic UCT Potential | 0 | 0 | 0 | 0 | 0 | 0 | 0 | 0 | 0 | 0 | 0 | 0 | 0 | 0 | 0 | 0 | 0 | 0 | 0 | 0 | 0 | 0 | 0 | 0 | 0 | 0 | 0
F3_Industrial_Industrial - WA_Existing_Space Heating_Natural Gas_Unit Heater_A_Achievable Economic UCT Potential | F3 | Industrial | Industrial - WA | Existing | Space Heating | Natural Gas | Unit Heater | A | Original Unit Winter Peak Savings (kW) | Achievable Economic UCT Potential | 0 | 0 | 0 | 0 | 0 | 0 | 0 | 0 | 0 | 0 | 0 | 0 | 0 | 0 | 0 | 0 | 0 | 0 | 0 | 0 | 0 | 0 | 0 | 0 | 0 | 0 | 0
F4_Industrial_Industrial - WA_Existing_Space Heating_Natural Gas_Unit Heater_A_Achievable Economic UCT Potential | F4 | Industrial | Industrial - WA | Existing | Space Heating | Natural Gas | Unit Heater | A | Standalone Impact on Baseline Energy (%) | Achievable Economic UCT Potential | 0 | 0 | 4.3793e-05 | 0.00014024 | 0.0002974 | 0.00052262 | 0.00082261 | 0.0011975 | 0.001641 | 0.0021472 | 0.002711 | 0.0033276 | 0.003993 | 0.0047036 | 0.0054566 | 0.0062492 | 0.0070794 | 0.0078457 | 0.0085346 | 0.0091392 | 0.0096542 | 0.010074 | 0.010403 | 0.010652 | 0.010856 | 0.011062 | 0.011271
F5_Industrial_Industrial - WA_Existing_Space Heating_Natural Gas_Unit Heater_A_Achievable Economic UCT Potential | F5 | Industrial | Industrial - WA | Existing | Space Heating | Natural Gas | Unit Heater | A | Standalone Impact on Baseline Summer Peak (%) | Achievable Economic UCT Potential | 0 | 0 | 0 | 0 | 0 | 0 | 0 | 0 | 0 | 0 | 0 | 0 | 0 | 0 | 0 | 0 | 0 | 0 | 0 | 0 | 0 | 0 | 0 | 0 | 0 | 0 | 0
F6_Industrial_Industrial - WA_Existing_Space Heating_Natural Gas_Unit Heater_A_Achievable Economic UCT Potential | F6 | Industrial | Industrial - WA | Existing | Space Heating | Natural Gas | Unit Heater | A | Standalone Impact on Baseline Winter Peak (%) | Achievable Economic UCT Potential | 0 | 0 | 0 | 0 | 0 | 0 | 0 | 0 | 0 | 0 | 0 | 0 | 0 | 0 | 0 | 0 | 0 | 0 | 0 | 0 | 0 | 0 | 0 | 0 | 0 | 0 | 0
F7_Industrial_Industrial - WA_Existing_Space Heating_Natural Gas_Unit Heater_A_Achievable Economic UCT Potential | F7 | Industrial | Industrial - WA | Existing | Space Heating | Natural Gas | Unit Heater | A | Incremental Energy Savings (MWh or mTherms) | Achievable Economic UCT Potential | 0 | 0 | 0.0073182 | 0.01567 | 0.024824 | 0.034581 | 0.044774 | 0.05434 | 0.062344 | 0.068953 | 0.074341 | 0.078671 | 0.082097 | 0.084752 | 0.086756 | 0.088212 | 0.089208 | 0.077447 | 0.064657 | 0.051858 | 0.03912 | 0.026495 | 0.01495 | 0.0053395 | 0 | 0 | 0
F8_Industrial_Industrial - WA_Existing_Space Heating_Natural Gas_Unit Heater_A_Achievable Economic UCT Potential | F8 | Industrial | Industrial - WA | Existing | Space Heating | Natural Gas | Unit Heater | A | Incremental Summer Peak Savings (MW) | Achievable Economic UCT Potential | 0 | 0 | 0 | 0 | 0 | 0 | 0 | 0 | 0 | 0 | 0 | 0 | 0 | 0 | 0 | 0 | 0 | 0 | 0 | 0 | 0 | 0 | 0 | 0 | 0 | 0 | 0
F9_Industrial_Industrial - WA_Existing_Space Heating_Natural Gas_Unit Heater_A_Achievable Economic UCT Potential | F9 | Industrial | Industrial - WA | Existing | Space Heating | Natural Gas | Unit Heater | A | Incremental Winter Peak Savings (MW) | Achievable Economic UCT Potential | 0 | 0 | 0 | 0 | 0 | 0 | 0 | 0 | 0 | 0 | 0 | 0 | 0 | 0 | 0 | 0 | 0 | 0 | 0 | 0 | 0 | 0 | 0 | 0 | 0 | 0 | 0
F10_Industrial_Industrial - WA_Existing_Space Heating_Natural Gas_Unit Heater_A_Achievable Economic UCT Potential | F10 | Industrial | Industrial - WA | Existing | Space Heating | Natural Gas | Unit Heater | A | Cumulative Energy Savings (MWh or mTherms) | Achievable Economic UCT Potential | 0 | 0 | 0.0073182 | 0.022989 | 0.047813 | 0.082394 | 0.12717 | 0.18151 | 0.24385 | 0.3128 | 0.38715 | 0.46582 | 0.54791 | 0.63267 | 0.71942 | 0.80763 | 0.89684 | 0.97429 | 1.0389 | 1.0908 | 1.1299 | 1.1564 | 1.1714 | 1.1767 | 1.1767 | 1.1767 | 1.1767
F11_Industrial_Industrial - WA_Existing_Space Heating_Natural Gas_Unit Heater_A_Achievable Economic UCT Potential | F11 | Industrial | Industrial - WA | Existing | Space Heating | Natural Gas | Unit Heater | A | Cumulative Summer Peak Savings (MW) | Achievable Economic UCT Potential | 0 | 0 | 0 | 0 | 0 | 0 | 0 | 0 | 0 | 0 | 0 | 0 | 0 | 0 | 0 | 0 | 0 | 0 | 0 | 0 | 0 | 0 | 0 | 0 | 0 | 0 | 0
F12_Industrial_Industrial - WA_Existing_Space Heating_Natural Gas_Unit Heater_A_Achievable Economic UCT Potential | F12 | Industrial | Industrial - WA | Existing | Space Heating | Natural Gas | Unit Heater | A | Cumulative Winter Peak Savings (MW) | Achievable Economic UCT Potential | 0 | 0 | 0 | 0 | 0 | 0 | 0 | 0 | 0 | 0 | 0 | 0 | 0 | 0 | 0 | 0 | 0 | 0 | 0 | 0 | 0 | 0 | 0 | 0 | 0 | 0 | 0
F13_Industrial_Industrial - WA_Existing_Space Heating_Natural Gas_Unit Heater_A_Achievable Economic UCT Potential | F13 | Industrial | Industrial - WA | Existing | Space Heating | Natural Gas | Unit Heater | A | Purchases (Incremental) | Achievable Economic UCT Potential | 0 | 0 | 3.8296e-05 | 8.2002e-05 | 0.0001299 | 0.00018096 | 0.0002343 | 0.00028436 | 0.00032624 | 0.00036083 | 0.00038902 | 0.00041168 | 0.00042961 | 0.0004435 | 0.00045399 | 0.00046161 | 0.00046682 | 0.00040528 | 0.00033834 | 0.00027137 | 0.00020471 | 0.00013865 | 7.8235e-05 | 2.7941e-05 | 0 | 0 | 0
F14_Industrial_Industrial - WA_Existing_Space Heating_Natural Gas_Unit Heater_A_Achievable Economic UCT Potential | F14 | Industrial | Industrial - WA | Existing | Space Heating | Natural Gas | Unit Heater | A | Purchases (Cumulative) | Achievable Economic UCT Potential | 0 | 0 | 3.8296e-05 | 0.0001203 | 0.0002502 | 0.00043116 | 0.00066546 | 0.00094982 | 0.0012761 | 0.0016369 | 0.0020259 | 0.0024376 | 0.0028672 | 0.0033107 | 0.0037647 | 0.0042263 | 0.0046931 | 0.0050984 | 0.0054367 | 0.0057081 | 0.0059128 | 0.0060515 | 0.0061297 | 0.0061576 | 0.0061576 | 0.0061576 | 0.0061576
F1_Industrial_Industrial - WA_New_Space Heating_Natural Gas_Furnace_A_Achievable Economic UCT Potential | F1 | Industrial | Industrial - WA | New | Space Heating | Natural Gas | Furnace | A | Original Unit Energy Savings (kWh or therms) | Achievable Economic UCT Potential | 0 | 36.5821 | 36.4403 | 18.2201 | 18.2201 | 18.2201 | 18.2201 | 18.2201 | 18.2201 | 18.2201 | 18.2201 | 18.2201 | 18.2201 | 18.2201 | 18.2201 | 18.2201 | 18.2201 | 18.2201 | 18.2201 | 18.2201 | 18.2201 | 18.2201 | 18.2201 | 18.2201 | 18.2201 | 18.2201 | 18.2201
F2_Industrial_Industrial - WA_New_Space Heating_Natural Gas_Furnace_A_Achievable Economic UCT Potential | F2 | Industrial | Industrial - WA | New | Space Heating | Natural Gas | Furnace | A | Original Unit Summer Peak Savings (kW) | Achievable Economic UCT Potential | 0 | 0 | 0 | 0 | 0 | 0 | 0 | 0 | 0 | 0 | 0 | 0 | 0 | 0 | 0 | 0 | 0 | 0 | 0 | 0 | 0 | 0 | 0 | 0 | 0 | 0 | 0
F3_Industrial_Industrial - WA_New_Space Heating_Natural Gas_Furnace_A_Achievable Economic UCT Potential | F3 | Industrial | Industrial - WA | New | Space Heating | Natural Gas | Furnace | A | Original Unit Winter Peak Savings (kW) | Achievable Economic UCT Potential | 0 | 0 | 0 | 0 | 0 | 0 | 0 | 0 | 0 | 0 | 0 | 0 | 0 | 0 | 0 | 0 | 0 | 0 | 0 | 0 | 0 | 0 | 0 | 0 | 0 | 0 | 0
F4_Industrial_Industrial - WA_New_Space Heating_Natural Gas_Furnace_A_Achievable Economic UCT Potential | F4 | Industrial | Industrial - WA | New | Space Heating | Natural Gas | Furnace | A | Standalone Impact on Baseline Energy (%) | Achievable Economic UCT Potential | 0 | 0 | 0 | 0 | 0 | 0 | 0 | 0 | 0 | 0 | 0 | 0 | 0 | 0 | 0 | 0 | 0 | 0 | 0 | 0 | 0 | 0 | 0 | 0 | 0 | 0 | 0
F5_Industrial_Industrial - WA_New_Space Heating_Natural Gas_Furnace_A_Achievable Economic UCT Potential | F5 | Industrial | Industrial - WA | New | Space Heating | Natural Gas | Furnace | A | Standalone Impact on Baseline Summer Peak (%) | Achievable Economic UCT Potential | 0 | 0 | 0 | 0 | 0 | 0 | 0 | 0 | 0 | 0 | 0 | 0 | 0 | 0 | 0 | 0 | 0 | 0 | 0 | 0 | 0 | 0 | 0 | 0 | 0 | 0 | 0
F6_Industrial_Industrial - WA_New_Space Heating_Natural Gas_Furnace_A_Achievable Economic UCT Potential | F6 | Industrial | Industrial - WA | New | Space Heating | Natural Gas | Furnace | A | Standalone Impact on Baseline Winter Peak (%) | Achievable Economic UCT Potential | 0 | 0 | 0 | 0 | 0 | 0 | 0 | 0 | 0 | 0 | 0 | 0 | 0 | 0 | 0 | 0 | 0 | 0 | 0 | 0 | 0 | 0 | 0 | 0 | 0 | 0 | 0
F7_Industrial_Industrial - WA_New_Space Heating_Natural Gas_Furnace_A_Achievable Economic UCT Potential | F7 | Industrial | Industrial - WA | New | Space Heating | Natural Gas | Furnace | A | Incremental Energy Savings (MWh or mTherms) | Achievable Economic UCT Potential | 0 | 0 | 0 | 0 | 0 | 0 | 0 | 0 | 0 | 0 | 0 | 0 | 0 | 0 | 0 | 0 | 0 | 0 | 0 | 0 | 0 | 0 | 0 | 0 | 0 | 0 | 0
F8_Industrial_Industrial - WA_New_Space Heating_Natural Gas_Furnace_A_Achievable Economic UCT Potential | F8 | Industrial | Industrial - WA | New | Space Heating | Natural Gas | Furnace | A | Incremental Summer Peak Savings (MW) | Achievable Economic UCT Potential | 0 | 0 | 0 | 0 | 0 | 0 | 0 | 0 | 0 | 0 | 0 | 0 | 0 | 0 | 0 | 0 | 0 | 0 | 0 | 0 | 0 | 0 | 0 | 0 | 0 | 0 | 0
F9_Industrial_Industrial - WA_New_Space Heating_Natural Gas_Furnace_A_Achievable Economic UCT Potential | F9 | Industrial | Industrial - WA | New | Space Heating | Natural Gas | Furnace | A | Incremental Winter Peak Savings (MW) | Achievable Economic UCT Potential | 0 | 0 | 0 | 0 | 0 | 0 | 0 | 0 | 0 | 0 | 0 | 0 | 0 | 0 | 0 | 0 | 0 | 0 | 0 | 0 | 0 | 0 | 0 | 0 | 0 | 0 | 0
F10_Industrial_Industrial - WA_New_Space Heating_Natural Gas_Furnace_A_Achievable Economic UCT Potential | F10 | Industrial | Industrial - WA | New | Space Heating | Natural Gas | Furnace | A | Cumulative Energy Savings (MWh or mTherms) | Achievable Economic UCT Potential | 0 | 0 | 0 | 0 | 0 | 0 | 0 | 0 | 0 | 0 | 0 | 0 | 0 | 0 | 0 | 0 | 0 | 0 | 0 | 0 | 0 | 0 | 0 | 0 | 0 | 0 | 0
F11_Industrial_Industrial - WA_New_Space Heating_Natural Gas_Furnace_A_Achievable Economic UCT Potential | F11 | Industrial | Industrial - WA | New | Space Heating | Natural Gas | Furnace | A | Cumulative Summer Peak Savings (MW) | Achievable Economic UCT Potential | 0 | 0 | 0 | 0 | 0 | 0 | 0 | 0 | 0 | 0 | 0 | 0 | 0 | 0 | 0 | 0 | 0 | 0 | 0 | 0 | 0 | 0 | 0 | 0 | 0 | 0 | 0
F12_Industrial_Industrial - WA_New_Space Heating_Natural Gas_Furnace_A_Achievable Economic UCT Potential | F12 | Industrial | Industrial - WA | New | Space Heating | Natural Gas | Furnace | A | Cumulative Winter Peak Savings (MW) | Achievable Economic UCT Potential | 0 | 0 | 0 | 0 | 0 | 0 | 0 | 0 | 0 | 0 | 0 | 0 | 0 | 0 | 0 | 0 | 0 | 0 | 0 | 0 | 0 | 0 | 0 | 0 | 0 | 0 | 0
F13_Industrial_Industrial - WA_New_Space Heating_Natural Gas_Furnace_A_Achievable Economic UCT Potential | F13 | Industrial | Industrial - WA | New | Space Heating | Natural Gas | Furnace | A | Purchases (Incremental) | Achievable Economic UCT Potential | 0 | 0 | 0 | 0 | 0 | 0 | 0 | 0 | 0 | 0 | 0 | 0 | 0 | 0 | 0 | 0 | 0 | 0 | 0 | 0 | 0 | 0 | 0 | 0 | 0 | 0 | 0
F14_Industrial_Industrial - WA_New_Space Heating_Natural Gas_Furnace_A_Achievable Economic UCT Potential | F14 | Industrial | Industrial - WA | New | Space Heating | Natural Gas | Furnace | A | Purchases (Cumulative) | Achievable Economic UCT Potential | 0 | 0 | 0 | 0 | 0 | 0 | 0 | 0 | 0 | 0 | 0 | 0 | 0 | 0 | 0 | 0 | 0 | 0 | 0 | 0 | 0 | 0 | 0 | 0 | 0 | 0 | 0
F1_Industrial_Industrial - WA_New_Space Heating_Natural Gas_Boiler_A_Achievable Economic UCT Potential | F1 | Industrial | Industrial - WA | New | Space Heating | Natural Gas | Boiler | A | Original Unit Energy Savings (kWh or therms) | Achievable Economic UCT Potential | 0 | 44.0904 | 43.9194 | 43.9194 | 43.9194 | 43.9194 | 43.9194 | 43.9194 | 43.9194 | 43.9194 | 43.9194 | 43.9194 | 43.9194 | 43.9194 | 43.9194 | 43.9194 | 43.9194 | 43.9194 | 43.9194 | 43.9194 | 43.9194 | 43.9194 | 43.9194 | 43.9194 | 43.9194 | 43.9194 | 43.9194
F2_Industrial_Industrial - WA_New_Space Heating_Natural Gas_Boiler_A_Achievable Economic UCT Potential | F2 | Industrial | Industrial - WA | New | Space Heating | Natural Gas | Boiler | A | Original Unit Summer Peak Savings (kW) | Achievable Economic UCT Potential | 0 | 0 | 0 | 0 | 0 | 0 | 0 | 0 | 0 | 0 | 0 | 0 | 0 | 0 | 0 | 0 | 0 | 0 | 0 | 0 | 0 | 0 | 0 | 0 | 0 | 0 | 0
F3_Industrial_Industrial - WA_New_Space Heating_Natural Gas_Boiler_A_Achievable Economic UCT Potential | F3 | Industrial | Industrial - WA | New | Space Heating | Natural Gas | Boiler | A | Original Unit Winter Peak Savings (kW) | Achievable Economic UCT Potential | 0 | 0 | 0 | 0 | 0 | 0 | 0 | 0 | 0 | 0 | 0 | 0 | 0 | 0 | 0 | 0 | 0 | 0 | 0 | 0 | 0 | 0 | 0 | 0 | 0 | 0 | 0
F4_Industrial_Industrial - WA_New_Space Heating_Natural Gas_Boiler_A_Achievable Economic UCT Potential | F4 | Industrial | Industrial - WA | New | Space Heating | Natural Gas | Boiler | A | Standalone Impact on Baseline Energy (%) | Achievable Economic UCT Potential | 0 | 0 | 0 | 0 | 0 | 0 | 0 | 0 | 0 | 0 | 0 | 0 | 0 | 0 | 0 | 0 | 0 | 0 | 0 | 0 | 0 | 0 | 0 | 0 | 0 | 0 | 0
F5_Industrial_Industrial - WA_New_Space Heating_Natural Gas_Boiler_A_Achievable Economic UCT Potential | F5 | Industrial | Industrial - WA | New | Space Heating | Natural Gas | Boiler | A | Standalone Impact on Baseline Summer Peak (%) | Achievable Economic UCT Potential | 0 | 0 | 0 | 0 | 0 | 0 | 0 | 0 | 0 | 0 | 0 | 0 | 0 | 0 | 0 | 0 | 0 | 0 | 0 | 0 | 0 | 0 | 0 | 0 | 0 | 0 | 0
F6_Industrial_Industrial - WA_New_Space Heating_Natural Gas_Boiler_A_Achievable Economic UCT Potential | F6 | Industrial | Industrial - WA | New | Space Heating | Natural Gas | Boiler | A | Standalone Impact on Baseline Winter Peak (%) | Achievable Economic UCT Potential | 0 | 0 | 0 | 0 | 0 | 0 | 0 | 0 | 0 | 0 | 0 | 0 | 0 | 0 | 0 | 0 | 0 | 0 | 0 | 0 | 0 | 0 | 0 | 0 | 0 | 0 | 0
F7_Industrial_Industrial - WA_New_Space Heating_Natural Gas_Boiler_A_Achievable Economic UCT Potential | F7 | Industrial | Industrial - WA | New | Space Heating | Natural Gas | Boiler | A | Incremental Energy Savings (MWh or mTherms) | Achievable Economic UCT Potential | 0 | 0 | 0 | 0 | 0 | 0 | 0 | 0 | 0 | 0 | 0 | 0 | 0 | 0 | 0 | 0 | 0 | 0 | 0 | 0 | 0 | 0 | 0 | 0 | 0 | 0 | 0
F8_Industrial_Industrial - WA_New_Space Heating_Natural Gas_Boiler_A_Achievable Economic UCT Potential | F8 | Industrial | Industrial - WA | New | Space Heating | Natural Gas | Boiler | A | Incremental Summer Peak Savings (MW) | Achievable Economic UCT Potential | 0 | 0 | 0 | 0 | 0 | 0 | 0 | 0 | 0 | 0 | 0 | 0 | 0 | 0 | 0 | 0 | 0 | 0 | 0 | 0 | 0 | 0 | 0 | 0 | 0 | 0 | 0
F9_Industrial_Industrial - WA_New_Space Heating_Natural Gas_Boiler_A_Achievable Economic UCT Potential | F9 | Industrial | Industrial - WA | New | Space Heating | Natural Gas | Boiler | A | Incremental Winter Peak Savings (MW) | Achievable Economic UCT Potential | 0 | 0 | 0 | 0 | 0 | 0 | 0 | 0 | 0 | 0 | 0 | 0 | 0 | 0 | 0 | 0 | 0 | 0 | 0 | 0 | 0 | 0 | 0 | 0 | 0 | 0 | 0
F10_Industrial_Industrial - WA_New_Space Heating_Natural Gas_Boiler_A_Achievable Economic UCT Potential | F10 | Industrial | Industrial - WA | New | Space Heating | Natural Gas | Boiler | A | Cumulative Energy Savings (MWh or mTherms) | Achievable Economic UCT Potential | 0 | 0 | 0 | 0 | 0 | 0 | 0 | 0 | 0 | 0 | 0 | 0 | 0 | 0 | 0 | 0 | 0 | 0 | 0 | 0 | 0 | 0 | 0 | 0 | 0 | 0 | 0
F11_Industrial_Industrial - WA_New_Space Heating_Natural Gas_Boiler_A_Achievable Economic UCT Potential | F11 | Industrial | Industrial - WA | New | Space Heating | Natural Gas | Boiler | A | Cumulative Summer Peak Savings (MW) | Achievable Economic UCT Potential | 0 | 0 | 0 | 0 | 0 | 0 | 0 | 0 | 0 | 0 | 0 | 0 | 0 | 0 | 0 | 0 | 0 | 0 | 0 | 0 | 0 | 0 | 0 | 0 | 0 | 0 | 0
F12_Industrial_Industrial - WA_New_Space Heating_Natural Gas_Boiler_A_Achievable Economic UCT Potential | F12 | Industrial | Industrial - WA | New | Space Heating | Natural Gas | Boiler | A | Cumulative Winter Peak Savings (MW) | Achievable Economic UCT Potential | 0 | 0 | 0 | 0 | 0 | 0 | 0 | 0 | 0 | 0 | 0 | 0 | 0 | 0 | 0 | 0 | 0 | 0 | 0 | 0 | 0 | 0 | 0 | 0 | 0 | 0 | 0
F13_Industrial_Industrial - WA_New_Space Heating_Natural Gas_Boiler_A_Achievable Economic UCT Potential | F13 | Industrial | Industrial - WA | New | Space Heating | Natural Gas | Boiler | A | Purchases (Incremental) | Achievable Economic UCT Potential | 0 | 0 | 0 | 0 | 0 | 0 | 0 | 0 | 0 | 0 | 0 | 0 | 0 | 0 | 0 | 0 | 0 | 0 | 0 | 0 | 0 | 0 | 0 | 0 | 0 | 0 | 0
F14_Industrial_Industrial - WA_New_Space Heating_Natural Gas_Boiler_A_Achievable Economic UCT Potential | F14 | Industrial | Industrial - WA | New | Space Heating | Natural Gas | Boiler | A | Purchases (Cumulative) | Achievable Economic UCT Potential | 0 | 0 | 0 | 0 | 0 | 0 | 0 | 0 | 0 | 0 | 0 | 0 | 0 | 0 | 0 | 0 | 0 | 0 | 0 | 0 | 0 | 0 | 0 | 0 | 0 | 0 | 0
F1_Industrial_Industrial - WA_New_Space Heating_Natural Gas_Unit Heater_A_Achievable Economic UCT Potential | F1 | Industrial | Industrial - WA | New | Space Heating | Natural Gas | Unit Heater | A | Original Unit Energy Savings (kWh or therms) | Achievable Economic UCT Potential | 0 | 191840.798 | 191096.8947 | 191096.8947 | 191096.8947 | 191096.8947 | 191096.8947 | 191096.8947 | 191096.8947 | 191096.8947 | 191096.8947 | 191096.8947 | 191096.8947 | 191096.8947 | 191096.8947 | 191096.8947 | 191096.8947 | 191096.8947 | 191096.8947 | 191096.8947 | 191096.8947 | 191096.8947 | 191096.8947 | 191096.8947 | 191096.8947 | 191096.8947 | 191096.8947
F2_Industrial_Industrial - WA_New_Space Heating_Natural Gas_Unit Heater_A_Achievable Economic UCT Potential | F2 | Industrial | Industrial - WA | New | Space Heating | Natural Gas | Unit Heater | A | Original Unit Summer Peak Savings (kW) | Achievable Economic UCT Potential | 0 | 0 | 0 | 0 | 0 | 0 | 0 | 0 | 0 | 0 | 0 | 0 | 0 | 0 | 0 | 0 | 0 | 0 | 0 | 0 | 0 | 0 | 0 | 0 | 0 | 0 | 0
F3_Industrial_Industrial - WA_New_Space Heating_Natural Gas_Unit Heater_A_Achievable Economic UCT Potential | F3 | Industrial | Industrial - WA | New | Space Heating | Natural Gas | Unit Heater | A | Original Unit Winter Peak Savings (kW) | Achievable Economic UCT Potential | 0 | 0 | 0 | 0 | 0 | 0 | 0 | 0 | 0 | 0 | 0 | 0 | 0 | 0 | 0 | 0 | 0 | 0 | 0 | 0 | 0 | 0 | 0 | 0 | 0 | 0 | 0
F4_Industrial_Industrial - WA_New_Space Heating_Natural Gas_Unit Heater_A_Achievable Economic UCT Potential | F4 | Industrial | Industrial - WA | New | Space Heating | Natural Gas | Unit Heater | A | Standalone Impact on Baseline Energy (%) | Achievable Economic UCT Potential | 0 | 0 | 0.00094322 | 0.0017476 | 0.0024903 | 0.0031829 | 0.0037307 | 0.0043249 | 0.004931 | 0.0055281 | 0.0061042 | 0.0066525 | 0.00717 | 0.0076557 | 0.0081098 | 0.0085334 | 0.0089283 | 0.0092903 | 0.0097022 | 0.010135 | 0.010575 | 0.011089 | 0.011515 | 0.011874 | 0.012182 | 0.012451 | 0.012691
F5_Industrial_Industrial - WA_New_Space Heating_Natural Gas_Unit Heater_A_Achievable Economic UCT Potential | F5 | Industrial | Industrial - WA | New | Space Heating | Natural Gas | Unit Heater | A | Standalone Impact on Baseline Summer Peak (%) | Achievable Economic UCT Potential | 0 | 0 | 0 | 0 | 0 | 0 | 0 | 0 | 0 | 0 | 0 | 0 | 0 | 0 | 0 | 0 | 0 | 0 | 0 | 0 | 0 | 0 | 0 | 0 | 0 | 0 | 0
F6_Industrial_Industrial - WA_New_Space Heating_Natural Gas_Unit Heater_A_Achievable Economic UCT Potential | F6 | Industrial | Industrial - WA | New | Space Heating | Natural Gas | Unit Heater | A | Standalone Impact on Baseline Winter Peak (%) | Achievable Economic UCT Potential | 0 | 0 | 0 | 0 | 0 | 0 | 0 | 0 | 0 | 0 | 0 | 0 | 0 | 0 | 0 | 0 | 0 | 0 | 0 | 0 | 0 | 0 | 0 | 0 | 0 | 0 | 0
F7_Industrial_Industrial - WA_New_Space Heating_Natural Gas_Unit Heater_A_Achievable Economic UCT Potential | F7 | Industrial | Industrial - WA | New | Space Heating | Natural Gas | Unit Heater | A | Incremental Energy Savings (MWh or mTherms) | Achievable Economic UCT Potential | 0 | 0 | 0.01519 | 0.021993 | 0.025925 | 0.028049 | 0.024169 | 0.028037 | 0.030925 | 0.033047 | 0.034568 | 0.035619 | 0.036303 | 0.036701 | 0.036877 | 0.03688 | 0.036749 | 0.036203 | 0.04002 | 0.042221 | 0.043677 | 0.049415 | 0.04539 | 0.042248 | 0.039788 | 0.037852 | 0.03632
F8_Industrial_Industrial - WA_New_Space Heating_Natural Gas_Unit Heater_A_Achievable Economic UCT Potential | F8 | Industrial | Industrial - WA | New | Space Heating | Natural Gas | Unit Heater | A | Incremental Summer Peak Savings (MW) | Achievable Economic UCT Potential | 0 | 0 | 0 | 0 | 0 | 0 | 0 | 0 | 0 | 0 | 0 | 0 | 0 | 0 | 0 | 0 | 0 | 0 | 0 | 0 | 0 | 0 | 0 | 0 | 0 | 0 | 0
F9_Industrial_Industrial - WA_New_Space Heating_Natural Gas_Unit Heater_A_Achievable Economic UCT Potential | F9 | Industrial | Industrial - WA | New | Space Heating | Natural Gas | Unit Heater | A | Incremental Winter Peak Savings (MW) | Achievable Economic UCT Potential | 0 | 0 | 0 | 0 | 0 | 0 | 0 | 0 | 0 | 0 | 0 | 0 | 0 | 0 | 0 | 0 | 0 | 0 | 0 | 0 | 0 | 0 | 0 | 0 | 0 | 0 | 0
F10_Industrial_Industrial - WA_New_Space Heating_Natural Gas_Unit Heater_A_Achievable Economic UCT Potential | F10 | Industrial | Industrial - WA | New | Space Heating | Natural Gas | Unit Heater | A | Cumulative Energy Savings (MWh or mTherms) | Achievable Economic UCT Potential | 0 | 0 | 0.01519 | 0.037182 | 0.063108 | 0.091156 | 0.11533 | 0.14336 | 0.17429 | 0.20733 | 0.2419 | 0.27752 | 0.31382 | 0.35053 | 0.3874 | 0.42428 | 0.46103 | 0.49723 | 0.53725 | 0.57948 | 0.62315 | 0.67257 | 0.71796 | 0.76021 | 0.79999 | 0.83785 | 0.87417
F11_Industrial_Industrial - WA_New_Space Heating_Natural Gas_Unit Heater_A_Achievable Economic UCT Potential | F11 | Industrial | Industrial - WA | New | Space Heating | Natural Gas | Unit Heater | A | Cumulative Summer Peak Savings (MW) | Achievable Economic UCT Potential | 0 | 0 | 0 | 0 | 0 | 0 | 0 | 0 | 0 | 0 | 0 | 0 | 0 | 0 | 0 | 0 | 0 | 0 | 0 | 0 | 0 | 0 | 0 | 0 | 0 | 0 | 0
F12_Industrial_Industrial - WA_New_Space Heating_Natural Gas_Unit Heater_A_Achievable Economic UCT Potential | F12 | Industrial | Industrial - WA | New | Space Heating | Natural Gas | Unit Heater | A | Cumulative Winter Peak Savings (MW) | Achievable Economic UCT Potential | 0 | 0 | 0 | 0 | 0 | 0 | 0 | 0 | 0 | 0 | 0 | 0 | 0 | 0 | 0 | 0 | 0 | 0 | 0 | 0 | 0 | 0 | 0 | 0 | 0 | 0 | 0
F13_Industrial_Industrial - WA_New_Space Heating_Natural Gas_Unit Heater_A_Achievable Economic UCT Potential | F13 | Industrial | Industrial - WA | New | Space Heating | Natural Gas | Unit Heater | A | Purchases (Incremental) | Achievable Economic UCT Potential | 0 | 0 | 7.9487e-05 | 0.00011509 | 0.00013567 | 0.00014678 | 0.00012648 | 0.00014671 | 0.00016183 | 0.00017293 | 0.00018089 | 0.00018639 | 0.00018997 | 0.00019206 | 0.00019298 | 0.00019299 | 0.00019231 | 0.00018945 | 0.00020942 | 0.00022094 | 0.00022856 | 0.00025859 | 0.00023753 | 0.00022108 | 0.00020821 | 0.00019808 | 0.00019006
F14_Industrial_Industrial - WA_New_Space Heating_Natural Gas_Unit Heater_A_Achievable Economic UCT Potential | F14 | Industrial | Industrial - WA | New | Space Heating | Natural Gas | Unit Heater | A | Purchases (Cumulative) | Achievable Economic UCT Potential | 0 | 0 | 7.9487e-05 | 0.00019457 | 0.00033024 | 0.00047702 | 0.00060349 | 0.00075021 | 0.00091204 | 0.001085 | 0.0012659 | 0.0014523 | 0.0016422 | 0.0018343 | 0.0020273 | 0.0022203 | 0.0024126 | 0.002602 | 0.0028114 | 0.0030324 | 0.0032609 | 0.0035195 | 0.003757 | 0.0039781 | 0.0041863 | 0.0043844 | 0.0045745
F1_Industrial_Industrial - ID_Existing_Space Heating_Natural Gas_Furnace_A_Achievable Economic UCT Potential | F1 | Industrial | Industrial - ID | Existing | Space Heating | Natural Gas | Furnace | A | Original Unit Energy Savings (kWh or therms) | Achievable Economic UCT Potential | 0 | 55.8014 | 55.585 | 27.7925 | 27.7925 | 27.7925 | 27.7925 | 27.7925 | 27.7925 | 27.7925 | 27.7925 | 27.7925 | 27.7925 | 27.7925 | 27.7925 | 27.7925 | 27.7925 | 27.7925 | 27.7925 | 27.7925 | 27.7925 | 27.7925 | 27.7925 | 27.7925 | 27.7925 | 27.7925 | 27.7925
F2_Industrial_Industrial - ID_Existing_Space Heating_Natural Gas_Furnace_A_Achievable Economic UCT Potential | F2 | Industrial | Industrial - ID | Existing | Space Heating | Natural Gas | Furnace | A | Original Unit Summer Peak Savings (kW) | Achievable Economic UCT Potential | 0 | 0 | 0 | 0 | 0 | 0 | 0 | 0 | 0 | 0 | 0 | 0 | 0 | 0 | 0 | 0 | 0 | 0 | 0 | 0 | 0 | 0 | 0 | 0 | 0 | 0 | 0
F3_Industrial_Industrial - ID_Existing_Space Heating_Natural Gas_Furnace_A_Achievable Economic UCT Potential | F3 | Industrial | Industrial - ID | Existing | Space Heating | Natural Gas | Furnace | A | Original Unit Winter Peak Savings (kW) | Achievable Economic UCT Potential | 0 | 0 | 0 | 0 | 0 | 0 | 0 | 0 | 0 | 0 | 0 | 0 | 0 | 0 | 0 | 0 | 0 | 0 | 0 | 0 | 0 | 0 | 0 | 0 | 0 | 0 | 0
F4_Industrial_Industrial - ID_Existing_Space Heating_Natural Gas_Furnace_A_Achievable Economic UCT Potential | F4 | Industrial | Industrial - ID | Existing | Space Heating | Natural Gas | Furnace | A | Standalone Impact on Baseline Energy (%) | Achievable Economic UCT Potential | 0 | 0 | 0 | 0 | 0 | 0 | 0 | 0 | 0 | 0 | 0 | 0 | 0 | 0 | 0 | 0 | 0 | 0 | 0 | 0 | 0 | 0 | 0 | 0 | 0 | 0 | 0
F5_Industrial_Industrial - ID_Existing_Space Heating_Natural Gas_Furnace_A_Achievable Economic UCT Potential | F5 | Industrial | Industrial - ID | Existing | Space Heating | Natural Gas | Furnace | A | Standalone Impact on Baseline Summer Peak (%) | Achievable Economic UCT Potential | 0 | 0 | 0 | 0 | 0 | 0 | 0 | 0 | 0 | 0 | 0 | 0 | 0 | 0 | 0 | 0 | 0 | 0 | 0 | 0 | 0 | 0 | 0 | 0 | 0 | 0 | 0
F6_Industrial_Industrial - ID_Existing_Space Heating_Natural Gas_Furnace_A_Achievable Economic UCT Potential | F6 | Industrial | Industrial - ID | Existing | Space Heating | Natural Gas | Furnace | A | Standalone Impact on Baseline Winter Peak (%) | Achievable Economic UCT Potential | 0 | 0 | 0 | 0 | 0 | 0 | 0 | 0 | 0 | 0 | 0 | 0 | 0 | 0 | 0 | 0 | 0 | 0 | 0 | 0 | 0 | 0 | 0 | 0 | 0 | 0 | 0
F7_Industrial_Industrial - ID_Existing_Space Heating_Natural Gas_Furnace_A_Achievable Economic UCT Potential | F7 | Industrial | Industrial - ID | Existing | Space Heating | Natural Gas | Furnace | A | Incremental Energy Savings (MWh or mTherms) | Achievable Economic UCT Potential | 0 | 0 | 0 | 0 | 0 | 0 | 0 | 0 | 0 | 0 | 0 | 0 | 0 | 0 | 0 | 0 | 0 | 0 | 0 | 0 | 0 | 0 | 0 | 0 | 0 | 0 | 0
F8_Industrial_Industrial - ID_Existing_Space Heating_Natural Gas_Furnace_A_Achievable Economic UCT Potential | F8 | Industrial | Industrial - ID | Existing | Space Heating | Natural Gas | Furnace | A | Incremental Summer Peak Savings (MW) | Achievable Economic UCT Potential | 0 | 0 | 0 | 0 | 0 | 0 | 0 | 0 | 0 | 0 | 0 | 0 | 0 | 0 | 0 | 0 | 0 | 0 | 0 | 0 | 0 | 0 | 0 | 0 | 0 | 0 | 0
F9_Industrial_Industrial - ID_Existing_Space Heating_Natural Gas_Furnace_A_Achievable Economic UCT Potential | F9 | Industrial | Industrial - ID | Existing | Space Heating | Natural Gas | Furnace | A | Incremental Winter Peak Savings (MW) | Achievable Economic UCT Potential | 0 | 0 | 0 | 0 | 0 | 0 | 0 | 0 | 0 | 0 | 0 | 0 | 0 | 0 | 0 | 0 | 0 | 0 | 0 | 0 | 0 | 0 | 0 | 0 | 0 | 0 | 0
F10_Industrial_Industrial - ID_Existing_Space Heating_Natural Gas_Furnace_A_Achievable Economic UCT Potential | F10 | Industrial | Industrial - ID | Existing | Space Heating | Natural Gas | Furnace | A | Cumulative Energy Savings (MWh or mTherms) | Achievable Economic UCT Potential | 0 | 0 | 0 | 0 | 0 | 0 | 0 | 0 | 0 | 0 | 0 | 0 | 0 | 0 | 0 | 0 | 0 | 0 | 0 | 0 | 0 | 0 | 0 | 0 | 0 | 0 | 0
F11_Industrial_Industrial - ID_Existing_Space Heating_Natural Gas_Furnace_A_Achievable Economic UCT Potential | F11 | Industrial | Industrial - ID | Existing | Space Heating | Natural Gas | Furnace | A | Cumulative Summer Peak Savings (MW) | Achievable Economic UCT Potential | 0 | 0 | 0 | 0 | 0 | 0 | 0 | 0 | 0 | 0 | 0 | 0 | 0 | 0 | 0 | 0 | 0 | 0 | 0 | 0 | 0 | 0 | 0 | 0 | 0 | 0 | 0
F12_Industrial_Industrial - ID_Existing_Space Heating_Natural Gas_Furnace_A_Achievable Economic UCT Potential | F12 | Industrial | Industrial - ID | Existing | Space Heating | Natural Gas | Furnace | A | Cumulative Winter Peak Savings (MW) | Achievable Economic UCT Potential | 0 | 0 | 0 | 0 | 0 | 0 | 0 | 0 | 0 | 0 | 0 | 0 | 0 | 0 | 0 | 0 | 0 | 0 | 0 | 0 | 0 | 0 | 0 | 0 | 0 | 0 | 0
F13_Industrial_Industrial - ID_Existing_Space Heating_Natural Gas_Furnace_A_Achievable Economic UCT Potential | F13 | Industrial | Industrial - ID | Existing | Space Heating | Natural Gas | Furnace | A | Purchases (Incremental) | Achievable Economic UCT Potential | 0 | 0 | 0 | 0 | 0 | 0 | 0 | 0 | 0 | 0 | 0 | 0 | 0 | 0 | 0 | 0 | 0 | 0 | 0 | 0 | 0 | 0 | 0 | 0 | 0 | 0 | 0
F14_Industrial_Industrial - ID_Existing_Space Heating_Natural Gas_Furnace_A_Achievable Economic UCT Potential | F14 | Industrial | Industrial - ID | Existing | Space Heating | Natural Gas | Furnace | A | Purchases (Cumulative) | Achievable Economic UCT Potential | 0 | 0 | 0 | 0 | 0 | 0 | 0 | 0 | 0 | 0 | 0 | 0 | 0 | 0 | 0 | 0 | 0 | 0 | 0 | 0 | 0 | 0 | 0 | 0 | 0 | 0 | 0
F1_Industrial_Industrial - ID_Existing_Space Heating_Natural Gas_Boiler_A_Achievable Economic UCT Potential | F1 | Industrial | Industrial - ID | Existing | Space Heating | Natural Gas | Boiler | A | Original Unit Energy Savings (kWh or therms) | Achievable Economic UCT Potential | 0 | 57.5568 | 57.3336 | 57.3336 | 57.3336 | 57.3336 | 57.3336 | 57.3336 | 57.3336 | 57.3336 | 57.3336 | 57.3336 | 57.3336 | 57.3336 | 57.3336 | 57.3336 | 57.3336 | 57.3336 | 57.3336 | 57.3336 | 57.3336 | 57.3336 | 57.3336 | 57.3336 | 57.3336 | 57.3336 | 57.3336
F2_Industrial_Industrial - ID_Existing_Space Heating_Natural Gas_Boiler_A_Achievable Economic UCT Potential | F2 | Industrial | Industrial - ID | Existing | Space Heating | Natural Gas | Boiler | A | Original Unit Summer Peak Savings (kW) | Achievable Economic UCT Potential | 0 | 0 | 0 | 0 | 0 | 0 | 0 | 0 | 0 | 0 | 0 | 0 | 0 | 0 | 0 | 0 | 0 | 0 | 0 | 0 | 0 | 0 | 0 | 0 | 0 | 0 | 0
F3_Industrial_Industrial - ID_Existing_Space Heating_Natural Gas_Boiler_A_Achievable Economic UCT Potential | F3 | Industrial | Industrial - ID | Existing | Space Heating | Natural Gas | Boiler | A | Original Unit Winter Peak Savings (kW) | Achievable Economic UCT Potential | 0 | 0 | 0 | 0 | 0 | 0 | 0 | 0 | 0 | 0 | 0 | 0 | 0 | 0 | 0 | 0 | 0 | 0 | 0 | 0 | 0 | 0 | 0 | 0 | 0 | 0 | 0
F4_Industrial_Industrial - ID_Existing_Space Heating_Natural Gas_Boiler_A_Achievable Economic UCT Potential | F4 | Industrial | Industrial - ID | Existing | Space Heating | Natural Gas | Boiler | A | Standalone Impact on Baseline Energy (%) | Achievable Economic UCT Potential | 0 | 0 | 0 | 0 | 0 | 0 | 0 | 0 | 0 | 0 | 0 | 0 | 0 | 0 | 0 | 0 | 0 | 0 | 0 | 0 | 0 | 0 | 0 | 0 | 0 | 0 | 0
F5_Industrial_Industrial - ID_Existing_Space Heating_Natural Gas_Boiler_A_Achievable Economic UCT Potential | F5 | Industrial | Industrial - ID | Existing | Space Heating | Natural Gas | Boiler | A | Standalone Impact on Baseline Summer Peak (%) | Achievable Economic UCT Potential | 0 | 0 | 0 | 0 | 0 | 0 | 0 | 0 | 0 | 0 | 0 | 0 | 0 | 0 | 0 | 0 | 0 | 0 | 0 | 0 | 0 | 0 | 0 | 0 | 0 | 0 | 0
F6_Industrial_Industrial - ID_Existing_Space Heating_Natural Gas_Boiler_A_Achievable Economic UCT Potential | F6 | Industrial | Industrial - ID | Existing | Space Heating | Natural Gas | Boiler | A | Standalone Impact on Baseline Winter Peak (%) | Achievable Economic UCT Potential | 0 | 0 | 0 | 0 | 0 | 0 | 0 | 0 | 0 | 0 | 0 | 0 | 0 | 0 | 0 | 0 | 0 | 0 | 0 | 0 | 0 | 0 | 0 | 0 | 0 | 0 | 0
F7_Industrial_Industrial - ID_Existing_Space Heating_Natural Gas_Boiler_A_Achievable Economic UCT Potential | F7 | Industrial | Industrial - ID | Existing | Space Heating | Natural Gas | Boiler | A | Incremental Energy Savings (MWh or mTherms) | Achievable Economic UCT Potential | 0 | 0 | 0 | 0 | 0 | 0 | 0 | 0 | 0 | 0 | 0 | 0 | 0 | 0 | 0 | 0 | 0 | 0 | 0 | 0 | 0 | 0 | 0 | 0 | 0 | 0 | 0
F8_Industrial_Industrial - ID_Existing_Space Heating_Natural Gas_Boiler_A_Achievable Economic UCT Potential | F8 | Industrial | Industrial - ID | Existing | Space Heating | Natural Gas | Boiler | A | Incremental Summer Peak Savings (MW) | Achievable Economic UCT Potential | 0 | 0 | 0 | 0 | 0 | 0 | 0 | 0 | 0 | 0 | 0 | 0 | 0 | 0 | 0 | 0 | 0 | 0 | 0 | 0 | 0 | 0 | 0 | 0 | 0 | 0 | 0
F9_Industrial_Industrial - ID_Existing_Space Heating_Natural Gas_Boiler_A_Achievable Economic UCT Potential | F9 | Industrial | Industrial - ID | Existing | Space Heating | Natural Gas | Boiler | A | Incremental Winter Peak Savings (MW) | Achievable Economic UCT Potential | 0 | 0 | 0 | 0 | 0 | 0 | 0 | 0 | 0 | 0 | 0 | 0 | 0 | 0 | 0 | 0 | 0 | 0 | 0 | 0 | 0 | 0 | 0 | 0 | 0 | 0 | 0
F10_Industrial_Industrial - ID_Existing_Space Heating_Natural Gas_Boiler_A_Achievable Economic UCT Potential | F10 | Industrial | Industrial - ID | Existing | Space Heating | Natural Gas | Boiler | A | Cumulative Energy Savings (MWh or mTherms) | Achievable Economic UCT Potential | 0 | 0 | 0 | 0 | 0 | 0 | 0 | 0 | 0 | 0 | 0 | 0 | 0 | 0 | 0 | 0 | 0 | 0 | 0 | 0 | 0 | 0 | 0 | 0 | 0 | 0 | 0
F11_Industrial_Industrial - ID_Existing_Space Heating_Natural Gas_Boiler_A_Achievable Economic UCT Potential | F11 | Industrial | Industrial - ID | Existing | Space Heating | Natural Gas | Boiler | A | Cumulative Summer Peak Savings (MW) | Achievable Economic UCT Potential | 0 | 0 | 0 | 0 | 0 | 0 | 0 | 0 | 0 | 0 | 0 | 0 | 0 | 0 | 0 | 0 | 0 | 0 | 0 | 0 | 0 | 0 | 0 | 0 | 0 | 0 | 0
F12_Industrial_Industrial - ID_Existing_Space Heating_Natural Gas_Boiler_A_Achievable Economic UCT Potential | F12 | Industrial | Industrial - ID | Existing | Space Heating | Natural Gas | Boiler | A | Cumulative Winter Peak Savings (MW) | Achievable Economic UCT Potential | 0 | 0 | 0 | 0 | 0 | 0 | 0 | 0 | 0 | 0 | 0 | 0 | 0 | 0 | 0 | 0 | 0 | 0 | 0 | 0 | 0 | 0 | 0 | 0 | 0 | 0 | 0
F13_Industrial_Industrial - ID_Existing_Space Heating_Natural Gas_Boiler_A_Achievable Economic UCT Potential | F13 | Industrial | Industrial - ID | Existing | Space Heating | Natural Gas | Boiler | A | Purchases (Incremental) | Achievable Economic UCT Potential | 0 | 0 | 0 | 0 | 0 | 0 | 0 | 0 | 0 | 0 | 0 | 0 | 0 | 0 | 0 | 0 | 0 | 0 | 0 | 0 | 0 | 0 | 0 | 0 | 0 | 0 | 0
F14_Industrial_Industrial - ID_Existing_Space Heating_Natural Gas_Boiler_A_Achievable Economic UCT Potential | F14 | Industrial | Industrial - ID | Existing | Space Heating | Natural Gas | Boiler | A | Purchases (Cumulative) | Achievable Economic UCT Potential | 0 | 0 | 0 | 0 | 0 | 0 | 0 | 0 | 0 | 0 | 0 | 0 | 0 | 0 | 0 | 0 | 0 | 0 | 0 | 0 | 0 | 0 | 0 | 0 | 0 | 0 | 0
F1_Industrial_Industrial - ID_Existing_Space Heating_Natural Gas_Unit Heater_A_Achievable Economic UCT Potential | F1 | Industrial | Industrial - ID | Existing | Space Heating | Natural Gas | Unit Heater | A | Original Unit Energy Savings (kWh or therms) | Achievable Economic UCT Potential | 0 | 191840.798 | 191096.8947 | 191096.8947 | 191096.8947 | 191096.8947 | 191096.8947 | 191096.8947 | 191096.8947 | 191096.8947 | 191096.8947 | 191096.8947 | 191096.8947 | 191096.8947 | 191096.8947 | 191096.8947 | 191096.8947 | 191096.8947 | 191096.8947 | 191096.8947 | 191096.8947 | 191096.8947 | 191096.8947 | 191096.8947 | 191096.8947 | 191096.8947 | 191096.8947
F2_Industrial_Industrial - ID_Existing_Space Heating_Natural Gas_Unit Heater_A_Achievable Economic UCT Potential | F2 | Industrial | Industrial - ID | Existing | Space Heating | Natural Gas | Unit Heater | A | Original Unit Summer Peak Savings (kW) | Achievable Economic UCT Potential | 0 | 0 | 0 | 0 | 0 | 0 | 0 | 0 | 0 | 0 | 0 | 0 | 0 | 0 | 0 | 0 | 0 | 0 | 0 | 0 | 0 | 0 | 0 | 0 | 0 | 0 | 0
F3_Industrial_Industrial - ID_Existing_Space Heating_Natural Gas_Unit Heater_A_Achievable Economic UCT Potential | F3 | Industrial | Industrial - ID | Existing | Space Heating | Natural Gas | Unit Heater | A | Original Unit Winter Peak Savings (kW) | Achievable Economic UCT Potential | 0 | 0 | 0 | 0 | 0 | 0 | 0 | 0 | 0 | 0 | 0 | 0 | 0 | 0 | 0 | 0 | 0 | 0 | 0 | 0 | 0 | 0 | 0 | 0 | 0 | 0 | 0
F4_Industrial_Industrial - ID_Existing_Space Heating_Natural Gas_Unit Heater_A_Achievable Economic UCT Potential | F4 | Industrial | Industrial - ID | Existing | Space Heating | Natural Gas | Unit Heater | A | Standalone Impact on Baseline Energy (%) | Achievable Economic UCT Potential | 0 | 0 | 4.3794e-05 | 0.00014024 | 0.00029741 | 0.00052262 | 0.00082262 | 0.0011975 | 0.001641 | 0.0021473 | 0.002711 | 0.0033276 | 0.003993 | 0.0047037 | 0.0054567 | 0.0062494 | 0.0070796 | 0.0078458 | 0.0085347 | 0.0091394 | 0.0096543 | 0.010074 | 0.010403 | 0.010652 | 0.010856 | 0.011062 | 0.011271
F5_Industrial_Industrial - ID_Existing_Space Heating_Natural Gas_Unit Heater_A_Achievable Economic UCT Potential | F5 | Industrial | Industrial - ID | Existing | Space Heating | Natural Gas | Unit Heater | A | Standalone Impact on Baseline Summer Peak (%) | Achievable Economic UCT Potential | 0 | 0 | 0 | 0 | 0 | 0 | 0 | 0 | 0 | 0 | 0 | 0 | 0 | 0 | 0 | 0 | 0 | 0 | 0 | 0 | 0 | 0 | 0 | 0 | 0 | 0 | 0
F6_Industrial_Industrial - ID_Existing_Space Heating_Natural Gas_Unit Heater_A_Achievable Economic UCT Potential | F6 | Industrial | Industrial - ID | Existing | Space Heating | Natural Gas | Unit Heater | A | Standalone Impact on Baseline Winter Peak (%) | Achievable Economic UCT Potential | 0 | 0 | 0 | 0 | 0 | 0 | 0 | 0 | 0 | 0 | 0 | 0 | 0 | 0 | 0 | 0 | 0 | 0 | 0 | 0 | 0 | 0 | 0 | 0 | 0 | 0 | 0
F7_Industrial_Industrial - ID_Existing_Space Heating_Natural Gas_Unit Heater_A_Achievable Economic UCT Potential | F7 | Industrial | Industrial - ID | Existing | Space Heating | Natural Gas | Unit Heater | A | Incremental Energy Savings (MWh or mTherms) | Achievable Economic UCT Potential | 0 | 0 | 0.0063153 | 0.013523 | 0.021422 | 0.029842 | 0.038638 | 0.046893 | 0.0538 | 0.059503 | 0.064153 | 0.06789 | 0.070846 | 0.073137 | 0.074866 | 0.076123 | 0.076982 | 0.066833 | 0.055796 | 0.044751 | 0.033758 | 0.022864 | 0.012901 | 0.0046077 | 0 | 0 | 0
F8_Industrial_Industrial - ID_Existing_Space Heating_Natural Gas_Unit Heater_A_Achievable Economic UCT Potential | F8 | Industrial | Industrial - ID | Existing | Space Heating | Natural Gas | Unit Heater | A | Incremental Summer Peak Savings (MW) | Achievable Economic UCT Potential | 0 | 0 | 0 | 0 | 0 | 0 | 0 | 0 | 0 | 0 | 0 | 0 | 0 | 0 | 0 | 0 | 0 | 0 | 0 | 0 | 0 | 0 | 0 | 0 | 0 | 0 | 0
F9_Industrial_Industrial - ID_Existing_Space Heating_Natural Gas_Unit Heater_A_Achievable Economic UCT Potential | F9 | Industrial | Industrial - ID | Existing | Space Heating | Natural Gas | Unit Heater | A | Incremental Winter Peak Savings (MW) | Achievable Economic UCT Potential | 0 | 0 | 0 | 0 | 0 | 0 | 0 | 0 | 0 | 0 | 0 | 0 | 0 | 0 | 0 | 0 | 0 | 0 | 0 | 0 | 0 | 0 | 0 | 0 | 0 | 0 | 0
F10_Industrial_Industrial - ID_Existing_Space Heating_Natural Gas_Unit Heater_A_Achievable Economic UCT Potential | F10 | Industrial | Industrial - ID | Existing | Space Heating | Natural Gas | Unit Heater | A | Cumulative Energy Savings (MWh or mTherms) | Achievable Economic UCT Potential | 0 | 0 | 0.0063153 | 0.019838 | 0.04126 | 0.071102 | 0.10974 | 0.15663 | 0.21043 | 0.26994 | 0.33409 | 0.40198 | 0.47282 | 0.54596 | 0.62083 | 0.69695 | 0.77393 | 0.84076 | 0.89656 | 0.94131 | 0.97507 | 0.99793 | 1.0108 | 1.0154 | 1.0154 | 1.0154 | 1.0154
F11_Industrial_Industrial - ID_Existing_Space Heating_Natural Gas_Unit Heater_A_Achievable Economic UCT Potential | F11 | Industrial | Industrial - ID | Existing | Space Heating | Natural Gas | Unit Heater | A | Cumulative Summer Peak Savings (MW) | Achievable Economic UCT Potential | 0 | 0 | 0 | 0 | 0 | 0 | 0 | 0 | 0 | 0 | 0 | 0 | 0 | 0 | 0 | 0 | 0 | 0 | 0 | 0 | 0 | 0 | 0 | 0 | 0 | 0 | 0
F12_Industrial_Industrial - ID_Existing_Space Heating_Natural Gas_Unit Heater_A_Achievable Economic UCT Potential | F12 | Industrial | Industrial - ID | Existing | Space Heating | Natural Gas | Unit Heater | A | Cumulative Winter Peak Savings (MW) | Achievable Economic UCT Potential | 0 | 0 | 0 | 0 | 0 | 0 | 0 | 0 | 0 | 0 | 0 | 0 | 0 | 0 | 0 | 0 | 0 | 0 | 0 | 0 | 0 | 0 | 0 | 0 | 0 | 0 | 0
F13_Industrial_Industrial - ID_Existing_Space Heating_Natural Gas_Unit Heater_A_Achievable Economic UCT Potential | F13 | Industrial | Industrial - ID | Existing | Space Heating | Natural Gas | Unit Heater | A | Purchases (Incremental) | Achievable Economic UCT Potential | 0 | 0 | 3.3048e-05 | 7.0764e-05 | 0.0001121 | 0.00015616 | 0.00020219 | 0.00024539 | 0.00028153 | 0.00031138 | 0.00033571 | 0.00035526 | 0.00037073 | 0.00038272 | 0.00039177 | 0.00039835 | 0.00040284 | 0.00034973 | 0.00029198 | 0.00023418 | 0.00017666 | 0.00011964 | 6.7513e-05 | 2.4112e-05 | 0 | 0 | 0
F14_Industrial_Industrial - ID_Existing_Space Heating_Natural Gas_Unit Heater_A_Achievable Economic UCT Potential | F14 | Industrial | Industrial - ID | Existing | Space Heating | Natural Gas | Unit Heater | A | Purchases (Cumulative) | Achievable Economic UCT Potential | 0 | 0 | 3.3048e-05 | 0.00010381 | 0.00021591 | 0.00037207 | 0.00057426 | 0.00081965 | 0.0011012 | 0.0014126 | 0.0017483 | 0.0021035 | 0.0024743 | 0.002857 | 0.0032488 | 0.0036471 | 0.0040499 | 0.0043997 | 0.0046917 | 0.0049258 | 0.0051025 | 0.0052221 | 0.0052897 | 0.0053138 | 0.0053138 | 0.0053138 | 0.0053138
F1_Industrial_Industrial - ID_New_Space Heating_Natural Gas_Furnace_A_Achievable Economic UCT Potential | F1 | Industrial | Industrial - ID | New | Space Heating | Natural Gas | Furnace | A | Original Unit Energy Savings (kWh or therms) | Achievable Economic UCT Potential | 0 | 42.7988 | 42.6329 | 21.3164 | 21.3164 | 21.3164 | 21.3164 | 21.3164 | 21.3164 | 21.3164 | 21.3164 | 21.3164 | 21.3164 | 21.3164 | 21.3164 | 21.3164 | 21.3164 | 21.3164 | 21.3164 | 21.3164 | 21.3164 | 21.3164 | 21.3164 | 21.3164 | 21.3164 | 21.3164 | 21.3164
F2_Industrial_Industrial - ID_New_Space Heating_Natural Gas_Furnace_A_Achievable Economic UCT Potential | F2 | Industrial | Industrial - ID | New | Space Heating | Natural Gas | Furnace | A | Original Unit Summer Peak Savings (kW) | Achievable Economic UCT Potential | 0 | 0 | 0 | 0 | 0 | 0 | 0 | 0 | 0 | 0 | 0 | 0 | 0 | 0 | 0 | 0 | 0 | 0 | 0 | 0 | 0 | 0 | 0 | 0 | 0 | 0 | 0
F3_Industrial_Industrial - ID_New_Space Heating_Natural Gas_Furnace_A_Achievable Economic UCT Potential | F3 | Industrial | Industrial - ID | New | Space Heating | Natural Gas | Furnace | A | Original Unit Winter Peak Savings (kW) | Achievable Economic UCT Potential | 0 | 0 | 0 | 0 | 0 | 0 | 0 | 0 | 0 | 0 | 0 | 0 | 0 | 0 | 0 | 0 | 0 | 0 | 0 | 0 | 0 | 0 | 0 | 0 | 0 | 0 | 0
F4_Industrial_Industrial - ID_New_Space Heating_Natural Gas_Furnace_A_Achievable Economic UCT Potential | F4 | Industrial | Industrial - ID | New | Space Heating | Natural Gas | Furnace | A | Standalone Impact on Baseline Energy (%) | Achievable Economic UCT Potential | 0 | 0 | 0 | 0 | 0 | 0 | 0 | 0 | 0 | 0 | 0 | 0 | 0 | 0 | 0 | 0 | 0 | 0 | 0 | 0 | 0 | 0 | 0 | 0 | 0 | 0 | 0
F5_Industrial_Industrial - ID_New_Space Heating_Natural Gas_Furnace_A_Achievable Economic UCT Potential | F5 | Industrial | Industrial - ID | New | Space Heating | Natural Gas | Furnace | A | Standalone Impact on Baseline Summer Peak (%) | Achievable Economic UCT Potential | 0 | 0 | 0 | 0 | 0 | 0 | 0 | 0 | 0 | 0 | 0 | 0 | 0 | 0 | 0 | 0 | 0 | 0 | 0 | 0 | 0 | 0 | 0 | 0 | 0 | 0 | 0
F6_Industrial_Industrial - ID_New_Space Heating_Natural Gas_Furnace_A_Achievable Economic UCT Potential | F6 | Industrial | Industrial - ID | New | Space Heating | Natural Gas | Furnace | A | Standalone Impact on Baseline Winter Peak (%) | Achievable Economic UCT Potential | 0 | 0 | 0 | 0 | 0 | 0 | 0 | 0 | 0 | 0 | 0 | 0 | 0 | 0 | 0 | 0 | 0 | 0 | 0 | 0 | 0 | 0 | 0 | 0 | 0 | 0 | 0
F7_Industrial_Industrial - ID_New_Space Heating_Natural Gas_Furnace_A_Achievable Economic UCT Potential | F7 | Industrial | Industrial - ID | New | Space Heating | Natural Gas | Furnace | A | Incremental Energy Savings (MWh or mTherms) | Achievable Economic UCT Potential | 0 | 0 | 0 | 0 | 0 | 0 | 0 | 0 | 0 | 0 | 0 | 0 | 0 | 0 | 0 | 0 | 0 | 0 | 0 | 0 | 0 | 0 | 0 | 0 | 0 | 0 | 0
F8_Industrial_Industrial - ID_New_Space Heating_Natural Gas_Furnace_A_Achievable Economic UCT Potential | F8 | Industrial | Industrial - ID | New | Space Heating | Natural Gas | Furnace | A | Incremental Summer Peak Savings (MW) | Achievable Economic UCT Potential | 0 | 0 | 0 | 0 | 0 | 0 | 0 | 0 | 0 | 0 | 0 | 0 | 0 | 0 | 0 | 0 | 0 | 0 | 0 | 0 | 0 | 0 | 0 | 0 | 0 | 0 | 0
F9_Industrial_Industrial - ID_New_Space Heating_Natural Gas_Furnace_A_Achievable Economic UCT Potential | F9 | Industrial | Industrial - ID | New | Space Heating | Natural Gas | Furnace | A | Incremental Winter Peak Savings (MW) | Achievable Economic UCT Potential | 0 | 0 | 0 | 0 | 0 | 0 | 0 | 0 | 0 | 0 | 0 | 0 | 0 | 0 | 0 | 0 | 0 | 0 | 0 | 0 | 0 | 0 | 0 | 0 | 0 | 0 | 0
F10_Industrial_Industrial - ID_New_Space Heating_Natural Gas_Furnace_A_Achievable Economic UCT Potential | F10 | Industrial | Industrial - ID | New | Space Heating | Natural Gas | Furnace | A | Cumulative Energy Savings (MWh or mTherms) | Achievable Economic UCT Potential | 0 | 0 | 0 | 0 | 0 | 0 | 0 | 0 | 0 | 0 | 0 | 0 | 0 | 0 | 0 | 0 | 0 | 0 | 0 | 0 | 0 | 0 | 0 | 0 | 0 | 0 | 0
F11_Industrial_Industrial - ID_New_Space Heating_Natural Gas_Furnace_A_Achievable Economic UCT Potential | F11 | Industrial | Industrial - ID | New | Space Heating | Natural Gas | Furnace | A | Cumulative Summer Peak Savings (MW) | Achievable Economic UCT Potential | 0 | 0 | 0 | 0 | 0 | 0 | 0 | 0 | 0 | 0 | 0 | 0 | 0 | 0 | 0 | 0 | 0 | 0 | 0 | 0 | 0 | 0 | 0 | 0 | 0 | 0 | 0
F12_Industrial_Industrial - ID_New_Space Heating_Natural Gas_Furnace_A_Achievable Economic UCT Potential | F12 | Industrial | Industrial - ID | New | Space Heating | Natural Gas | Furnace | A | Cumulative Winter Peak Savings (MW) | Achievable Economic UCT Potential | 0 | 0 | 0 | 0 | 0 | 0 | 0 | 0 | 0 | 0 | 0 | 0 | 0 | 0 | 0 | 0 | 0 | 0 | 0 | 0 | 0 | 0 | 0 | 0 | 0 | 0 | 0
F13_Industrial_Industrial - ID_New_Space Heating_Natural Gas_Furnace_A_Achievable Economic UCT Potential | F13 | Industrial | Industrial - ID | New | Space Heating | Natural Gas | Furnace | A | Purchases (Incremental) | Achievable Economic UCT Potential | 0 | 0 | 0 | 0 | 0 | 0 | 0 | 0 | 0 | 0 | 0 | 0 | 0 | 0 | 0 | 0 | 0 | 0 | 0 | 0 | 0 | 0 | 0 | 0 | 0 | 0 | 0
F14_Industrial_Industrial - ID_New_Space Heating_Natural Gas_Furnace_A_Achievable Economic UCT Potential | F14 | Industrial | Industrial - ID | New | Space Heating | Natural Gas | Furnace | A | Purchases (Cumulative) | Achievable Economic UCT Potential | 0 | 0 | 0 | 0 | 0 | 0 | 0 | 0 | 0 | 0 | 0 | 0 | 0 | 0 | 0 | 0 | 0 | 0 | 0 | 0 | 0 | 0 | 0 | 0 | 0 | 0 | 0
F1_Industrial_Industrial - ID_New_Space Heating_Natural Gas_Boiler_A_Achievable Economic UCT Potential | F1 | Industrial | Industrial - ID | New | Space Heating | Natural Gas | Boiler | A | Original Unit Energy Savings (kWh or therms) | Achievable Economic UCT Potential | 0 | 51.583 | 51.383 | 51.383 | 51.383 | 51.383 | 51.383 | 51.383 | 51.383 | 51.383 | 51.383 | 51.383 | 51.383 | 51.383 | 51.383 | 51.383 | 51.383 | 51.383 | 51.383 | 51.383 | 51.383 | 51.383 | 51.383 | 51.383 | 51.383 | 51.383 | 51.383
F2_Industrial_Industrial - ID_New_Space Heating_Natural Gas_Boiler_A_Achievable Economic UCT Potential | F2 | Industrial | Industrial - ID | New | Space Heating | Natural Gas | Boiler | A | Original Unit Summer Peak Savings (kW) | Achievable Economic UCT Potential | 0 | 0 | 0 | 0 | 0 | 0 | 0 | 0 | 0 | 0 | 0 | 0 | 0 | 0 | 0 | 0 | 0 | 0 | 0 | 0 | 0 | 0 | 0 | 0 | 0 | 0 | 0
F3_Industrial_Industrial - ID_New_Space Heating_Natural Gas_Boiler_A_Achievable Economic UCT Potential | F3 | Industrial | Industrial - ID | New | Space Heating | Natural Gas | Boiler | A | Original Unit Winter Peak Savings (kW) | Achievable Economic UCT Potential | 0 | 0 | 0 | 0 | 0 | 0 | 0 | 0 | 0 | 0 | 0 | 0 | 0 | 0 | 0 | 0 | 0 | 0 | 0 | 0 | 0 | 0 | 0 | 0 | 0 | 0 | 0
F4_Industrial_Industrial - ID_New_Space Heating_Natural Gas_Boiler_A_Achievable Economic UCT Potential | F4 | Industrial | Industrial - ID | New | Space Heating | Natural Gas | Boiler | A | Standalone Impact on Baseline Energy (%) | Achievable Economic UCT Potential | 0 | 0 | 0 | 0 | 0 | 0 | 0 | 0 | 0 | 0 | 0 | 0 | 0 | 0 | 0 | 0 | 0 | 0 | 0 | 0 | 0 | 0 | 0 | 0 | 0 | 0 | 0
F5_Industrial_Industrial - ID_New_Space Heating_Natural Gas_Boiler_A_Achievable Economic UCT Potential | F5 | Industrial | Industrial - ID | New | Space Heating | Natural Gas | Boiler | A | Standalone Impact on Baseline Summer Peak (%) | Achievable Economic UCT Potential | 0 | 0 | 0 | 0 | 0 | 0 | 0 | 0 | 0 | 0 | 0 | 0 | 0 | 0 | 0 | 0 | 0 | 0 | 0 | 0 | 0 | 0 | 0 | 0 | 0 | 0 | 0
F6_Industrial_Industrial - ID_New_Space Heating_Natural Gas_Boiler_A_Achievable Economic UCT Potential | F6 | Industrial | Industrial - ID | New | Space Heating | Natural Gas | Boiler | A | Standalone Impact on Baseline Winter Peak (%) | Achievable Economic UCT Potential | 0 | 0 | 0 | 0 | 0 | 0 | 0 | 0 | 0 | 0 | 0 | 0 | 0 | 0 | 0 | 0 | 0 | 0 | 0 | 0 | 0 | 0 | 0 | 0 | 0 | 0 | 0
F7_Industrial_Industrial - ID_New_Space Heating_Natural Gas_Boiler_A_Achievable Economic UCT Potential | F7 | Industrial | Industrial - ID | New | Space Heating | Natural Gas | Boiler | A | Incremental Energy Savings (MWh or mTherms) | Achievable Economic UCT Potential | 0 | 0 | 0 | 0 | 0 | 0 | 0 | 0 | 0 | 0 | 0 | 0 | 0 | 0 | 0 | 0 | 0 | 0 | 0 | 0 | 0 | 0 | 0 | 0 | 0 | 0 | 0
F8_Industrial_Industrial - ID_New_Space Heating_Natural Gas_Boiler_A_Achievable Economic UCT Potential | F8 | Industrial | Industrial - ID | New | Space Heating | Natural Gas | Boiler | A | Incremental Summer Peak Savings (MW) | Achievable Economic UCT Potential | 0 | 0 | 0 | 0 | 0 | 0 | 0 | 0 | 0 | 0 | 0 | 0 | 0 | 0 | 0 | 0 | 0 | 0 | 0 | 0 | 0 | 0 | 0 | 0 | 0 | 0 | 0
F9_Industrial_Industrial - ID_New_Space Heating_Natural Gas_Boiler_A_Achievable Economic UCT Potential | F9 | Industrial | Industrial - ID | New | Space Heating | Natural Gas | Boiler | A | Incremental Winter Peak Savings (MW) | Achievable Economic UCT Potential | 0 | 0 | 0 | 0 | 0 | 0 | 0 | 0 | 0 | 0 | 0 | 0 | 0 | 0 | 0 | 0 | 0 | 0 | 0 | 0 | 0 | 0 | 0 | 0 | 0 | 0 | 0
F10_Industrial_Industrial - ID_New_Space Heating_Natural Gas_Boiler_A_Achievable Economic UCT Potential | F10 | Industrial | Industrial - ID | New | Space Heating | Natural Gas | Boiler | A | Cumulative Energy Savings (MWh or mTherms) | Achievable Economic UCT Potential | 0 | 0 | 0 | 0 | 0 | 0 | 0 | 0 | 0 | 0 | 0 | 0 | 0 | 0 | 0 | 0 | 0 | 0 | 0 | 0 | 0 | 0 | 0 | 0 | 0 | 0 | 0
F11_Industrial_Industrial - ID_New_Space Heating_Natural Gas_Boiler_A_Achievable Economic UCT Potential | F11 | Industrial | Industrial - ID | New | Space Heating | Natural Gas | Boiler | A | Cumulative Summer Peak Savings (MW) | Achievable Economic UCT Potential | 0 | 0 | 0 | 0 | 0 | 0 | 0 | 0 | 0 | 0 | 0 | 0 | 0 | 0 | 0 | 0 | 0 | 0 | 0 | 0 | 0 | 0 | 0 | 0 | 0 | 0 | 0
F12_Industrial_Industrial - ID_New_Space Heating_Natural Gas_Boiler_A_Achievable Economic UCT Potential | F12 | Industrial | Industrial - ID | New | Space Heating | Natural Gas | Boiler | A | Cumulative Winter Peak Savings (MW) | Achievable Economic UCT Potential | 0 | 0 | 0 | 0 | 0 | 0 | 0 | 0 | 0 | 0 | 0 | 0 | 0 | 0 | 0 | 0 | 0 | 0 | 0 | 0 | 0 | 0 | 0 | 0 | 0 | 0 | 0
F13_Industrial_Industrial - ID_New_Space Heating_Natural Gas_Boiler_A_Achievable Economic UCT Potential | F13 | Industrial | Industrial - ID | New | Space Heating | Natural Gas | Boiler | A | Purchases (Incremental) | Achievable Economic UCT Potential | 0 | 0 | 0 | 0 | 0 | 0 | 0 | 0 | 0 | 0 | 0 | 0 | 0 | 0 | 0 | 0 | 0 | 0 | 0 | 0 | 0 | 0 | 0 | 0 | 0 | 0 | 0
F14_Industrial_Industrial - ID_New_Space Heating_Natural Gas_Boiler_A_Achievable Economic UCT Potential | F14 | Industrial | Industrial - ID | New | Space Heating | Natural Gas | Boiler | A | Purchases (Cumulative) | Achievable Economic UCT Potential | 0 | 0 | 0 | 0 | 0 | 0 | 0 | 0 | 0 | 0 | 0 | 0 | 0 | 0 | 0 | 0 | 0 | 0 | 0 | 0 | 0 | 0 | 0 | 0 | 0 | 0 | 0
F1_Industrial_Industrial - ID_New_Space Heating_Natural Gas_Unit Heater_A_Achievable Economic UCT Potential | F1 | Industrial | Industrial - ID | New | Space Heating | Natural Gas | Unit Heater | A | Original Unit Energy Savings (kWh or therms) | Achievable Economic UCT Potential | 0 | 191840.798 | 191096.8947 | 191096.8947 | 191096.8947 | 191096.8947 | 191096.8947 | 191096.8947 | 191096.8947 | 191096.8947 | 191096.8947 | 191096.8947 | 191096.8947 | 191096.8947 | 191096.8947 | 191096.8947 | 191096.8947 | 191096.8947 | 191096.8947 | 191096.8947 | 191096.8947 | 191096.8947 | 191096.8947 | 191096.8947 | 191096.8947 | 191096.8947 | 191096.8947
F2_Industrial_Industrial - ID_New_Space Heating_Natural Gas_Unit Heater_A_Achievable Economic UCT Potential | F2 | Industrial | Industrial - ID | New | Space Heating | Natural Gas | Unit Heater | A | Original Unit Summer Peak Savings (kW) | Achievable Economic UCT Potential | 0 | 0 | 0 | 0 | 0 | 0 | 0 | 0 | 0 | 0 | 0 | 0 | 0 | 0 | 0 | 0 | 0 | 0 | 0 | 0 | 0 | 0 | 0 | 0 | 0 | 0 | 0
F3_Industrial_Industrial - ID_New_Space Heating_Natural Gas_Unit Heater_A_Achievable Economic UCT Potential | F3 | Industrial | Industrial - ID | New | Space Heating | Natural Gas | Unit Heater | A | Original Unit Winter Peak Savings (kW) | Achievable Economic UCT Potential | 0 | 0 | 0 | 0 | 0 | 0 | 0 | 0 | 0 | 0 | 0 | 0 | 0 | 0 | 0 | 0 | 0 | 0 | 0 | 0 | 0 | 0 | 0 | 0 | 0 | 0 | 0
F4_Industrial_Industrial - ID_New_Space Heating_Natural Gas_Unit Heater_A_Achievable Economic UCT Potential | F4 | Industrial | Industrial - ID | New | Space Heating | Natural Gas | Unit Heater | A | Standalone Impact on Baseline Energy (%) | Achievable Economic UCT Potential | 0 | 0 | 0.0015076 | 0.0038203 | 0.0049576 | 0.0060458 | 0.0070995 | 0.0081026 | 0.0090179 | 0.0098401 | 0.010574 | 0.011227 | 0.011809 | 0.012328 | 0.012791 | 0.013206 | 0.013578 | 0.013898 | 0.013908 | 0.013908 | 0.013871 | 0.013808 | 0.013724 | 0.013635 | 0.013553 | 0.013484 | 0.013431
F5_Industrial_Industrial - ID_New_Space Heating_Natural Gas_Unit Heater_A_Achievable Economic UCT Potential | F5 | Industrial | Industrial - ID | New | Space Heating | Natural Gas | Unit Heater | A | Standalone Impact on Baseline Summer Peak (%) | Achievable Economic UCT Potential | 0 | 0 | 0 | 0 | 0 | 0 | 0 | 0 | 0 | 0 | 0 | 0 | 0 | 0 | 0 | 0 | 0 | 0 | 0 | 0 | 0 | 0 | 0 | 0 | 0 | 0 | 0
F6_Industrial_Industrial - ID_New_Space Heating_Natural Gas_Unit Heater_A_Achievable Economic UCT Potential | F6 | Industrial | Industrial - ID | New | Space Heating | Natural Gas | Unit Heater | A | Standalone Impact on Baseline Winter Peak (%) | Achievable Economic UCT Potential | 0 | 0 | 0 | 0 | 0 | 0 | 0 | 0 | 0 | 0 | 0 | 0 | 0 | 0 | 0 | 0 | 0 | 0 | 0 | 0 | 0 | 0 | 0 | 0 | 0 | 0 | 0
F7_Industrial_Industrial - ID_New_Space Heating_Natural Gas_Unit Heater_A_Achievable Economic UCT Potential | F7 | Industrial | Industrial - ID | New | Space Heating | Natural Gas | Unit Heater | A | Incremental Energy Savings (MWh or mTherms) | Achievable Economic UCT Potential | 0 | 0 | 0.0005849 | 0.0088373 | 0.012595 | 0.016719 | 0.020327 | 0.023569 | 0.025985 | 0.027755 | 0.029018 | 0.029886 | 0.030445 | 0.030764 | 0.030895 | 0.030881 | 0.030756 | 0.030136 | 0.021822 | 0.021145 | 0.0196 | 0.018283 | 0.016992 | 0.016254 | 0.015916 | 0.015863 | 0.016005
F8_Industrial_Industrial - ID_New_Space Heating_Natural Gas_Unit Heater_A_Achievable Economic UCT Potential | F8 | Industrial | Industrial - ID | New | Space Heating | Natural Gas | Unit Heater | A | Incremental Summer Peak Savings (MW) | Achievable Economic UCT Potential | 0 | 0 | 0 | 0 | 0 | 0 | 0 | 0 | 0 | 0 | 0 | 0 | 0 | 0 | 0 | 0 | 0 | 0 | 0 | 0 | 0 | 0 | 0 | 0 | 0 | 0 | 0
F9_Industrial_Industrial - ID_New_Space Heating_Natural Gas_Unit Heater_A_Achievable Economic UCT Potential | F9 | Industrial | Industrial - ID | New | Space Heating | Natural Gas | Unit Heater | A | Incremental Winter Peak Savings (MW) | Achievable Economic UCT Potential | 0 | 0 | 0 | 0 | 0 | 0 | 0 | 0 | 0 | 0 | 0 | 0 | 0 | 0 | 0 | 0 | 0 | 0 | 0 | 0 | 0 | 0 | 0 | 0 | 0 | 0 | 0
F10_Industrial_Industrial - ID_New_Space Heating_Natural Gas_Unit Heater_A_Achievable Economic UCT Potential | F10 | Industrial | Industrial - ID | New | Space Heating | Natural Gas | Unit Heater | A | Cumulative Energy Savings (MWh or mTherms) | Achievable Economic UCT Potential | 0 | 0 | 0.0005849 | 0.0094222 | 0.022017 | 0.038736 | 0.059063 | 0.082632 | 0.10862 | 0.13637 | 0.16539 | 0.19528 | 0.22572 | 0.25648 | 0.28738 | 0.31826 | 0.34902 | 0.37915 | 0.40098 | 0.42212 | 0.44172 | 0.46 | 0.477 | 0.49325 | 0.50917 | 0.52503 | 0.54103
F11_Industrial_Industrial - ID_New_Space Heating_Natural Gas_Unit Heater_A_Achievable Economic UCT Potential | F11 | Industrial | Industrial - ID | New | Space Heating | Natural Gas | Unit Heater | A | Cumulative Summer Peak Savings (MW) | Achievable Economic UCT Potential | 0 | 0 | 0 | 0 | 0 | 0 | 0 | 0 | 0 | 0 | 0 | 0 | 0 | 0 | 0 | 0 | 0 | 0 | 0 | 0 | 0 | 0 | 0 | 0 | 0 | 0 | 0
F12_Industrial_Industrial - ID_New_Space Heating_Natural Gas_Unit Heater_A_Achievable Economic UCT Potential | F12 | Industrial | Industrial - ID | New | Space Heating | Natural Gas | Unit Heater | A | Cumulative Winter Peak Savings (MW) | Achievable Economic UCT Potential | 0 | 0 | 0 | 0 | 0 | 0 | 0 | 0 | 0 | 0 | 0 | 0 | 0 | 0 | 0 | 0 | 0 | 0 | 0 | 0 | 0 | 0 | 0 | 0 | 0 | 0 | 0
F13_Industrial_Industrial - ID_New_Space Heating_Natural Gas_Unit Heater_A_Achievable Economic UCT Potential | F13 | Industrial | Industrial - ID | New | Space Heating | Natural Gas | Unit Heater | A | Purchases (Incremental) | Achievable Economic UCT Potential | 0 | 0 | 3.0607e-06 | 4.6245e-05 | 6.5909e-05 | 8.7488e-05 | 0.00010637 | 0.00012333 | 0.00013598 | 0.00014524 | 0.00015185 | 0.00015639 | 0.00015932 | 0.00016098 | 0.00016167 | 0.0001616 | 0.00016094 | 0.0001577 | 0.00011419 | 0.00011065 | 0.00010257 | 9.5674e-05 | 8.8918e-05 | 8.5055e-05 | 8.3289e-05 | 8.3009e-05 | 8.3752e-05
F14_Industrial_Industrial - ID_New_Space Heating_Natural Gas_Unit Heater_A_Achievable Economic UCT Potential | F14 | Industrial | Industrial - ID | New | Space Heating | Natural Gas | Unit Heater | A | Purchases (Cumulative) | Achievable Economic UCT Potential | 0 | 0 | 3.0607e-06 | 4.9306e-05 | 0.00011522 | 0.0002027 | 0.00030907 | 0.00043241 | 0.00056839 | 0.00071362 | 0.00086548 | 0.0010219 | 0.0011812 | 0.0013422 | 0.0015038 | 0.0016654 | 0.0018264 | 0.0019841 | 0.0020983 | 0.0022089 | 0.0023115 | 0.0024072 | 0.0024961 | 0.0025811 | 0.0026644 | 0.0027474 | 0.0028312
F1_Industrial_Industrial - WA_Existing_Space Heating_Natural Gas_Insulation - Ceiling_A_Achievable Economic UCT Potential | F1 | Industrial | Industrial - WA | Existing | Space Heating | Natural Gas | Insulation - Ceiling | A | Original Unit Energy Savings (kWh or therms) | Achievable Economic UCT Potential | 0 | 0 | 0.084567 | 0.084408 | 0.084238 | 0.084057 | 0.083869 | 0.083673 | 0.083472 | 0.083266 | 0.083057 | 0.082845 | 0.082633 | 0.082419 | 0.082206 | 0.081994 | 0.081784 | 0.081575 | 0.08137 | 0.081179 | 0.081002 | 0.080839 | 0.080689 | 0.080551 | 0.080424 | 0.080307 | 0.0802
F2_Industrial_Industrial - WA_Existing_Space Heating_Natural Gas_Insulation - Ceiling_A_Achievable Economic UCT Potential | F2 | Industrial | Industrial - WA | Existing | Space Heating | Natural Gas | Insulation - Ceiling | A | Original Unit Summer Peak Savings (kW) | Achievable Economic UCT Potential | 0 | 0 | 0 | 0 | 0 | 0 | 0 | 0 | 0 | 0 | 0 | 0 | 0 | 0 | 0 | 0 | 0 | 0 | 0 | 0 | 0 | 0 | 0 | 0 | 0 | 0 | 0
F3_Industrial_Industrial - WA_Existing_Space Heating_Natural Gas_Insulation - Ceiling_A_Achievable Economic UCT Potential | F3 | Industrial | Industrial - WA | Existing | Space Heating | Natural Gas | Insulation - Ceiling | A | Original Unit Winter Peak Savings (kW) | Achievable Economic UCT Potential | 0 | 0 | 0 | 0 | 0 | 0 | 0 | 0 | 0 | 0 | 0 | 0 | 0 | 0 | 0 | 0 | 0 | 0 | 0 | 0 | 0 | 0 | 0 | 0 | 0 | 0 | 0
F4_Industrial_Industrial - WA_Existing_Space Heating_Natural Gas_Insulation - Ceiling_A_Achievable Economic UCT Potential | F4 | Industrial | Industrial - WA | Existing | Space Heating | Natural Gas | Insulation - Ceiling | A | Standalone Impact on Baseline Energy (%) | Achievable Economic UCT Potential | 0 | 0 | 6.6897e-05 | 0.00020179 | 0.00044277 | 0.00083675 | 0.0014376 | 0.0023025 | 0.0034849 | 0.0050266 | 0.006946 | 0.0092272 | 0.011812 | 0.014596 | 0.01744 | 0.020186 | 0.022685 | 0.024857 | 0.02665 | 0.028056 | 0.029149 | 0.030051 | 0.030579 | 0.031115 | 0.031661 | 0.032216 | 0.032782
F5_Industrial_Industrial - WA_Existing_Space Heating_Natural Gas_Insulation - Ceiling_A_Achievable Economic UCT Potential | F5 | Industrial | Industrial - WA | Existing | Space Heating | Natural Gas | Insulation - Ceiling | A | Standalone Impact on Baseline Summer Peak (%) | Achievable Economic UCT Potential | 0 | 0 | 0 | 0 | 0 | 0 | 0 | 0 | 0 | 0 | 0 | 0 | 0 | 0 | 0 | 0 | 0 | 0 | 0 | 0 | 0 | 0 | 0 | 0 | 0 | 0 | 0
F6_Industrial_Industrial - WA_Existing_Space Heating_Natural Gas_Insulation - Ceiling_A_Achievable Economic UCT Potential | F6 | Industrial | Industrial - WA | Existing | Space Heating | Natural Gas | Insulation - Ceiling | A | Standalone Impact on Baseline Winter Peak (%) | Achievable Economic UCT Potential | 0 | 0 | 0 | 0 | 0 | 0 | 0 | 0 | 0 | 0 | 0 | 0 | 0 | 0 | 0 | 0 | 0 | 0 | 0 | 0 | 0 | 0 | 0 | 0 | 0 | 0 | 0
F7_Industrial_Industrial - WA_Existing_Space Heating_Natural Gas_Insulation - Ceiling_A_Achievable Economic UCT Potential | F7 | Industrial | Industrial - WA | Existing | Space Heating | Natural Gas | Insulation - Ceiling | A | Incremental Energy Savings (MWh or mTherms) | Achievable Economic UCT Potential | 0 | 0 | 0.011179 | 0.02192 | 0.038171 | 0.060889 | 0.090624 | 0.12726 | 0.16971 | 0.21568 | 0.2615 | 0.30229 | 0.33244 | 0.34666 | 0.34122 | 0.3153 | 0.27174 | 0.22029 | 0.16513 | 0.11209 | 0.070224 | 0.044918 | 0 | 0 | 0 | 0 | 0
F8_Industrial_Industrial - WA_Existing_Space Heating_Natural Gas_Insulation - Ceiling_A_Achievable Economic UCT Potential | F8 | Industrial | Industrial - WA | Existing | Space Heating | Natural Gas | Insulation - Ceiling | A | Incremental Summer Peak Savings (MW) | Achievable Economic UCT Potential | 0 | 0 | 0 | 0 | 0 | 0 | 0 | 0 | 0 | 0 | 0 | 0 | 0 | 0 | 0 | 0 | 0 | 0 | 0 | 0 | 0 | 0 | 0 | 0 | 0 | 0 | 0
F9_Industrial_Industrial - WA_Existing_Space Heating_Natural Gas_Insulation - Ceiling_A_Achievable Economic UCT Potential | F9 | Industrial | Industrial - WA | Existing | Space Heating | Natural Gas | Insulation - Ceiling | A | Incremental Winter Peak Savings (MW) | Achievable Economic UCT Potential | 0 | 0 | 0 | 0 | 0 | 0 | 0 | 0 | 0 | 0 | 0 | 0 | 0 | 0 | 0 | 0 | 0 | 0 | 0 | 0 | 0 | 0 | 0 | 0 | 0 | 0 | 0
F10_Industrial_Industrial - WA_Existing_Space Heating_Natural Gas_Insulation - Ceiling_A_Achievable Economic UCT Potential | F10 | Industrial | Industrial - WA | Existing | Space Heating | Natural Gas | Insulation - Ceiling | A | Cumulative Energy Savings (MWh or mTherms) | Achievable Economic UCT Potential | 0 | 0 | 0.011179 | 0.033078 | 0.071182 | 0.13192 | 0.22225 | 0.34898 | 0.51786 | 0.73226 | 0.99193 | 1.2917 | 1.6208 | 1.9633 | 2.2994 | 2.6088 | 2.8738 | 3.0868 | 3.2442 | 3.3487 | 3.4116 | 3.4496 | 3.4432 | 3.4373 | 3.4319 | 3.4269 | 3.4223
F11_Industrial_Industrial - WA_Existing_Space Heating_Natural Gas_Insulation - Ceiling_A_Achievable Economic UCT Potential | F11 | Industrial | Industrial - WA | Existing | Space Heating | Natural Gas | Insulation - Ceiling | A | Cumulative Summer Peak Savings (MW) | Achievable Economic UCT Potential | 0 | 0 | 0 | 0 | 0 | 0 | 0 | 0 | 0 | 0 | 0 | 0 | 0 | 0 | 0 | 0 | 0 | 0 | 0 | 0 | 0 | 0 | 0 | 0 | 0 | 0 | 0
F12_Industrial_Industrial - WA_Existing_Space Heating_Natural Gas_Insulation - Ceiling_A_Achievable Economic UCT Potential | F12 | Industrial | Industrial - WA | Existing | Space Heating | Natural Gas | Insulation - Ceiling | A | Cumulative Winter Peak Savings (MW) | Achievable Economic UCT Potential | 0 | 0 | 0 | 0 | 0 | 0 | 0 | 0 | 0 | 0 | 0 | 0 | 0 | 0 | 0 | 0 | 0 | 0 | 0 | 0 | 0 | 0 | 0 | 0 | 0 | 0 | 0
F13_Industrial_Industrial - WA_Existing_Space Heating_Natural Gas_Insulation - Ceiling_A_Achievable Economic UCT Potential | F13 | Industrial | Industrial - WA | Existing | Space Heating | Natural Gas | Insulation - Ceiling | A | Purchases (Incremental) | Achievable Economic UCT Potential | 0 | 0 | 132.1914 | 259.686 | 453.1345 | 724.377 | 1080.5462 | 1520.8907 | 2033.1595 | 2590.2658 | 3148.476 | 3648.7873 | 4023.1212 | 4206.053 | 4150.7919 | 3845.3589 | 3322.6386 | 2700.4098 | 2029.4155 | 1380.7562 | 866.9403 | 555.6476 | 0 | 0 | 0 | 0 | 0
F14_Industrial_Industrial - WA_Existing_Space Heating_Natural Gas_Insulation - Ceiling_A_Achievable Economic UCT Potential | F14 | Industrial | Industrial - WA | Existing | Space Heating | Natural Gas | Insulation - Ceiling | A | Purchases (Cumulative) | Achievable Economic UCT Potential | 0 | 0 | 132.1914 | 391.8774 | 845.0119 | 1569.3888 | 2649.935 | 4170.8257 | 6203.9852 | 8794.2511 | 11942.7271 | 15591.5144 | 19614.6355 | 23820.6886 | 27971.4804 | 31816.8393 | 35139.4779 | 37839.8877 | 39869.3032 | 41250.0594 | 42116.9997 | 42672.6473 | 42672.6473 | 42672.6473 | 42672.6473 | 42672.6473 | 42672.6473
F1_Industrial_Industrial - WA_Existing_Space Heating_Natural Gas_Insulation - Wall Cavity_A_Achievable Economic UCT Potential | F1 | Industrial | Industrial - WA | Existing | Space Heating | Natural Gas | Insulation - Wall Cavity | A | Original Unit Energy Savings (kWh or therms) | Achievable Economic UCT Potential | 0 | 0 | 0.12242 | 0.12219 | 0.12195 | 0.12168 | 0.12141 | 0.12113 | 0.12084 | 0.12054 | 0.12024 | 0.11993 | 0.11962 | 0.11931 | 0.119 | 0.1187 | 0.11839 | 0.11809 | 0.11779 | 0.11752 | 0.11726 | 0.11702 | 0.11681 | 0.11661 | 0.11642 | 0.11626 | 0.1161
F2_Industrial_Industrial - WA_Existing_Space Heating_Natural Gas_Insulation - Wall Cavity_A_Achievable Economic UCT Potential | F2 | Industrial | Industrial - WA | Existing | Space Heating | Natural Gas | Insulation - Wall Cavity | A | Original Unit Summer Peak Savings (kW) | Achievable Economic UCT Potential | 0 | 0 | 0 | 0 | 0 | 0 | 0 | 0 | 0 | 0 | 0 | 0 | 0 | 0 | 0 | 0 | 0 | 0 | 0 | 0 | 0 | 0 | 0 | 0 | 0 | 0 | 0
F3_Industrial_Industrial - WA_Existing_Space Heating_Natural Gas_Insulation - Wall Cavity_A_Achievable Economic UCT Potential | F3 | Industrial | Industrial - WA | Existing | Space Heating | Natural Gas | Insulation - Wall Cavity | A | Original Unit Winter Peak Savings (kW) | Achievable Economic UCT Potential | 0 | 0 | 0 | 0 | 0 | 0 | 0 | 0 | 0 | 0 | 0 | 0 | 0 | 0 | 0 | 0 | 0 | 0 | 0 | 0 | 0 | 0 | 0 | 0 | 0 | 0 | 0
F4_Industrial_Industrial - WA_Existing_Space Heating_Natural Gas_Insulation - Wall Cavity_A_Achievable Economic UCT Potential | F4 | Industrial | Industrial - WA | Existing | Space Heating | Natural Gas | Insulation - Wall Cavity | A | Standalone Impact on Baseline Energy (%) | Achievable Economic UCT Potential | 0 | 0 | 8.0277e-05 | 0.00024215 | 0.00053132 | 0.0010041 | 0.0017252 | 0.002763 | 0.0041819 | 0.0060319 | 0.0083352 | 0.011073 | 0.014174 | 0.017516 | 0.020929 | 0.024223 | 0.027222 | 0.029829 | 0.03198 | 0.033668 | 0.034978 | 0.036062 | 0.036694 | 0.037338 | 0.037993 | 0.03866 | 0.039338
F5_Industrial_Industrial - WA_Existing_Space Heating_Natural Gas_Insulation - Wall Cavity_A_Achievable Economic UCT Potential | F5 | Industrial | Industrial - WA | Existing | Space Heating | Natural Gas | Insulation - Wall Cavity | A | Standalone Impact on Baseline Summer Peak (%) | Achievable Economic UCT Potential | 0 | 0 | 0 | 0 | 0 | 0 | 0 | 0 | 0 | 0 | 0 | 0 | 0 | 0 | 0 | 0 | 0 | 0 | 0 | 0 | 0 | 0 | 0 | 0 | 0 | 0 | 0
F6_Industrial_Industrial - WA_Existing_Space Heating_Natural Gas_Insulation - Wall Cavity_A_Achievable Economic UCT Potential | F6 | Industrial | Industrial - WA | Existing | Space Heating | Natural Gas | Insulation - Wall Cavity | A | Standalone Impact on Baseline Winter Peak (%) | Achievable Economic UCT Potential | 0 | 0 | 0 | 0 | 0 | 0 | 0 | 0 | 0 | 0 | 0 | 0 | 0 | 0 | 0 | 0 | 0 | 0 | 0 | 0 | 0 | 0 | 0 | 0 | 0 | 0 | 0
F7_Industrial_Industrial - WA_Existing_Space Heating_Natural Gas_Insulation - Wall Cavity_A_Achievable Economic UCT Potential | F7 | Industrial | Industrial - WA | Existing | Space Heating | Natural Gas | Insulation - Wall Cavity | A | Incremental Energy Savings (MWh or mTherms) | Achievable Economic UCT Potential | 0 | 0 | 0.013415 | 0.026304 | 0.045805 | 0.073067 | 0.10875 | 0.15271 | 0.20365 | 0.25882 | 0.3138 | 0.36274 | 0.39893 | 0.41599 | 0.40947 | 0.37836 | 0.32608 | 0.26434 | 0.19816 | 0.13451 | 0.084268 | 0.053901 | 0 | 0 | 0 | 0 | 0
F8_Industrial_Industrial - WA_Existing_Space Heating_Natural Gas_Insulation - Wall Cavity_A_Achievable Economic UCT Potential | F8 | Industrial | Industrial - WA | Existing | Space Heating | Natural Gas | Insulation - Wall Cavity | A | Incremental Summer Peak Savings (MW) | Achievable Economic UCT Potential | 0 | 0 | 0 | 0 | 0 | 0 | 0 | 0 | 0 | 0 | 0 | 0 | 0 | 0 | 0 | 0 | 0 | 0 | 0 | 0 | 0 | 0 | 0 | 0 | 0 | 0 | 0
F9_Industrial_Industrial - WA_Existing_Space Heating_Natural Gas_Insulation - Wall Cavity_A_Achievable Economic UCT Potential | F9 | Industrial | Industrial - WA | Existing | Space Heating | Natural Gas | Insulation - Wall Cavity | A | Incremental Winter Peak Savings (MW) | Achievable Economic UCT Potential | 0 | 0 | 0 | 0 | 0 | 0 | 0 | 0 | 0 | 0 | 0 | 0 | 0 | 0 | 0 | 0 | 0 | 0 | 0 | 0 | 0 | 0 | 0 | 0 | 0 | 0 | 0
F10_Industrial_Industrial - WA_Existing_Space Heating_Natural Gas_Insulation - Wall Cavity_A_Achievable Economic UCT Potential | F10 | Industrial | Industrial - WA | Existing | Space Heating | Natural Gas | Insulation - Wall Cavity | A | Cumulative Energy Savings (MWh or mTherms) | Achievable Economic UCT Potential | 0 | 0 | 0.013415 | 0.039693 | 0.085418 | 0.1583 | 0.2667 | 0.41878 | 0.62143 | 0.87871 | 1.1903 | 1.55 | 1.945 | 2.3559 | 2.7593 | 3.1306 | 3.4486 | 3.7042 | 3.893 | 4.0184 | 4.0939 | 4.1395 | 4.1318 | 4.1248 | 4.1183 | 4.1123 | 4.1068
F11_Industrial_Industrial - WA_Existing_Space Heating_Natural Gas_Insulation - Wall Cavity_A_Achievable Economic UCT Potential | F11 | Industrial | Industrial - WA | Existing | Space Heating | Natural Gas | Insulation - Wall Cavity | A | Cumulative Summer Peak Savings (MW) | Achievable Economic UCT Potential | 0 | 0 | 0 | 0 | 0 | 0 | 0 | 0 | 0 | 0 | 0 | 0 | 0 | 0 | 0 | 0 | 0 | 0 | 0 | 0 | 0 | 0 | 0 | 0 | 0 | 0 | 0
F12_Industrial_Industrial - WA_Existing_Space Heating_Natural Gas_Insulation - Wall Cavity_A_Achievable Economic UCT Potential | F12 | Industrial | Industrial - WA | Existing | Space Heating | Natural Gas | Insulation - Wall Cavity | A | Cumulative Winter Peak Savings (MW) | Achievable Economic UCT Potential | 0 | 0 | 0 | 0 | 0 | 0 | 0 | 0 | 0 | 0 | 0 | 0 | 0 | 0 | 0 | 0 | 0 | 0 | 0 | 0 | 0 | 0 | 0 | 0 | 0 | 0 | 0
F13_Industrial_Industrial - WA_Existing_Space Heating_Natural Gas_Insulation - Wall Cavity_A_Achievable Economic UCT Potential | F13 | Industrial | Industrial - WA | Existing | Space Heating | Natural Gas | Insulation - Wall Cavity | A | Purchases (Incremental) | Achievable Economic UCT Potential | 0 | 0 | 109.5788 | 215.2642 | 375.6215 | 600.4653 | 895.7083 | 1260.7277 | 1685.368 | 2147.1759 | 2609.8989 | 3024.6271 | 3334.9276 | 3486.5672 | 3440.759 | 3187.5733 | 2754.2693 | 2238.4787 | 1682.2644 | 1144.5645 | 718.6418 | 460.5988 | 0 | 0 | 0 | 0 | 0
F14_Industrial_Industrial - WA_Existing_Space Heating_Natural Gas_Insulation - Wall Cavity_A_Achievable Economic UCT Potential | F14 | Industrial | Industrial - WA | Existing | Space Heating | Natural Gas | Insulation - Wall Cavity | A | Purchases (Cumulative) | Achievable Economic UCT Potential | 0 | 0 | 109.5788 | 324.843 | 700.4644 | 1300.9298 | 2196.6381 | 3457.3658 | 5142.7339 | 7289.9098 | 9899.8087 | 12924.4359 | 16259.3635 | 19745.9307 | 23186.6896 | 26374.2629 | 29128.5322 | 31367.011 | 33049.2754 | 34193.8399 | 34912.4817 | 35373.0805 | 35373.0805 | 35373.0805 | 35373.0805 | 35373.0805 | 35373.0805
F1_Industrial_Industrial - WA_Existing_Space Heating_Natural Gas_Insulation - Ducting_A_Achievable Economic UCT Potential | F1 | Industrial | Industrial - WA | Existing | Space Heating | Natural Gas | Insulation - Ducting | A | Original Unit Energy Savings (kWh or therms) | Achievable Economic UCT Potential | 0 | 0 | 0.0067699 | 0.0067574 | 0.0067416 | 0.0067227 | 0.0067012 | 0.0066772 | 0.0066511 | 0.006623 | 0.0065934 | 0.0065622 | 0.0065299 | 0.0064964 | 0.0064621 | 0.006427 | 0.0063913 | 0.0063551 | 0.0063185 | 0.0062846 | 0.0062528 | 0.0062234 | 0.0061963 | 0.0061713 | 0.0061482 | 0.0061268 | 0.0061072
F2_Industrial_Industrial - WA_Existing_Space Heating_Natural Gas_Insulation - Ducting_A_Achievable Economic UCT Potential | F2 | Industrial | Industrial - WA | Existing | Space Heating | Natural Gas | Insulation - Ducting | A | Original Unit Summer Peak Savings (kW) | Achievable Economic UCT Potential | 0 | 0 | 0 | 0 | 0 | 0 | 0 | 0 | 0 | 0 | 0 | 0 | 0 | 0 | 0 | 0 | 0 | 0 | 0 | 0 | 0 | 0 | 0 | 0 | 0 | 0 | 0
F3_Industrial_Industrial - WA_Existing_Space Heating_Natural Gas_Insulation - Ducting_A_Achievable Economic UCT Potential | F3 | Industrial | Industrial - WA | Existing | Space Heating | Natural Gas | Insulation - Ducting | A | Original Unit Winter Peak Savings (kW) | Achievable Economic UCT Potential | 0 | 0 | 0 | 0 | 0 | 0 | 0 | 0 | 0 | 0 | 0 | 0 | 0 | 0 | 0 | 0 | 0 | 0 | 0 | 0 | 0 | 0 | 0 | 0 | 0 | 0 | 0
F4_Industrial_Industrial - WA_Existing_Space Heating_Natural Gas_Insulation - Ducting_A_Achievable Economic UCT Potential | F4 | Industrial | Industrial - WA | Existing | Space Heating | Natural Gas | Insulation - Ducting | A | Standalone Impact on Baseline Energy (%) | Achievable Economic UCT Potential | 0 | 0 | 0 | 0 | 0 | 0 | 0 | 0 | 0 | 0 | 0 | 0 | 0 | 0 | 0 | 0 | 0 | 0 | 0 | 0 | 0 | 0 | 0 | 0 | 0 | 0 | 0
F5_Industrial_Industrial - WA_Existing_Space Heating_Natural Gas_Insulation - Ducting_A_Achievable Economic UCT Potential | F5 | Industrial | Industrial - WA | Existing | Space Heating | Natural Gas | Insulation - Ducting | A | Standalone Impact on Baseline Summer Peak (%) | Achievable Economic UCT Potential | 0 | 0 | 0 | 0 | 0 | 0 | 0 | 0 | 0 | 0 | 0 | 0 | 0 | 0 | 0 | 0 | 0 | 0 | 0 | 0 | 0 | 0 | 0 | 0 | 0 | 0 | 0
F6_Industrial_Industrial - WA_Existing_Space Heating_Natural Gas_Insulation - Ducting_A_Achievable Economic UCT Potential | F6 | Industrial | Industrial - WA | Existing | Space Heating | Natural Gas | Insulation - Ducting | A | Standalone Impact on Baseline Winter Peak (%) | Achievable Economic UCT Potential | 0 | 0 | 0 | 0 | 0 | 0 | 0 | 0 | 0 | 0 | 0 | 0 | 0 | 0 | 0 | 0 | 0 | 0 | 0 | 0 | 0 | 0 | 0 | 0 | 0 | 0 | 0
F7_Industrial_Industrial - WA_Existing_Space Heating_Natural Gas_Insulation - Ducting_A_Achievable Economic UCT Potential | F7 | Industrial | Industrial - WA | Existing | Space Heating | Natural Gas | Insulation - Ducting | A | Incremental Energy Savings (MWh or mTherms) | Achievable Economic UCT Potential | 0 | 0 | 0 | 0 | 0 | 0 | 0 | 0 | 0 | 0 | 0 | 0 | 0 | 0 | 0 | 0 | 0 | 0 | 0 | 0 | 0 | 0 | 0 | 0 | 0 | 0 | 0
F8_Industrial_Industrial - WA_Existing_Space Heating_Natural Gas_Insulation - Ducting_A_Achievable Economic UCT Potential | F8 | Industrial | Industrial - WA | Existing | Space Heating | Natural Gas | Insulation - Ducting | A | Incremental Summer Peak Savings (MW) | Achievable Economic UCT Potential | 0 | 0 | 0 | 0 | 0 | 0 | 0 | 0 | 0 | 0 | 0 | 0 | 0 | 0 | 0 | 0 | 0 | 0 | 0 | 0 | 0 | 0 | 0 | 0 | 0 | 0 | 0
F9_Industrial_Industrial - WA_Existing_Space Heating_Natural Gas_Insulation - Ducting_A_Achievable Economic UCT Potential | F9 | Industrial | Industrial - WA | Existing | Space Heating | Natural Gas | Insulation - Ducting | A | Incremental Winter Peak Savings (MW) | Achievable Economic UCT Potential | 0 | 0 | 0 | 0 | 0 | 0 | 0 | 0 | 0 | 0 | 0 | 0 | 0 | 0 | 0 | 0 | 0 | 0 | 0 | 0 | 0 | 0 | 0 | 0 | 0 | 0 | 0
F10_Industrial_Industrial - WA_Existing_Space Heating_Natural Gas_Insulation - Ducting_A_Achievable Economic UCT Potential | F10 | Industrial | Industrial - WA | Existing | Space Heating | Natural Gas | Insulation - Ducting | A | Cumulative Energy Savings (MWh or mTherms) | Achievable Economic UCT Potential | 0 | 0 | 0 | 0 | 0 | 0 | 0 | 0 | 0 | 0 | 0 | 0 | 0 | 0 | 0 | 0 | 0 | 0 | 0 | 0 | 0 | 0 | 0 | 0 | 0 | 0 | 0
F11_Industrial_Industrial - WA_Existing_Space Heating_Natural Gas_Insulation - Ducting_A_Achievable Economic UCT Potential | F11 | Industrial | Industrial - WA | Existing | Space Heating | Natural Gas | Insulation - Ducting | A | Cumulative Summer Peak Savings (MW) | Achievable Economic UCT Potential | 0 | 0 | 0 | 0 | 0 | 0 | 0 | 0 | 0 | 0 | 0 | 0 | 0 | 0 | 0 | 0 | 0 | 0 | 0 | 0 | 0 | 0 | 0 | 0 | 0 | 0 | 0
F12_Industrial_Industrial - WA_Existing_Space Heating_Natural Gas_Insulation - Ducting_A_Achievable Economic UCT Potential | F12 | Industrial | Industrial - WA | Existing | Space Heating | Natural Gas | Insulation - Ducting | A | Cumulative Winter Peak Savings (MW) | Achievable Economic UCT Potential | 0 | 0 | 0 | 0 | 0 | 0 | 0 | 0 | 0 | 0 | 0 | 0 | 0 | 0 | 0 | 0 | 0 | 0 | 0 | 0 | 0 | 0 | 0 | 0 | 0 | 0 | 0
F13_Industrial_Industrial - WA_Existing_Space Heating_Natural Gas_Insulation - Ducting_A_Achievable Economic UCT Potential | F13 | Industrial | Industrial - WA | Existing | Space Heating | Natural Gas | Insulation - Ducting | A | Purchases (Incremental) | Achievable Economic UCT Potential | 0 | 0 | 0 | 0 | 0 | 0 | 0 | 0 | 0 | 0 | 0 | 0 | 0 | 0 | 0 | 0 | 0 | 0 | 0 | 0 | 0 | 0 | 0 | 0 | 0 | 0 | 0
F14_Industrial_Industrial - WA_Existing_Space Heating_Natural Gas_Insulation - Ducting_A_Achievable Economic UCT Potential | F14 | Industrial | Industrial - WA | Existing | Space Heating | Natural Gas | Insulation - Ducting | A | Purchases (Cumulative) | Achievable Economic UCT Potential | 0 | 0 | 0 | 0 | 0 | 0 | 0 | 0 | 0 | 0 | 0 | 0 | 0 | 0 | 0 | 0 | 0 | 0 | 0 | 0 | 0 | 0 | 0 | 0 | 0 | 0 | 0
F1_Industrial_Industrial - WA_Existing_Space Heating_Natural Gas_Ducting - Repair and Sealing_A_Achievable Economic UCT Potential | F1 | Industrial | Industrial - WA | Existing | Space Heating | Natural Gas | Ducting - Repair and Sealing | A | Original Unit Energy Savings (kWh or therms) | Achievable Economic UCT Potential | 0 | 0 | 0.27616 | 0.27565 | 0.275 | 0.27424 | 0.27336 | 0.27238 | 0.27131 | 0.27017 | 0.26896 | 0.26769 | 0.26637 | 0.265 | 0.2636 | 0.26217 | 0.26071 | 0.25924 | 0.25775 | 0.25636 | 0.25506 | 0.25387 | 0.25276 | 0.25174 | 0.2508 | 0.24993 | 0.24912
F2_Industrial_Industrial - WA_Existing_Space Heating_Natural Gas_Ducting - Repair and Sealing_A_Achievable Economic UCT Potential | F2 | Industrial | Industrial - WA | Existing | Space Heating | Natural Gas | Ducting - Repair and Sealing | A | Original Unit Summer Peak Savings (kW) | Achievable Economic UCT Potential | 0 | 0 | 0 | 0 | 0 | 0 | 0 | 0 | 0 | 0 | 0 | 0 | 0 | 0 | 0 | 0 | 0 | 0 | 0 | 0 | 0 | 0 | 0 | 0 | 0 | 0 | 0
F3_Industrial_Industrial - WA_Existing_Space Heating_Natural Gas_Ducting - Repair and Sealing_A_Achievable Economic UCT Potential | F3 | Industrial | Industrial - WA | Existing | Space Heating | Natural Gas | Ducting - Repair and Sealing | A | Original Unit Winter Peak Savings (kW) | Achievable Economic UCT Potential | 0 | 0 | 0 | 0 | 0 | 0 | 0 | 0 | 0 | 0 | 0 | 0 | 0 | 0 | 0 | 0 | 0 | 0 | 0 | 0 | 0 | 0 | 0 | 0 | 0 | 0 | 0
F4_Industrial_Industrial - WA_Existing_Space Heating_Natural Gas_Ducting - Repair and Sealing_A_Achievable Economic UCT Potential | F4 | Industrial | Industrial - WA | Existing | Space Heating | Natural Gas | Ducting - Repair and Sealing | A | Standalone Impact on Baseline Energy (%) | Achievable Economic UCT Potential | 0 | 0 | 2.4697e-05 | 7.4502e-05 | 0.00016341 | 0.00030862 | 0.00052974 | 0.00084735 | 0.0012806 | 0.0018439 | 0.0025429 | 0.0033707 | 0.0043046 | 0.0053058 | 0.0063225 | 0.0072969 | 0.0081757 | 0.0089305 | 0.0095435 | 0.010017 | 0.010344 | 0.010571 | 0.01073 | 0.010893 | 0.01106 | 0.011231 | 0.011406
F5_Industrial_Industrial - WA_Existing_Space Heating_Natural Gas_Ducting - Repair and Sealing_A_Achievable Economic UCT Potential | F5 | Industrial | Industrial - WA | Existing | Space Heating | Natural Gas | Ducting - Repair and Sealing | A | Standalone Impact on Baseline Summer Peak (%) | Achievable Economic UCT Potential | 0 | 0 | 0 | 0 | 0 | 0 | 0 | 0 | 0 | 0 | 0 | 0 | 0 | 0 | 0 | 0 | 0 | 0 | 0 | 0 | 0 | 0 | 0 | 0 | 0 | 0 | 0
F6_Industrial_Industrial - WA_Existing_Space Heating_Natural Gas_Ducting - Repair and Sealing_A_Achievable Economic UCT Potential | F6 | Industrial | Industrial - WA | Existing | Space Heating | Natural Gas | Ducting - Repair and Sealing | A | Standalone Impact on Baseline Winter Peak (%) | Achievable Economic UCT Potential | 0 | 0 | 0 | 0 | 0 | 0 | 0 | 0 | 0 | 0 | 0 | 0 | 0 | 0 | 0 | 0 | 0 | 0 | 0 | 0 | 0 | 0 | 0 | 0 | 0 | 0 | 0
F7_Industrial_Industrial - WA_Existing_Space Heating_Natural Gas_Ducting - Repair and Sealing_A_Achievable Economic UCT Potential | F7 | Industrial | Industrial - WA | Existing | Space Heating | Natural Gas | Ducting - Repair and Sealing | A | Incremental Energy Savings (MWh or mTherms) | Achievable Economic UCT Potential | 0 | 0 | 0.0041271 | 0.0080926 | 0.014088 | 0.022458 | 0.033393 | 0.046833 | 0.062362 | 0.079116 | 0.095735 | 0.11042 | 0.12115 | 0.12601 | 0.1237 | 0.11397 | 0.097933 | 0.079143 | 0.059136 | 0.040018 | 0.021187 | 0.0084942 | 0 | 0 | 0 | 0 | 0
F8_Industrial_Industrial - WA_Existing_Space Heating_Natural Gas_Ducting - Repair and Sealing_A_Achievable Economic UCT Potential | F8 | Industrial | Industrial - WA | Existing | Space Heating | Natural Gas | Ducting - Repair and Sealing | A | Incremental Summer Peak Savings (MW) | Achievable Economic UCT Potential | 0 | 0 | 0 | 0 | 0 | 0 | 0 | 0 | 0 | 0 | 0 | 0 | 0 | 0 | 0 | 0 | 0 | 0 | 0 | 0 | 0 | 0 | 0 | 0 | 0 | 0 | 0
F9_Industrial_Industrial - WA_Existing_Space Heating_Natural Gas_Ducting - Repair and Sealing_A_Achievable Economic UCT Potential | F9 | Industrial | Industrial - WA | Existing | Space Heating | Natural Gas | Ducting - Repair and Sealing | A | Incremental Winter Peak Savings (MW) | Achievable Economic UCT Potential | 0 | 0 | 0 | 0 | 0 | 0 | 0 | 0 | 0 | 0 | 0 | 0 | 0 | 0 | 0 | 0 | 0 | 0 | 0 | 0 | 0 | 0 | 0 | 0 | 0 | 0 | 0
F10_Industrial_Industrial - WA_Existing_Space Heating_Natural Gas_Ducting - Repair and Sealing_A_Achievable Economic UCT Potential | F10 | Industrial | Industrial - WA | Existing | Space Heating | Natural Gas | Ducting - Repair and Sealing | A | Cumulative Energy Savings (MWh or mTherms) | Achievable Economic UCT Potential | 0 | 0 | 0.0041271 | 0.012212 | 0.026272 | 0.048656 | 0.081893 | 0.12843 | 0.19029 | 0.26861 | 0.36314 | 0.47185 | 0.59067 | 0.71366 | 0.83358 | 0.94303 | 1.0357 | 1.109 | 1.1618 | 1.1955 | 1.2107 | 1.2135 | 1.2082 | 1.2033 | 1.1988 | 1.1947 | 1.1908
F11_Industrial_Industrial - WA_Existing_Space Heating_Natural Gas_Ducting - Repair and Sealing_A_Achievable Economic UCT Potential | F11 | Industrial | Industrial - WA | Existing | Space Heating | Natural Gas | Ducting - Repair and Sealing | A | Cumulative Summer Peak Savings (MW) | Achievable Economic UCT Potential | 0 | 0 | 0 | 0 | 0 | 0 | 0 | 0 | 0 | 0 | 0 | 0 | 0 | 0 | 0 | 0 | 0 | 0 | 0 | 0 | 0 | 0 | 0 | 0 | 0 | 0 | 0
F12_Industrial_Industrial - WA_Existing_Space Heating_Natural Gas_Ducting - Repair and Sealing_A_Achievable Economic UCT Potential | F12 | Industrial | Industrial - WA | Existing | Space Heating | Natural Gas | Ducting - Repair and Sealing | A | Cumulative Winter Peak Savings (MW) | Achievable Economic UCT Potential | 0 | 0 | 0 | 0 | 0 | 0 | 0 | 0 | 0 | 0 | 0 | 0 | 0 | 0 | 0 | 0 | 0 | 0 | 0 | 0 | 0 | 0 | 0 | 0 | 0 | 0 | 0
F13_Industrial_Industrial - WA_Existing_Space Heating_Natural Gas_Ducting - Repair and Sealing_A_Achievable Economic UCT Potential | F13 | Industrial | Industrial - WA | Existing | Space Heating | Natural Gas | Ducting - Repair and Sealing | A | Purchases (Incremental) | Achievable Economic UCT Potential | 0 | 0 | 14.9447 | 29.3584 | 51.2284 | 81.8933 | 122.1594 | 171.9418 | 229.8555 | 292.8383 | 355.9458 | 412.5077 | 454.8274 | 475.5084 | 469.261 | 434.7307 | 375.6355 | 305.2904 | 229.4322 | 156.0991 | 83.0658 | 33.4595 | 0 | 0 | 0 | 0 | 0
F14_Industrial_Industrial - WA_Existing_Space Heating_Natural Gas_Ducting - Repair and Sealing_A_Achievable Economic UCT Potential | F14 | Industrial | Industrial - WA | Existing | Space Heating | Natural Gas | Ducting - Repair and Sealing | A | Purchases (Cumulative) | Achievable Economic UCT Potential | 0 | 0 | 14.9447 | 44.3031 | 95.5314 | 177.4247 | 299.5841 | 471.5259 | 701.3814 | 994.2196 | 1350.1654 | 1762.6731 | 2217.5004 | 2693.0088 | 3162.2698 | 3597.0005 | 3972.636 | 4277.9264 | 4507.3586 | 4663.4577 | 4746.5236 | 4779.983 | 4779.983 | 4779.983 | 4779.983 | 4779.983 | 4779.983
F1_Industrial_Industrial - WA_Existing_Space Heating_Natural Gas_Building Shell - Air Sealing (Infiltration Control)_A_Achievable Economic UCT Potential | F1 | Industrial | Industrial - WA | Existing | Space Heating | Natural Gas | Building Shell - Air Sealing (Infiltration Control) | A | Original Unit Energy Savings (kWh or therms) | Achievable Economic UCT Potential | 0 | 0 | 63.6072 | 63.4875 | 63.3593 | 63.2236 | 63.0816 | 62.9345 | 62.7831 | 62.6284 | 62.4711 | 62.3121 | 62.1521 | 61.9916 | 61.8313 | 61.6718 | 61.5135 | 61.3569 | 61.2024 | 61.059 | 60.9254 | 60.8027 | 60.6898 | 60.586 | 60.4906 | 60.4029 | 60.3223
F2_Industrial_Industrial - WA_Existing_Space Heating_Natural Gas_Building Shell - Air Sealing (Infiltration Control)_A_Achievable Economic UCT Potential | F2 | Industrial | Industrial - WA | Existing | Space Heating | Natural Gas | Building Shell - Air Sealing (Infiltration Control) | A | Original Unit Summer Peak Savings (kW) | Achievable Economic UCT Potential | 0 | 0 | 0 | 0 | 0 | 0 | 0 | 0 | 0 | 0 | 0 | 0 | 0 | 0 | 0 | 0 | 0 | 0 | 0 | 0 | 0 | 0 | 0 | 0 | 0 | 0 | 0
F3_Industrial_Industrial - WA_Existing_Space Heating_Natural Gas_Building Shell - Air Sealing (Infiltration Control)_A_Achievable Economic UCT Potential | F3 | Industrial | Industrial - WA | Existing | Space Heating | Natural Gas | Building Shell - Air Sealing (Infiltration Control) | A | Original Unit Winter Peak Savings (kW) | Achievable Economic UCT Potential | 0 | 0 | 0 | 0 | 0 | 0 | 0 | 0 | 0 | 0 | 0 | 0 | 0 | 0 | 0 | 0 | 0 | 0 | 0 | 0 | 0 | 0 | 0 | 0 | 0 | 0 | 0
F4_Industrial_Industrial - WA_Existing_Space Heating_Natural Gas_Building Shell - Air Sealing (Infiltration Control)_A_Achievable Economic UCT Potential | F4 | Industrial | Industrial - WA | Existing | Space Heating | Natural Gas | Building Shell - Air Sealing (Infiltration Control) | A | Standalone Impact on Baseline Energy (%) | Achievable Economic UCT Potential | 0 | 0 | 4.2266e-06 | 1.2749e-05 | 2.7974e-05 | 5.2866e-05 | 9.0831e-05 | 0.00014547 | 0.00022018 | 0.00031758 | 0.00043885 | 0.00058298 | 0.00074125 | 0.00090703 | 0.0010686 | 0.0012125 | 0.0013252 | 0.0013974 | 0.0014219 | 0.0014468 | 0.0014722 | 0.0014981 | 0.0015243 | 0.0015511 | 0.0015783 | 0.001606 | 0.0016342
F5_Industrial_Industrial - WA_Existing_Space Heating_Natural Gas_Building Shell - Air Sealing (Infiltration Control)_A_Achievable Economic UCT Potential | F5 | Industrial | Industrial - WA | Existing | Space Heating | Natural Gas | Building Shell - Air Sealing (Infiltration Control) | A | Standalone Impact on Baseline Summer Peak (%) | Achievable Economic UCT Potential | 0 | 0 | 0 | 0 | 0 | 0 | 0 | 0 | 0 | 0 | 0 | 0 | 0 | 0 | 0 | 0 | 0 | 0 | 0 | 0 | 0 | 0 | 0 | 0 | 0 | 0 | 0
F6_Industrial_Industrial - WA_Existing_Space Heating_Natural Gas_Building Shell - Air Sealing (Infiltration Control)_A_Achievable Economic UCT Potential | F6 | Industrial | Industrial - WA | Existing | Space Heating | Natural Gas | Building Shell - Air Sealing (Infiltration Control) | A | Standalone Impact on Baseline Winter Peak (%) | Achievable Economic UCT Potential | 0 | 0 | 0 | 0 | 0 | 0 | 0 | 0 | 0 | 0 | 0 | 0 | 0 | 0 | 0 | 0 | 0 | 0 | 0 | 0 | 0 | 0 | 0 | 0 | 0 | 0 | 0
F7_Industrial_Industrial - WA_Existing_Space Heating_Natural Gas_Building Shell - Air Sealing (Infiltration Control)_A_Achievable Economic UCT Potential | F7 | Industrial | Industrial - WA | Existing | Space Heating | Natural Gas | Building Shell - Air Sealing (Infiltration Control) | A | Incremental Energy Savings (MWh or mTherms) | Achievable Economic UCT Potential | 0 | 0 | 0.0007063 | 0.0013849 | 0.0024117 | 0.003847 | 0.0057257 | 0.0080402 | 0.010722 | 0.013627 | 0.016522 | 0.019099 | 0.020314 | 0.02055 | 0.019205 | 0.016168 | 0.011585 | 0.0060792 | 0 | 0 | 0 | 0 | 0 | 0 | 0 | 0 | 0
F8_Industrial_Industrial - WA_Existing_Space Heating_Natural Gas_Building Shell - Air Sealing (Infiltration Control)_A_Achievable Economic UCT Potential | F8 | Industrial | Industrial - WA | Existing | Space Heating | Natural Gas | Building Shell - Air Sealing (Infiltration Control) | A | Incremental Summer Peak Savings (MW) | Achievable Economic UCT Potential | 0 | 0 | 0 | 0 | 0 | 0 | 0 | 0 | 0 | 0 | 0 | 0 | 0 | 0 | 0 | 0 | 0 | 0 | 0 | 0 | 0 | 0 | 0 | 0 | 0 | 0 | 0
F9_Industrial_Industrial - WA_Existing_Space Heating_Natural Gas_Building Shell - Air Sealing (Infiltration Control)_A_Achievable Economic UCT Potential | F9 | Industrial | Industrial - WA | Existing | Space Heating | Natural Gas | Building Shell - Air Sealing (Infiltration Control) | A | Incremental Winter Peak Savings (MW) | Achievable Economic UCT Potential | 0 | 0 | 0 | 0 | 0 | 0 | 0 | 0 | 0 | 0 | 0 | 0 | 0 | 0 | 0 | 0 | 0 | 0 | 0 | 0 | 0 | 0 | 0 | 0 | 0 | 0 | 0
F10_Industrial_Industrial - WA_Existing_Space Heating_Natural Gas_Building Shell - Air Sealing (Infiltration Control)_A_Achievable Economic UCT Potential | F10 | Industrial | Industrial - WA | Existing | Space Heating | Natural Gas | Building Shell - Air Sealing (Infiltration Control) | A | Cumulative Energy Savings (MWh or mTherms) | Achievable Economic UCT Potential | 0 | 0 | 0.0007063 | 0.0020899 | 0.0044973 | 0.0083347 | 0.014042 | 0.022049 | 0.032718 | 0.046265 | 0.06267 | 0.081609 | 0.10171 | 0.122 | 0.14089 | 0.15669 | 0.16788 | 0.17353 | 0.17309 | 0.17269 | 0.17231 | 0.17196 | 0.17164 | 0.17135 | 0.17108 | 0.17083 | 0.1706
F11_Industrial_Industrial - WA_Existing_Space Heating_Natural Gas_Building Shell - Air Sealing (Infiltration Control)_A_Achievable Economic UCT Potential | F11 | Industrial | Industrial - WA | Existing | Space Heating | Natural Gas | Building Shell - Air Sealing (Infiltration Control) | A | Cumulative Summer Peak Savings (MW) | Achievable Economic UCT Potential | 0 | 0 | 0 | 0 | 0 | 0 | 0 | 0 | 0 | 0 | 0 | 0 | 0 | 0 | 0 | 0 | 0 | 0 | 0 | 0 | 0 | 0 | 0 | 0 | 0 | 0 | 0
F12_Industrial_Industrial - WA_Existing_Space Heating_Natural Gas_Building Shell - Air Sealing (Infiltration Control)_A_Achievable Economic UCT Potential | F12 | Industrial | Industrial - WA | Existing | Space Heating | Natural Gas | Building Shell - Air Sealing (Infiltration Control) | A | Cumulative Winter Peak Savings (MW) | Achievable Economic UCT Potential | 0 | 0 | 0 | 0 | 0 | 0 | 0 | 0 | 0 | 0 | 0 | 0 | 0 | 0 | 0 | 0 | 0 | 0 | 0 | 0 | 0 | 0 | 0 | 0 | 0 | 0 | 0
F13_Industrial_Industrial - WA_Existing_Space Heating_Natural Gas_Building Shell - Air Sealing (Infiltration Control)_A_Achievable Economic UCT Potential | F13 | Industrial | Industrial - WA | Existing | Space Heating | Natural Gas | Building Shell - Air Sealing (Infiltration Control) | A | Purchases (Incremental) | Achievable Economic UCT Potential | 0 | 0 | 0.011104 | 0.021814 | 0.038063 | 0.060848 | 0.090766 | 0.12775 | 0.17079 | 0.21758 | 0.26447 | 0.3065 | 0.32684 | 0.33149 | 0.3106 | 0.26216 | 0.18834 | 0.09908 | 0 | 0 | 0 | 0 | 0 | 0 | 0 | 0 | 0
F14_Industrial_Industrial - WA_Existing_Space Heating_Natural Gas_Building Shell - Air Sealing (Infiltration Control)_A_Achievable Economic UCT Potential | F14 | Industrial | Industrial - WA | Existing | Space Heating | Natural Gas | Building Shell - Air Sealing (Infiltration Control) | A | Purchases (Cumulative) | Achievable Economic UCT Potential | 0 | 0 | 0.011104 | 0.032918 | 0.070981 | 0.13183 | 0.22259 | 0.35035 | 0.52113 | 0.73872 | 1.0032 | 1.3097 | 1.6365 | 1.968 | 2.2786 | 2.5408 | 2.7291 | 2.8282 | 2.8282 | 2.8282 | 2.8282 | 2.8282 | 2.8282 | 2.8282 | 2.8282 | 2.8282 | 2.8282
F1_Industrial_Industrial - WA_Existing_Space Heating_Natural Gas_Ventilation - Demand Controlled_A_Achievable Economic UCT Potential | F1 | Industrial | Industrial - WA | Existing | Space Heating | Natural Gas | Ventilation - Demand Controlled | A | Original Unit Energy Savings (kWh or therms) | Achievable Economic UCT Potential | 0 | 0 | 0.05097 | 0.050876 | 0.050757 | 0.050615 | 0.050453 | 0.050272 | 0.050075 | 0.049864 | 0.049641 | 0.049407 | 0.049163 | 0.048911 | 0.048652 | 0.048388 | 0.048119 | 0.047847 | 0.047572 | 0.047316 | 0.047077 | 0.046855 | 0.046651 | 0.046463 | 0.046289 | 0.046129 | 0.04598
F2_Industrial_Industrial - WA_Existing_Space Heating_Natural Gas_Ventilation - Demand Controlled_A_Achievable Economic UCT Potential | F2 | Industrial | Industrial - WA | Existing | Space Heating | Natural Gas | Ventilation - Demand Controlled | A | Original Unit Summer Peak Savings (kW) | Achievable Economic UCT Potential | 0 | 0 | 0 | 0 | 0 | 0 | 0 | 0 | 0 | 0 | 0 | 0 | 0 | 0 | 0 | 0 | 0 | 0 | 0 | 0 | 0 | 0 | 0 | 0 | 0 | 0 | 0
F3_Industrial_Industrial - WA_Existing_Space Heating_Natural Gas_Ventilation - Demand Controlled_A_Achievable Economic UCT Potential | F3 | Industrial | Industrial - WA | Existing | Space Heating | Natural Gas | Ventilation - Demand Controlled | A | Original Unit Winter Peak Savings (kW) | Achievable Economic UCT Potential | 0 | 0 | 0 | 0 | 0 | 0 | 0 | 0 | 0 | 0 | 0 | 0 | 0 | 0 | 0 | 0 | 0 | 0 | 0 | 0 | 0 | 0 | 0 | 0 | 0 | 0 | 0
F4_Industrial_Industrial - WA_Existing_Space Heating_Natural Gas_Ventilation - Demand Controlled_A_Achievable Economic UCT Potential | F4 | Industrial | Industrial - WA | Existing | Space Heating | Natural Gas | Ventilation - Demand Controlled | A | Standalone Impact on Baseline Energy (%) | Achievable Economic UCT Potential | 0 | 0 | 0.00044438 | 0.00089659 | 0.0013563 | 0.0018231 | 0.0022969 | 0.0027329 | 0.0030951 | 0.0033982 | 0.0036541 | 0.0038722 | 0.0039308 | 0.0039895 | 0.0040485 | 0.0041078 | 0.0041673 | 0.0042272 | 0.0042874 | 0.0043494 | 0.0044129 | 0.0044783 | 0.0045454 | 0.0046144 | 0.0046852 | 0.0047577 | 0.0048321
F5_Industrial_Industrial - WA_Existing_Space Heating_Natural Gas_Ventilation - Demand Controlled_A_Achievable Economic UCT Potential | F5 | Industrial | Industrial - WA | Existing | Space Heating | Natural Gas | Ventilation - Demand Controlled | A | Standalone Impact on Baseline Summer Peak (%) | Achievable Economic UCT Potential | 0 | 0 | 0 | 0 | 0 | 0 | 0 | 0 | 0 | 0 | 0 | 0 | 0 | 0 | 0 | 0 | 0 | 0 | 0 | 0 | 0 | 0 | 0 | 0 | 0 | 0 | 0
F6_Industrial_Industrial - WA_Existing_Space Heating_Natural Gas_Ventilation - Demand Controlled_A_Achievable Economic UCT Potential | F6 | Industrial | Industrial - WA | Existing | Space Heating | Natural Gas | Ventilation - Demand Controlled | A | Standalone Impact on Baseline Winter Peak (%) | Achievable Economic UCT Potential | 0 | 0 | 0 | 0 | 0 | 0 | 0 | 0 | 0 | 0 | 0 | 0 | 0 | 0 | 0 | 0 | 0 | 0 | 0 | 0 | 0 | 0 | 0 | 0 | 0 | 0 | 0
F7_Industrial_Industrial - WA_Existing_Space Heating_Natural Gas_Ventilation - Demand Controlled_A_Achievable Economic UCT Potential | F7 | Industrial | Industrial - WA | Existing | Space Heating | Natural Gas | Ventilation - Demand Controlled | A | Incremental Energy Savings (MWh or mTherms) | Achievable Economic UCT Potential | 0 | 0 | 0.07426 | 0.072845 | 0.071421 | 0.069994 | 0.068566 | 0.060429 | 0.047324 | 0.037049 | 0.028998 | 0.022691 | 0 | 0 | 0 | 0 | 0 | 0 | 0 | 0 | 0 | 0 | 0 | 0 | 0 | 0 | 0
F8_Industrial_Industrial - WA_Existing_Space Heating_Natural Gas_Ventilation - Demand Controlled_A_Achievable Economic UCT Potential | F8 | Industrial | Industrial - WA | Existing | Space Heating | Natural Gas | Ventilation - Demand Controlled | A | Incremental Summer Peak Savings (MW) | Achievable Economic UCT Potential | 0 | 0 | 0 | 0 | 0 | 0 | 0 | 0 | 0 | 0 | 0 | 0 | 0 | 0 | 0 | 0 | 0 | 0 | 0 | 0 | 0 | 0 | 0 | 0 | 0 | 0 | 0
F9_Industrial_Industrial - WA_Existing_Space Heating_Natural Gas_Ventilation - Demand Controlled_A_Achievable Economic UCT Potential | F9 | Industrial | Industrial - WA | Existing | Space Heating | Natural Gas | Ventilation - Demand Controlled | A | Incremental Winter Peak Savings (MW) | Achievable Economic UCT Potential | 0 | 0 | 0 | 0 | 0 | 0 | 0 | 0 | 0 | 0 | 0 | 0 | 0 | 0 | 0 | 0 | 0 | 0 | 0 | 0 | 0 | 0 | 0 | 0 | 0 | 0 | 0
F10_Industrial_Industrial - WA_Existing_Space Heating_Natural Gas_Ventilation - Demand Controlled_A_Achievable Economic UCT Potential | F10 | Industrial | Industrial - WA | Existing | Space Heating | Natural Gas | Ventilation - Demand Controlled | A | Cumulative Energy Savings (MWh or mTherms) | Achievable Economic UCT Potential | 0 | 0 | 0.07426 | 0.14697 | 0.21805 | 0.28743 | 0.35507 | 0.41423 | 0.45993 | 0.49505 | 0.52183 | 0.54205 | 0.53938 | 0.53662 | 0.53378 | 0.53088 | 0.52793 | 0.52494 | 0.52192 | 0.51912 | 0.51649 | 0.51406 | 0.51182 | 0.50976 | 0.50785 | 0.50609 | 0.50446
F11_Industrial_Industrial - WA_Existing_Space Heating_Natural Gas_Ventilation - Demand Controlled_A_Achievable Economic UCT Potential | F11 | Industrial | Industrial - WA | Existing | Space Heating | Natural Gas | Ventilation - Demand Controlled | A | Cumulative Summer Peak Savings (MW) | Achievable Economic UCT Potential | 0 | 0 | 0 | 0 | 0 | 0 | 0 | 0 | 0 | 0 | 0 | 0 | 0 | 0 | 0 | 0 | 0 | 0 | 0 | 0 | 0 | 0 | 0 | 0 | 0 | 0 | 0
F12_Industrial_Industrial - WA_Existing_Space Heating_Natural Gas_Ventilation - Demand Controlled_A_Achievable Economic UCT Potential | F12 | Industrial | Industrial - WA | Existing | Space Heating | Natural Gas | Ventilation - Demand Controlled | A | Cumulative Winter Peak Savings (MW) | Achievable Economic UCT Potential | 0 | 0 | 0 | 0 | 0 | 0 | 0 | 0 | 0 | 0 | 0 | 0 | 0 | 0 | 0 | 0 | 0 | 0 | 0 | 0 | 0 | 0 | 0 | 0 | 0 | 0 | 0
F13_Industrial_Industrial - WA_Existing_Space Heating_Natural Gas_Ventilation - Demand Controlled_A_Achievable Economic UCT Potential | F13 | Industrial | Industrial - WA | Existing | Space Heating | Natural Gas | Ventilation - Demand Controlled | A | Purchases (Incremental) | Achievable Economic UCT Potential | 0 | 0 | 1456.9334 | 1431.8139 | 1407.1274 | 1382.8666 | 1359.0241 | 1202.0334 | 945.0469 | 743.0024 | 584.1536 | 459.2656 | 0 | 0 | 0 | 0 | 0 | 0 | 0 | 0 | 0 | 0 | 0 | 0 | 0 | 0 | 0
F14_Industrial_Industrial - WA_Existing_Space Heating_Natural Gas_Ventilation - Demand Controlled_A_Achievable Economic UCT Potential | F14 | Industrial | Industrial - WA | Existing | Space Heating | Natural Gas | Ventilation - Demand Controlled | A | Purchases (Cumulative) | Achievable Economic UCT Potential | 0 | 0 | 1456.9334 | 2888.7472 | 4295.8747 | 5678.7412 | 7037.7653 | 8239.7987 | 9184.8456 | 9927.848 | 10512.0016 | 10971.2672 | 10971.2672 | 10971.2672 | 10971.2672 | 10971.2672 | 10971.2672 | 10971.2672 | 10971.2672 | 10971.2672 | 10971.2672 | 10971.2672 | 10971.2672 | 10971.2672 | 10971.2672 | 10971.2672 | 10971.2672
F1_Industrial_Industrial - WA_Existing_Space Heating_Natural Gas_Destratification Fans (HVLS)_A_Achievable Economic UCT Potential | F1 | Industrial | Industrial - WA | Existing | Space Heating | Natural Gas | Destratification Fans (HVLS) | A | Original Unit Energy Savings (kWh or therms) | Achievable Economic UCT Potential | 0 | 0 | 122898.3356 | 122667.2309 | 122419.3962 | 122157.2392 | 121882.9771 | 121598.6518 | 121306.1435 | 121007.1837 | 120703.3673 | 120396.1627 | 120086.9228 | 119776.8934 | 119467.2218 | 119158.9652 | 118853.0971 | 118550.5141 | 118252.0425 | 117974.9563 | 117716.8778 | 117479.6459 | 117261.5666 | 117061.0845 | 116876.7712 | 116707.315 | 116551.5114
F2_Industrial_Industrial - WA_Existing_Space Heating_Natural Gas_Destratification Fans (HVLS)_A_Achievable Economic UCT Potential | F2 | Industrial | Industrial - WA | Existing | Space Heating | Natural Gas | Destratification Fans (HVLS) | A | Original Unit Summer Peak Savings (kW) | Achievable Economic UCT Potential | 0 | 0 | 0 | 0 | 0 | 0 | 0 | 0 | 0 | 0 | 0 | 0 | 0 | 0 | 0 | 0 | 0 | 0 | 0 | 0 | 0 | 0 | 0 | 0 | 0 | 0 | 0
F3_Industrial_Industrial - WA_Existing_Space Heating_Natural Gas_Destratification Fans (HVLS)_A_Achievable Economic UCT Potential | F3 | Industrial | Industrial - WA | Existing | Space Heating | Natural Gas | Destratification Fans (HVLS) | A | Original Unit Winter Peak Savings (kW) | Achievable Economic UCT Potential | 0 | 0 | 0 | 0 | 0 | 0 | 0 | 0 | 0 | 0 | 0 | 0 | 0 | 0 | 0 | 0 | 0 | 0 | 0 | 0 | 0 | 0 | 0 | 0 | 0 | 0 | 0
F4_Industrial_Industrial - WA_Existing_Space Heating_Natural Gas_Destratification Fans (HVLS)_A_Achievable Economic UCT Potential | F4 | Industrial | Industrial - WA | Existing | Space Heating | Natural Gas | Destratification Fans (HVLS) | A | Standalone Impact on Baseline Energy (%) | Achievable Economic UCT Potential | 0 | 0 | 0.0016344 | 0.0032975 | 0.0049897 | 0.0067116 | 0.0084638 | 0.010247 | 0.012061 | 0.013907 | 0.015785 | 0.017697 | 0.019641 | 0.02162 | 0.023634 | 0.025683 | 0.027768 | 0.028255 | 0.028751 | 0.029255 | 0.029769 | 0.030291 | 0.030822 | 0.031363 | 0.031913 | 0.032473 | 0.033043
F5_Industrial_Industrial - WA_Existing_Space Heating_Natural Gas_Destratification Fans (HVLS)_A_Achievable Economic UCT Potential | F5 | Industrial | Industrial - WA | Existing | Space Heating | Natural Gas | Destratification Fans (HVLS) | A | Standalone Impact on Baseline Summer Peak (%) | Achievable Economic UCT Potential | 0 | 0 | 0 | 0 | 0 | 0 | 0 | 0 | 0 | 0 | 0 | 0 | 0 | 0 | 0 | 0 | 0 | 0 | 0 | 0 | 0 | 0 | 0 | 0 | 0 | 0 | 0
F6_Industrial_Industrial - WA_Existing_Space Heating_Natural Gas_Destratification Fans (HVLS)_A_Achievable Economic UCT Potential | F6 | Industrial | Industrial - WA | Existing | Space Heating | Natural Gas | Destratification Fans (HVLS) | A | Standalone Impact on Baseline Winter Peak (%) | Achievable Economic UCT Potential | 0 | 0 | 0 | 0 | 0 | 0 | 0 | 0 | 0 | 0 | 0 | 0 | 0 | 0 | 0 | 0 | 0 | 0 | 0 | 0 | 0 | 0 | 0 | 0 | 0 | 0 | 0
F7_Industrial_Industrial - WA_Existing_Space Heating_Natural Gas_Destratification Fans (HVLS)_A_Achievable Economic UCT Potential | F7 | Industrial | Industrial - WA | Existing | Space Heating | Natural Gas | Destratification Fans (HVLS) | A | Incremental Energy Savings (MWh or mTherms) | Achievable Economic UCT Potential | 0 | 0 | 0.27312 | 0.26791 | 0.26276 | 0.25767 | 0.25266 | 0.24773 | 0.24287 | 0.23809 | 0.2334 | 0.22879 | 0.22427 | 0.21984 | 0.21549 | 0.21122 | 0.20705 | 0 | 0 | 0 | 0 | 0 | 0 | 0 | 0 | 0 | 0
F8_Industrial_Industrial - WA_Existing_Space Heating_Natural Gas_Destratification Fans (HVLS)_A_Achievable Economic UCT Potential | F8 | Industrial | Industrial - WA | Existing | Space Heating | Natural Gas | Destratification Fans (HVLS) | A | Incremental Summer Peak Savings (MW) | Achievable Economic UCT Potential | 0 | 0 | 0 | 0 | 0 | 0 | 0 | 0 | 0 | 0 | 0 | 0 | 0 | 0 | 0 | 0 | 0 | 0 | 0 | 0 | 0 | 0 | 0 | 0 | 0 | 0 | 0
F9_Industrial_Industrial - WA_Existing_Space Heating_Natural Gas_Destratification Fans (HVLS)_A_Achievable Economic UCT Potential | F9 | Industrial | Industrial - WA | Existing | Space Heating | Natural Gas | Destratification Fans (HVLS) | A | Incremental Winter Peak Savings (MW) | Achievable Economic UCT Potential | 0 | 0 | 0 | 0 | 0 | 0 | 0 | 0 | 0 | 0 | 0 | 0 | 0 | 0 | 0 | 0 | 0 | 0 | 0 | 0 | 0 | 0 | 0 | 0 | 0 | 0 | 0
F10_Industrial_Industrial - WA_Existing_Space Heating_Natural Gas_Destratification Fans (HVLS)_A_Achievable Economic UCT Potential | F10 | Industrial | Industrial - WA | Existing | Space Heating | Natural Gas | Destratification Fans (HVLS) | A | Cumulative Energy Savings (MWh or mTherms) | Achievable Economic UCT Potential | 0 | 0 | 0.27312 | 0.54051 | 0.80218 | 1.0581 | 1.3084 | 1.5531 | 1.7922 | 2.0259 | 2.2542 | 2.4773 | 2.6952 | 2.9081 | 3.116 | 3.3192 | 3.5177 | 3.5088 | 3.4999 | 3.4917 | 3.4841 | 3.4771 | 3.4706 | 3.4647 | 3.4592 | 3.4542 | 3.4496
F11_Industrial_Industrial - WA_Existing_Space Heating_Natural Gas_Destratification Fans (HVLS)_A_Achievable Economic UCT Potential | F11 | Industrial | Industrial - WA | Existing | Space Heating | Natural Gas | Destratification Fans (HVLS) | A | Cumulative Summer Peak Savings (MW) | Achievable Economic UCT Potential | 0 | 0 | 0 | 0 | 0 | 0 | 0 | 0 | 0 | 0 | 0 | 0 | 0 | 0 | 0 | 0 | 0 | 0 | 0 | 0 | 0 | 0 | 0 | 0 | 0 | 0 | 0
F12_Industrial_Industrial - WA_Existing_Space Heating_Natural Gas_Destratification Fans (HVLS)_A_Achievable Economic UCT Potential | F12 | Industrial | Industrial - WA | Existing | Space Heating | Natural Gas | Destratification Fans (HVLS) | A | Cumulative Winter Peak Savings (MW) | Achievable Economic UCT Potential | 0 | 0 | 0 | 0 | 0 | 0 | 0 | 0 | 0 | 0 | 0 | 0 | 0 | 0 | 0 | 0 | 0 | 0 | 0 | 0 | 0 | 0 | 0 | 0 | 0 | 0 | 0
F13_Industrial_Industrial - WA_Existing_Space Heating_Natural Gas_Destratification Fans (HVLS)_A_Achievable Economic UCT Potential | F13 | Industrial | Industrial - WA | Existing | Space Heating | Natural Gas | Destratification Fans (HVLS) | A | Purchases (Incremental) | Achievable Economic UCT Potential | 0 | 0 | 0.0022223 | 0.002184 | 0.0021464 | 0.0021094 | 0.002073 | 0.0020372 | 0.0020021 | 0.0019676 | 0.0019337 | 0.0019003 | 0.0018676 | 0.0018354 | 0.0018037 | 0.0017726 | 0.0017421 | 0 | 0 | 0 | 0 | 0 | 0 | 0 | 0 | 0 | 0
F14_Industrial_Industrial - WA_Existing_Space Heating_Natural Gas_Destratification Fans (HVLS)_A_Achievable Economic UCT Potential | F14 | Industrial | Industrial - WA | Existing | Space Heating | Natural Gas | Destratification Fans (HVLS) | A | Purchases (Cumulative) | Achievable Economic UCT Potential | 0 | 0 | 0.0022223 | 0.0044063 | 0.0065527 | 0.0086621 | 0.010735 | 0.012772 | 0.014774 | 0.016742 | 0.018676 | 0.020576 | 0.022444 | 0.024279 | 0.026083 | 0.027855 | 0.029597 | 0.029597 | 0.029597 | 0.029597 | 0.029597 | 0.029597 | 0.029597 | 0.029597 | 0.029597 | 0.029597 | 0.029597
F1_Industrial_Industrial - WA_Existing_Space Heating_Natural Gas_Condensing RTU_A_Achievable Economic UCT Potential | F1 | Industrial | Industrial - WA | Existing | Space Heating | Natural Gas | Condensing RTU | A | Original Unit Energy Savings (kWh or therms) | Achievable Economic UCT Potential | 0 | 0 | 0.082041 | 0.08189 | 0.081698 | 0.08147 | 0.081208 | 0.080918 | 0.080601 | 0.080262 | 0.079902 | 0.079525 | 0.079133 | 0.078727 | 0.078311 | 0.077886 | 0.077453 | 0.077014 | 0.076572 | 0.07616 | 0.075774 | 0.075419 | 0.07509 | 0.074787 | 0.074507 | 0.074248 | 0.07401
F2_Industrial_Industrial - WA_Existing_Space Heating_Natural Gas_Condensing RTU_A_Achievable Economic UCT Potential | F2 | Industrial | Industrial - WA | Existing | Space Heating | Natural Gas | Condensing RTU | A | Original Unit Summer Peak Savings (kW) | Achievable Economic UCT Potential | 0 | 0 | 0 | 0 | 0 | 0 | 0 | 0 | 0 | 0 | 0 | 0 | 0 | 0 | 0 | 0 | 0 | 0 | 0 | 0 | 0 | 0 | 0 | 0 | 0 | 0 | 0
F3_Industrial_Industrial - WA_Existing_Space Heating_Natural Gas_Condensing RTU_A_Achievable Economic UCT Potential | F3 | Industrial | Industrial - WA | Existing | Space Heating | Natural Gas | Condensing RTU | A | Original Unit Winter Peak Savings (kW) | Achievable Economic UCT Potential | 0 | 0 | 0 | 0 | 0 | 0 | 0 | 0 | 0 | 0 | 0 | 0 | 0 | 0 | 0 | 0 | 0 | 0 | 0 | 0 | 0 | 0 | 0 | 0 | 0 | 0 | 0
F4_Industrial_Industrial - WA_Existing_Space Heating_Natural Gas_Condensing RTU_A_Achievable Economic UCT Potential | F4 | Industrial | Industrial - WA | Existing | Space Heating | Natural Gas | Condensing RTU | A | Standalone Impact on Baseline Energy (%) | Achievable Economic UCT Potential | 0 | 0 | 0 | 0 | 0 | 0 | 0 | 0 | 0 | 0 | 0 | 0 | 0 | 0 | 0 | 0 | 0 | 0 | 0 | 0 | 0 | 0 | 0 | 0 | 0 | 0 | 0
F5_Industrial_Industrial - WA_Existing_Space Heating_Natural Gas_Condensing RTU_A_Achievable Economic UCT Potential | F5 | Industrial | Industrial - WA | Existing | Space Heating | Natural Gas | Condensing RTU | A | Standalone Impact on Baseline Summer Peak (%) | Achievable Economic UCT Potential | 0 | 0 | 0 | 0 | 0 | 0 | 0 | 0 | 0 | 0 | 0 | 0 | 0 | 0 | 0 | 0 | 0 | 0 | 0 | 0 | 0 | 0 | 0 | 0 | 0 | 0 | 0
F6_Industrial_Industrial - WA_Existing_Space Heating_Natural Gas_Condensing RTU_A_Achievable Economic UCT Potential | F6 | Industrial | Industrial - WA | Existing | Space Heating | Natural Gas | Condensing RTU | A | Standalone Impact on Baseline Winter Peak (%) | Achievable Economic UCT Potential | 0 | 0 | 0 | 0 | 0 | 0 | 0 | 0 | 0 | 0 | 0 | 0 | 0 | 0 | 0 | 0 | 0 | 0 | 0 | 0 | 0 | 0 | 0 | 0 | 0 | 0 | 0
F7_Industrial_Industrial - WA_Existing_Space Heating_Natural Gas_Condensing RTU_A_Achievable Economic UCT Potential | F7 | Industrial | Industrial - WA | Existing | Space Heating | Natural Gas | Condensing RTU | A | Incremental Energy Savings (MWh or mTherms) | Achievable Economic UCT Potential | 0 | 0 | 0 | 0 | 0 | 0 | 0 | 0 | 0 | 0 | 0 | 0 | 0 | 0 | 0 | 0 | 0 | 0 | 0 | 0 | 0 | 0 | 0 | 0 | 0 | 0 | 0
F8_Industrial_Industrial - WA_Existing_Space Heating_Natural Gas_Condensing RTU_A_Achievable Economic UCT Potential | F8 | Industrial | Industrial - WA | Existing | Space Heating | Natural Gas | Condensing RTU | A | Incremental Summer Peak Savings (MW) | Achievable Economic UCT Potential | 0 | 0 | 0 | 0 | 0 | 0 | 0 | 0 | 0 | 0 | 0 | 0 | 0 | 0 | 0 | 0 | 0 | 0 | 0 | 0 | 0 | 0 | 0 | 0 | 0 | 0 | 0
F9_Industrial_Industrial - WA_Existing_Space Heating_Natural Gas_Condensing RTU_A_Achievable Economic UCT Potential | F9 | Industrial | Industrial - WA | Existing | Space Heating | Natural Gas | Condensing RTU | A | Incremental Winter Peak Savings (MW) | Achievable Economic UCT Potential | 0 | 0 | 0 | 0 | 0 | 0 | 0 | 0 | 0 | 0 | 0 | 0 | 0 | 0 | 0 | 0 | 0 | 0 | 0 | 0 | 0 | 0 | 0 | 0 | 0 | 0 | 0
F10_Industrial_Industrial - WA_Existing_Space Heating_Natural Gas_Condensing RTU_A_Achievable Economic UCT Potential | F10 | Industrial | Industrial - WA | Existing | Space Heating | Natural Gas | Condensing RTU | A | Cumulative Energy Savings (MWh or mTherms) | Achievable Economic UCT Potential | 0 | 0 | 0 | 0 | 0 | 0 | 0 | 0 | 0 | 0 | 0 | 0 | 0 | 0 | 0 | 0 | 0 | 0 | 0 | 0 | 0 | 0 | 0 | 0 | 0 | 0 | 0
F11_Industrial_Industrial - WA_Existing_Space Heating_Natural Gas_Condensing RTU_A_Achievable Economic UCT Potential | F11 | Industrial | Industrial - WA | Existing | Space Heating | Natural Gas | Condensing RTU | A | Cumulative Summer Peak Savings (MW) | Achievable Economic UCT Potential | 0 | 0 | 0 | 0 | 0 | 0 | 0 | 0 | 0 | 0 | 0 | 0 | 0 | 0 | 0 | 0 | 0 | 0 | 0 | 0 | 0 | 0 | 0 | 0 | 0 | 0 | 0
F12_Industrial_Industrial - WA_Existing_Space Heating_Natural Gas_Condensing RTU_A_Achievable Economic UCT Potential | F12 | Industrial | Industrial - WA | Existing | Space Heating | Natural Gas | Condensing RTU | A | Cumulative Winter Peak Savings (MW) | Achievable Economic UCT Potential | 0 | 0 | 0 | 0 | 0 | 0 | 0 | 0 | 0 | 0 | 0 | 0 | 0 | 0 | 0 | 0 | 0 | 0 | 0 | 0 | 0 | 0 | 0 | 0 | 0 | 0 | 0
F13_Industrial_Industrial - WA_Existing_Space Heating_Natural Gas_Condensing RTU_A_Achievable Economic UCT Potential | F13 | Industrial | Industrial - WA | Existing | Space Heating | Natural Gas | Condensing RTU | A | Purchases (Incremental) | Achievable Economic UCT Potential | 0 | 0 | 0 | 0 | 0 | 0 | 0 | 0 | 0 | 0 | 0 | 0 | 0 | 0 | 0 | 0 | 0 | 0 | 0 | 0 | 0 | 0 | 0 | 0 | 0 | 0 | 0
F14_Industrial_Industrial - WA_Existing_Space Heating_Natural Gas_Condensing RTU_A_Achievable Economic UCT Potential | F14 | Industrial | Industrial - WA | Existing | Space Heating | Natural Gas | Condensing RTU | A | Purchases (Cumulative) | Achievable Economic UCT Potential | 0 | 0 | 0 | 0 | 0 | 0 | 0 | 0 | 0 | 0 | 0 | 0 | 0 | 0 | 0 | 0 | 0 | 0 | 0 | 0 | 0 | 0 | 0 | 0 | 0 | 0 | 0
F1_Industrial_Industrial - WA_Existing_Space Heating_Natural Gas_Industrial Air Curtains_A_Achievable Economic UCT Potential | F1 | Industrial | Industrial - WA | Existing | Space Heating | Natural Gas | Industrial Air Curtains | A | Original Unit Energy Savings (kWh or therms) | Achievable Economic UCT Potential | 0 | 0 | -0.018169 | -0.018134 | -0.018098 | -0.018059 | -0.018018 | -0.017976 | -0.017933 | -0.017889 | -0.017844 | -0.017799 | -0.017753 | -0.017707 | -0.017661 | -0.017616 | -0.01757 | -0.017526 | -0.017482 | -0.017441 | -0.017403 | -0.017367 | -0.017335 | -0.017306 | -0.017278 | -0.017253 | -0.01723
F2_Industrial_Industrial - WA_Existing_Space Heating_Natural Gas_Industrial Air Curtains_A_Achievable Economic UCT Potential | F2 | Industrial | Industrial - WA | Existing | Space Heating | Natural Gas | Industrial Air Curtains | A | Original Unit Summer Peak Savings (kW) | Achievable Economic UCT Potential | 0 | 0 | 0 | 0 | 0 | 0 | 0 | 0 | 0 | 0 | 0 | 0 | 0 | 0 | 0 | 0 | 0 | 0 | 0 | 0 | 0 | 0 | 0 | 0 | 0 | 0 | 0
F3_Industrial_Industrial - WA_Existing_Space Heating_Natural Gas_Industrial Air Curtains_A_Achievable Economic UCT Potential | F3 | Industrial | Industrial - WA | Existing | Space Heating | Natural Gas | Industrial Air Curtains | A | Original Unit Winter Peak Savings (kW) | Achievable Economic UCT Potential | 0 | 0 | 0 | 0 | 0 | 0 | 0 | 0 | 0 | 0 | 0 | 0 | 0 | 0 | 0 | 0 | 0 | 0 | 0 | 0 | 0 | 0 | 0 | 0 | 0 | 0 | 0
F4_Industrial_Industrial - WA_Existing_Space Heating_Natural Gas_Industrial Air Curtains_A_Achievable Economic UCT Potential | F4 | Industrial | Industrial - WA | Existing | Space Heating | Natural Gas | Industrial Air Curtains | A | Standalone Impact on Baseline Energy (%) | Achievable Economic UCT Potential | 0 | 0 | 0 | 0 | 0 | 0 | 0 | 0 | 0 | 0 | 0 | 0 | 0 | 0 | 0 | 0 | 0 | 0 | 0 | 0 | 0 | 0 | 0 | 0 | 0 | 0 | 0
F5_Industrial_Industrial - WA_Existing_Space Heating_Natural Gas_Industrial Air Curtains_A_Achievable Economic UCT Potential | F5 | Industrial | Industrial - WA | Existing | Space Heating | Natural Gas | Industrial Air Curtains | A | Standalone Impact on Baseline Summer Peak (%) | Achievable Economic UCT Potential | 0 | 0 | 0 | 0 | 0 | 0 | 0 | 0 | 0 | 0 | 0 | 0 | 0 | 0 | 0 | 0 | 0 | 0 | 0 | 0 | 0 | 0 | 0 | 0 | 0 | 0 | 0
F6_Industrial_Industrial - WA_Existing_Space Heating_Natural Gas_Industrial Air Curtains_A_Achievable Economic UCT Potential | F6 | Industrial | Industrial - WA | Existing | Space Heating | Natural Gas | Industrial Air Curtains | A | Standalone Impact on Baseline Winter Peak (%) | Achievable Economic UCT Potential | 0 | 0 | 0 | 0 | 0 | 0 | 0 | 0 | 0 | 0 | 0 | 0 | 0 | 0 | 0 | 0 | 0 | 0 | 0 | 0 | 0 | 0 | 0 | 0 | 0 | 0 | 0
F7_Industrial_Industrial - WA_Existing_Space Heating_Natural Gas_Industrial Air Curtains_A_Achievable Economic UCT Potential | F7 | Industrial | Industrial - WA | Existing | Space Heating | Natural Gas | Industrial Air Curtains | A | Incremental Energy Savings (MWh or mTherms) | Achievable Economic UCT Potential | 0 | 0 | 0 | 0 | 0 | 0 | 0 | 0 | 0 | 0 | 0 | 0 | 0 | 0 | 0 | 0 | 0 | 0 | 0 | 0 | 0 | 0 | 0 | 0 | 0 | 0 | 0
F8_Industrial_Industrial - WA_Existing_Space Heating_Natural Gas_Industrial Air Curtains_A_Achievable Economic UCT Potential | F8 | Industrial | Industrial - WA | Existing | Space Heating | Natural Gas | Industrial Air Curtains | A | Incremental Summer Peak Savings (MW) | Achievable Economic UCT Potential | 0 | 0 | 0 | 0 | 0 | 0 | 0 | 0 | 0 | 0 | 0 | 0 | 0 | 0 | 0 | 0 | 0 | 0 | 0 | 0 | 0 | 0 | 0 | 0 | 0 | 0 | 0
F9_Industrial_Industrial - WA_Existing_Space Heating_Natural Gas_Industrial Air Curtains_A_Achievable Economic UCT Potential | F9 | Industrial | Industrial - WA | Existing | Space Heating | Natural Gas | Industrial Air Curtains | A | Incremental Winter Peak Savings (MW) | Achievable Economic UCT Potential | 0 | 0 | 0 | 0 | 0 | 0 | 0 | 0 | 0 | 0 | 0 | 0 | 0 | 0 | 0 | 0 | 0 | 0 | 0 | 0 | 0 | 0 | 0 | 0 | 0 | 0 | 0
F10_Industrial_Industrial - WA_Existing_Space Heating_Natural Gas_Industrial Air Curtains_A_Achievable Economic UCT Potential | F10 | Industrial | Industrial - WA | Existing | Space Heating | Natural Gas | Industrial Air Curtains | A | Cumulative Energy Savings (MWh or mTherms) | Achievable Economic UCT Potential | 0 | 0 | 0 | 0 | 0 | 0 | 0 | 0 | 0 | 0 | 0 | 0 | 0 | 0 | 0 | 0 | 0 | 0 | 0 | 0 | 0 | 0 | 0 | 0 | 0 | 0 | 0
F11_Industrial_Industrial - WA_Existing_Space Heating_Natural Gas_Industrial Air Curtains_A_Achievable Economic UCT Potential | F11 | Industrial | Industrial - WA | Existing | Space Heating | Natural Gas | Industrial Air Curtains | A | Cumulative Summer Peak Savings (MW) | Achievable Economic UCT Potential | 0 | 0 | 0 | 0 | 0 | 0 | 0 | 0 | 0 | 0 | 0 | 0 | 0 | 0 | 0 | 0 | 0 | 0 | 0 | 0 | 0 | 0 | 0 | 0 | 0 | 0 | 0
F12_Industrial_Industrial - WA_Existing_Space Heating_Natural Gas_Industrial Air Curtains_A_Achievable Economic UCT Potential | F12 | Industrial | Industrial - WA | Existing | Space Heating | Natural Gas | Industrial Air Curtains | A | Cumulative Winter Peak Savings (MW) | Achievable Economic UCT Potential | 0 | 0 | 0 | 0 | 0 | 0 | 0 | 0 | 0 | 0 | 0 | 0 | 0 | 0 | 0 | 0 | 0 | 0 | 0 | 0 | 0 | 0 | 0 | 0 | 0 | 0 | 0
F13_Industrial_Industrial - WA_Existing_Space Heating_Natural Gas_Industrial Air Curtains_A_Achievable Economic UCT Potential | F13 | Industrial | Industrial - WA | Existing | Space Heating | Natural Gas | Industrial Air Curtains | A | Purchases (Incremental) | Achievable Economic UCT Potential | 0 | 0 | 0 | 0 | 0 | 0 | 0 | 0 | 0 | 0 | 0 | 0 | 0 | 0 | 0 | 0 | 0 | 0 | 0 | 0 | 0 | 0 | 0 | 0 | 0 | 0 | 0
F14_Industrial_Industrial - WA_Existing_Space Heating_Natural Gas_Industrial Air Curtains_A_Achievable Economic UCT Potential | F14 | Industrial | Industrial - WA | Existing | Space Heating | Natural Gas | Industrial Air Curtains | A | Purchases (Cumulative) | Achievable Economic UCT Potential | 0 | 0 | 0 | 0 | 0 | 0 | 0 | 0 | 0 | 0 | 0 | 0 | 0 | 0 | 0 | 0 | 0 | 0 | 0 | 0 | 0 | 0 | 0 | 0 | 0 | 0 | 0
F1_Industrial_Industrial - WA_Existing_Space Heating_Natural Gas_HVAC - Energy Recovery Ventilator_A_Achievable Economic UCT Potential | F1 | Industrial | Industrial - WA | Existing | Space Heating | Natural Gas | HVAC - Energy Recovery Ventilator | A | Original Unit Energy Savings (kWh or therms) | Achievable Economic UCT Potential | 0 | 0 | 0.20666 | 0.20627 | 0.20586 | 0.20542 | 0.20495 | 0.20448 | 0.20398 | 0.20348 | 0.20297 | 0.20245 | 0.20193 | 0.20141 | 0.20089 | 0.20037 | 0.19986 | 0.19935 | 0.19885 | 0.19838 | 0.19795 | 0.19755 | 0.19718 | 0.19685 | 0.19654 | 0.19625 | 0.19599
F2_Industrial_Industrial - WA_Existing_Space Heating_Natural Gas_HVAC - Energy Recovery Ventilator_A_Achievable Economic UCT Potential | F2 | Industrial | Industrial - WA | Existing | Space Heating | Natural Gas | HVAC - Energy Recovery Ventilator | A | Original Unit Summer Peak Savings (kW) | Achievable Economic UCT Potential | 0 | 0 | 0 | 0 | 0 | 0 | 0 | 0 | 0 | 0 | 0 | 0 | 0 | 0 | 0 | 0 | 0 | 0 | 0 | 0 | 0 | 0 | 0 | 0 | 0 | 0 | 0
F3_Industrial_Industrial - WA_Existing_Space Heating_Natural Gas_HVAC - Energy Recovery Ventilator_A_Achievable Economic UCT Potential | F3 | Industrial | Industrial - WA | Existing | Space Heating | Natural Gas | HVAC - Energy Recovery Ventilator | A | Original Unit Winter Peak Savings (kW) | Achievable Economic UCT Potential | 0 | 0 | 0 | 0 | 0 | 0 | 0 | 0 | 0 | 0 | 0 | 0 | 0 | 0 | 0 | 0 | 0 | 0 | 0 | 0 | 0 | 0 | 0 | 0 | 0 | 0 | 0
F4_Industrial_Industrial - WA_Existing_Space Heating_Natural Gas_HVAC - Energy Recovery Ventilator_A_Achievable Economic UCT Potential | F4 | Industrial | Industrial - WA | Existing | Space Heating | Natural Gas | HVAC - Energy Recovery Ventilator | A | Standalone Impact on Baseline Energy (%) | Achievable Economic UCT Potential | 0 | 0 | 0.0006375 | 0.0012862 | 0.0019462 | 0.0026179 | 0.0033013 | 0.0039967 | 0.0047044 | 0.0054244 | 0.0061571 | 0.0069026 | 0.0076612 | 0.0084331 | 0.0092185 | 0.010018 | 0.010831 | 0.011659 | 0.012501 | 0.013357 | 0.014229 | 0.015116 | 0.015382 | 0.015651 | 0.015926 | 0.016205 | 0.01649
F5_Industrial_Industrial - WA_Existing_Space Heating_Natural Gas_HVAC - Energy Recovery Ventilator_A_Achievable Economic UCT Potential | F5 | Industrial | Industrial - WA | Existing | Space Heating | Natural Gas | HVAC - Energy Recovery Ventilator | A | Standalone Impact on Baseline Summer Peak (%) | Achievable Economic UCT Potential | 0 | 0 | 0 | 0 | 0 | 0 | 0 | 0 | 0 | 0 | 0 | 0 | 0 | 0 | 0 | 0 | 0 | 0 | 0 | 0 | 0 | 0 | 0 | 0 | 0 | 0 | 0
F6_Industrial_Industrial - WA_Existing_Space Heating_Natural Gas_HVAC - Energy Recovery Ventilator_A_Achievable Economic UCT Potential | F6 | Industrial | Industrial - WA | Existing | Space Heating | Natural Gas | HVAC - Energy Recovery Ventilator | A | Standalone Impact on Baseline Winter Peak (%) | Achievable Economic UCT Potential | 0 | 0 | 0 | 0 | 0 | 0 | 0 | 0 | 0 | 0 | 0 | 0 | 0 | 0 | 0 | 0 | 0 | 0 | 0 | 0 | 0 | 0 | 0 | 0 | 0 | 0 | 0
F7_Industrial_Industrial - WA_Existing_Space Heating_Natural Gas_HVAC - Energy Recovery Ventilator_A_Achievable Economic UCT Potential | F7 | Industrial | Industrial - WA | Existing | Space Heating | Natural Gas | HVAC - Energy Recovery Ventilator | A | Incremental Energy Savings (MWh or mTherms) | Achievable Economic UCT Potential | 0 | 0 | 0.10653 | 0.1045 | 0.10249 | 0.10051 | 0.098551 | 0.096626 | 0.094732 | 0.092869 | 0.091039 | 0.089241 | 0.087477 | 0.085747 | 0.084051 | 0.082389 | 0.08076 | 0.079166 | 0.077605 | 0.076088 | 0.074613 | 0.073179 | 0 | 0 | 0 | 0 | 0
F8_Industrial_Industrial - WA_Existing_Space Heating_Natural Gas_HVAC - Energy Recovery Ventilator_A_Achievable Economic UCT Potential | F8 | Industrial | Industrial - WA | Existing | Space Heating | Natural Gas | HVAC - Energy Recovery Ventilator | A | Incremental Summer Peak Savings (MW) | Achievable Economic UCT Potential | 0 | 0 | 0 | 0 | 0 | 0 | 0 | 0 | 0 | 0 | 0 | 0 | 0 | 0 | 0 | 0 | 0 | 0 | 0 | 0 | 0 | 0 | 0 | 0 | 0 | 0 | 0
F9_Industrial_Industrial - WA_Existing_Space Heating_Natural Gas_HVAC - Energy Recovery Ventilator_A_Achievable Economic UCT Potential | F9 | Industrial | Industrial - WA | Existing | Space Heating | Natural Gas | HVAC - Energy Recovery Ventilator | A | Incremental Winter Peak Savings (MW) | Achievable Economic UCT Potential | 0 | 0 | 0 | 0 | 0 | 0 | 0 | 0 | 0 | 0 | 0 | 0 | 0 | 0 | 0 | 0 | 0 | 0 | 0 | 0 | 0 | 0 | 0 | 0 | 0 | 0 | 0
F10_Industrial_Industrial - WA_Existing_Space Heating_Natural Gas_HVAC - Energy Recovery Ventilator_A_Achievable Economic UCT Potential | F10 | Industrial | Industrial - WA | Existing | Space Heating | Natural Gas | HVAC - Energy Recovery Ventilator | A | Cumulative Energy Savings (MWh or mTherms) | Achievable Economic UCT Potential | 0 | 0 | 0.10653 | 0.21083 | 0.31289 | 0.41273 | 0.51035 | 0.60579 | 0.69906 | 0.79021 | 0.87926 | 0.96627 | 1.0513 | 1.1343 | 1.2154 | 1.2947 | 1.3721 | 1.4478 | 1.5217 | 1.5943 | 1.6654 | 1.7352 | 1.732 | 1.729 | 1.7263 | 1.7238 | 1.7215
F11_Industrial_Industrial - WA_Existing_Space Heating_Natural Gas_HVAC - Energy Recovery Ventilator_A_Achievable Economic UCT Potential | F11 | Industrial | Industrial - WA | Existing | Space Heating | Natural Gas | HVAC - Energy Recovery Ventilator | A | Cumulative Summer Peak Savings (MW) | Achievable Economic UCT Potential | 0 | 0 | 0 | 0 | 0 | 0 | 0 | 0 | 0 | 0 | 0 | 0 | 0 | 0 | 0 | 0 | 0 | 0 | 0 | 0 | 0 | 0 | 0 | 0 | 0 | 0 | 0
F12_Industrial_Industrial - WA_Existing_Space Heating_Natural Gas_HVAC - Energy Recovery Ventilator_A_Achievable Economic UCT Potential | F12 | Industrial | Industrial - WA | Existing | Space Heating | Natural Gas | HVAC - Energy Recovery Ventilator | A | Cumulative Winter Peak Savings (MW) | Achievable Economic UCT Potential | 0 | 0 | 0 | 0 | 0 | 0 | 0 | 0 | 0 | 0 | 0 | 0 | 0 | 0 | 0 | 0 | 0 | 0 | 0 | 0 | 0 | 0 | 0 | 0 | 0 | 0 | 0
F13_Industrial_Industrial - WA_Existing_Space Heating_Natural Gas_HVAC - Energy Recovery Ventilator_A_Achievable Economic UCT Potential | F13 | Industrial | Industrial - WA | Existing | Space Heating | Natural Gas | HVAC - Energy Recovery Ventilator | A | Purchases (Incremental) | Achievable Economic UCT Potential | 0 | 0 | 515.4871 | 506.5994 | 497.865 | 489.2811 | 480.8452 | 472.5548 | 464.4073 | 456.4002 | 448.5313 | 440.798 | 433.198 | 425.7291 | 418.3889 | 411.1753 | 404.0861 | 397.1191 | 390.2722 | 383.5434 | 376.9306 | 370.4318 | 0 | 0 | 0 | 0 | 0
F14_Industrial_Industrial - WA_Existing_Space Heating_Natural Gas_HVAC - Energy Recovery Ventilator_A_Achievable Economic UCT Potential | F14 | Industrial | Industrial - WA | Existing | Space Heating | Natural Gas | HVAC - Energy Recovery Ventilator | A | Purchases (Cumulative) | Achievable Economic UCT Potential | 0 | 0 | 515.4871 | 1022.0866 | 1519.9515 | 2009.2326 | 2490.0778 | 2962.6325 | 3427.0398 | 3883.4401 | 4331.9713 | 4772.7693 | 5205.9673 | 5631.6964 | 6050.0853 | 6461.2606 | 6865.3467 | 7262.4658 | 7652.738 | 8036.2814 | 8413.212 | 8783.6437 | 8783.6437 | 8783.6437 | 8783.6437 | 8783.6437 | 8783.6437
F1_Industrial_Industrial - WA_Existing_Space Heating_Natural Gas_Thermostat - Connected_A_Achievable Economic UCT Potential | F1 | Industrial | Industrial - WA | Existing | Space Heating | Natural Gas | Thermostat - Connected | A | Original Unit Energy Savings (kWh or therms) | Achievable Economic UCT Potential | 0 | 0 | 7347.0108 | 7333.1951 | 7318.3792 | 7302.7071 | 7286.3114 | 7269.3141 | 7251.8276 | 7233.9554 | 7215.7929 | 7197.4279 | 7178.9411 | 7160.4072 | 7141.8947 | 7123.4667 | 7105.1815 | 7087.0928 | 7069.2498 | 7052.6852 | 7037.257 | 7023.075 | 7010.0379 | 6998.0529 | 6987.0344 | 6976.9041 | 6967.59
F2_Industrial_Industrial - WA_Existing_Space Heating_Natural Gas_Thermostat - Connected_A_Achievable Economic UCT Potential | F2 | Industrial | Industrial - WA | Existing | Space Heating | Natural Gas | Thermostat - Connected | A | Original Unit Summer Peak Savings (kW) | Achievable Economic UCT Potential | 0 | 0 | 0 | 0 | 0 | 0 | 0 | 0 | 0 | 0 | 0 | 0 | 0 | 0 | 0 | 0 | 0 | 0 | 0 | 0 | 0 | 0 | 0 | 0 | 0 | 0 | 0
F3_Industrial_Industrial - WA_Existing_Space Heating_Natural Gas_Thermostat - Connected_A_Achievable Economic UCT Potential | F3 | Industrial | Industrial - WA | Existing | Space Heating | Natural Gas | Thermostat - Connected | A | Original Unit Winter Peak Savings (kW) | Achievable Economic UCT Potential | 0 | 0 | 0 | 0 | 0 | 0 | 0 | 0 | 0 | 0 | 0 | 0 | 0 | 0 | 0 | 0 | 0 | 0 | 0 | 0 | 0 | 0 | 0 | 0 | 0 | 0 | 0
F4_Industrial_Industrial - WA_Existing_Space Heating_Natural Gas_Thermostat - Connected_A_Achievable Economic UCT Potential | F4 | Industrial | Industrial - WA | Existing | Space Heating | Natural Gas | Thermostat - Connected | A | Standalone Impact on Baseline Energy (%) | Achievable Economic UCT Potential | 0 | 0 | 0.0015496 | 0.0031263 | 0.0047307 | 0.0063632 | 0.0080244 | 0.0081652 | 0.0083084 | 0.0084542 | 0.0086025 | 0.0087534 | 0.008907 | 0.0090633 | 0.0092223 | 0.0093841 | 0.0095487 | 0.0097162 | 0.0098867 | 0.01006 | 0.010237 | 0.010416 | 0.010599 | 0.010785 | 0.010974 | 0.011167 | 0.011363
F5_Industrial_Industrial - WA_Existing_Space Heating_Natural Gas_Thermostat - Connected_A_Achievable Economic UCT Potential | F5 | Industrial | Industrial - WA | Existing | Space Heating | Natural Gas | Thermostat - Connected | A | Standalone Impact on Baseline Summer Peak (%) | Achievable Economic UCT Potential | 0 | 0 | 0 | 0 | 0 | 0 | 0 | 0 | 0 | 0 | 0 | 0 | 0 | 0 | 0 | 0 | 0 | 0 | 0 | 0 | 0 | 0 | 0 | 0 | 0 | 0 | 0
F6_Industrial_Industrial - WA_Existing_Space Heating_Natural Gas_Thermostat - Connected_A_Achievable Economic UCT Potential | F6 | Industrial | Industrial - WA | Existing | Space Heating | Natural Gas | Thermostat - Connected | A | Standalone Impact on Baseline Winter Peak (%) | Achievable Economic UCT Potential | 0 | 0 | 0 | 0 | 0 | 0 | 0 | 0 | 0 | 0 | 0 | 0 | 0 | 0 | 0 | 0 | 0 | 0 | 0 | 0 | 0 | 0 | 0 | 0 | 0 | 0 | 0
F7_Industrial_Industrial - WA_Existing_Space Heating_Natural Gas_Thermostat - Connected_A_Achievable Economic UCT Potential | F7 | Industrial | Industrial - WA | Existing | Space Heating | Natural Gas | Thermostat - Connected | A | Incremental Energy Savings (MWh or mTherms) | Achievable Economic UCT Potential | 0 | 0 | 0.25894 | 0.254 | 0.24912 | 0.2443 | 0.23955 | 0 | 0 | 0 | 0 | 0 | 0 | 0 | 0 | 0 | 0 | 0 | 0 | 0 | 0 | 0 | 0 | 0 | 0 | 0 | 0
F8_Industrial_Industrial - WA_Existing_Space Heating_Natural Gas_Thermostat - Connected_A_Achievable Economic UCT Potential | F8 | Industrial | Industrial - WA | Existing | Space Heating | Natural Gas | Thermostat - Connected | A | Incremental Summer Peak Savings (MW) | Achievable Economic UCT Potential | 0 | 0 | 0 | 0 | 0 | 0 | 0 | 0 | 0 | 0 | 0 | 0 | 0 | 0 | 0 | 0 | 0 | 0 | 0 | 0 | 0 | 0 | 0 | 0 | 0 | 0 | 0
F9_Industrial_Industrial - WA_Existing_Space Heating_Natural Gas_Thermostat - Connected_A_Achievable Economic UCT Potential | F9 | Industrial | Industrial - WA | Existing | Space Heating | Natural Gas | Thermostat - Connected | A | Incremental Winter Peak Savings (MW) | Achievable Economic UCT Potential | 0 | 0 | 0 | 0 | 0 | 0 | 0 | 0 | 0 | 0 | 0 | 0 | 0 | 0 | 0 | 0 | 0 | 0 | 0 | 0 | 0 | 0 | 0 | 0 | 0 | 0 | 0
F10_Industrial_Industrial - WA_Existing_Space Heating_Natural Gas_Thermostat - Connected_A_Achievable Economic UCT Potential | F10 | Industrial | Industrial - WA | Existing | Space Heating | Natural Gas | Thermostat - Connected | A | Cumulative Energy Savings (MWh or mTherms) | Achievable Economic UCT Potential | 0 | 0 | 0.25894 | 0.51246 | 0.76054 | 1.0032 | 1.2405 | 1.2376 | 1.2346 | 1.2316 | 1.2285 | 1.2254 | 1.2222 | 1.2191 | 1.2159 | 1.2128 | 1.2097 | 1.2066 | 1.2035 | 1.2007 | 1.1981 | 1.1957 | 1.1935 | 1.1914 | 1.1895 | 1.1878 | 1.1862
F11_Industrial_Industrial - WA_Existing_Space Heating_Natural Gas_Thermostat - Connected_A_Achievable Economic UCT Potential | F11 | Industrial | Industrial - WA | Existing | Space Heating | Natural Gas | Thermostat - Connected | A | Cumulative Summer Peak Savings (MW) | Achievable Economic UCT Potential | 0 | 0 | 0 | 0 | 0 | 0 | 0 | 0 | 0 | 0 | 0 | 0 | 0 | 0 | 0 | 0 | 0 | 0 | 0 | 0 | 0 | 0 | 0 | 0 | 0 | 0 | 0
F12_Industrial_Industrial - WA_Existing_Space Heating_Natural Gas_Thermostat - Connected_A_Achievable Economic UCT Potential | F12 | Industrial | Industrial - WA | Existing | Space Heating | Natural Gas | Thermostat - Connected | A | Cumulative Winter Peak Savings (MW) | Achievable Economic UCT Potential | 0 | 0 | 0 | 0 | 0 | 0 | 0 | 0 | 0 | 0 | 0 | 0 | 0 | 0 | 0 | 0 | 0 | 0 | 0 | 0 | 0 | 0 | 0 | 0 | 0 | 0 | 0
F13_Industrial_Industrial - WA_Existing_Space Heating_Natural Gas_Thermostat - Connected_A_Achievable Economic UCT Potential | F13 | Industrial | Industrial - WA | Existing | Space Heating | Natural Gas | Thermostat - Connected | A | Purchases (Incremental) | Achievable Economic UCT Potential | 0 | 0 | 0.035245 | 0.034637 | 0.03404 | 0.033453 | 0.032876 | 0 | 0 | 0 | 0 | 0 | 0 | 0 | 0 | 0 | 0 | 0 | 0 | 0 | 0 | 0 | 0 | 0 | 0 | 0 | 0
F14_Industrial_Industrial - WA_Existing_Space Heating_Natural Gas_Thermostat - Connected_A_Achievable Economic UCT Potential | F14 | Industrial | Industrial - WA | Existing | Space Heating | Natural Gas | Thermostat - Connected | A | Purchases (Cumulative) | Achievable Economic UCT Potential | 0 | 0 | 0.035245 | 0.069882 | 0.10392 | 0.13737 | 0.17025 | 0.17025 | 0.17025 | 0.17025 | 0.17025 | 0.17025 | 0.17025 | 0.17025 | 0.17025 | 0.17025 | 0.17025 | 0.17025 | 0.17025 | 0.17025 | 0.17025 | 0.17025 | 0.17025 | 0.17025 | 0.17025 | 0.17025 | 0.17025
F1_Industrial_Industrial - WA_Existing_Space Heating_Natural Gas_Gas Boiler - Maintenance_A_Achievable Economic UCT Potential | F1 | Industrial | Industrial - WA | Existing | Space Heating | Natural Gas | Gas Boiler - Maintenance | A | Original Unit Energy Savings (kWh or therms) | Achievable Economic UCT Potential | 0 | 0 | 0.6959 | 0.69416 | 0.69246 | 0.69079 | 0.68917 | 0.68759 | 0.68606 | 0.68458 | 0.68315 | 0.68178 | 0.68047 | 0.67923 | 0.67804 | 0.67692 | 0.67586 | 0.67487 | 0.67395 | 0.67309 | 0.67231 | 0.6716 | 0.67095 | 0.67036 | 0.66983 | 0.66934 | 0.6689
F2_Industrial_Industrial - WA_Existing_Space Heating_Natural Gas_Gas Boiler - Maintenance_A_Achievable Economic UCT Potential | F2 | Industrial | Industrial - WA | Existing | Space Heating | Natural Gas | Gas Boiler - Maintenance | A | Original Unit Summer Peak Savings (kW) | Achievable Economic UCT Potential | 0 | 0 | 0 | 0 | 0 | 0 | 0 | 0 | 0 | 0 | 0 | 0 | 0 | 0 | 0 | 0 | 0 | 0 | 0 | 0 | 0 | 0 | 0 | 0 | 0 | 0 | 0
F3_Industrial_Industrial - WA_Existing_Space Heating_Natural Gas_Gas Boiler - Maintenance_A_Achievable Economic UCT Potential | F3 | Industrial | Industrial - WA | Existing | Space Heating | Natural Gas | Gas Boiler - Maintenance | A | Original Unit Winter Peak Savings (kW) | Achievable Economic UCT Potential | 0 | 0 | 0 | 0 | 0 | 0 | 0 | 0 | 0 | 0 | 0 | 0 | 0 | 0 | 0 | 0 | 0 | 0 | 0 | 0 | 0 | 0 | 0 | 0 | 0 | 0 | 0
F4_Industrial_Industrial - WA_Existing_Space Heating_Natural Gas_Gas Boiler - Maintenance_A_Achievable Economic UCT Potential | F4 | Industrial | Industrial - WA | Existing | Space Heating | Natural Gas | Gas Boiler - Maintenance | A | Standalone Impact on Baseline Energy (%) | Achievable Economic UCT Potential | 0 | 0 | 0.00017406 | 0.00029893 | 0.00038842 | 0.00039513 | 0.00040202 | 0.00040909 | 0.00041634 | 0.00042377 | 0.00043139 | 0.0004392 | 0.00044719 | 0.00045538 | 0.00046376 | 0.00047233 | 0.0004811 | 0.00049007 | 0.00049925 | 0.00050855 | 0.00051801 | 0.0005276 | 0.00053734 | 0.00054722 | 0.00055725 | 0.00056744 | 0.00057779
F5_Industrial_Industrial - WA_Existing_Space Heating_Natural Gas_Gas Boiler - Maintenance_A_Achievable Economic UCT Potential | F5 | Industrial | Industrial - WA | Existing | Space Heating | Natural Gas | Gas Boiler - Maintenance | A | Standalone Impact on Baseline Summer Peak (%) | Achievable Economic UCT Potential | 0 | 0 | 0 | 0 | 0 | 0 | 0 | 0 | 0 | 0 | 0 | 0 | 0 | 0 | 0 | 0 | 0 | 0 | 0 | 0 | 0 | 0 | 0 | 0 | 0 | 0 | 0
F6_Industrial_Industrial - WA_Existing_Space Heating_Natural Gas_Gas Boiler - Maintenance_A_Achievable Economic UCT Potential | F6 | Industrial | Industrial - WA | Existing | Space Heating | Natural Gas | Gas Boiler - Maintenance | A | Standalone Impact on Baseline Winter Peak (%) | Achievable Economic UCT Potential | 0 | 0 | 0 | 0 | 0 | 0 | 0 | 0 | 0 | 0 | 0 | 0 | 0 | 0 | 0 | 0 | 0 | 0 | 0 | 0 | 0 | 0 | 0 | 0 | 0 | 0 | 0
F7_Industrial_Industrial - WA_Existing_Space Heating_Natural Gas_Gas Boiler - Maintenance_A_Achievable Economic UCT Potential | F7 | Industrial | Industrial - WA | Existing | Space Heating | Natural Gas | Gas Boiler - Maintenance | A | Incremental Energy Savings (MWh or mTherms) | Achievable Economic UCT Potential | 0 | 0 | 0.029087 | 0.019986 | 0.013564 | 0 | 0 | 0 | 0 | 0 | 0 | 0 | 0 | 0 | 0 | 0 | 0 | 0 | 0 | 0 | 0 | 0 | 0 | 0 | 0 | 0 | 0
F8_Industrial_Industrial - WA_Existing_Space Heating_Natural Gas_Gas Boiler - Maintenance_A_Achievable Economic UCT Potential | F8 | Industrial | Industrial - WA | Existing | Space Heating | Natural Gas | Gas Boiler - Maintenance | A | Incremental Summer Peak Savings (MW) | Achievable Economic UCT Potential | 0 | 0 | 0 | 0 | 0 | 0 | 0 | 0 | 0 | 0 | 0 | 0 | 0 | 0 | 0 | 0 | 0 | 0 | 0 | 0 | 0 | 0 | 0 | 0 | 0 | 0 | 0
F9_Industrial_Industrial - WA_Existing_Space Heating_Natural Gas_Gas Boiler - Maintenance_A_Achievable Economic UCT Potential | F9 | Industrial | Industrial - WA | Existing | Space Heating | Natural Gas | Gas Boiler - Maintenance | A | Incremental Winter Peak Savings (MW) | Achievable Economic UCT Potential | 0 | 0 | 0 | 0 | 0 | 0 | 0 | 0 | 0 | 0 | 0 | 0 | 0 | 0 | 0 | 0 | 0 | 0 | 0 | 0 | 0 | 0 | 0 | 0 | 0 | 0 | 0
F10_Industrial_Industrial - WA_Existing_Space Heating_Natural Gas_Gas Boiler - Maintenance_A_Achievable Economic UCT Potential | F10 | Industrial | Industrial - WA | Existing | Space Heating | Natural Gas | Gas Boiler - Maintenance | A | Cumulative Energy Savings (MWh or mTherms) | Achievable Economic UCT Potential | 0 | 0 | 0.029087 | 0.049001 | 0.062444 | 0.062294 | 0.062148 | 0.062005 | 0.061867 | 0.061734 | 0.061605 | 0.061482 | 0.061364 | 0.061251 | 0.061144 | 0.061043 | 0.060948 | 0.060858 | 0.060775 | 0.060698 | 0.060628 | 0.060563 | 0.060505 | 0.060452 | 0.060404 | 0.06036 | 0.06032
F11_Industrial_Industrial - WA_Existing_Space Heating_Natural Gas_Gas Boiler - Maintenance_A_Achievable Economic UCT Potential | F11 | Industrial | Industrial - WA | Existing | Space Heating | Natural Gas | Gas Boiler - Maintenance | A | Cumulative Summer Peak Savings (MW) | Achievable Economic UCT Potential | 0 | 0 | 0 | 0 | 0 | 0 | 0 | 0 | 0 | 0 | 0 | 0 | 0 | 0 | 0 | 0 | 0 | 0 | 0 | 0 | 0 | 0 | 0 | 0 | 0 | 0 | 0
F12_Industrial_Industrial - WA_Existing_Space Heating_Natural Gas_Gas Boiler - Maintenance_A_Achievable Economic UCT Potential | F12 | Industrial | Industrial - WA | Existing | Space Heating | Natural Gas | Gas Boiler - Maintenance | A | Cumulative Winter Peak Savings (MW) | Achievable Economic UCT Potential | 0 | 0 | 0 | 0 | 0 | 0 | 0 | 0 | 0 | 0 | 0 | 0 | 0 | 0 | 0 | 0 | 0 | 0 | 0 | 0 | 0 | 0 | 0 | 0 | 0 | 0 | 0
F13_Industrial_Industrial - WA_Existing_Space Heating_Natural Gas_Gas Boiler - Maintenance_A_Achievable Economic UCT Potential | F13 | Industrial | Industrial - WA | Existing | Space Heating | Natural Gas | Gas Boiler - Maintenance | A | Purchases (Incremental) | Achievable Economic UCT Potential | 0 | 0 | 41.798 | 28.792 | 19.5881 | 0 | 0 | 0 | 0 | 0 | 0 | 0 | 0 | 0 | 0 | 0 | 0 | 0 | 0 | 0 | 0 | 0 | 0 | 0 | 0 | 0 | 0
F14_Industrial_Industrial - WA_Existing_Space Heating_Natural Gas_Gas Boiler - Maintenance_A_Achievable Economic UCT Potential | F14 | Industrial | Industrial - WA | Existing | Space Heating | Natural Gas | Gas Boiler - Maintenance | A | Purchases (Cumulative) | Achievable Economic UCT Potential | 0 | 0 | 41.798 | 70.5899 | 90.178 | 90.178 | 90.178 | 90.178 | 90.178 | 90.178 | 90.178 | 90.178 | 90.178 | 90.178 | 90.178 | 90.178 | 90.178 | 90.178 | 90.178 | 90.178 | 90.178 | 90.178 | 90.178 | 90.178 | 90.178 | 90.178 | 90.178
F1_Industrial_Industrial - WA_Existing_Space Heating_Natural Gas_Gas Furnace - Maintenance_A_Achievable Economic UCT Potential | F1 | Industrial | Industrial - WA | Existing | Space Heating | Natural Gas | Gas Furnace - Maintenance | A | Original Unit Energy Savings (kWh or therms) | Achievable Economic UCT Potential | 0 | 0 | 0.69903 | 0.69774 | 0.69611 | 0.69416 | 0.69193 | 0.68945 | 0.68676 | 0.68387 | 0.6808 | 0.67759 | 0.67424 | 0.67079 | 0.66724 | 0.66362 | 0.65993 | 0.6562 | 0.65242 | 0.64892 | 0.64563 | 0.6426 | 0.6398 | 0.63722 | 0.63483 | 0.63263 | 0.6306
F2_Industrial_Industrial - WA_Existing_Space Heating_Natural Gas_Gas Furnace - Maintenance_A_Achievable Economic UCT Potential | F2 | Industrial | Industrial - WA | Existing | Space Heating | Natural Gas | Gas Furnace - Maintenance | A | Original Unit Summer Peak Savings (kW) | Achievable Economic UCT Potential | 0 | 0 | 0 | 0 | 0 | 0 | 0 | 0 | 0 | 0 | 0 | 0 | 0 | 0 | 0 | 0 | 0 | 0 | 0 | 0 | 0 | 0 | 0 | 0 | 0 | 0 | 0
F3_Industrial_Industrial - WA_Existing_Space Heating_Natural Gas_Gas Furnace - Maintenance_A_Achievable Economic UCT Potential | F3 | Industrial | Industrial - WA | Existing | Space Heating | Natural Gas | Gas Furnace - Maintenance | A | Original Unit Winter Peak Savings (kW) | Achievable Economic UCT Potential | 0 | 0 | 0 | 0 | 0 | 0 | 0 | 0 | 0 | 0 | 0 | 0 | 0 | 0 | 0 | 0 | 0 | 0 | 0 | 0 | 0 | 0 | 0 | 0 | 0 | 0 | 0
F4_Industrial_Industrial - WA_Existing_Space Heating_Natural Gas_Gas Furnace - Maintenance_A_Achievable Economic UCT Potential | F4 | Industrial | Industrial - WA | Existing | Space Heating | Natural Gas | Gas Furnace - Maintenance | A | Standalone Impact on Baseline Energy (%) | Achievable Economic UCT Potential | 0 | 0 | 0.00010956 | 0.00018828 | 0.00024467 | 0.0002488 | 0.00025292 | 0.00025703 | 0.00026115 | 0.00026526 | 0.00026939 | 0.00027351 | 0.00027765 | 0.0002818 | 0.00028597 | 0.00029016 | 0.00029436 | 0.00029859 | 0.00030284 | 0.00030722 | 0.00031171 | 0.00031633 | 0.00032107 | 0.00032594 | 0.00033094 | 0.00033606 | 0.00034132
F5_Industrial_Industrial - WA_Existing_Space Heating_Natural Gas_Gas Furnace - Maintenance_A_Achievable Economic UCT Potential | F5 | Industrial | Industrial - WA | Existing | Space Heating | Natural Gas | Gas Furnace - Maintenance | A | Standalone Impact on Baseline Summer Peak (%) | Achievable Economic UCT Potential | 0 | 0 | 0 | 0 | 0 | 0 | 0 | 0 | 0 | 0 | 0 | 0 | 0 | 0 | 0 | 0 | 0 | 0 | 0 | 0 | 0 | 0 | 0 | 0 | 0 | 0 | 0
F6_Industrial_Industrial - WA_Existing_Space Heating_Natural Gas_Gas Furnace - Maintenance_A_Achievable Economic UCT Potential | F6 | Industrial | Industrial - WA | Existing | Space Heating | Natural Gas | Gas Furnace - Maintenance | A | Standalone Impact on Baseline Winter Peak (%) | Achievable Economic UCT Potential | 0 | 0 | 0 | 0 | 0 | 0 | 0 | 0 | 0 | 0 | 0 | 0 | 0 | 0 | 0 | 0 | 0 | 0 | 0 | 0 | 0 | 0 | 0 | 0 | 0 | 0 | 0
F7_Industrial_Industrial - WA_Existing_Space Heating_Natural Gas_Gas Furnace - Maintenance_A_Achievable Economic UCT Potential | F7 | Industrial | Industrial - WA | Existing | Space Heating | Natural Gas | Gas Furnace - Maintenance | A | Incremental Energy Savings (MWh or mTherms) | Achievable Economic UCT Potential | 0 | 0 | 0.018308 | 0.012588 | 0.0085441 | 0 | 0 | 0 | 0 | 0 | 0 | 0 | 0 | 0 | 0 | 0 | 0 | 0 | 0 | 0 | 0 | 0 | 0 | 0 | 0 | 0 | 0
F8_Industrial_Industrial - WA_Existing_Space Heating_Natural Gas_Gas Furnace - Maintenance_A_Achievable Economic UCT Potential | F8 | Industrial | Industrial - WA | Existing | Space Heating | Natural Gas | Gas Furnace - Maintenance | A | Incremental Summer Peak Savings (MW) | Achievable Economic UCT Potential | 0 | 0 | 0 | 0 | 0 | 0 | 0 | 0 | 0 | 0 | 0 | 0 | 0 | 0 | 0 | 0 | 0 | 0 | 0 | 0 | 0 | 0 | 0 | 0 | 0 | 0 | 0
F9_Industrial_Industrial - WA_Existing_Space Heating_Natural Gas_Gas Furnace - Maintenance_A_Achievable Economic UCT Potential | F9 | Industrial | Industrial - WA | Existing | Space Heating | Natural Gas | Gas Furnace - Maintenance | A | Incremental Winter Peak Savings (MW) | Achievable Economic UCT Potential | 0 | 0 | 0 | 0 | 0 | 0 | 0 | 0 | 0 | 0 | 0 | 0 | 0 | 0 | 0 | 0 | 0 | 0 | 0 | 0 | 0 | 0 | 0 | 0 | 0 | 0 | 0
F10_Industrial_Industrial - WA_Existing_Space Heating_Natural Gas_Gas Furnace - Maintenance_A_Achievable Economic UCT Potential | F10 | Industrial | Industrial - WA | Existing | Space Heating | Natural Gas | Gas Furnace - Maintenance | A | Cumulative Energy Savings (MWh or mTherms) | Achievable Economic UCT Potential | 0 | 0 | 0.018308 | 0.030863 | 0.039335 | 0.039225 | 0.039099 | 0.038959 | 0.038806 | 0.038643 | 0.03847 | 0.038288 | 0.038099 | 0.037904 | 0.037704 | 0.037499 | 0.037291 | 0.037079 | 0.036866 | 0.036668 | 0.036483 | 0.036311 | 0.036153 | 0.036007 | 0.035872 | 0.035748 | 0.035633
F11_Industrial_Industrial - WA_Existing_Space Heating_Natural Gas_Gas Furnace - Maintenance_A_Achievable Economic UCT Potential | F11 | Industrial | Industrial - WA | Existing | Space Heating | Natural Gas | Gas Furnace - Maintenance | A | Cumulative Summer Peak Savings (MW) | Achievable Economic UCT Potential | 0 | 0 | 0 | 0 | 0 | 0 | 0 | 0 | 0 | 0 | 0 | 0 | 0 | 0 | 0 | 0 | 0 | 0 | 0 | 0 | 0 | 0 | 0 | 0 | 0 | 0 | 0
F12_Industrial_Industrial - WA_Existing_Space Heating_Natural Gas_Gas Furnace - Maintenance_A_Achievable Economic UCT Potential | F12 | Industrial | Industrial - WA | Existing | Space Heating | Natural Gas | Gas Furnace - Maintenance | A | Cumulative Winter Peak Savings (MW) | Achievable Economic UCT Potential | 0 | 0 | 0 | 0 | 0 | 0 | 0 | 0 | 0 | 0 | 0 | 0 | 0 | 0 | 0 | 0 | 0 | 0 | 0 | 0 | 0 | 0 | 0 | 0 | 0 | 0 | 0
F13_Industrial_Industrial - WA_Existing_Space Heating_Natural Gas_Gas Furnace - Maintenance_A_Achievable Economic UCT Potential | F13 | Industrial | Industrial - WA | Existing | Space Heating | Natural Gas | Gas Furnace - Maintenance | A | Purchases (Incremental) | Achievable Economic UCT Potential | 0 | 0 | 26.1911 | 18.0414 | 12.2741 | 0 | 0 | 0 | 0 | 0 | 0 | 0 | 0 | 0 | 0 | 0 | 0 | 0 | 0 | 0 | 0 | 0 | 0 | 0 | 0 | 0 | 0
F14_Industrial_Industrial - WA_Existing_Space Heating_Natural Gas_Gas Furnace - Maintenance_A_Achievable Economic UCT Potential | F14 | Industrial | Industrial - WA | Existing | Space Heating | Natural Gas | Gas Furnace - Maintenance | A | Purchases (Cumulative) | Achievable Economic UCT Potential | 0 | 0 | 26.1911 | 44.2325 | 56.5067 | 56.5067 | 56.5067 | 56.5067 | 56.5067 | 56.5067 | 56.5067 | 56.5067 | 56.5067 | 56.5067 | 56.5067 | 56.5067 | 56.5067 | 56.5067 | 56.5067 | 56.5067 | 56.5067 | 56.5067 | 56.5067 | 56.5067 | 56.5067 | 56.5067 | 56.5067
F1_Industrial_Industrial - WA_Existing_Space Heating_Natural Gas_Gas Furnace - Tube Inserts_A_Achievable Economic UCT Potential | F1 | Industrial | Industrial - WA | Existing | Space Heating | Natural Gas | Gas Furnace - Tube Inserts | A | Original Unit Energy Savings (kWh or therms) | Achievable Economic UCT Potential | 0 | 0 | 0 | 0 | 0 | 0 | 0 | 0 | 0 | 0 | 0 | 0 | 0 | 0 | 0 | 0 | 0 | 0 | 0 | 0 | 0 | 0 | 0 | 0 | 0 | 0 | 0
F2_Industrial_Industrial - WA_Existing_Space Heating_Natural Gas_Gas Furnace - Tube Inserts_A_Achievable Economic UCT Potential | F2 | Industrial | Industrial - WA | Existing | Space Heating | Natural Gas | Gas Furnace - Tube Inserts | A | Original Unit Summer Peak Savings (kW) | Achievable Economic UCT Potential | 0 | 0 | 0 | 0 | 0 | 0 | 0 | 0 | 0 | 0 | 0 | 0 | 0 | 0 | 0 | 0 | 0 | 0 | 0 | 0 | 0 | 0 | 0 | 0 | 0 | 0 | 0
F3_Industrial_Industrial - WA_Existing_Space Heating_Natural Gas_Gas Furnace - Tube Inserts_A_Achievable Economic UCT Potential | F3 | Industrial | Industrial - WA | Existing | Space Heating | Natural Gas | Gas Furnace - Tube Inserts | A | Original Unit Winter Peak Savings (kW) | Achievable Economic UCT Potential | 0 | 0 | 0 | 0 | 0 | 0 | 0 | 0 | 0 | 0 | 0 | 0 | 0 | 0 | 0 | 0 | 0 | 0 | 0 | 0 | 0 | 0 | 0 | 0 | 0 | 0 | 0
F4_Industrial_Industrial - WA_Existing_Space Heating_Natural Gas_Gas Furnace - Tube Inserts_A_Achievable Economic UCT Potential | F4 | Industrial | Industrial - WA | Existing | Space Heating | Natural Gas | Gas Furnace - Tube Inserts | A | Standalone Impact on Baseline Energy (%) | Achievable Economic UCT Potential | 0 | 0 | 0 | 0 | 0 | 0 | 0 | 0 | 0 | 0 | 0 | 0 | 0 | 0 | 0 | 0 | 0 | 0 | 0 | 0 | 0 | 0 | 0 | 0 | 0 | 0 | 0
F5_Industrial_Industrial - WA_Existing_Space Heating_Natural Gas_Gas Furnace - Tube Inserts_A_Achievable Economic UCT Potential | F5 | Industrial | Industrial - WA | Existing | Space Heating | Natural Gas | Gas Furnace - Tube Inserts | A | Standalone Impact on Baseline Summer Peak (%) | Achievable Economic UCT Potential | 0 | 0 | 0 | 0 | 0 | 0 | 0 | 0 | 0 | 0 | 0 | 0 | 0 | 0 | 0 | 0 | 0 | 0 | 0 | 0 | 0 | 0 | 0 | 0 | 0 | 0 | 0
F6_Industrial_Industrial - WA_Existing_Space Heating_Natural Gas_Gas Furnace - Tube Inserts_A_Achievable Economic UCT Potential | F6 | Industrial | Industrial - WA | Existing | Space Heating | Natural Gas | Gas Furnace - Tube Inserts | A | Standalone Impact on Baseline Winter Peak (%) | Achievable Economic UCT Potential | 0 | 0 | 0 | 0 | 0 | 0 | 0 | 0 | 0 | 0 | 0 | 0 | 0 | 0 | 0 | 0 | 0 | 0 | 0 | 0 | 0 | 0 | 0 | 0 | 0 | 0 | 0
F7_Industrial_Industrial - WA_Existing_Space Heating_Natural Gas_Gas Furnace - Tube Inserts_A_Achievable Economic UCT Potential | F7 | Industrial | Industrial - WA | Existing | Space Heating | Natural Gas | Gas Furnace - Tube Inserts | A | Incremental Energy Savings (MWh or mTherms) | Achievable Economic UCT Potential | 0 | 0 | 0 | 0 | 0 | 0 | 0 | 0 | 0 | 0 | 0 | 0 | 0 | 0 | 0 | 0 | 0 | 0 | 0 | 0 | 0 | 0 | 0 | 0 | 0 | 0 | 0
F8_Industrial_Industrial - WA_Existing_Space Heating_Natural Gas_Gas Furnace - Tube Inserts_A_Achievable Economic UCT Potential | F8 | Industrial | Industrial - WA | Existing | Space Heating | Natural Gas | Gas Furnace - Tube Inserts | A | Incremental Summer Peak Savings (MW) | Achievable Economic UCT Potential | 0 | 0 | 0 | 0 | 0 | 0 | 0 | 0 | 0 | 0 | 0 | 0 | 0 | 0 | 0 | 0 | 0 | 0 | 0 | 0 | 0 | 0 | 0 | 0 | 0 | 0 | 0
F9_Industrial_Industrial - WA_Existing_Space Heating_Natural Gas_Gas Furnace - Tube Inserts_A_Achievable Economic UCT Potential | F9 | Industrial | Industrial - WA | Existing | Space Heating | Natural Gas | Gas Furnace - Tube Inserts | A | Incremental Winter Peak Savings (MW) | Achievable Economic UCT Potential | 0 | 0 | 0 | 0 | 0 | 0 | 0 | 0 | 0 | 0 | 0 | 0 | 0 | 0 | 0 | 0 | 0 | 0 | 0 | 0 | 0 | 0 | 0 | 0 | 0 | 0 | 0
F10_Industrial_Industrial - WA_Existing_Space Heating_Natural Gas_Gas Furnace - Tube Inserts_A_Achievable Economic UCT Potential | F10 | Industrial | Industrial - WA | Existing | Space Heating | Natural Gas | Gas Furnace - Tube Inserts | A | Cumulative Energy Savings (MWh or mTherms) | Achievable Economic UCT Potential | 0 | 0 | 0 | 0 | 0 | 0 | 0 | 0 | 0 | 0 | 0 | 0 | 0 | 0 | 0 | 0 | 0 | 0 | 0 | 0 | 0 | 0 | 0 | 0 | 0 | 0 | 0
F11_Industrial_Industrial - WA_Existing_Space Heating_Natural Gas_Gas Furnace - Tube Inserts_A_Achievable Economic UCT Potential | F11 | Industrial | Industrial - WA | Existing | Space Heating | Natural Gas | Gas Furnace - Tube Inserts | A | Cumulative Summer Peak Savings (MW) | Achievable Economic UCT Potential | 0 | 0 | 0 | 0 | 0 | 0 | 0 | 0 | 0 | 0 | 0 | 0 | 0 | 0 | 0 | 0 | 0 | 0 | 0 | 0 | 0 | 0 | 0 | 0 | 0 | 0 | 0
F12_Industrial_Industrial - WA_Existing_Space Heating_Natural Gas_Gas Furnace - Tube Inserts_A_Achievable Economic UCT Potential | F12 | Industrial | Industrial - WA | Existing | Space Heating | Natural Gas | Gas Furnace - Tube Inserts | A | Cumulative Winter Peak Savings (MW) | Achievable Economic UCT Potential | 0 | 0 | 0 | 0 | 0 | 0 | 0 | 0 | 0 | 0 | 0 | 0 | 0 | 0 | 0 | 0 | 0 | 0 | 0 | 0 | 0 | 0 | 0 | 0 | 0 | 0 | 0
F13_Industrial_Industrial - WA_Existing_Space Heating_Natural Gas_Gas Furnace - Tube Inserts_A_Achievable Economic UCT Potential | F13 | Industrial | Industrial - WA | Existing | Space Heating | Natural Gas | Gas Furnace - Tube Inserts | A | Purchases (Incremental) | Achievable Economic UCT Potential | 0 | 0 | 0 | 0 | 0 | 0 | 0 | 0 | 0 | 0 | 0 | 0 | 0 | 0 | 0 | 0 | 0 | 0 | 0 | 0 | 0 | 0 | 0 | 0 | 0 | 0 | 0
F14_Industrial_Industrial - WA_Existing_Space Heating_Natural Gas_Gas Furnace - Tube Inserts_A_Achievable Economic UCT Potential | F14 | Industrial | Industrial - WA | Existing | Space Heating | Natural Gas | Gas Furnace - Tube Inserts | A | Purchases (Cumulative) | Achievable Economic UCT Potential | 0 | 0 | 0 | 0 | 0 | 0 | 0 | 0 | 0 | 0 | 0 | 0 | 0 | 0 | 0 | 0 | 0 | 0 | 0 | 0 | 0 | 0 | 0 | 0 | 0 | 0 | 0
F1_Industrial_Industrial - WA_Existing_Space Heating_Natural Gas_Gas Boiler - Burner Control Optimization_A_Achievable Economic UCT Potential | F1 | Industrial | Industrial - WA | Existing | Space Heating | Natural Gas | Gas Boiler - Burner Control Optimization | A | Original Unit Energy Savings (kWh or therms) | Achievable Economic UCT Potential | 0 | 0 | 0.33635 | 0.33551 | 0.33469 | 0.33388 | 0.3331 | 0.33233 | 0.33159 | 0.33088 | 0.33019 | 0.32953 | 0.3289 | 0.32829 | 0.32772 | 0.32718 | 0.32667 | 0.32619 | 0.32574 | 0.32533 | 0.32495 | 0.32461 | 0.32429 | 0.32401 | 0.32375 | 0.32352 | 0.3233
F2_Industrial_Industrial - WA_Existing_Space Heating_Natural Gas_Gas Boiler - Burner Control Optimization_A_Achievable Economic UCT Potential | F2 | Industrial | Industrial - WA | Existing | Space Heating | Natural Gas | Gas Boiler - Burner Control Optimization | A | Original Unit Summer Peak Savings (kW) | Achievable Economic UCT Potential | 0 | 0 | 0 | 0 | 0 | 0 | 0 | 0 | 0 | 0 | 0 | 0 | 0 | 0 | 0 | 0 | 0 | 0 | 0 | 0 | 0 | 0 | 0 | 0 | 0 | 0 | 0
F3_Industrial_Industrial - WA_Existing_Space Heating_Natural Gas_Gas Boiler - Burner Control Optimization_A_Achievable Economic UCT Potential | F3 | Industrial | Industrial - WA | Existing | Space Heating | Natural Gas | Gas Boiler - Burner Control Optimization | A | Original Unit Winter Peak Savings (kW) | Achievable Economic UCT Potential | 0 | 0 | 0 | 0 | 0 | 0 | 0 | 0 | 0 | 0 | 0 | 0 | 0 | 0 | 0 | 0 | 0 | 0 | 0 | 0 | 0 | 0 | 0 | 0 | 0 | 0 | 0
F4_Industrial_Industrial - WA_Existing_Space Heating_Natural Gas_Gas Boiler - Burner Control Optimization_A_Achievable Economic UCT Potential | F4 | Industrial | Industrial - WA | Existing | Space Heating | Natural Gas | Gas Boiler - Burner Control Optimization | A | Standalone Impact on Baseline Energy (%) | Achievable Economic UCT Potential | 0 | 0 | 1.6832e-05 | 4.3559e-05 | 9.7166e-05 | 0.00019133 | 0.00033851 | 0.00054586 | 0.00081191 | 0.0011256 | 0.0014682 | 0.0018173 | 0.0021516 | 0.0024547 | 0.0027173 | 0.0029367 | 0.0031161 | 0.0032617 | 0.0033811 | 0.0034813 | 0.003546 | 0.0036117 | 0.0036784 | 0.003746 | 0.0038147 | 0.0038845 | 0.0039553
F5_Industrial_Industrial - WA_Existing_Space Heating_Natural Gas_Gas Boiler - Burner Control Optimization_A_Achievable Economic UCT Potential | F5 | Industrial | Industrial - WA | Existing | Space Heating | Natural Gas | Gas Boiler - Burner Control Optimization | A | Standalone Impact on Baseline Summer Peak (%) | Achievable Economic UCT Potential | 0 | 0 | 0 | 0 | 0 | 0 | 0 | 0 | 0 | 0 | 0 | 0 | 0 | 0 | 0 | 0 | 0 | 0 | 0 | 0 | 0 | 0 | 0 | 0 | 0 | 0 | 0
F6_Industrial_Industrial - WA_Existing_Space Heating_Natural Gas_Gas Boiler - Burner Control Optimization_A_Achievable Economic UCT Potential | F6 | Industrial | Industrial - WA | Existing | Space Heating | Natural Gas | Gas Boiler - Burner Control Optimization | A | Standalone Impact on Baseline Winter Peak (%) | Achievable Economic UCT Potential | 0 | 0 | 0 | 0 | 0 | 0 | 0 | 0 | 0 | 0 | 0 | 0 | 0 | 0 | 0 | 0 | 0 | 0 | 0 | 0 | 0 | 0 | 0 | 0 | 0 | 0 | 0
F7_Industrial_Industrial - WA_Existing_Space Heating_Natural Gas_Gas Boiler - Burner Control Optimization_A_Achievable Economic UCT Potential | F7 | Industrial | Industrial - WA | Existing | Space Heating | Natural Gas | Gas Boiler - Burner Control Optimization | A | Incremental Energy Savings (MWh or mTherms) | Achievable Economic UCT Potential | 0 | 0 | 0.0028128 | 0.0043344 | 0.0084984 | 0.014581 | 0.022238 | 0.030526 | 0.038096 | 0.043585 | 0.046032 | 0.045148 | 0.041332 | 0.035477 | 0.028662 | 0.021872 | 0.015814 | 0.010863 | 0.0071073 | 0.0044392 | 0 | 0 | 0 | 0 | 0 | 0 | 0
F8_Industrial_Industrial - WA_Existing_Space Heating_Natural Gas_Gas Boiler - Burner Control Optimization_A_Achievable Economic UCT Potential | F8 | Industrial | Industrial - WA | Existing | Space Heating | Natural Gas | Gas Boiler - Burner Control Optimization | A | Incremental Summer Peak Savings (MW) | Achievable Economic UCT Potential | 0 | 0 | 0 | 0 | 0 | 0 | 0 | 0 | 0 | 0 | 0 | 0 | 0 | 0 | 0 | 0 | 0 | 0 | 0 | 0 | 0 | 0 | 0 | 0 | 0 | 0 | 0
F9_Industrial_Industrial - WA_Existing_Space Heating_Natural Gas_Gas Boiler - Burner Control Optimization_A_Achievable Economic UCT Potential | F9 | Industrial | Industrial - WA | Existing | Space Heating | Natural Gas | Gas Boiler - Burner Control Optimization | A | Incremental Winter Peak Savings (MW) | Achievable Economic UCT Potential | 0 | 0 | 0 | 0 | 0 | 0 | 0 | 0 | 0 | 0 | 0 | 0 | 0 | 0 | 0 | 0 | 0 | 0 | 0 | 0 | 0 | 0 | 0 | 0 | 0 | 0 | 0
F10_Industrial_Industrial - WA_Existing_Space Heating_Natural Gas_Gas Boiler - Burner Control Optimization_A_Achievable Economic UCT Potential | F10 | Industrial | Industrial - WA | Existing | Space Heating | Natural Gas | Gas Boiler - Burner Control Optimization | A | Cumulative Energy Savings (MWh or mTherms) | Achievable Economic UCT Potential | 0 | 0 | 0.0028128 | 0.0071402 | 0.015621 | 0.030164 | 0.052331 | 0.082736 | 0.12065 | 0.16397 | 0.20966 | 0.25439 | 0.29524 | 0.33017 | 0.35826 | 0.37953 | 0.39476 | 0.40504 | 0.41159 | 0.41551 | 0.41503 | 0.41459 | 0.41419 | 0.41383 | 0.4135 | 0.4132 | 0.41292
F11_Industrial_Industrial - WA_Existing_Space Heating_Natural Gas_Gas Boiler - Burner Control Optimization_A_Achievable Economic UCT Potential | F11 | Industrial | Industrial - WA | Existing | Space Heating | Natural Gas | Gas Boiler - Burner Control Optimization | A | Cumulative Summer Peak Savings (MW) | Achievable Economic UCT Potential | 0 | 0 | 0 | 0 | 0 | 0 | 0 | 0 | 0 | 0 | 0 | 0 | 0 | 0 | 0 | 0 | 0 | 0 | 0 | 0 | 0 | 0 | 0 | 0 | 0 | 0 | 0
F12_Industrial_Industrial - WA_Existing_Space Heating_Natural Gas_Gas Boiler - Burner Control Optimization_A_Achievable Economic UCT Potential | F12 | Industrial | Industrial - WA | Existing | Space Heating | Natural Gas | Gas Boiler - Burner Control Optimization | A | Cumulative Winter Peak Savings (MW) | Achievable Economic UCT Potential | 0 | 0 | 0 | 0 | 0 | 0 | 0 | 0 | 0 | 0 | 0 | 0 | 0 | 0 | 0 | 0 | 0 | 0 | 0 | 0 | 0 | 0 | 0 | 0 | 0 | 0 | 0
F13_Industrial_Industrial - WA_Existing_Space Heating_Natural Gas_Gas Boiler - Burner Control Optimization_A_Achievable Economic UCT Potential | F13 | Industrial | Industrial - WA | Existing | Space Heating | Natural Gas | Gas Boiler - Burner Control Optimization | A | Purchases (Incremental) | Achievable Economic UCT Potential | 0 | 0 | 8.3627 | 12.9188 | 25.3921 | 43.67 | 66.7599 | 91.8524 | 114.8875 | 131.7245 | 139.4113 | 137.0077 | 125.6691 | 108.0646 | 87.46 | 66.8516 | 48.4098 | 33.3026 | 21.8189 | 13.6454 | 0 | 0 | 0 | 0 | 0 | 0 | 0
F14_Industrial_Industrial - WA_Existing_Space Heating_Natural Gas_Gas Boiler - Burner Control Optimization_A_Achievable Economic UCT Potential | F14 | Industrial | Industrial - WA | Existing | Space Heating | Natural Gas | Gas Boiler - Burner Control Optimization | A | Purchases (Cumulative) | Achievable Economic UCT Potential | 0 | 0 | 8.3627 | 21.2815 | 46.6736 | 90.3436 | 157.1036 | 248.956 | 363.8435 | 495.568 | 634.9794 | 771.9871 | 897.6562 | 1005.7209 | 1093.1809 | 1160.0325 | 1208.4423 | 1241.7449 | 1263.5638 | 1277.2092 | 1277.2092 | 1277.2092 | 1277.2092 | 1277.2092 | 1277.2092 | 1277.2092 | 1277.2092
F1_Industrial_Industrial - WA_Existing_Space Heating_Natural Gas_Gas Boiler - High Turndown Burner_A_Achievable Economic UCT Potential | F1 | Industrial | Industrial - WA | Existing | Space Heating | Natural Gas | Gas Boiler - High Turndown Burner | A | Original Unit Energy Savings (kWh or therms) | Achievable Economic UCT Potential | 0 | 0 | 1.1598 | 1.1569 | 1.1541 | 1.1513 | 1.1486 | 1.146 | 1.1434 | 1.141 | 1.1386 | 1.1363 | 1.1341 | 1.132 | 1.1301 | 1.1282 | 1.1264 | 1.1248 | 1.1232 | 1.1218 | 1.1205 | 1.1193 | 1.1183 | 1.1173 | 1.1164 | 1.1156 | 1.1148
F2_Industrial_Industrial - WA_Existing_Space Heating_Natural Gas_Gas Boiler - High Turndown Burner_A_Achievable Economic UCT Potential | F2 | Industrial | Industrial - WA | Existing | Space Heating | Natural Gas | Gas Boiler - High Turndown Burner | A | Original Unit Summer Peak Savings (kW) | Achievable Economic UCT Potential | 0 | 0 | 0 | 0 | 0 | 0 | 0 | 0 | 0 | 0 | 0 | 0 | 0 | 0 | 0 | 0 | 0 | 0 | 0 | 0 | 0 | 0 | 0 | 0 | 0 | 0 | 0
F3_Industrial_Industrial - WA_Existing_Space Heating_Natural Gas_Gas Boiler - High Turndown Burner_A_Achievable Economic UCT Potential | F3 | Industrial | Industrial - WA | Existing | Space Heating | Natural Gas | Gas Boiler - High Turndown Burner | A | Original Unit Winter Peak Savings (kW) | Achievable Economic UCT Potential | 0 | 0 | 0 | 0 | 0 | 0 | 0 | 0 | 0 | 0 | 0 | 0 | 0 | 0 | 0 | 0 | 0 | 0 | 0 | 0 | 0 | 0 | 0 | 0 | 0 | 0 | 0
F4_Industrial_Industrial - WA_Existing_Space Heating_Natural Gas_Gas Boiler - High Turndown Burner_A_Achievable Economic UCT Potential | F4 | Industrial | Industrial - WA | Existing | Space Heating | Natural Gas | Gas Boiler - High Turndown Burner | A | Standalone Impact on Baseline Energy (%) | Achievable Economic UCT Potential | 0 | 0 | 0.00035861 | 0.00072307 | 0.0010937 | 0.0014707 | 0.0018544 | 0.0022094 | 0.0025064 | 0.0027576 | 0.0029723 | 0.0031583 | 0.0033216 | 0.0034672 | 0.0035988 | 0.0037197 | 0.0038322 | 0.0039037 | 0.0039768 | 0.0040509 | 0.0041262 | 0.0042026 | 0.0042802 | 0.0043589 | 0.0044388 | 0.00452 | 0.0046024
F5_Industrial_Industrial - WA_Existing_Space Heating_Natural Gas_Gas Boiler - High Turndown Burner_A_Achievable Economic UCT Potential | F5 | Industrial | Industrial - WA | Existing | Space Heating | Natural Gas | Gas Boiler - High Turndown Burner | A | Standalone Impact on Baseline Summer Peak (%) | Achievable Economic UCT Potential | 0 | 0 | 0 | 0 | 0 | 0 | 0 | 0 | 0 | 0 | 0 | 0 | 0 | 0 | 0 | 0 | 0 | 0 | 0 | 0 | 0 | 0 | 0 | 0 | 0 | 0 | 0
F6_Industrial_Industrial - WA_Existing_Space Heating_Natural Gas_Gas Boiler - High Turndown Burner_A_Achievable Economic UCT Potential | F6 | Industrial | Industrial - WA | Existing | Space Heating | Natural Gas | Gas Boiler - High Turndown Burner | A | Standalone Impact on Baseline Winter Peak (%) | Achievable Economic UCT Potential | 0 | 0 | 0 | 0 | 0 | 0 | 0 | 0 | 0 | 0 | 0 | 0 | 0 | 0 | 0 | 0 | 0 | 0 | 0 | 0 | 0 | 0 | 0 | 0 | 0 | 0 | 0
F7_Industrial_Industrial - WA_Existing_Space Heating_Natural Gas_Gas Boiler - High Turndown Burner_A_Achievable Economic UCT Potential | F7 | Industrial | Industrial - WA | Existing | Space Heating | Natural Gas | Gas Boiler - High Turndown Burner | A | Incremental Energy Savings (MWh or mTherms) | Achievable Economic UCT Potential | 0 | 0 | 0.059927 | 0.058747 | 0.057592 | 0.056463 | 0.055359 | 0.048852 | 0.038322 | 0.030064 | 0.023588 | 0.018508 | 0.014523 | 0.011397 | 0.0089447 | 0.0070207 | 0.0055111 | 0 | 0 | 0 | 0 | 0 | 0 | 0 | 0 | 0 | 0
F8_Industrial_Industrial - WA_Existing_Space Heating_Natural Gas_Gas Boiler - High Turndown Burner_A_Achievable Economic UCT Potential | F8 | Industrial | Industrial - WA | Existing | Space Heating | Natural Gas | Gas Boiler - High Turndown Burner | A | Incremental Summer Peak Savings (MW) | Achievable Economic UCT Potential | 0 | 0 | 0 | 0 | 0 | 0 | 0 | 0 | 0 | 0 | 0 | 0 | 0 | 0 | 0 | 0 | 0 | 0 | 0 | 0 | 0 | 0 | 0 | 0 | 0 | 0 | 0
F9_Industrial_Industrial - WA_Existing_Space Heating_Natural Gas_Gas Boiler - High Turndown Burner_A_Achievable Economic UCT Potential | F9 | Industrial | Industrial - WA | Existing | Space Heating | Natural Gas | Gas Boiler - High Turndown Burner | A | Incremental Winter Peak Savings (MW) | Achievable Economic UCT Potential | 0 | 0 | 0 | 0 | 0 | 0 | 0 | 0 | 0 | 0 | 0 | 0 | 0 | 0 | 0 | 0 | 0 | 0 | 0 | 0 | 0 | 0 | 0 | 0 | 0 | 0 | 0
F10_Industrial_Industrial - WA_Existing_Space Heating_Natural Gas_Gas Boiler - High Turndown Burner_A_Achievable Economic UCT Potential | F10 | Industrial | Industrial - WA | Existing | Space Heating | Natural Gas | Gas Boiler - High Turndown Burner | A | Cumulative Energy Savings (MWh or mTherms) | Achievable Economic UCT Potential | 0 | 0 | 0.059927 | 0.11852 | 0.17583 | 0.23187 | 0.28668 | 0.33487 | 0.37245 | 0.40171 | 0.42446 | 0.44212 | 0.45579 | 0.46635 | 0.47448 | 0.48072 | 0.48548 | 0.48477 | 0.48411 | 0.48349 | 0.48293 | 0.48242 | 0.48196 | 0.48153 | 0.48115 | 0.4808 | 0.48048
F11_Industrial_Industrial - WA_Existing_Space Heating_Natural Gas_Gas Boiler - High Turndown Burner_A_Achievable Economic UCT Potential | F11 | Industrial | Industrial - WA | Existing | Space Heating | Natural Gas | Gas Boiler - High Turndown Burner | A | Cumulative Summer Peak Savings (MW) | Achievable Economic UCT Potential | 0 | 0 | 0 | 0 | 0 | 0 | 0 | 0 | 0 | 0 | 0 | 0 | 0 | 0 | 0 | 0 | 0 | 0 | 0 | 0 | 0 | 0 | 0 | 0 | 0 | 0 | 0
F12_Industrial_Industrial - WA_Existing_Space Heating_Natural Gas_Gas Boiler - High Turndown Burner_A_Achievable Economic UCT Potential | F12 | Industrial | Industrial - WA | Existing | Space Heating | Natural Gas | Gas Boiler - High Turndown Burner | A | Cumulative Winter Peak Savings (MW) | Achievable Economic UCT Potential | 0 | 0 | 0 | 0 | 0 | 0 | 0 | 0 | 0 | 0 | 0 | 0 | 0 | 0 | 0 | 0 | 0 | 0 | 0 | 0 | 0 | 0 | 0 | 0 | 0 | 0 | 0
F13_Industrial_Industrial - WA_Existing_Space Heating_Natural Gas_Gas Boiler - High Turndown Burner_A_Achievable Economic UCT Potential | F13 | Industrial | Industrial - WA | Existing | Space Heating | Natural Gas | Gas Boiler - High Turndown Burner | A | Purchases (Incremental) | Achievable Economic UCT Potential | 0 | 0 | 51.6688 | 50.778 | 49.9025 | 49.0421 | 48.1965 | 42.629 | 33.5152 | 26.3499 | 20.7165 | 16.2874 | 12.8053 | 10.0676 | 7.9152 | 6.223 | 4.8926 | 0 | 0 | 0 | 0 | 0 | 0 | 0 | 0 | 0 | 0
F14_Industrial_Industrial - WA_Existing_Space Heating_Natural Gas_Gas Boiler - High Turndown Burner_A_Achievable Economic UCT Potential | F14 | Industrial | Industrial - WA | Existing | Space Heating | Natural Gas | Gas Boiler - High Turndown Burner | A | Purchases (Cumulative) | Achievable Economic UCT Potential | 0 | 0 | 51.6688 | 102.4467 | 152.3492 | 201.3913 | 249.5878 | 292.2168 | 325.732 | 352.0819 | 372.7984 | 389.0858 | 401.8911 | 411.9587 | 419.8739 | 426.0969 | 430.9895 | 430.9895 | 430.9895 | 430.9895 | 430.9895 | 430.9895 | 430.9895 | 430.9895 | 430.9895 | 430.9895 | 430.9895
F1_Industrial_Industrial - WA_Existing_Space Heating_Natural Gas_Gas Boiler - Hot Water Reset_A_Achievable Economic UCT Potential | F1 | Industrial | Industrial - WA | Existing | Space Heating | Natural Gas | Gas Boiler - Hot Water Reset | A | Original Unit Energy Savings (kWh or therms) | Achievable Economic UCT Potential | 0 | 0 | 1237.1517 | 1234.0624 | 1231.0332 | 1228.0714 | 1225.184 | 1222.3771 | 1219.6565 | 1217.0273 | 1214.4942 | 1212.0615 | 1209.7329 | 1207.5121 | 1205.4023 | 1203.4063 | 1201.5267 | 1199.7661 | 1198.1265 | 1196.61 | 1195.2184 | 1193.9533 | 1192.8032 | 1191.7576 | 1190.8071 | 1189.9431 | 1189.1575
F2_Industrial_Industrial - WA_Existing_Space Heating_Natural Gas_Gas Boiler - Hot Water Reset_A_Achievable Economic UCT Potential | F2 | Industrial | Industrial - WA | Existing | Space Heating | Natural Gas | Gas Boiler - Hot Water Reset | A | Original Unit Summer Peak Savings (kW) | Achievable Economic UCT Potential | 0 | 0 | 0 | 0 | 0 | 0 | 0 | 0 | 0 | 0 | 0 | 0 | 0 | 0 | 0 | 0 | 0 | 0 | 0 | 0 | 0 | 0 | 0 | 0 | 0 | 0 | 0
F3_Industrial_Industrial - WA_Existing_Space Heating_Natural Gas_Gas Boiler - Hot Water Reset_A_Achievable Economic UCT Potential | F3 | Industrial | Industrial - WA | Existing | Space Heating | Natural Gas | Gas Boiler - Hot Water Reset | A | Original Unit Winter Peak Savings (kW) | Achievable Economic UCT Potential | 0 | 0 | 0 | 0 | 0 | 0 | 0 | 0 | 0 | 0 | 0 | 0 | 0 | 0 | 0 | 0 | 0 | 0 | 0 | 0 | 0 | 0 | 0 | 0 | 0 | 0 | 0
F4_Industrial_Industrial - WA_Existing_Space Heating_Natural Gas_Gas Boiler - Hot Water Reset_A_Achievable Economic UCT Potential | F4 | Industrial | Industrial - WA | Existing | Space Heating | Natural Gas | Gas Boiler - Hot Water Reset | A | Standalone Impact on Baseline Energy (%) | Achievable Economic UCT Potential | 0 | 0 | 0.00030077 | 0.00067493 | 0.0011379 | 0.0016815 | 0.0023083 | 0.0030475 | 0.0038681 | 0.0047204 | 0.0055438 | 0.0062792 | 0.0068854 | 0.0073371 | 0.0076614 | 0.0078943 | 0.0080795 | 0.0082442 | 0.0084029 | 0.0085605 | 0.0087198 | 0.0088813 | 0.0090452 | 0.0092116 | 0.0093805 | 0.009552 | 0.0097261
F5_Industrial_Industrial - WA_Existing_Space Heating_Natural Gas_Gas Boiler - Hot Water Reset_A_Achievable Economic UCT Potential | F5 | Industrial | Industrial - WA | Existing | Space Heating | Natural Gas | Gas Boiler - Hot Water Reset | A | Standalone Impact on Baseline Summer Peak (%) | Achievable Economic UCT Potential | 0 | 0 | 0 | 0 | 0 | 0 | 0 | 0 | 0 | 0 | 0 | 0 | 0 | 0 | 0 | 0 | 0 | 0 | 0 | 0 | 0 | 0 | 0 | 0 | 0 | 0 | 0
F6_Industrial_Industrial - WA_Existing_Space Heating_Natural Gas_Gas Boiler - Hot Water Reset_A_Achievable Economic UCT Potential | F6 | Industrial | Industrial - WA | Existing | Space Heating | Natural Gas | Gas Boiler - Hot Water Reset | A | Standalone Impact on Baseline Winter Peak (%) | Achievable Economic UCT Potential | 0 | 0 | 0 | 0 | 0 | 0 | 0 | 0 | 0 | 0 | 0 | 0 | 0 | 0 | 0 | 0 | 0 | 0 | 0 | 0 | 0 | 0 | 0 | 0 | 0 | 0 | 0
F7_Industrial_Industrial - WA_Existing_Space Heating_Natural Gas_Gas Boiler - Hot Water Reset_A_Achievable Economic UCT Potential | F7 | Industrial | Industrial - WA | Existing | Space Heating | Natural Gas | Gas Boiler - Hot Water Reset | A | Incremental Energy Savings (MWh or mTherms) | Achievable Economic UCT Potential | 0 | 0 | 0.050261 | 0.060497 | 0.072576 | 0.082598 | 0.092371 | 0.10589 | 0.1139 | 0.11411 | 0.10546 | 0.088909 | 0.067486 | 0.043813 | 0.024957 | 0.01179 | 0.0048943 | 0.0017465 | 0.00053539 | 0.00011453 | 1.848e-05 | 2.1777e-06 | 0 | 0 | 0 | 0 | 0
F8_Industrial_Industrial - WA_Existing_Space Heating_Natural Gas_Gas Boiler - Hot Water Reset_A_Achievable Economic UCT Potential | F8 | Industrial | Industrial - WA | Existing | Space Heating | Natural Gas | Gas Boiler - Hot Water Reset | A | Incremental Summer Peak Savings (MW) | Achievable Economic UCT Potential | 0 | 0 | 0 | 0 | 0 | 0 | 0 | 0 | 0 | 0 | 0 | 0 | 0 | 0 | 0 | 0 | 0 | 0 | 0 | 0 | 0 | 0 | 0 | 0 | 0 | 0 | 0
F9_Industrial_Industrial - WA_Existing_Space Heating_Natural Gas_Gas Boiler - Hot Water Reset_A_Achievable Economic UCT Potential | F9 | Industrial | Industrial - WA | Existing | Space Heating | Natural Gas | Gas Boiler - Hot Water Reset | A | Incremental Winter Peak Savings (MW) | Achievable Economic UCT Potential | 0 | 0 | 0 | 0 | 0 | 0 | 0 | 0 | 0 | 0 | 0 | 0 | 0 | 0 | 0 | 0 | 0 | 0 | 0 | 0 | 0 | 0 | 0 | 0 | 0 | 0 | 0
F10_Industrial_Industrial - WA_Existing_Space Heating_Natural Gas_Gas Boiler - Hot Water Reset_A_Achievable Economic UCT Potential | F10 | Industrial | Industrial - WA | Existing | Space Heating | Natural Gas | Gas Boiler - Hot Water Reset | A | Cumulative Energy Savings (MWh or mTherms) | Achievable Economic UCT Potential | 0 | 0 | 0.050261 | 0.11063 | 0.18294 | 0.26509 | 0.35684 | 0.46191 | 0.57479 | 0.68766 | 0.79168 | 0.87901 | 0.94481 | 0.98688 | 1.0101 | 1.0202 | 1.0235 | 1.0238 | 1.0229 | 1.0217 | 1.0206 | 1.0195 | 1.0185 | 1.0176 | 1.0168 | 1.0161 | 1.0154
F11_Industrial_Industrial - WA_Existing_Space Heating_Natural Gas_Gas Boiler - Hot Water Reset_A_Achievable Economic UCT Potential | F11 | Industrial | Industrial - WA | Existing | Space Heating | Natural Gas | Gas Boiler - Hot Water Reset | A | Cumulative Summer Peak Savings (MW) | Achievable Economic UCT Potential | 0 | 0 | 0 | 0 | 0 | 0 | 0 | 0 | 0 | 0 | 0 | 0 | 0 | 0 | 0 | 0 | 0 | 0 | 0 | 0 | 0 | 0 | 0 | 0 | 0 | 0 | 0
F12_Industrial_Industrial - WA_Existing_Space Heating_Natural Gas_Gas Boiler - Hot Water Reset_A_Achievable Economic UCT Potential | F12 | Industrial | Industrial - WA | Existing | Space Heating | Natural Gas | Gas Boiler - Hot Water Reset | A | Cumulative Winter Peak Savings (MW) | Achievable Economic UCT Potential | 0 | 0 | 0 | 0 | 0 | 0 | 0 | 0 | 0 | 0 | 0 | 0 | 0 | 0 | 0 | 0 | 0 | 0 | 0 | 0 | 0 | 0 | 0 | 0 | 0 | 0 | 0
F13_Industrial_Industrial - WA_Existing_Space Heating_Natural Gas_Gas Boiler - Hot Water Reset_A_Achievable Economic UCT Potential | F13 | Industrial | Industrial - WA | Existing | Space Heating | Natural Gas | Gas Boiler - Hot Water Reset | A | Purchases (Incremental) | Achievable Economic UCT Potential | 0 | 0 | 0.040627 | 0.049023 | 0.058955 | 0.067258 | 0.075394 | 0.086624 | 0.09339 | 0.093759 | 0.086834 | 0.073354 | 0.055786 | 0.036284 | 0.020705 | 0.009797 | 0.0040734 | 0.0014557 | 0.00044686 | 9.5716e-05 | 1.5462e-05 | 1.8239e-06 | 0 | 0 | 0 | 0 | 0
F14_Industrial_Industrial - WA_Existing_Space Heating_Natural Gas_Gas Boiler - Hot Water Reset_A_Achievable Economic UCT Potential | F14 | Industrial | Industrial - WA | Existing | Space Heating | Natural Gas | Gas Boiler - Hot Water Reset | A | Purchases (Cumulative) | Achievable Economic UCT Potential | 0 | 0 | 0.040627 | 0.089649 | 0.1486 | 0.21586 | 0.29126 | 0.37788 | 0.47127 | 0.56503 | 0.65186 | 0.72522 | 0.781 | 0.81729 | 0.83799 | 0.84779 | 0.85186 | 0.85332 | 0.85376 | 0.85386 | 0.85388 | 0.85388 | 0.85388 | 0.85388 | 0.85388 | 0.85388 | 0.85388
F1_Industrial_Industrial - WA_Existing_Space Heating_Natural Gas_Gas Boiler - Insulate Hot Water Lines_A_Achievable Economic UCT Potential | F1 | Industrial | Industrial - WA | Existing | Space Heating | Natural Gas | Gas Boiler - Insulate Hot Water Lines | A | Original Unit Energy Savings (kWh or therms) | Achievable Economic UCT Potential | 0 | 0 | 5.2341 | 5.221 | 5.2082 | 5.1957 | 5.1835 | 5.1716 | 5.1601 | 5.149 | 5.1383 | 5.128 | 5.1181 | 5.1087 | 5.0998 | 5.0913 | 5.0834 | 5.0759 | 5.069 | 5.0626 | 5.0567 | 5.0513 | 5.0465 | 5.0421 | 5.038 | 5.0344 | 5.0311
F2_Industrial_Industrial - WA_Existing_Space Heating_Natural Gas_Gas Boiler - Insulate Hot Water Lines_A_Achievable Economic UCT Potential | F2 | Industrial | Industrial - WA | Existing | Space Heating | Natural Gas | Gas Boiler - Insulate Hot Water Lines | A | Original Unit Summer Peak Savings (kW) | Achievable Economic UCT Potential | 0 | 0 | 0 | 0 | 0 | 0 | 0 | 0 | 0 | 0 | 0 | 0 | 0 | 0 | 0 | 0 | 0 | 0 | 0 | 0 | 0 | 0 | 0 | 0 | 0 | 0 | 0
F3_Industrial_Industrial - WA_Existing_Space Heating_Natural Gas_Gas Boiler - Insulate Hot Water Lines_A_Achievable Economic UCT Potential | F3 | Industrial | Industrial - WA | Existing | Space Heating | Natural Gas | Gas Boiler - Insulate Hot Water Lines | A | Original Unit Winter Peak Savings (kW) | Achievable Economic UCT Potential | 0 | 0 | 0 | 0 | 0 | 0 | 0 | 0 | 0 | 0 | 0 | 0 | 0 | 0 | 0 | 0 | 0 | 0 | 0 | 0 | 0 | 0 | 0 | 0 | 0 | 0 | 0
F4_Industrial_Industrial - WA_Existing_Space Heating_Natural Gas_Gas Boiler - Insulate Hot Water Lines_A_Achievable Economic UCT Potential | F4 | Industrial | Industrial - WA | Existing | Space Heating | Natural Gas | Gas Boiler - Insulate Hot Water Lines | A | Standalone Impact on Baseline Energy (%) | Achievable Economic UCT Potential | 0 | 0 | 0.00021056 | 0.00042455 | 0.00064214 | 0.00086351 | 0.0010888 | 0.0013182 | 0.0015519 | 0.00179 | 0.0020326 | 0.00228 | 0.0025322 | 0.0025786 | 0.002626 | 0.0026746 | 0.0027242 | 0.002775 | 0.002827 | 0.0028797 | 0.0029332 | 0.0029875 | 0.0030427 | 0.0030986 | 0.0031554 | 0.0032131 | 0.0032717
F5_Industrial_Industrial - WA_Existing_Space Heating_Natural Gas_Gas Boiler - Insulate Hot Water Lines_A_Achievable Economic UCT Potential | F5 | Industrial | Industrial - WA | Existing | Space Heating | Natural Gas | Gas Boiler - Insulate Hot Water Lines | A | Standalone Impact on Baseline Summer Peak (%) | Achievable Economic UCT Potential | 0 | 0 | 0 | 0 | 0 | 0 | 0 | 0 | 0 | 0 | 0 | 0 | 0 | 0 | 0 | 0 | 0 | 0 | 0 | 0 | 0 | 0 | 0 | 0 | 0 | 0 | 0
F6_Industrial_Industrial - WA_Existing_Space Heating_Natural Gas_Gas Boiler - Insulate Hot Water Lines_A_Achievable Economic UCT Potential | F6 | Industrial | Industrial - WA | Existing | Space Heating | Natural Gas | Gas Boiler - Insulate Hot Water Lines | A | Standalone Impact on Baseline Winter Peak (%) | Achievable Economic UCT Potential | 0 | 0 | 0 | 0 | 0 | 0 | 0 | 0 | 0 | 0 | 0 | 0 | 0 | 0 | 0 | 0 | 0 | 0 | 0 | 0 | 0 | 0 | 0 | 0 | 0 | 0 | 0
F7_Industrial_Industrial - WA_Existing_Space Heating_Natural Gas_Gas Boiler - Insulate Hot Water Lines_A_Achievable Economic UCT Potential | F7 | Industrial | Industrial - WA | Existing | Space Heating | Natural Gas | Gas Boiler - Insulate Hot Water Lines | A | Incremental Energy Savings (MWh or mTherms) | Achievable Economic UCT Potential | 0 | 0 | 0.035186 | 0.034493 | 0.033815 | 0.033152 | 0.032504 | 0.03187 | 0.031251 | 0.030646 | 0.030055 | 0.029478 | 0.028914 | 0 | 0 | 0 | 0 | 0 | 0 | 0 | 0 | 0 | 0 | 0 | 0 | 0 | 0
F8_Industrial_Industrial - WA_Existing_Space Heating_Natural Gas_Gas Boiler - Insulate Hot Water Lines_A_Achievable Economic UCT Potential | F8 | Industrial | Industrial - WA | Existing | Space Heating | Natural Gas | Gas Boiler - Insulate Hot Water Lines | A | Incremental Summer Peak Savings (MW) | Achievable Economic UCT Potential | 0 | 0 | 0 | 0 | 0 | 0 | 0 | 0 | 0 | 0 | 0 | 0 | 0 | 0 | 0 | 0 | 0 | 0 | 0 | 0 | 0 | 0 | 0 | 0 | 0 | 0 | 0
F9_Industrial_Industrial - WA_Existing_Space Heating_Natural Gas_Gas Boiler - Insulate Hot Water Lines_A_Achievable Economic UCT Potential | F9 | Industrial | Industrial - WA | Existing | Space Heating | Natural Gas | Gas Boiler - Insulate Hot Water Lines | A | Incremental Winter Peak Savings (MW) | Achievable Economic UCT Potential | 0 | 0 | 0 | 0 | 0 | 0 | 0 | 0 | 0 | 0 | 0 | 0 | 0 | 0 | 0 | 0 | 0 | 0 | 0 | 0 | 0 | 0 | 0 | 0 | 0 | 0 | 0
F10_Industrial_Industrial - WA_Existing_Space Heating_Natural Gas_Gas Boiler - Insulate Hot Water Lines_A_Achievable Economic UCT Potential | F10 | Industrial | Industrial - WA | Existing | Space Heating | Natural Gas | Gas Boiler - Insulate Hot Water Lines | A | Cumulative Energy Savings (MWh or mTherms) | Achievable Economic UCT Potential | 0 | 0 | 0.035186 | 0.069591 | 0.10323 | 0.13614 | 0.16832 | 0.19981 | 0.23061 | 0.26076 | 0.29027 | 0.31917 | 0.34747 | 0.34683 | 0.34623 | 0.34565 | 0.34511 | 0.34461 | 0.34414 | 0.3437 | 0.3433 | 0.34294 | 0.34261 | 0.34231 | 0.34203 | 0.34179 | 0.34156
F11_Industrial_Industrial - WA_Existing_Space Heating_Natural Gas_Gas Boiler - Insulate Hot Water Lines_A_Achievable Economic UCT Potential | F11 | Industrial | Industrial - WA | Existing | Space Heating | Natural Gas | Gas Boiler - Insulate Hot Water Lines | A | Cumulative Summer Peak Savings (MW) | Achievable Economic UCT Potential | 0 | 0 | 0 | 0 | 0 | 0 | 0 | 0 | 0 | 0 | 0 | 0 | 0 | 0 | 0 | 0 | 0 | 0 | 0 | 0 | 0 | 0 | 0 | 0 | 0 | 0 | 0
F12_Industrial_Industrial - WA_Existing_Space Heating_Natural Gas_Gas Boiler - Insulate Hot Water Lines_A_Achievable Economic UCT Potential | F12 | Industrial | Industrial - WA | Existing | Space Heating | Natural Gas | Gas Boiler - Insulate Hot Water Lines | A | Cumulative Winter Peak Savings (MW) | Achievable Economic UCT Potential | 0 | 0 | 0 | 0 | 0 | 0 | 0 | 0 | 0 | 0 | 0 | 0 | 0 | 0 | 0 | 0 | 0 | 0 | 0 | 0 | 0 | 0 | 0 | 0 | 0 | 0 | 0
F13_Industrial_Industrial - WA_Existing_Space Heating_Natural Gas_Gas Boiler - Insulate Hot Water Lines_A_Achievable Economic UCT Potential | F13 | Industrial | Industrial - WA | Existing | Space Heating | Natural Gas | Gas Boiler - Insulate Hot Water Lines | A | Purchases (Incremental) | Achievable Economic UCT Potential | 0 | 0 | 6.7224 | 6.6065 | 6.4926 | 6.3807 | 6.2706 | 6.1625 | 6.0563 | 5.9519 | 5.8492 | 5.7484 | 5.6493 | 0 | 0 | 0 | 0 | 0 | 0 | 0 | 0 | 0 | 0 | 0 | 0 | 0 | 0
F14_Industrial_Industrial - WA_Existing_Space Heating_Natural Gas_Gas Boiler - Insulate Hot Water Lines_A_Achievable Economic UCT Potential | F14 | Industrial | Industrial - WA | Existing | Space Heating | Natural Gas | Gas Boiler - Insulate Hot Water Lines | A | Purchases (Cumulative) | Achievable Economic UCT Potential | 0 | 0 | 6.7224 | 13.3289 | 19.8215 | 26.2021 | 32.4728 | 38.6353 | 44.6916 | 50.6434 | 56.4927 | 62.2411 | 67.8903 | 67.8903 | 67.8903 | 67.8903 | 67.8903 | 67.8903 | 67.8903 | 67.8903 | 67.8903 | 67.8903 | 67.8903 | 67.8903 | 67.8903 | 67.8903 | 67.8903
F1_Industrial_Industrial - WA_Existing_Space Heating_Natural Gas_Gas Boiler - Insulate Steam Lines/Condensate Tank_A_Achievable Economic UCT Potential | F1 | Industrial | Industrial - WA | Existing | Space Heating | Natural Gas | Gas Boiler - Insulate Steam Lines/Condensate Tank | A | Original Unit Energy Savings (kWh or therms) | Achievable Economic UCT Potential | 0 | 0 | 7.8185 | 7.799 | 7.7799 | 7.7612 | 7.7429 | 7.7252 | 7.708 | 7.6914 | 7.6753 | 7.66 | 7.6453 | 7.6312 | 7.6179 | 7.6053 | 7.5934 | 7.5823 | 7.5719 | 7.5623 | 7.5535 | 7.5455 | 7.5383 | 7.5317 | 7.5256 | 7.5202 | 7.5152
F2_Industrial_Industrial - WA_Existing_Space Heating_Natural Gas_Gas Boiler - Insulate Steam Lines/Condensate Tank_A_Achievable Economic UCT Potential | F2 | Industrial | Industrial - WA | Existing | Space Heating | Natural Gas | Gas Boiler - Insulate Steam Lines/Condensate Tank | A | Original Unit Summer Peak Savings (kW) | Achievable Economic UCT Potential | 0 | 0 | 0 | 0 | 0 | 0 | 0 | 0 | 0 | 0 | 0 | 0 | 0 | 0 | 0 | 0 | 0 | 0 | 0 | 0 | 0 | 0 | 0 | 0 | 0 | 0 | 0
F3_Industrial_Industrial - WA_Existing_Space Heating_Natural Gas_Gas Boiler - Insulate Steam Lines/Condensate Tank_A_Achievable Economic UCT Potential | F3 | Industrial | Industrial - WA | Existing | Space Heating | Natural Gas | Gas Boiler - Insulate Steam Lines/Condensate Tank | A | Original Unit Winter Peak Savings (kW) | Achievable Economic UCT Potential | 0 | 0 | 0 | 0 | 0 | 0 | 0 | 0 | 0 | 0 | 0 | 0 | 0 | 0 | 0 | 0 | 0 | 0 | 0 | 0 | 0 | 0 | 0 | 0 | 0 | 0 | 0
F4_Industrial_Industrial - WA_Existing_Space Heating_Natural Gas_Gas Boiler - Insulate Steam Lines/Condensate Tank_A_Achievable Economic UCT Potential | F4 | Industrial | Industrial - WA | Existing | Space Heating | Natural Gas | Gas Boiler - Insulate Steam Lines/Condensate Tank | A | Standalone Impact on Baseline Energy (%) | Achievable Economic UCT Potential | 0 | 0 | 0.00031452 | 0.00063417 | 0.00095921 | 0.0012899 | 0.0016265 | 0.0019691 | 0.0023182 | 0.0026738 | 0.0030363 | 0.0034058 | 0.0037825 | 0.0041668 | 0.0045587 | 0.0049585 | 0.0053664 | 0.0054665 | 0.0055688 | 0.0056727 | 0.0057781 | 0.0058851 | 0.0059937 | 0.006104 | 0.0062159 | 0.0063295 | 0.0064449
F5_Industrial_Industrial - WA_Existing_Space Heating_Natural Gas_Gas Boiler - Insulate Steam Lines/Condensate Tank_A_Achievable Economic UCT Potential | F5 | Industrial | Industrial - WA | Existing | Space Heating | Natural Gas | Gas Boiler - Insulate Steam Lines/Condensate Tank | A | Standalone Impact on Baseline Summer Peak (%) | Achievable Economic UCT Potential | 0 | 0 | 0 | 0 | 0 | 0 | 0 | 0 | 0 | 0 | 0 | 0 | 0 | 0 | 0 | 0 | 0 | 0 | 0 | 0 | 0 | 0 | 0 | 0 | 0 | 0 | 0
F6_Industrial_Industrial - WA_Existing_Space Heating_Natural Gas_Gas Boiler - Insulate Steam Lines/Condensate Tank_A_Achievable Economic UCT Potential | F6 | Industrial | Industrial - WA | Existing | Space Heating | Natural Gas | Gas Boiler - Insulate Steam Lines/Condensate Tank | A | Standalone Impact on Baseline Winter Peak (%) | Achievable Economic UCT Potential | 0 | 0 | 0 | 0 | 0 | 0 | 0 | 0 | 0 | 0 | 0 | 0 | 0 | 0 | 0 | 0 | 0 | 0 | 0 | 0 | 0 | 0 | 0 | 0 | 0 | 0 | 0
F7_Industrial_Industrial - WA_Existing_Space Heating_Natural Gas_Gas Boiler - Insulate Steam Lines/Condensate Tank_A_Achievable Economic UCT Potential | F7 | Industrial | Industrial - WA | Existing | Space Heating | Natural Gas | Gas Boiler - Insulate Steam Lines/Condensate Tank | A | Incremental Energy Savings (MWh or mTherms) | Achievable Economic UCT Potential | 0 | 0 | 0.052559 | 0.051524 | 0.050512 | 0.049521 | 0.048553 | 0.047607 | 0.046682 | 0.045778 | 0.044895 | 0.044032 | 0.04319 | 0.042368 | 0.041564 | 0.04078 | 0.040014 | 0 | 0 | 0 | 0 | 0 | 0 | 0 | 0 | 0 | 0
F8_Industrial_Industrial - WA_Existing_Space Heating_Natural Gas_Gas Boiler - Insulate Steam Lines/Condensate Tank_A_Achievable Economic UCT Potential | F8 | Industrial | Industrial - WA | Existing | Space Heating | Natural Gas | Gas Boiler - Insulate Steam Lines/Condensate Tank | A | Incremental Summer Peak Savings (MW) | Achievable Economic UCT Potential | 0 | 0 | 0 | 0 | 0 | 0 | 0 | 0 | 0 | 0 | 0 | 0 | 0 | 0 | 0 | 0 | 0 | 0 | 0 | 0 | 0 | 0 | 0 | 0 | 0 | 0 | 0
F9_Industrial_Industrial - WA_Existing_Space Heating_Natural Gas_Gas Boiler - Insulate Steam Lines/Condensate Tank_A_Achievable Economic UCT Potential | F9 | Industrial | Industrial - WA | Existing | Space Heating | Natural Gas | Gas Boiler - Insulate Steam Lines/Condensate Tank | A | Incremental Winter Peak Savings (MW) | Achievable Economic UCT Potential | 0 | 0 | 0 | 0 | 0 | 0 | 0 | 0 | 0 | 0 | 0 | 0 | 0 | 0 | 0 | 0 | 0 | 0 | 0 | 0 | 0 | 0 | 0 | 0 | 0 | 0 | 0
F10_Industrial_Industrial - WA_Existing_Space Heating_Natural Gas_Gas Boiler - Insulate Steam Lines/Condensate Tank_A_Achievable Economic UCT Potential | F10 | Industrial | Industrial - WA | Existing | Space Heating | Natural Gas | Gas Boiler - Insulate Steam Lines/Condensate Tank | A | Cumulative Energy Savings (MWh or mTherms) | Achievable Economic UCT Potential | 0 | 0 | 0.052559 | 0.10395 | 0.15421 | 0.20336 | 0.25143 | 0.29846 | 0.34448 | 0.38952 | 0.4336 | 0.47676 | 0.51904 | 0.56045 | 0.60104 | 0.64082 | 0.67984 | 0.67884 | 0.67791 | 0.67706 | 0.67627 | 0.67555 | 0.6749 | 0.67431 | 0.67377 | 0.67328 | 0.67284
F11_Industrial_Industrial - WA_Existing_Space Heating_Natural Gas_Gas Boiler - Insulate Steam Lines/Condensate Tank_A_Achievable Economic UCT Potential | F11 | Industrial | Industrial - WA | Existing | Space Heating | Natural Gas | Gas Boiler - Insulate Steam Lines/Condensate Tank | A | Cumulative Summer Peak Savings (MW) | Achievable Economic UCT Potential | 0 | 0 | 0 | 0 | 0 | 0 | 0 | 0 | 0 | 0 | 0 | 0 | 0 | 0 | 0 | 0 | 0 | 0 | 0 | 0 | 0 | 0 | 0 | 0 | 0 | 0 | 0
F12_Industrial_Industrial - WA_Existing_Space Heating_Natural Gas_Gas Boiler - Insulate Steam Lines/Condensate Tank_A_Achievable Economic UCT Potential | F12 | Industrial | Industrial - WA | Existing | Space Heating | Natural Gas | Gas Boiler - Insulate Steam Lines/Condensate Tank | A | Cumulative Winter Peak Savings (MW) | Achievable Economic UCT Potential | 0 | 0 | 0 | 0 | 0 | 0 | 0 | 0 | 0 | 0 | 0 | 0 | 0 | 0 | 0 | 0 | 0 | 0 | 0 | 0 | 0 | 0 | 0 | 0 | 0 | 0 | 0
F13_Industrial_Industrial - WA_Existing_Space Heating_Natural Gas_Gas Boiler - Insulate Steam Lines/Condensate Tank_A_Achievable Economic UCT Potential | F13 | Industrial | Industrial - WA | Existing | Space Heating | Natural Gas | Gas Boiler - Insulate Steam Lines/Condensate Tank | A | Purchases (Incremental) | Achievable Economic UCT Potential | 0 | 0 | 6.7224 | 6.6065 | 6.4926 | 6.3807 | 6.2706 | 6.1625 | 6.0563 | 5.9519 | 5.8492 | 5.7484 | 5.6493 | 5.5519 | 5.4562 | 5.3621 | 5.2696 | 0 | 0 | 0 | 0 | 0 | 0 | 0 | 0 | 0 | 0
F14_Industrial_Industrial - WA_Existing_Space Heating_Natural Gas_Gas Boiler - Insulate Steam Lines/Condensate Tank_A_Achievable Economic UCT Potential | F14 | Industrial | Industrial - WA | Existing | Space Heating | Natural Gas | Gas Boiler - Insulate Steam Lines/Condensate Tank | A | Purchases (Cumulative) | Achievable Economic UCT Potential | 0 | 0 | 6.7224 | 13.3289 | 19.8215 | 26.2021 | 32.4728 | 38.6353 | 44.6916 | 50.6434 | 56.4927 | 62.2411 | 67.8903 | 73.4422 | 78.8984 | 84.2605 | 89.5301 | 89.5301 | 89.5301 | 89.5301 | 89.5301 | 89.5301 | 89.5301 | 89.5301 | 89.5301 | 89.5301 | 89.5301
F1_Industrial_Industrial - WA_Existing_Space Heating_Natural Gas_Gas Boiler - Stack Economizer_A_Achievable Economic UCT Potential | F1 | Industrial | Industrial - WA | Existing | Space Heating | Natural Gas | Gas Boiler - Stack Economizer | A | Original Unit Energy Savings (kWh or therms) | Achievable Economic UCT Potential | 0 | 0 | 1.1134 | 1.1107 | 1.1079 | 1.1053 | 1.1027 | 1.1001 | 1.0977 | 1.0953 | 1.093 | 1.0909 | 1.0888 | 1.0868 | 1.0849 | 1.0831 | 1.0814 | 1.0798 | 1.0783 | 1.0769 | 1.0757 | 1.0746 | 1.0735 | 1.0726 | 1.0717 | 1.0709 | 1.0702
F2_Industrial_Industrial - WA_Existing_Space Heating_Natural Gas_Gas Boiler - Stack Economizer_A_Achievable Economic UCT Potential | F2 | Industrial | Industrial - WA | Existing | Space Heating | Natural Gas | Gas Boiler - Stack Economizer | A | Original Unit Summer Peak Savings (kW) | Achievable Economic UCT Potential | 0 | 0 | 0 | 0 | 0 | 0 | 0 | 0 | 0 | 0 | 0 | 0 | 0 | 0 | 0 | 0 | 0 | 0 | 0 | 0 | 0 | 0 | 0 | 0 | 0 | 0 | 0
F3_Industrial_Industrial - WA_Existing_Space Heating_Natural Gas_Gas Boiler - Stack Economizer_A_Achievable Economic UCT Potential | F3 | Industrial | Industrial - WA | Existing | Space Heating | Natural Gas | Gas Boiler - Stack Economizer | A | Original Unit Winter Peak Savings (kW) | Achievable Economic UCT Potential | 0 | 0 | 0 | 0 | 0 | 0 | 0 | 0 | 0 | 0 | 0 | 0 | 0 | 0 | 0 | 0 | 0 | 0 | 0 | 0 | 0 | 0 | 0 | 0 | 0 | 0 | 0
F4_Industrial_Industrial - WA_Existing_Space Heating_Natural Gas_Gas Boiler - Stack Economizer_A_Achievable Economic UCT Potential | F4 | Industrial | Industrial - WA | Existing | Space Heating | Natural Gas | Gas Boiler - Stack Economizer | A | Standalone Impact on Baseline Energy (%) | Achievable Economic UCT Potential | 0 | 0 | 0.00055083 | 0.0011106 | 0.0016799 | 0.002259 | 0.0028484 | 0.0033936 | 0.0038499 | 0.0042356 | 0.0045655 | 0.0048512 | 0.005102 | 0.0053256 | 0.0055278 | 0.0057134 | 0.0058863 | 0.0059961 | 0.0061083 | 0.0062222 | 0.0063379 | 0.0064552 | 0.0065744 | 0.0066953 | 0.006818 | 0.0069427 | 0.0070693
F5_Industrial_Industrial - WA_Existing_Space Heating_Natural Gas_Gas Boiler - Stack Economizer_A_Achievable Economic UCT Potential | F5 | Industrial | Industrial - WA | Existing | Space Heating | Natural Gas | Gas Boiler - Stack Economizer | A | Standalone Impact on Baseline Summer Peak (%) | Achievable Economic UCT Potential | 0 | 0 | 0 | 0 | 0 | 0 | 0 | 0 | 0 | 0 | 0 | 0 | 0 | 0 | 0 | 0 | 0 | 0 | 0 | 0 | 0 | 0 | 0 | 0 | 0 | 0 | 0
F6_Industrial_Industrial - WA_Existing_Space Heating_Natural Gas_Gas Boiler - Stack Economizer_A_Achievable Economic UCT Potential | F6 | Industrial | Industrial - WA | Existing | Space Heating | Natural Gas | Gas Boiler - Stack Economizer | A | Standalone Impact on Baseline Winter Peak (%) | Achievable Economic UCT Potential | 0 | 0 | 0 | 0 | 0 | 0 | 0 | 0 | 0 | 0 | 0 | 0 | 0 | 0 | 0 | 0 | 0 | 0 | 0 | 0 | 0 | 0 | 0 | 0 | 0 | 0 | 0
F7_Industrial_Industrial - WA_Existing_Space Heating_Natural Gas_Gas Boiler - Stack Economizer_A_Achievable Economic UCT Potential | F7 | Industrial | Industrial - WA | Existing | Space Heating | Natural Gas | Gas Boiler - Stack Economizer | A | Incremental Energy Savings (MWh or mTherms) | Achievable Economic UCT Potential | 0 | 0 | 0.092048 | 0.090235 | 0.088461 | 0.086727 | 0.085031 | 0.075037 | 0.058863 | 0.046179 | 0.03623 | 0.028428 | 0.022307 | 0.017506 | 0.013739 | 0.010784 | 0.0084651 | 0 | 0 | 0 | 0 | 0 | 0 | 0 | 0 | 0 | 0
F8_Industrial_Industrial - WA_Existing_Space Heating_Natural Gas_Gas Boiler - Stack Economizer_A_Achievable Economic UCT Potential | F8 | Industrial | Industrial - WA | Existing | Space Heating | Natural Gas | Gas Boiler - Stack Economizer | A | Incremental Summer Peak Savings (MW) | Achievable Economic UCT Potential | 0 | 0 | 0 | 0 | 0 | 0 | 0 | 0 | 0 | 0 | 0 | 0 | 0 | 0 | 0 | 0 | 0 | 0 | 0 | 0 | 0 | 0 | 0 | 0 | 0 | 0 | 0
F9_Industrial_Industrial - WA_Existing_Space Heating_Natural Gas_Gas Boiler - Stack Economizer_A_Achievable Economic UCT Potential | F9 | Industrial | Industrial - WA | Existing | Space Heating | Natural Gas | Gas Boiler - Stack Economizer | A | Incremental Winter Peak Savings (MW) | Achievable Economic UCT Potential | 0 | 0 | 0 | 0 | 0 | 0 | 0 | 0 | 0 | 0 | 0 | 0 | 0 | 0 | 0 | 0 | 0 | 0 | 0 | 0 | 0 | 0 | 0 | 0 | 0 | 0 | 0
F10_Industrial_Industrial - WA_Existing_Space Heating_Natural Gas_Gas Boiler - Stack Economizer_A_Achievable Economic UCT Potential | F10 | Industrial | Industrial - WA | Existing | Space Heating | Natural Gas | Gas Boiler - Stack Economizer | A | Cumulative Energy Savings (MWh or mTherms) | Achievable Economic UCT Potential | 0 | 0 | 0.092048 | 0.18205 | 0.27007 | 0.35614 | 0.44034 | 0.51437 | 0.57208 | 0.61703 | 0.65198 | 0.6791 | 0.7001 | 0.71632 | 0.72881 | 0.73839 | 0.7457 | 0.7446 | 0.74359 | 0.74265 | 0.74178 | 0.741 | 0.74028 | 0.73963 | 0.73904 | 0.73851 | 0.73802
F11_Industrial_Industrial - WA_Existing_Space Heating_Natural Gas_Gas Boiler - Stack Economizer_A_Achievable Economic UCT Potential | F11 | Industrial | Industrial - WA | Existing | Space Heating | Natural Gas | Gas Boiler - Stack Economizer | A | Cumulative Summer Peak Savings (MW) | Achievable Economic UCT Potential | 0 | 0 | 0 | 0 | 0 | 0 | 0 | 0 | 0 | 0 | 0 | 0 | 0 | 0 | 0 | 0 | 0 | 0 | 0 | 0 | 0 | 0 | 0 | 0 | 0 | 0 | 0
F12_Industrial_Industrial - WA_Existing_Space Heating_Natural Gas_Gas Boiler - Stack Economizer_A_Achievable Economic UCT Potential | F12 | Industrial | Industrial - WA | Existing | Space Heating | Natural Gas | Gas Boiler - Stack Economizer | A | Cumulative Winter Peak Savings (MW) | Achievable Economic UCT Potential | 0 | 0 | 0 | 0 | 0 | 0 | 0 | 0 | 0 | 0 | 0 | 0 | 0 | 0 | 0 | 0 | 0 | 0 | 0 | 0 | 0 | 0 | 0 | 0 | 0 | 0 | 0
F13_Industrial_Industrial - WA_Existing_Space Heating_Natural Gas_Gas Boiler - Stack Economizer_A_Achievable Economic UCT Potential | F13 | Industrial | Industrial - WA | Existing | Space Heating | Natural Gas | Gas Boiler - Stack Economizer | A | Purchases (Incremental) | Achievable Economic UCT Potential | 0 | 0 | 82.6701 | 81.2447 | 79.8439 | 78.4673 | 77.1144 | 68.2064 | 53.6243 | 42.1598 | 33.1463 | 26.0599 | 20.4885 | 16.1082 | 12.6644 | 9.9568 | 7.8281 | 0 | 0 | 0 | 0 | 0 | 0 | 0 | 0 | 0 | 0
F14_Industrial_Industrial - WA_Existing_Space Heating_Natural Gas_Gas Boiler - Stack Economizer_A_Achievable Economic UCT Potential | F14 | Industrial | Industrial - WA | Existing | Space Heating | Natural Gas | Gas Boiler - Stack Economizer | A | Purchases (Cumulative) | Achievable Economic UCT Potential | 0 | 0 | 82.6701 | 163.9148 | 243.7587 | 322.2261 | 399.3405 | 467.5469 | 521.1712 | 563.3311 | 596.4774 | 622.5373 | 643.0258 | 659.1339 | 671.7983 | 681.7551 | 689.5832 | 689.5832 | 689.5832 | 689.5832 | 689.5832 | 689.5832 | 689.5832 | 689.5832 | 689.5832 | 689.5832 | 689.5832
F1_Industrial_Industrial - WA_Existing_Space Heating_Natural Gas_Gas Boiler - Steam Trap Replacement_A_Achievable Economic UCT Potential | F1 | Industrial | Industrial - WA | Existing | Space Heating | Natural Gas | Gas Boiler - Steam Trap Replacement | A | Original Unit Energy Savings (kWh or therms) | Achievable Economic UCT Potential | 0 | 0 | 34913.1947 | 34826.0148 | 34740.5267 | 34656.9433 | 34575.4581 | 34496.2471 | 34419.4702 | 34345.2729 | 34273.7872 | 34205.1333 | 34139.4206 | 34076.7483 | 34017.2066 | 33960.8778 | 33907.8363 | 33858.1501 | 33811.8807 | 33769.0842 | 33729.8117 | 33694.1094 | 33661.6528 | 33632.1467 | 33605.3231 | 33580.9379 | 33558.7696
F2_Industrial_Industrial - WA_Existing_Space Heating_Natural Gas_Gas Boiler - Steam Trap Replacement_A_Achievable Economic UCT Potential | F2 | Industrial | Industrial - WA | Existing | Space Heating | Natural Gas | Gas Boiler - Steam Trap Replacement | A | Original Unit Summer Peak Savings (kW) | Achievable Economic UCT Potential | 0 | 0 | 0 | 0 | 0 | 0 | 0 | 0 | 0 | 0 | 0 | 0 | 0 | 0 | 0 | 0 | 0 | 0 | 0 | 0 | 0 | 0 | 0 | 0 | 0 | 0 | 0
F3_Industrial_Industrial - WA_Existing_Space Heating_Natural Gas_Gas Boiler - Steam Trap Replacement_A_Achievable Economic UCT Potential | F3 | Industrial | Industrial - WA | Existing | Space Heating | Natural Gas | Gas Boiler - Steam Trap Replacement | A | Original Unit Winter Peak Savings (kW) | Achievable Economic UCT Potential | 0 | 0 | 0 | 0 | 0 | 0 | 0 | 0 | 0 | 0 | 0 | 0 | 0 | 0 | 0 | 0 | 0 | 0 | 0 | 0 | 0 | 0 | 0 | 0 | 0 | 0 | 0
F4_Industrial_Industrial - WA_Existing_Space Heating_Natural Gas_Gas Boiler - Steam Trap Replacement_A_Achievable Economic UCT Potential | F4 | Industrial | Industrial - WA | Existing | Space Heating | Natural Gas | Gas Boiler - Steam Trap Replacement | A | Standalone Impact on Baseline Energy (%) | Achievable Economic UCT Potential | 0 | 0 | 1.874e-05 | 3.7786e-05 | 5.7153e-05 | 7.6856e-05 | 9.691e-05 | 0.00011733 | 0.00011941 | 0.00012154 | 0.00012373 | 0.00012597 | 0.00012826 | 0.00013061 | 0.00013301 | 0.00013547 | 0.00013798 | 0.00014056 | 0.00014319 | 0.00014586 | 0.00014857 | 0.00015132 | 0.00015411 | 0.00015695 | 0.00015982 | 0.00016275 | 0.00016571
F5_Industrial_Industrial - WA_Existing_Space Heating_Natural Gas_Gas Boiler - Steam Trap Replacement_A_Achievable Economic UCT Potential | F5 | Industrial | Industrial - WA | Existing | Space Heating | Natural Gas | Gas Boiler - Steam Trap Replacement | A | Standalone Impact on Baseline Summer Peak (%) | Achievable Economic UCT Potential | 0 | 0 | 0 | 0 | 0 | 0 | 0 | 0 | 0 | 0 | 0 | 0 | 0 | 0 | 0 | 0 | 0 | 0 | 0 | 0 | 0 | 0 | 0 | 0 | 0 | 0 | 0
F6_Industrial_Industrial - WA_Existing_Space Heating_Natural Gas_Gas Boiler - Steam Trap Replacement_A_Achievable Economic UCT Potential | F6 | Industrial | Industrial - WA | Existing | Space Heating | Natural Gas | Gas Boiler - Steam Trap Replacement | A | Standalone Impact on Baseline Winter Peak (%) | Achievable Economic UCT Potential | 0 | 0 | 0 | 0 | 0 | 0 | 0 | 0 | 0 | 0 | 0 | 0 | 0 | 0 | 0 | 0 | 0 | 0 | 0 | 0 | 0 | 0 | 0 | 0 | 0 | 0 | 0
F7_Industrial_Industrial - WA_Existing_Space Heating_Natural Gas_Gas Boiler - Steam Trap Replacement_A_Achievable Economic UCT Potential | F7 | Industrial | Industrial - WA | Existing | Space Heating | Natural Gas | Gas Boiler - Steam Trap Replacement | A | Incremental Energy Savings (MWh or mTherms) | Achievable Economic UCT Potential | 0 | 0 | 0.0031317 | 0.00307 | 0.0030097 | 0.0029506 | 0.002893 | 0.0028366 | 0 | 0 | 0 | 0 | 0 | 0 | 0 | 0 | 0 | 0 | 0 | 0 | 0 | 0 | 0 | 0 | 0 | 0 | 0
F8_Industrial_Industrial - WA_Existing_Space Heating_Natural Gas_Gas Boiler - Steam Trap Replacement_A_Achievable Economic UCT Potential | F8 | Industrial | Industrial - WA | Existing | Space Heating | Natural Gas | Gas Boiler - Steam Trap Replacement | A | Incremental Summer Peak Savings (MW) | Achievable Economic UCT Potential | 0 | 0 | 0 | 0 | 0 | 0 | 0 | 0 | 0 | 0 | 0 | 0 | 0 | 0 | 0 | 0 | 0 | 0 | 0 | 0 | 0 | 0 | 0 | 0 | 0 | 0 | 0
F9_Industrial_Industrial - WA_Existing_Space Heating_Natural Gas_Gas Boiler - Steam Trap Replacement_A_Achievable Economic UCT Potential | F9 | Industrial | Industrial - WA | Existing | Space Heating | Natural Gas | Gas Boiler - Steam Trap Replacement | A | Incremental Winter Peak Savings (MW) | Achievable Economic UCT Potential | 0 | 0 | 0 | 0 | 0 | 0 | 0 | 0 | 0 | 0 | 0 | 0 | 0 | 0 | 0 | 0 | 0 | 0 | 0 | 0 | 0 | 0 | 0 | 0 | 0 | 0 | 0
F10_Industrial_Industrial - WA_Existing_Space Heating_Natural Gas_Gas Boiler - Steam Trap Replacement_A_Achievable Economic UCT Potential | F10 | Industrial | Industrial - WA | Existing | Space Heating | Natural Gas | Gas Boiler - Steam Trap Replacement | A | Cumulative Energy Savings (MWh or mTherms) | Achievable Economic UCT Potential | 0 | 0 | 0.0031317 | 0.0061938 | 0.0091883 | 0.012117 | 0.014981 | 0.017784 | 0.017744 | 0.017706 | 0.017669 | 0.017633 | 0.0176 | 0.017567 | 0.017537 | 0.017508 | 0.01748 | 0.017455 | 0.017431 | 0.017409 | 0.017388 | 0.01737 | 0.017353 | 0.017338 | 0.017324 | 0.017312 | 0.0173
F11_Industrial_Industrial - WA_Existing_Space Heating_Natural Gas_Gas Boiler - Steam Trap Replacement_A_Achievable Economic UCT Potential | F11 | Industrial | Industrial - WA | Existing | Space Heating | Natural Gas | Gas Boiler - Steam Trap Replacement | A | Cumulative Summer Peak Savings (MW) | Achievable Economic UCT Potential | 0 | 0 | 0 | 0 | 0 | 0 | 0 | 0 | 0 | 0 | 0 | 0 | 0 | 0 | 0 | 0 | 0 | 0 | 0 | 0 | 0 | 0 | 0 | 0 | 0 | 0 | 0
F12_Industrial_Industrial - WA_Existing_Space Heating_Natural Gas_Gas Boiler - Steam Trap Replacement_A_Achievable Economic UCT Potential | F12 | Industrial | Industrial - WA | Existing | Space Heating | Natural Gas | Gas Boiler - Steam Trap Replacement | A | Cumulative Winter Peak Savings (MW) | Achievable Economic UCT Potential | 0 | 0 | 0 | 0 | 0 | 0 | 0 | 0 | 0 | 0 | 0 | 0 | 0 | 0 | 0 | 0 | 0 | 0 | 0 | 0 | 0 | 0 | 0 | 0 | 0 | 0 | 0
F13_Industrial_Industrial - WA_Existing_Space Heating_Natural Gas_Gas Boiler - Steam Trap Replacement_A_Achievable Economic UCT Potential | F13 | Industrial | Industrial - WA | Existing | Space Heating | Natural Gas | Gas Boiler - Steam Trap Replacement | A | Purchases (Incremental) | Achievable Economic UCT Potential | 0 | 0 | 8.9699e-05 | 8.8152e-05 | 8.6632e-05 | 8.5139e-05 | 8.3671e-05 | 8.2228e-05 | 0 | 0 | 0 | 0 | 0 | 0 | 0 | 0 | 0 | 0 | 0 | 0 | 0 | 0 | 0 | 0 | 0 | 0 | 0
F14_Industrial_Industrial - WA_Existing_Space Heating_Natural Gas_Gas Boiler - Steam Trap Replacement_A_Achievable Economic UCT Potential | F14 | Industrial | Industrial - WA | Existing | Space Heating | Natural Gas | Gas Boiler - Steam Trap Replacement | A | Purchases (Cumulative) | Achievable Economic UCT Potential | 0 | 0 | 8.9699e-05 | 0.00017785 | 0.00026448 | 0.00034962 | 0.00043329 | 0.00051552 | 0.00051552 | 0.00051552 | 0.00051552 | 0.00051552 | 0.00051552 | 0.00051552 | 0.00051552 | 0.00051552 | 0.00051552 | 0.00051552 | 0.00051552 | 0.00051552 | 0.00051552 | 0.00051552 | 0.00051552 | 0.00051552 | 0.00051552 | 0.00051552 | 0.00051552
F1_Industrial_Industrial - WA_Existing_Process_Natural Gas_Process Boiler - Hot Water Reset_A_Achievable Economic UCT Potential | F1 | Industrial | Industrial - WA | Existing | Process | Natural Gas | Process Boiler - Hot Water Reset | A | Original Unit Energy Savings (kWh or therms) | Achievable Economic UCT Potential | 0 | 0 | 8443.765 | 8443.765 | 8443.765 | 8443.765 | 8443.765 | 8443.765 | 8443.765 | 8443.765 | 8443.765 | 8443.765 | 8443.765 | 8443.765 | 8443.765 | 8443.765 | 8443.765 | 8443.765 | 8443.765 | 8443.765 | 8443.765 | 8443.765 | 8443.765 | 8443.765 | 8443.765 | 8443.765 | 8443.765
F2_Industrial_Industrial - WA_Existing_Process_Natural Gas_Process Boiler - Hot Water Reset_A_Achievable Economic UCT Potential | F2 | Industrial | Industrial - WA | Existing | Process | Natural Gas | Process Boiler - Hot Water Reset | A | Original Unit Summer Peak Savings (kW) | Achievable Economic UCT Potential | 0 | 0 | 0 | 0 | 0 | 0 | 0 | 0 | 0 | 0 | 0 | 0 | 0 | 0 | 0 | 0 | 0 | 0 | 0 | 0 | 0 | 0 | 0 | 0 | 0 | 0 | 0
F3_Industrial_Industrial - WA_Existing_Process_Natural Gas_Process Boiler - Hot Water Reset_A_Achievable Economic UCT Potential | F3 | Industrial | Industrial - WA | Existing | Process | Natural Gas | Process Boiler - Hot Water Reset | A | Original Unit Winter Peak Savings (kW) | Achievable Economic UCT Potential | 0 | 0 | 0 | 0 | 0 | 0 | 0 | 0 | 0 | 0 | 0 | 0 | 0 | 0 | 0 | 0 | 0 | 0 | 0 | 0 | 0 | 0 | 0 | 0 | 0 | 0 | 0
F4_Industrial_Industrial - WA_Existing_Process_Natural Gas_Process Boiler - Hot Water Reset_A_Achievable Economic UCT Potential | F4 | Industrial | Industrial - WA | Existing | Process | Natural Gas | Process Boiler - Hot Water Reset | A | Standalone Impact on Baseline Energy (%) | Achievable Economic UCT Potential | 0 | 0 | 0.00028999 | 0.00065114 | 0.0010983 | 0.0016233 | 0.0022287 | 0.0029423 | 0.0037339 | 0.0045553 | 0.0053475 | 0.0060537 | 0.0066337 | 0.0070637 | 0.0073697 | 0.0075867 | 0.0077569 | 0.0079064 | 0.0080493 | 0.0081915 | 0.0083353 | 0.0084816 | 0.0086304 | 0.0087818 | 0.0089359 | 0.0090926 | 0.0092522
F5_Industrial_Industrial - WA_Existing_Process_Natural Gas_Process Boiler - Hot Water Reset_A_Achievable Economic UCT Potential | F5 | Industrial | Industrial - WA | Existing | Process | Natural Gas | Process Boiler - Hot Water Reset | A | Standalone Impact on Baseline Summer Peak (%) | Achievable Economic UCT Potential | 0 | 0 | 0 | 0 | 0 | 0 | 0 | 0 | 0 | 0 | 0 | 0 | 0 | 0 | 0 | 0 | 0 | 0 | 0 | 0 | 0 | 0 | 0 | 0 | 0 | 0 | 0
F6_Industrial_Industrial - WA_Existing_Process_Natural Gas_Process Boiler - Hot Water Reset_A_Achievable Economic UCT Potential | F6 | Industrial | Industrial - WA | Existing | Process | Natural Gas | Process Boiler - Hot Water Reset | A | Standalone Impact on Baseline Winter Peak (%) | Achievable Economic UCT Potential | 0 | 0 | 0 | 0 | 0 | 0 | 0 | 0 | 0 | 0 | 0 | 0 | 0 | 0 | 0 | 0 | 0 | 0 | 0 | 0 | 0 | 0 | 0 | 0 | 0 | 0 | 0
F7_Industrial_Industrial - WA_Existing_Process_Natural Gas_Process Boiler - Hot Water Reset_A_Achievable Economic UCT Potential | F7 | Industrial | Industrial - WA | Existing | Process | Natural Gas | Process Boiler - Hot Water Reset | A | Incremental Energy Savings (MWh or mTherms) | Achievable Economic UCT Potential | 0 | 0 | 0.66547 | 0.80301 | 0.9657 | 1.1017 | 1.235 | 1.4189 | 1.5297 | 1.5358 | 1.4224 | 1.2016 | 0.91378 | 0.59433 | 0.33915 | 0.16048 | 0.066724 | 0.023845 | 0.0073196 | 0.0015678 | 0.00025327 | 2.9876e-05 | 0 | 0 | 0 | 0 | 0
F8_Industrial_Industrial - WA_Existing_Process_Natural Gas_Process Boiler - Hot Water Reset_A_Achievable Economic UCT Potential | F8 | Industrial | Industrial - WA | Existing | Process | Natural Gas | Process Boiler - Hot Water Reset | A | Incremental Summer Peak Savings (MW) | Achievable Economic UCT Potential | 0 | 0 | 0 | 0 | 0 | 0 | 0 | 0 | 0 | 0 | 0 | 0 | 0 | 0 | 0 | 0 | 0 | 0 | 0 | 0 | 0 | 0 | 0 | 0 | 0 | 0 | 0
F9_Industrial_Industrial - WA_Existing_Process_Natural Gas_Process Boiler - Hot Water Reset_A_Achievable Economic UCT Potential | F9 | Industrial | Industrial - WA | Existing | Process | Natural Gas | Process Boiler - Hot Water Reset | A | Incremental Winter Peak Savings (MW) | Achievable Economic UCT Potential | 0 | 0 | 0 | 0 | 0 | 0 | 0 | 0 | 0 | 0 | 0 | 0 | 0 | 0 | 0 | 0 | 0 | 0 | 0 | 0 | 0 | 0 | 0 | 0 | 0 | 0 | 0
F10_Industrial_Industrial - WA_Existing_Process_Natural Gas_Process Boiler - Hot Water Reset_A_Achievable Economic UCT Potential | F10 | Industrial | Industrial - WA | Existing | Process | Natural Gas | Process Boiler - Hot Water Reset | A | Cumulative Energy Savings (MWh or mTherms) | Achievable Economic UCT Potential | 0 | 0 | 0.66547 | 1.4685 | 2.4342 | 3.5359 | 4.7708 | 6.1898 | 7.7195 | 9.2553 | 10.6777 | 11.8792 | 12.793 | 13.3873 | 13.7265 | 13.887 | 13.9537 | 13.9775 | 13.9848 | 13.9864 | 13.9867 | 13.9867 | 13.9867 | 13.9867 | 13.9867 | 13.9867 | 13.9867
F11_Industrial_Industrial - WA_Existing_Process_Natural Gas_Process Boiler - Hot Water Reset_A_Achievable Economic UCT Potential | F11 | Industrial | Industrial - WA | Existing | Process | Natural Gas | Process Boiler - Hot Water Reset | A | Cumulative Summer Peak Savings (MW) | Achievable Economic UCT Potential | 0 | 0 | 0 | 0 | 0 | 0 | 0 | 0 | 0 | 0 | 0 | 0 | 0 | 0 | 0 | 0 | 0 | 0 | 0 | 0 | 0 | 0 | 0 | 0 | 0 | 0 | 0
F12_Industrial_Industrial - WA_Existing_Process_Natural Gas_Process Boiler - Hot Water Reset_A_Achievable Economic UCT Potential | F12 | Industrial | Industrial - WA | Existing | Process | Natural Gas | Process Boiler - Hot Water Reset | A | Cumulative Winter Peak Savings (MW) | Achievable Economic UCT Potential | 0 | 0 | 0 | 0 | 0 | 0 | 0 | 0 | 0 | 0 | 0 | 0 | 0 | 0 | 0 | 0 | 0 | 0 | 0 | 0 | 0 | 0 | 0 | 0 | 0 | 0 | 0
F13_Industrial_Industrial - WA_Existing_Process_Natural Gas_Process Boiler - Hot Water Reset_A_Achievable Economic UCT Potential | F13 | Industrial | Industrial - WA | Existing | Process | Natural Gas | Process Boiler - Hot Water Reset | A | Purchases (Incremental) | Achievable Economic UCT Potential | 0 | 0 | 0.078812 | 0.0951 | 0.11437 | 0.13047 | 0.14626 | 0.16804 | 0.18117 | 0.18189 | 0.16845 | 0.1423 | 0.10822 | 0.070387 | 0.040165 | 0.019005 | 0.0079021 | 0.002824 | 0.00086687 | 0.00018568 | 2.9994e-05 | 3.5383e-06 | 0 | 0 | 0 | 0 | 0
F14_Industrial_Industrial - WA_Existing_Process_Natural Gas_Process Boiler - Hot Water Reset_A_Achievable Economic UCT Potential | F14 | Industrial | Industrial - WA | Existing | Process | Natural Gas | Process Boiler - Hot Water Reset | A | Purchases (Cumulative) | Achievable Economic UCT Potential | 0 | 0 | 0.078812 | 0.17391 | 0.28828 | 0.41876 | 0.56501 | 0.73306 | 0.91423 | 1.0961 | 1.2646 | 1.4069 | 1.5151 | 1.5855 | 1.6256 | 1.6446 | 1.6525 | 1.6554 | 1.6562 | 1.6564 | 1.6564 | 1.6565 | 1.6565 | 1.6565 | 1.6565 | 1.6565 | 1.6565
F1_Industrial_Industrial - WA_Existing_Process_Natural Gas_Process Boiler - Burner Control Optimization_A_Achievable Economic UCT Potential | F1 | Industrial | Industrial - WA | Existing | Process | Natural Gas | Process Boiler - Burner Control Optimization | A | Original Unit Energy Savings (kWh or therms) | Achievable Economic UCT Potential | 0 | 0 | 2.2956 | 2.2956 | 2.2956 | 2.2956 | 2.2956 | 2.2956 | 2.2956 | 2.2956 | 2.2956 | 2.2956 | 2.2956 | 2.2956 | 2.2956 | 2.2956 | 2.2956 | 2.2956 | 2.2956 | 2.2956 | 2.2956 | 2.2956 | 2.2956 | 2.2956 | 2.2956 | 2.2956 | 2.2956
F2_Industrial_Industrial - WA_Existing_Process_Natural Gas_Process Boiler - Burner Control Optimization_A_Achievable Economic UCT Potential | F2 | Industrial | Industrial - WA | Existing | Process | Natural Gas | Process Boiler - Burner Control Optimization | A | Original Unit Summer Peak Savings (kW) | Achievable Economic UCT Potential | 0 | 0 | 0 | 0 | 0 | 0 | 0 | 0 | 0 | 0 | 0 | 0 | 0 | 0 | 0 | 0 | 0 | 0 | 0 | 0 | 0 | 0 | 0 | 0 | 0 | 0 | 0
F3_Industrial_Industrial - WA_Existing_Process_Natural Gas_Process Boiler - Burner Control Optimization_A_Achievable Economic UCT Potential | F3 | Industrial | Industrial - WA | Existing | Process | Natural Gas | Process Boiler - Burner Control Optimization | A | Original Unit Winter Peak Savings (kW) | Achievable Economic UCT Potential | 0 | 0 | 0 | 0 | 0 | 0 | 0 | 0 | 0 | 0 | 0 | 0 | 0 | 0 | 0 | 0 | 0 | 0 | 0 | 0 | 0 | 0 | 0 | 0 | 0 | 0 | 0
F4_Industrial_Industrial - WA_Existing_Process_Natural Gas_Process Boiler - Burner Control Optimization_A_Achievable Economic UCT Potential | F4 | Industrial | Industrial - WA | Existing | Process | Natural Gas | Process Boiler - Burner Control Optimization | A | Standalone Impact on Baseline Energy (%) | Achievable Economic UCT Potential | 0 | 0 | 1.6229e-05 | 4.2024e-05 | 9.3782e-05 | 0.00018471 | 0.00032684 | 0.00052702 | 0.00078375 | 0.0010862 | 0.0014162 | 0.001752 | 0.0020729 | 0.0023632 | 0.0026138 | 0.0028223 | 0.0029917 | 0.003128 | 0.0032388 | 0.0033312 | 0.0033897 | 0.0034492 | 0.0035097 | 0.0035712 | 0.0036339 | 0.0036976 | 0.0037625
F5_Industrial_Industrial - WA_Existing_Process_Natural Gas_Process Boiler - Burner Control Optimization_A_Achievable Economic UCT Potential | F5 | Industrial | Industrial - WA | Existing | Process | Natural Gas | Process Boiler - Burner Control Optimization | A | Standalone Impact on Baseline Summer Peak (%) | Achievable Economic UCT Potential | 0 | 0 | 0 | 0 | 0 | 0 | 0 | 0 | 0 | 0 | 0 | 0 | 0 | 0 | 0 | 0 | 0 | 0 | 0 | 0 | 0 | 0 | 0 | 0 | 0 | 0 | 0
F6_Industrial_Industrial - WA_Existing_Process_Natural Gas_Process Boiler - Burner Control Optimization_A_Achievable Economic UCT Potential | F6 | Industrial | Industrial - WA | Existing | Process | Natural Gas | Process Boiler - Burner Control Optimization | A | Standalone Impact on Baseline Winter Peak (%) | Achievable Economic UCT Potential | 0 | 0 | 0 | 0 | 0 | 0 | 0 | 0 | 0 | 0 | 0 | 0 | 0 | 0 | 0 | 0 | 0 | 0 | 0 | 0 | 0 | 0 | 0 | 0 | 0 | 0 | 0
F7_Industrial_Industrial - WA_Existing_Process_Natural Gas_Process Boiler - Burner Control Optimization_A_Achievable Economic UCT Potential | F7 | Industrial | Industrial - WA | Existing | Process | Natural Gas | Process Boiler - Burner Control Optimization | A | Incremental Energy Savings (MWh or mTherms) | Achievable Economic UCT Potential | 0 | 0 | 0.037242 | 0.057532 | 0.11308 | 0.19448 | 0.29731 | 0.40905 | 0.51164 | 0.58662 | 0.62085 | 0.61015 | 0.55965 | 0.48125 | 0.38949 | 0.29772 | 0.21559 | 0.14831 | 0.097168 | 0.060768 | 0 | 0 | 0 | 0 | 0 | 0 | 0
F8_Industrial_Industrial - WA_Existing_Process_Natural Gas_Process Boiler - Burner Control Optimization_A_Achievable Economic UCT Potential | F8 | Industrial | Industrial - WA | Existing | Process | Natural Gas | Process Boiler - Burner Control Optimization | A | Incremental Summer Peak Savings (MW) | Achievable Economic UCT Potential | 0 | 0 | 0 | 0 | 0 | 0 | 0 | 0 | 0 | 0 | 0 | 0 | 0 | 0 | 0 | 0 | 0 | 0 | 0 | 0 | 0 | 0 | 0 | 0 | 0 | 0 | 0
F9_Industrial_Industrial - WA_Existing_Process_Natural Gas_Process Boiler - Burner Control Optimization_A_Achievable Economic UCT Potential | F9 | Industrial | Industrial - WA | Existing | Process | Natural Gas | Process Boiler - Burner Control Optimization | A | Incremental Winter Peak Savings (MW) | Achievable Economic UCT Potential | 0 | 0 | 0 | 0 | 0 | 0 | 0 | 0 | 0 | 0 | 0 | 0 | 0 | 0 | 0 | 0 | 0 | 0 | 0 | 0 | 0 | 0 | 0 | 0 | 0 | 0 | 0
F10_Industrial_Industrial - WA_Existing_Process_Natural Gas_Process Boiler - Burner Control Optimization_A_Achievable Economic UCT Potential | F10 | Industrial | Industrial - WA | Existing | Process | Natural Gas | Process Boiler - Burner Control Optimization | A | Cumulative Energy Savings (MWh or mTherms) | Achievable Economic UCT Potential | 0 | 0 | 0.037242 | 0.094774 | 0.20785 | 0.40233 | 0.69964 | 1.1087 | 1.6203 | 2.2069 | 2.8278 | 3.4379 | 3.9976 | 4.4788 | 4.8683 | 5.1661 | 5.3816 | 5.53 | 5.6271 | 5.6879 | 5.6879 | 5.6879 | 5.6879 | 5.6879 | 5.6879 | 5.6879 | 5.6879
F11_Industrial_Industrial - WA_Existing_Process_Natural Gas_Process Boiler - Burner Control Optimization_A_Achievable Economic UCT Potential | F11 | Industrial | Industrial - WA | Existing | Process | Natural Gas | Process Boiler - Burner Control Optimization | A | Cumulative Summer Peak Savings (MW) | Achievable Economic UCT Potential | 0 | 0 | 0 | 0 | 0 | 0 | 0 | 0 | 0 | 0 | 0 | 0 | 0 | 0 | 0 | 0 | 0 | 0 | 0 | 0 | 0 | 0 | 0 | 0 | 0 | 0 | 0
F12_Industrial_Industrial - WA_Existing_Process_Natural Gas_Process Boiler - Burner Control Optimization_A_Achievable Economic UCT Potential | F12 | Industrial | Industrial - WA | Existing | Process | Natural Gas | Process Boiler - Burner Control Optimization | A | Cumulative Winter Peak Savings (MW) | Achievable Economic UCT Potential | 0 | 0 | 0 | 0 | 0 | 0 | 0 | 0 | 0 | 0 | 0 | 0 | 0 | 0 | 0 | 0 | 0 | 0 | 0 | 0 | 0 | 0 | 0 | 0 | 0 | 0 | 0
F13_Industrial_Industrial - WA_Existing_Process_Natural Gas_Process Boiler - Burner Control Optimization_A_Achievable Economic UCT Potential | F13 | Industrial | Industrial - WA | Existing | Process | Natural Gas | Process Boiler - Burner Control Optimization | A | Purchases (Incremental) | Achievable Economic UCT Potential | 0 | 0 | 16.223 | 25.0614 | 49.2586 | 84.7163 | 129.5088 | 178.1862 | 222.8724 | 255.5348 | 270.4466 | 265.7838 | 243.7879 | 209.6365 | 169.6653 | 129.6867 | 93.911 | 64.6043 | 42.327 | 26.4709 | 0 | 0 | 0 | 0 | 0 | 0 | 0
F14_Industrial_Industrial - WA_Existing_Process_Natural Gas_Process Boiler - Burner Control Optimization_A_Achievable Economic UCT Potential | F14 | Industrial | Industrial - WA | Existing | Process | Natural Gas | Process Boiler - Burner Control Optimization | A | Purchases (Cumulative) | Achievable Economic UCT Potential | 0 | 0 | 16.223 | 41.2844 | 90.543 | 175.2593 | 304.7681 | 482.9543 | 705.8268 | 961.3615 | 1231.8082 | 1497.5919 | 1741.3798 | 1951.0164 | 2120.6816 | 2250.3683 | 2344.2794 | 2408.8837 | 2451.2106 | 2477.6816 | 2477.6816 | 2477.6816 | 2477.6816 | 2477.6816 | 2477.6816 | 2477.6816 | 2477.6816
F1_Industrial_Industrial - WA_Existing_Process_Natural Gas_Process Boiler - Insulate Hot Water Lines_A_Achievable Economic UCT Potential | F1 | Industrial | Industrial - WA | Existing | Process | Natural Gas | Process Boiler - Insulate Hot Water Lines | A | Original Unit Energy Savings (kWh or therms) | Achievable Economic UCT Potential | 0 | 0 | 35.7237 | 35.7237 | 35.7237 | 35.7237 | 35.7237 | 35.7237 | 35.7237 | 35.7237 | 35.7237 | 35.7237 | 35.7237 | 35.7237 | 35.7237 | 35.7237 | 35.7237 | 35.7237 | 35.7237 | 35.7237 | 35.7237 | 35.7237 | 35.7237 | 35.7237 | 35.7237 | 35.7237 | 35.7237
F2_Industrial_Industrial - WA_Existing_Process_Natural Gas_Process Boiler - Insulate Hot Water Lines_A_Achievable Economic UCT Potential | F2 | Industrial | Industrial - WA | Existing | Process | Natural Gas | Process Boiler - Insulate Hot Water Lines | A | Original Unit Summer Peak Savings (kW) | Achievable Economic UCT Potential | 0 | 0 | 0 | 0 | 0 | 0 | 0 | 0 | 0 | 0 | 0 | 0 | 0 | 0 | 0 | 0 | 0 | 0 | 0 | 0 | 0 | 0 | 0 | 0 | 0 | 0 | 0
F3_Industrial_Industrial - WA_Existing_Process_Natural Gas_Process Boiler - Insulate Hot Water Lines_A_Achievable Economic UCT Potential | F3 | Industrial | Industrial - WA | Existing | Process | Natural Gas | Process Boiler - Insulate Hot Water Lines | A | Original Unit Winter Peak Savings (kW) | Achievable Economic UCT Potential | 0 | 0 | 0 | 0 | 0 | 0 | 0 | 0 | 0 | 0 | 0 | 0 | 0 | 0 | 0 | 0 | 0 | 0 | 0 | 0 | 0 | 0 | 0 | 0 | 0 | 0 | 0
F4_Industrial_Industrial - WA_Existing_Process_Natural Gas_Process Boiler - Insulate Hot Water Lines_A_Achievable Economic UCT Potential | F4 | Industrial | Industrial - WA | Existing | Process | Natural Gas | Process Boiler - Insulate Hot Water Lines | A | Standalone Impact on Baseline Energy (%) | Achievable Economic UCT Potential | 0 | 0 | 0.00020301 | 0.00040958 | 0.00061978 | 0.00083366 | 0.0010513 | 0.0012727 | 0.0014981 | 0.0017274 | 0.0019607 | 0.0021981 | 0.0024397 | 0.0024825 | 0.002526 | 0.0025703 | 0.0026154 | 0.0026613 | 0.002708 | 0.0027555 | 0.0028039 | 0.0028531 | 0.0029031 | 0.002954 | 0.0030059 | 0.0030586 | 0.0031123
F5_Industrial_Industrial - WA_Existing_Process_Natural Gas_Process Boiler - Insulate Hot Water Lines_A_Achievable Economic UCT Potential | F5 | Industrial | Industrial - WA | Existing | Process | Natural Gas | Process Boiler - Insulate Hot Water Lines | A | Standalone Impact on Baseline Summer Peak (%) | Achievable Economic UCT Potential | 0 | 0 | 0 | 0 | 0 | 0 | 0 | 0 | 0 | 0 | 0 | 0 | 0 | 0 | 0 | 0 | 0 | 0 | 0 | 0 | 0 | 0 | 0 | 0 | 0 | 0 | 0
F6_Industrial_Industrial - WA_Existing_Process_Natural Gas_Process Boiler - Insulate Hot Water Lines_A_Achievable Economic UCT Potential | F6 | Industrial | Industrial - WA | Existing | Process | Natural Gas | Process Boiler - Insulate Hot Water Lines | A | Standalone Impact on Baseline Winter Peak (%) | Achievable Economic UCT Potential | 0 | 0 | 0 | 0 | 0 | 0 | 0 | 0 | 0 | 0 | 0 | 0 | 0 | 0 | 0 | 0 | 0 | 0 | 0 | 0 | 0 | 0 | 0 | 0 | 0 | 0 | 0
F7_Industrial_Industrial - WA_Existing_Process_Natural Gas_Process Boiler - Insulate Hot Water Lines_A_Achievable Economic UCT Potential | F7 | Industrial | Industrial - WA | Existing | Process | Natural Gas | Process Boiler - Insulate Hot Water Lines | A | Incremental Energy Savings (MWh or mTherms) | Achievable Economic UCT Potential | 0 | 0 | 0.46587 | 0.45784 | 0.44994 | 0.44219 | 0.43456 | 0.42707 | 0.41971 | 0.41247 | 0.40536 | 0.39837 | 0.3915 | 0 | 0 | 0 | 0 | 0 | 0 | 0 | 0 | 0 | 0 | 0 | 0 | 0 | 0
F8_Industrial_Industrial - WA_Existing_Process_Natural Gas_Process Boiler - Insulate Hot Water Lines_A_Achievable Economic UCT Potential | F8 | Industrial | Industrial - WA | Existing | Process | Natural Gas | Process Boiler - Insulate Hot Water Lines | A | Incremental Summer Peak Savings (MW) | Achievable Economic UCT Potential | 0 | 0 | 0 | 0 | 0 | 0 | 0 | 0 | 0 | 0 | 0 | 0 | 0 | 0 | 0 | 0 | 0 | 0 | 0 | 0 | 0 | 0 | 0 | 0 | 0 | 0 | 0
F9_Industrial_Industrial - WA_Existing_Process_Natural Gas_Process Boiler - Insulate Hot Water Lines_A_Achievable Economic UCT Potential | F9 | Industrial | Industrial - WA | Existing | Process | Natural Gas | Process Boiler - Insulate Hot Water Lines | A | Incremental Winter Peak Savings (MW) | Achievable Economic UCT Potential | 0 | 0 | 0 | 0 | 0 | 0 | 0 | 0 | 0 | 0 | 0 | 0 | 0 | 0 | 0 | 0 | 0 | 0 | 0 | 0 | 0 | 0 | 0 | 0 | 0 | 0 | 0
F10_Industrial_Industrial - WA_Existing_Process_Natural Gas_Process Boiler - Insulate Hot Water Lines_A_Achievable Economic UCT Potential | F10 | Industrial | Industrial - WA | Existing | Process | Natural Gas | Process Boiler - Insulate Hot Water Lines | A | Cumulative Energy Savings (MWh or mTherms) | Achievable Economic UCT Potential | 0 | 0 | 0.46587 | 0.92371 | 1.3736 | 1.8158 | 2.2504 | 2.6775 | 3.0972 | 3.5096 | 3.915 | 4.3134 | 4.7049 | 4.7049 | 4.7049 | 4.7049 | 4.7049 | 4.7049 | 4.7049 | 4.7049 | 4.7049 | 4.7049 | 4.7049 | 4.7049 | 4.7049 | 4.7049 | 4.7049
F11_Industrial_Industrial - WA_Existing_Process_Natural Gas_Process Boiler - Insulate Hot Water Lines_A_Achievable Economic UCT Potential | F11 | Industrial | Industrial - WA | Existing | Process | Natural Gas | Process Boiler - Insulate Hot Water Lines | A | Cumulative Summer Peak Savings (MW) | Achievable Economic UCT Potential | 0 | 0 | 0 | 0 | 0 | 0 | 0 | 0 | 0 | 0 | 0 | 0 | 0 | 0 | 0 | 0 | 0 | 0 | 0 | 0 | 0 | 0 | 0 | 0 | 0 | 0 | 0
F12_Industrial_Industrial - WA_Existing_Process_Natural Gas_Process Boiler - Insulate Hot Water Lines_A_Achievable Economic UCT Potential | F12 | Industrial | Industrial - WA | Existing | Process | Natural Gas | Process Boiler - Insulate Hot Water Lines | A | Cumulative Winter Peak Savings (MW) | Achievable Economic UCT Potential | 0 | 0 | 0 | 0 | 0 | 0 | 0 | 0 | 0 | 0 | 0 | 0 | 0 | 0 | 0 | 0 | 0 | 0 | 0 | 0 | 0 | 0 | 0 | 0 | 0 | 0 | 0
F13_Industrial_Industrial - WA_Existing_Process_Natural Gas_Process Boiler - Insulate Hot Water Lines_A_Achievable Economic UCT Potential | F13 | Industrial | Industrial - WA | Existing | Process | Natural Gas | Process Boiler - Insulate Hot Water Lines | A | Purchases (Incremental) | Achievable Economic UCT Potential | 0 | 0 | 13.0409 | 12.8161 | 12.5951 | 12.3779 | 12.1645 | 11.9548 | 11.7487 | 11.5461 | 11.347 | 11.1514 | 10.9591 | 0 | 0 | 0 | 0 | 0 | 0 | 0 | 0 | 0 | 0 | 0 | 0 | 0 | 0
F14_Industrial_Industrial - WA_Existing_Process_Natural Gas_Process Boiler - Insulate Hot Water Lines_A_Achievable Economic UCT Potential | F14 | Industrial | Industrial - WA | Existing | Process | Natural Gas | Process Boiler - Insulate Hot Water Lines | A | Purchases (Cumulative) | Achievable Economic UCT Potential | 0 | 0 | 13.0409 | 25.857 | 38.4521 | 50.83 | 62.9945 | 74.9493 | 86.698 | 98.2441 | 109.5912 | 120.7426 | 131.7017 | 131.7017 | 131.7017 | 131.7017 | 131.7017 | 131.7017 | 131.7017 | 131.7017 | 131.7017 | 131.7017 | 131.7017 | 131.7017 | 131.7017 | 131.7017 | 131.7017
F1_Industrial_Industrial - WA_Existing_Process_Natural Gas_Process Boiler - Insulate Steam Lines/Condensate Tank_A_Achievable Economic UCT Potential | F1 | Industrial | Industrial - WA | Existing | Process | Natural Gas | Process Boiler - Insulate Steam Lines/Condensate Tank | A | Original Unit Energy Savings (kWh or therms) | Achievable Economic UCT Potential | 0 | 0 | 53.3628 | 53.3628 | 53.3628 | 53.3628 | 53.3628 | 53.3628 | 53.3628 | 53.3628 | 53.3628 | 53.3628 | 53.3628 | 53.3628 | 53.3628 | 53.3628 | 53.3628 | 53.3628 | 53.3628 | 53.3628 | 53.3628 | 53.3628 | 53.3628 | 53.3628 | 53.3628 | 53.3628 | 53.3628
F2_Industrial_Industrial - WA_Existing_Process_Natural Gas_Process Boiler - Insulate Steam Lines/Condensate Tank_A_Achievable Economic UCT Potential | F2 | Industrial | Industrial - WA | Existing | Process | Natural Gas | Process Boiler - Insulate Steam Lines/Condensate Tank | A | Original Unit Summer Peak Savings (kW) | Achievable Economic UCT Potential | 0 | 0 | 0 | 0 | 0 | 0 | 0 | 0 | 0 | 0 | 0 | 0 | 0 | 0 | 0 | 0 | 0 | 0 | 0 | 0 | 0 | 0 | 0 | 0 | 0 | 0 | 0
F3_Industrial_Industrial - WA_Existing_Process_Natural Gas_Process Boiler - Insulate Steam Lines/Condensate Tank_A_Achievable Economic UCT Potential | F3 | Industrial | Industrial - WA | Existing | Process | Natural Gas | Process Boiler - Insulate Steam Lines/Condensate Tank | A | Original Unit Winter Peak Savings (kW) | Achievable Economic UCT Potential | 0 | 0 | 0 | 0 | 0 | 0 | 0 | 0 | 0 | 0 | 0 | 0 | 0 | 0 | 0 | 0 | 0 | 0 | 0 | 0 | 0 | 0 | 0 | 0 | 0 | 0 | 0
F4_Industrial_Industrial - WA_Existing_Process_Natural Gas_Process Boiler - Insulate Steam Lines/Condensate Tank_A_Achievable Economic UCT Potential | F4 | Industrial | Industrial - WA | Existing | Process | Natural Gas | Process Boiler - Insulate Steam Lines/Condensate Tank | A | Standalone Impact on Baseline Energy (%) | Achievable Economic UCT Potential | 0 | 0 | 0.00030325 | 0.00061182 | 0.0009258 | 0.0012453 | 0.0015704 | 0.0019012 | 0.0022378 | 0.0025803 | 0.0029288 | 0.0032834 | 0.0036443 | 0.0040115 | 0.0043851 | 0.0047653 | 0.0051521 | 0.0052425 | 0.0053345 | 0.0054281 | 0.0055233 | 0.0056202 | 0.0057188 | 0.0058192 | 0.0059212 | 0.0060251 | 0.0061308
F5_Industrial_Industrial - WA_Existing_Process_Natural Gas_Process Boiler - Insulate Steam Lines/Condensate Tank_A_Achievable Economic UCT Potential | F5 | Industrial | Industrial - WA | Existing | Process | Natural Gas | Process Boiler - Insulate Steam Lines/Condensate Tank | A | Standalone Impact on Baseline Summer Peak (%) | Achievable Economic UCT Potential | 0 | 0 | 0 | 0 | 0 | 0 | 0 | 0 | 0 | 0 | 0 | 0 | 0 | 0 | 0 | 0 | 0 | 0 | 0 | 0 | 0 | 0 | 0 | 0 | 0 | 0 | 0
F6_Industrial_Industrial - WA_Existing_Process_Natural Gas_Process Boiler - Insulate Steam Lines/Condensate Tank_A_Achievable Economic UCT Potential | F6 | Industrial | Industrial - WA | Existing | Process | Natural Gas | Process Boiler - Insulate Steam Lines/Condensate Tank | A | Standalone Impact on Baseline Winter Peak (%) | Achievable Economic UCT Potential | 0 | 0 | 0 | 0 | 0 | 0 | 0 | 0 | 0 | 0 | 0 | 0 | 0 | 0 | 0 | 0 | 0 | 0 | 0 | 0 | 0 | 0 | 0 | 0 | 0 | 0 | 0
F7_Industrial_Industrial - WA_Existing_Process_Natural Gas_Process Boiler - Insulate Steam Lines/Condensate Tank_A_Achievable Economic UCT Potential | F7 | Industrial | Industrial - WA | Existing | Process | Natural Gas | Process Boiler - Insulate Steam Lines/Condensate Tank | A | Incremental Energy Savings (MWh or mTherms) | Achievable Economic UCT Potential | 0 | 0 | 0.6959 | 0.6839 | 0.67211 | 0.66052 | 0.64913 | 0.63794 | 0.62694 | 0.61613 | 0.60551 | 0.59507 | 0.58481 | 0.57473 | 0.56482 | 0.55508 | 0.54551 | 0 | 0 | 0 | 0 | 0 | 0 | 0 | 0 | 0 | 0
F8_Industrial_Industrial - WA_Existing_Process_Natural Gas_Process Boiler - Insulate Steam Lines/Condensate Tank_A_Achievable Economic UCT Potential | F8 | Industrial | Industrial - WA | Existing | Process | Natural Gas | Process Boiler - Insulate Steam Lines/Condensate Tank | A | Incremental Summer Peak Savings (MW) | Achievable Economic UCT Potential | 0 | 0 | 0 | 0 | 0 | 0 | 0 | 0 | 0 | 0 | 0 | 0 | 0 | 0 | 0 | 0 | 0 | 0 | 0 | 0 | 0 | 0 | 0 | 0 | 0 | 0 | 0
F9_Industrial_Industrial - WA_Existing_Process_Natural Gas_Process Boiler - Insulate Steam Lines/Condensate Tank_A_Achievable Economic UCT Potential | F9 | Industrial | Industrial - WA | Existing | Process | Natural Gas | Process Boiler - Insulate Steam Lines/Condensate Tank | A | Incremental Winter Peak Savings (MW) | Achievable Economic UCT Potential | 0 | 0 | 0 | 0 | 0 | 0 | 0 | 0 | 0 | 0 | 0 | 0 | 0 | 0 | 0 | 0 | 0 | 0 | 0 | 0 | 0 | 0 | 0 | 0 | 0 | 0 | 0
F10_Industrial_Industrial - WA_Existing_Process_Natural Gas_Process Boiler - Insulate Steam Lines/Condensate Tank_A_Achievable Economic UCT Potential | F10 | Industrial | Industrial - WA | Existing | Process | Natural Gas | Process Boiler - Insulate Steam Lines/Condensate Tank | A | Cumulative Energy Savings (MWh or mTherms) | Achievable Economic UCT Potential | 0 | 0 | 0.6959 | 1.3798 | 2.0519 | 2.7124 | 3.3616 | 3.9995 | 4.6264 | 5.2426 | 5.8481 | 6.4432 | 7.028 | 7.6027 | 8.1675 | 8.7226 | 9.2681 | 9.2681 | 9.2681 | 9.2681 | 9.2681 | 9.2681 | 9.2681 | 9.2681 | 9.2681 | 9.2681 | 9.2681
F11_Industrial_Industrial - WA_Existing_Process_Natural Gas_Process Boiler - Insulate Steam Lines/Condensate Tank_A_Achievable Economic UCT Potential | F11 | Industrial | Industrial - WA | Existing | Process | Natural Gas | Process Boiler - Insulate Steam Lines/Condensate Tank | A | Cumulative Summer Peak Savings (MW) | Achievable Economic UCT Potential | 0 | 0 | 0 | 0 | 0 | 0 | 0 | 0 | 0 | 0 | 0 | 0 | 0 | 0 | 0 | 0 | 0 | 0 | 0 | 0 | 0 | 0 | 0 | 0 | 0 | 0 | 0
F12_Industrial_Industrial - WA_Existing_Process_Natural Gas_Process Boiler - Insulate Steam Lines/Condensate Tank_A_Achievable Economic UCT Potential | F12 | Industrial | Industrial - WA | Existing | Process | Natural Gas | Process Boiler - Insulate Steam Lines/Condensate Tank | A | Cumulative Winter Peak Savings (MW) | Achievable Economic UCT Potential | 0 | 0 | 0 | 0 | 0 | 0 | 0 | 0 | 0 | 0 | 0 | 0 | 0 | 0 | 0 | 0 | 0 | 0 | 0 | 0 | 0 | 0 | 0 | 0 | 0 | 0 | 0
F13_Industrial_Industrial - WA_Existing_Process_Natural Gas_Process Boiler - Insulate Steam Lines/Condensate Tank_A_Achievable Economic UCT Potential | F13 | Industrial | Industrial - WA | Existing | Process | Natural Gas | Process Boiler - Insulate Steam Lines/Condensate Tank | A | Purchases (Incremental) | Achievable Economic UCT Potential | 0 | 0 | 13.0409 | 12.8161 | 12.5951 | 12.3779 | 12.1645 | 11.9548 | 11.7487 | 11.5461 | 11.347 | 11.1514 | 10.9591 | 10.7702 | 10.5845 | 10.402 | 10.2227 | 0 | 0 | 0 | 0 | 0 | 0 | 0 | 0 | 0 | 0
F14_Industrial_Industrial - WA_Existing_Process_Natural Gas_Process Boiler - Insulate Steam Lines/Condensate Tank_A_Achievable Economic UCT Potential | F14 | Industrial | Industrial - WA | Existing | Process | Natural Gas | Process Boiler - Insulate Steam Lines/Condensate Tank | A | Purchases (Cumulative) | Achievable Economic UCT Potential | 0 | 0 | 13.0409 | 25.857 | 38.4521 | 50.83 | 62.9945 | 74.9493 | 86.698 | 98.2441 | 109.5912 | 120.7426 | 131.7017 | 142.4719 | 153.0564 | 163.4584 | 173.6811 | 173.6811 | 173.6811 | 173.6811 | 173.6811 | 173.6811 | 173.6811 | 173.6811 | 173.6811 | 173.6811 | 173.6811
F1_Industrial_Industrial - WA_Existing_Process_Natural Gas_Process Boiler - Stack Economizer_A_Achievable Economic UCT Potential | F1 | Industrial | Industrial - WA | Existing | Process | Natural Gas | Process Boiler - Stack Economizer | A | Original Unit Energy Savings (kWh or therms) | Achievable Economic UCT Potential | 0 | 0 | 7.5994 | 7.5994 | 7.5994 | 7.5994 | 7.5994 | 7.5994 | 7.5994 | 7.5994 | 7.5994 | 7.5994 | 7.5994 | 7.5994 | 7.5994 | 7.5994 | 7.5994 | 7.5994 | 7.5994 | 7.5994 | 7.5994 | 7.5994 | 7.5994 | 7.5994 | 7.5994 | 7.5994 | 7.5994
F2_Industrial_Industrial - WA_Existing_Process_Natural Gas_Process Boiler - Stack Economizer_A_Achievable Economic UCT Potential | F2 | Industrial | Industrial - WA | Existing | Process | Natural Gas | Process Boiler - Stack Economizer | A | Original Unit Summer Peak Savings (kW) | Achievable Economic UCT Potential | 0 | 0 | 0 | 0 | 0 | 0 | 0 | 0 | 0 | 0 | 0 | 0 | 0 | 0 | 0 | 0 | 0 | 0 | 0 | 0 | 0 | 0 | 0 | 0 | 0 | 0 | 0
F3_Industrial_Industrial - WA_Existing_Process_Natural Gas_Process Boiler - Stack Economizer_A_Achievable Economic UCT Potential | F3 | Industrial | Industrial - WA | Existing | Process | Natural Gas | Process Boiler - Stack Economizer | A | Original Unit Winter Peak Savings (kW) | Achievable Economic UCT Potential | 0 | 0 | 0 | 0 | 0 | 0 | 0 | 0 | 0 | 0 | 0 | 0 | 0 | 0 | 0 | 0 | 0 | 0 | 0 | 0 | 0 | 0 | 0 | 0 | 0 | 0 | 0
F4_Industrial_Industrial - WA_Existing_Process_Natural Gas_Process Boiler - Stack Economizer_A_Achievable Economic UCT Potential | F4 | Industrial | Industrial - WA | Existing | Process | Natural Gas | Process Boiler - Stack Economizer | A | Standalone Impact on Baseline Energy (%) | Achievable Economic UCT Potential | 0 | 0 | 0.00053108 | 0.0010715 | 0.0016214 | 0.0021809 | 0.0027502 | 0.0032765 | 0.0037163 | 0.0040874 | 0.0044039 | 0.0046769 | 0.0049156 | 0.0051271 | 0.0053173 | 0.0054908 | 0.0056513 | 0.0057504 | 0.0058513 | 0.0059539 | 0.0060584 | 0.0061647 | 0.0062728 | 0.0063829 | 0.0064949 | 0.0066088 | 0.0067248
F5_Industrial_Industrial - WA_Existing_Process_Natural Gas_Process Boiler - Stack Economizer_A_Achievable Economic UCT Potential | F5 | Industrial | Industrial - WA | Existing | Process | Natural Gas | Process Boiler - Stack Economizer | A | Standalone Impact on Baseline Summer Peak (%) | Achievable Economic UCT Potential | 0 | 0 | 0 | 0 | 0 | 0 | 0 | 0 | 0 | 0 | 0 | 0 | 0 | 0 | 0 | 0 | 0 | 0 | 0 | 0 | 0 | 0 | 0 | 0 | 0 | 0 | 0
F6_Industrial_Industrial - WA_Existing_Process_Natural Gas_Process Boiler - Stack Economizer_A_Achievable Economic UCT Potential | F6 | Industrial | Industrial - WA | Existing | Process | Natural Gas | Process Boiler - Stack Economizer | A | Standalone Impact on Baseline Winter Peak (%) | Achievable Economic UCT Potential | 0 | 0 | 0 | 0 | 0 | 0 | 0 | 0 | 0 | 0 | 0 | 0 | 0 | 0 | 0 | 0 | 0 | 0 | 0 | 0 | 0 | 0 | 0 | 0 | 0 | 0 | 0
F7_Industrial_Industrial - WA_Existing_Process_Natural Gas_Process Boiler - Stack Economizer_A_Achievable Economic UCT Potential | F7 | Industrial | Industrial - WA | Existing | Process | Natural Gas | Process Boiler - Stack Economizer | A | Incremental Energy Savings (MWh or mTherms) | Achievable Economic UCT Potential | 0 | 0 | 1.2187 | 1.1977 | 1.1771 | 1.1568 | 1.1368 | 1.0055 | 0.79054 | 0.62153 | 0.48865 | 0.38418 | 0.30204 | 0.23747 | 0.1867 | 0.14679 | 0.1154 | 0 | 0 | 0 | 0 | 0 | 0 | 0 | 0 | 0 | 0
F8_Industrial_Industrial - WA_Existing_Process_Natural Gas_Process Boiler - Stack Economizer_A_Achievable Economic UCT Potential | F8 | Industrial | Industrial - WA | Existing | Process | Natural Gas | Process Boiler - Stack Economizer | A | Incremental Summer Peak Savings (MW) | Achievable Economic UCT Potential | 0 | 0 | 0 | 0 | 0 | 0 | 0 | 0 | 0 | 0 | 0 | 0 | 0 | 0 | 0 | 0 | 0 | 0 | 0 | 0 | 0 | 0 | 0 | 0 | 0 | 0 | 0
F9_Industrial_Industrial - WA_Existing_Process_Natural Gas_Process Boiler - Stack Economizer_A_Achievable Economic UCT Potential | F9 | Industrial | Industrial - WA | Existing | Process | Natural Gas | Process Boiler - Stack Economizer | A | Incremental Winter Peak Savings (MW) | Achievable Economic UCT Potential | 0 | 0 | 0 | 0 | 0 | 0 | 0 | 0 | 0 | 0 | 0 | 0 | 0 | 0 | 0 | 0 | 0 | 0 | 0 | 0 | 0 | 0 | 0 | 0 | 0 | 0 | 0
F10_Industrial_Industrial - WA_Existing_Process_Natural Gas_Process Boiler - Stack Economizer_A_Achievable Economic UCT Potential | F10 | Industrial | Industrial - WA | Existing | Process | Natural Gas | Process Boiler - Stack Economizer | A | Cumulative Energy Savings (MWh or mTherms) | Achievable Economic UCT Potential | 0 | 0 | 1.2187 | 2.4165 | 3.5935 | 4.7503 | 5.8872 | 6.8927 | 7.6832 | 8.3047 | 8.7934 | 9.1776 | 9.4796 | 9.7171 | 9.9038 | 10.0506 | 10.166 | 10.166 | 10.166 | 10.166 | 10.166 | 10.166 | 10.166 | 10.166 | 10.166 | 10.166 | 10.166
F11_Industrial_Industrial - WA_Existing_Process_Natural Gas_Process Boiler - Stack Economizer_A_Achievable Economic UCT Potential | F11 | Industrial | Industrial - WA | Existing | Process | Natural Gas | Process Boiler - Stack Economizer | A | Cumulative Summer Peak Savings (MW) | Achievable Economic UCT Potential | 0 | 0 | 0 | 0 | 0 | 0 | 0 | 0 | 0 | 0 | 0 | 0 | 0 | 0 | 0 | 0 | 0 | 0 | 0 | 0 | 0 | 0 | 0 | 0 | 0 | 0 | 0
F12_Industrial_Industrial - WA_Existing_Process_Natural Gas_Process Boiler - Stack Economizer_A_Achievable Economic UCT Potential | F12 | Industrial | Industrial - WA | Existing | Process | Natural Gas | Process Boiler - Stack Economizer | A | Cumulative Winter Peak Savings (MW) | Achievable Economic UCT Potential | 0 | 0 | 0 | 0 | 0 | 0 | 0 | 0 | 0 | 0 | 0 | 0 | 0 | 0 | 0 | 0 | 0 | 0 | 0 | 0 | 0 | 0 | 0 | 0 | 0 | 0 | 0
F13_Industrial_Industrial - WA_Existing_Process_Natural Gas_Process Boiler - Stack Economizer_A_Achievable Economic UCT Potential | F13 | Industrial | Industrial - WA | Existing | Process | Natural Gas | Process Boiler - Stack Economizer | A | Purchases (Incremental) | Achievable Economic UCT Potential | 0 | 0 | 160.3732 | 157.6081 | 154.8907 | 152.2202 | 149.5957 | 132.3148 | 104.0268 | 81.7866 | 64.3012 | 50.5541 | 39.7459 | 31.2485 | 24.5678 | 19.3154 | 15.1859 | 0 | 0 | 0 | 0 | 0 | 0 | 0 | 0 | 0 | 0
F14_Industrial_Industrial - WA_Existing_Process_Natural Gas_Process Boiler - Stack Economizer_A_Achievable Economic UCT Potential | F14 | Industrial | Industrial - WA | Existing | Process | Natural Gas | Process Boiler - Stack Economizer | A | Purchases (Cumulative) | Achievable Economic UCT Potential | 0 | 0 | 160.3732 | 317.9813 | 472.8721 | 625.0923 | 774.688 | 907.0028 | 1011.0297 | 1092.8163 | 1157.1175 | 1207.6716 | 1247.4175 | 1278.666 | 1303.2338 | 1322.5492 | 1337.7351 | 1337.7351 | 1337.7351 | 1337.7351 | 1337.7351 | 1337.7351 | 1337.7351 | 1337.7351 | 1337.7351 | 1337.7351 | 1337.7351
F1_Industrial_Industrial - WA_Existing_Process_Natural Gas_Process Boiler - Steam Trap Replacement_A_Achievable Economic UCT Potential | F1 | Industrial | Industrial - WA | Existing | Process | Natural Gas | Process Boiler - Steam Trap Replacement | A | Original Unit Energy Savings (kWh or therms) | Achievable Economic UCT Potential | 0 | 0 | 238288.3345 | 238288.3345 | 238288.3345 | 238288.3345 | 238288.3345 | 238288.3345 | 238288.3345 | 238288.3345 | 238288.3345 | 238288.3345 | 238288.3345 | 238288.3345 | 238288.3345 | 238288.3345 | 238288.3345 | 238288.3345 | 238288.3345 | 238288.3345 | 238288.3345 | 238288.3345 | 238288.3345 | 238288.3345 | 238288.3345 | 238288.3345 | 238288.3345
F2_Industrial_Industrial - WA_Existing_Process_Natural Gas_Process Boiler - Steam Trap Replacement_A_Achievable Economic UCT Potential | F2 | Industrial | Industrial - WA | Existing | Process | Natural Gas | Process Boiler - Steam Trap Replacement | A | Original Unit Summer Peak Savings (kW) | Achievable Economic UCT Potential | 0 | 0 | 0 | 0 | 0 | 0 | 0 | 0 | 0 | 0 | 0 | 0 | 0 | 0 | 0 | 0 | 0 | 0 | 0 | 0 | 0 | 0 | 0 | 0 | 0 | 0 | 0
F3_Industrial_Industrial - WA_Existing_Process_Natural Gas_Process Boiler - Steam Trap Replacement_A_Achievable Economic UCT Potential | F3 | Industrial | Industrial - WA | Existing | Process | Natural Gas | Process Boiler - Steam Trap Replacement | A | Original Unit Winter Peak Savings (kW) | Achievable Economic UCT Potential | 0 | 0 | 0 | 0 | 0 | 0 | 0 | 0 | 0 | 0 | 0 | 0 | 0 | 0 | 0 | 0 | 0 | 0 | 0 | 0 | 0 | 0 | 0 | 0 | 0 | 0 | 0
F4_Industrial_Industrial - WA_Existing_Process_Natural Gas_Process Boiler - Steam Trap Replacement_A_Achievable Economic UCT Potential | F4 | Industrial | Industrial - WA | Existing | Process | Natural Gas | Process Boiler - Steam Trap Replacement | A | Standalone Impact on Baseline Energy (%) | Achievable Economic UCT Potential | 0 | 0 | 1.8069e-05 | 3.6454e-05 | 5.5162e-05 | 7.4199e-05 | 9.3569e-05 | 0.00011328 | 0.00011527 | 0.00011729 | 0.00011935 | 0.00012144 | 0.00012357 | 0.00012574 | 0.00012794 | 0.00013019 | 0.00013247 | 0.0001348 | 0.00013716 | 0.00013957 | 0.00014202 | 0.00014451 | 0.00014704 | 0.00014962 | 0.00015225 | 0.00015492 | 0.00015764
F5_Industrial_Industrial - WA_Existing_Process_Natural Gas_Process Boiler - Steam Trap Replacement_A_Achievable Economic UCT Potential | F5 | Industrial | Industrial - WA | Existing | Process | Natural Gas | Process Boiler - Steam Trap Replacement | A | Standalone Impact on Baseline Summer Peak (%) | Achievable Economic UCT Potential | 0 | 0 | 0 | 0 | 0 | 0 | 0 | 0 | 0 | 0 | 0 | 0 | 0 | 0 | 0 | 0 | 0 | 0 | 0 | 0 | 0 | 0 | 0 | 0 | 0 | 0 | 0
F6_Industrial_Industrial - WA_Existing_Process_Natural Gas_Process Boiler - Steam Trap Replacement_A_Achievable Economic UCT Potential | F6 | Industrial | Industrial - WA | Existing | Process | Natural Gas | Process Boiler - Steam Trap Replacement | A | Standalone Impact on Baseline Winter Peak (%) | Achievable Economic UCT Potential | 0 | 0 | 0 | 0 | 0 | 0 | 0 | 0 | 0 | 0 | 0 | 0 | 0 | 0 | 0 | 0 | 0 | 0 | 0 | 0 | 0 | 0 | 0 | 0 | 0 | 0 | 0
F7_Industrial_Industrial - WA_Existing_Process_Natural Gas_Process Boiler - Steam Trap Replacement_A_Achievable Economic UCT Potential | F7 | Industrial | Industrial - WA | Existing | Process | Natural Gas | Process Boiler - Steam Trap Replacement | A | Incremental Energy Savings (MWh or mTherms) | Achievable Economic UCT Potential | 0 | 0 | 0.041464 | 0.040749 | 0.040047 | 0.039356 | 0.038678 | 0.038011 | 0 | 0 | 0 | 0 | 0 | 0 | 0 | 0 | 0 | 0 | 0 | 0 | 0 | 0 | 0 | 0 | 0 | 0 | 0
F8_Industrial_Industrial - WA_Existing_Process_Natural Gas_Process Boiler - Steam Trap Replacement_A_Achievable Economic UCT Potential | F8 | Industrial | Industrial - WA | Existing | Process | Natural Gas | Process Boiler - Steam Trap Replacement | A | Incremental Summer Peak Savings (MW) | Achievable Economic UCT Potential | 0 | 0 | 0 | 0 | 0 | 0 | 0 | 0 | 0 | 0 | 0 | 0 | 0 | 0 | 0 | 0 | 0 | 0 | 0 | 0 | 0 | 0 | 0 | 0 | 0 | 0 | 0
F9_Industrial_Industrial - WA_Existing_Process_Natural Gas_Process Boiler - Steam Trap Replacement_A_Achievable Economic UCT Potential | F9 | Industrial | Industrial - WA | Existing | Process | Natural Gas | Process Boiler - Steam Trap Replacement | A | Incremental Winter Peak Savings (MW) | Achievable Economic UCT Potential | 0 | 0 | 0 | 0 | 0 | 0 | 0 | 0 | 0 | 0 | 0 | 0 | 0 | 0 | 0 | 0 | 0 | 0 | 0 | 0 | 0 | 0 | 0 | 0 | 0 | 0 | 0
F10_Industrial_Industrial - WA_Existing_Process_Natural Gas_Process Boiler - Steam Trap Replacement_A_Achievable Economic UCT Potential | F10 | Industrial | Industrial - WA | Existing | Process | Natural Gas | Process Boiler - Steam Trap Replacement | A | Cumulative Energy Savings (MWh or mTherms) | Achievable Economic UCT Potential | 0 | 0 | 0.041464 | 0.082213 | 0.12226 | 0.16162 | 0.20029 | 0.2383 | 0.2383 | 0.2383 | 0.2383 | 0.2383 | 0.2383 | 0.2383 | 0.2383 | 0.2383 | 0.2383 | 0.2383 | 0.2383 | 0.2383 | 0.2383 | 0.2383 | 0.2383 | 0.2383 | 0.2383 | 0.2383 | 0.2383
F11_Industrial_Industrial - WA_Existing_Process_Natural Gas_Process Boiler - Steam Trap Replacement_A_Achievable Economic UCT Potential | F11 | Industrial | Industrial - WA | Existing | Process | Natural Gas | Process Boiler - Steam Trap Replacement | A | Cumulative Summer Peak Savings (MW) | Achievable Economic UCT Potential | 0 | 0 | 0 | 0 | 0 | 0 | 0 | 0 | 0 | 0 | 0 | 0 | 0 | 0 | 0 | 0 | 0 | 0 | 0 | 0 | 0 | 0 | 0 | 0 | 0 | 0 | 0
F12_Industrial_Industrial - WA_Existing_Process_Natural Gas_Process Boiler - Steam Trap Replacement_A_Achievable Economic UCT Potential | F12 | Industrial | Industrial - WA | Existing | Process | Natural Gas | Process Boiler - Steam Trap Replacement | A | Cumulative Winter Peak Savings (MW) | Achievable Economic UCT Potential | 0 | 0 | 0 | 0 | 0 | 0 | 0 | 0 | 0 | 0 | 0 | 0 | 0 | 0 | 0 | 0 | 0 | 0 | 0 | 0 | 0 | 0 | 0 | 0 | 0 | 0 | 0
F13_Industrial_Industrial - WA_Existing_Process_Natural Gas_Process Boiler - Steam Trap Replacement_A_Achievable Economic UCT Potential | F13 | Industrial | Industrial - WA | Existing | Process | Natural Gas | Process Boiler - Steam Trap Replacement | A | Purchases (Incremental) | Achievable Economic UCT Potential | 0 | 0 | 0.00017401 | 0.00017101 | 0.00016806 | 0.00016516 | 0.00016231 | 0.00015952 | 0 | 0 | 0 | 0 | 0 | 0 | 0 | 0 | 0 | 0 | 0 | 0 | 0 | 0 | 0 | 0 | 0 | 0 | 0
F14_Industrial_Industrial - WA_Existing_Process_Natural Gas_Process Boiler - Steam Trap Replacement_A_Achievable Economic UCT Potential | F14 | Industrial | Industrial - WA | Existing | Process | Natural Gas | Process Boiler - Steam Trap Replacement | A | Purchases (Cumulative) | Achievable Economic UCT Potential | 0 | 0 | 0.00017401 | 0.00034502 | 0.00051308 | 0.00067824 | 0.00084055 | 0.0010001 | 0.0010001 | 0.0010001 | 0.0010001 | 0.0010001 | 0.0010001 | 0.0010001 | 0.0010001 | 0.0010001 | 0.0010001 | 0.0010001 | 0.0010001 | 0.0010001 | 0.0010001 | 0.0010001 | 0.0010001 | 0.0010001 | 0.0010001 | 0.0010001 | 0.0010001
F1_Industrial_Industrial - WA_Existing_Process_Natural Gas_Process Boiler - Maintenance_A_Achievable Economic UCT Potential | F1 | Industrial | Industrial - WA | Existing | Process | Natural Gas | Process Boiler - Maintenance | A | Original Unit Energy Savings (kWh or therms) | Achievable Economic UCT Potential | 0 | 0 | 4.7496 | 4.7496 | 4.7496 | 4.7496 | 4.7496 | 4.7496 | 4.7496 | 4.7496 | 4.7496 | 4.7496 | 4.7496 | 4.7496 | 4.7496 | 4.7496 | 4.7496 | 4.7496 | 4.7496 | 4.7496 | 4.7496 | 4.7496 | 4.7496 | 4.7496 | 4.7496 | 4.7496 | 4.7496
F2_Industrial_Industrial - WA_Existing_Process_Natural Gas_Process Boiler - Maintenance_A_Achievable Economic UCT Potential | F2 | Industrial | Industrial - WA | Existing | Process | Natural Gas | Process Boiler - Maintenance | A | Original Unit Summer Peak Savings (kW) | Achievable Economic UCT Potential | 0 | 0 | 0 | 0 | 0 | 0 | 0 | 0 | 0 | 0 | 0 | 0 | 0 | 0 | 0 | 0 | 0 | 0 | 0 | 0 | 0 | 0 | 0 | 0 | 0 | 0 | 0
F3_Industrial_Industrial - WA_Existing_Process_Natural Gas_Process Boiler - Maintenance_A_Achievable Economic UCT Potential | F3 | Industrial | Industrial - WA | Existing | Process | Natural Gas | Process Boiler - Maintenance | A | Original Unit Winter Peak Savings (kW) | Achievable Economic UCT Potential | 0 | 0 | 0 | 0 | 0 | 0 | 0 | 0 | 0 | 0 | 0 | 0 | 0 | 0 | 0 | 0 | 0 | 0 | 0 | 0 | 0 | 0 | 0 | 0 | 0 | 0 | 0
F4_Industrial_Industrial - WA_Existing_Process_Natural Gas_Process Boiler - Maintenance_A_Achievable Economic UCT Potential | F4 | Industrial | Industrial - WA | Existing | Process | Natural Gas | Process Boiler - Maintenance | A | Standalone Impact on Baseline Energy (%) | Achievable Economic UCT Potential | 0 | 0 | 0.00016782 | 0.0002884 | 0.00037489 | 0.00038147 | 0.00038816 | 0.00039497 | 0.0004019 | 0.00040895 | 0.00041612 | 0.00042342 | 0.00043085 | 0.00043841 | 0.0004461 | 0.00045393 | 0.00046189 | 0.00046999 | 0.00047824 | 0.00048663 | 0.00049517 | 0.00050385 | 0.00051269 | 0.00052169 | 0.00053084 | 0.00054015 | 0.00054963
F5_Industrial_Industrial - WA_Existing_Process_Natural Gas_Process Boiler - Maintenance_A_Achievable Economic UCT Potential | F5 | Industrial | Industrial - WA | Existing | Process | Natural Gas | Process Boiler - Maintenance | A | Standalone Impact on Baseline Summer Peak (%) | Achievable Economic UCT Potential | 0 | 0 | 0 | 0 | 0 | 0 | 0 | 0 | 0 | 0 | 0 | 0 | 0 | 0 | 0 | 0 | 0 | 0 | 0 | 0 | 0 | 0 | 0 | 0 | 0 | 0 | 0
F6_Industrial_Industrial - WA_Existing_Process_Natural Gas_Process Boiler - Maintenance_A_Achievable Economic UCT Potential | F6 | Industrial | Industrial - WA | Existing | Process | Natural Gas | Process Boiler - Maintenance | A | Standalone Impact on Baseline Winter Peak (%) | Achievable Economic UCT Potential | 0 | 0 | 0 | 0 | 0 | 0 | 0 | 0 | 0 | 0 | 0 | 0 | 0 | 0 | 0 | 0 | 0 | 0 | 0 | 0 | 0 | 0 | 0 | 0 | 0 | 0 | 0
F7_Industrial_Industrial - WA_Existing_Process_Natural Gas_Process Boiler - Maintenance_A_Achievable Economic UCT Potential | F7 | Industrial | Industrial - WA | Existing | Process | Natural Gas | Process Boiler - Maintenance | A | Incremental Energy Savings (MWh or mTherms) | Achievable Economic UCT Potential | 0 | 0 | 0.38512 | 0.26529 | 0.18048 | 0 | 0 | 0 | 0 | 0 | 0 | 0 | 0 | 0 | 0 | 0 | 0 | 0 | 0 | 0 | 0 | 0 | 0 | 0 | 0 | 0 | 0
F8_Industrial_Industrial - WA_Existing_Process_Natural Gas_Process Boiler - Maintenance_A_Achievable Economic UCT Potential | F8 | Industrial | Industrial - WA | Existing | Process | Natural Gas | Process Boiler - Maintenance | A | Incremental Summer Peak Savings (MW) | Achievable Economic UCT Potential | 0 | 0 | 0 | 0 | 0 | 0 | 0 | 0 | 0 | 0 | 0 | 0 | 0 | 0 | 0 | 0 | 0 | 0 | 0 | 0 | 0 | 0 | 0 | 0 | 0 | 0 | 0
F9_Industrial_Industrial - WA_Existing_Process_Natural Gas_Process Boiler - Maintenance_A_Achievable Economic UCT Potential | F9 | Industrial | Industrial - WA | Existing | Process | Natural Gas | Process Boiler - Maintenance | A | Incremental Winter Peak Savings (MW) | Achievable Economic UCT Potential | 0 | 0 | 0 | 0 | 0 | 0 | 0 | 0 | 0 | 0 | 0 | 0 | 0 | 0 | 0 | 0 | 0 | 0 | 0 | 0 | 0 | 0 | 0 | 0 | 0 | 0 | 0
F10_Industrial_Industrial - WA_Existing_Process_Natural Gas_Process Boiler - Maintenance_A_Achievable Economic UCT Potential | F10 | Industrial | Industrial - WA | Existing | Process | Natural Gas | Process Boiler - Maintenance | A | Cumulative Energy Savings (MWh or mTherms) | Achievable Economic UCT Potential | 0 | 0 | 0.38512 | 0.65041 | 0.83089 | 0.83089 | 0.83089 | 0.83089 | 0.83089 | 0.83089 | 0.83089 | 0.83089 | 0.83089 | 0.83089 | 0.83089 | 0.83089 | 0.83089 | 0.83089 | 0.83089 | 0.83089 | 0.83089 | 0.83089 | 0.83089 | 0.83089 | 0.83089 | 0.83089 | 0.83089
F11_Industrial_Industrial - WA_Existing_Process_Natural Gas_Process Boiler - Maintenance_A_Achievable Economic UCT Potential | F11 | Industrial | Industrial - WA | Existing | Process | Natural Gas | Process Boiler - Maintenance | A | Cumulative Summer Peak Savings (MW) | Achievable Economic UCT Potential | 0 | 0 | 0 | 0 | 0 | 0 | 0 | 0 | 0 | 0 | 0 | 0 | 0 | 0 | 0 | 0 | 0 | 0 | 0 | 0 | 0 | 0 | 0 | 0 | 0 | 0 | 0
F12_Industrial_Industrial - WA_Existing_Process_Natural Gas_Process Boiler - Maintenance_A_Achievable Economic UCT Potential | F12 | Industrial | Industrial - WA | Existing | Process | Natural Gas | Process Boiler - Maintenance | A | Cumulative Winter Peak Savings (MW) | Achievable Economic UCT Potential | 0 | 0 | 0 | 0 | 0 | 0 | 0 | 0 | 0 | 0 | 0 | 0 | 0 | 0 | 0 | 0 | 0 | 0 | 0 | 0 | 0 | 0 | 0 | 0 | 0 | 0 | 0
F13_Industrial_Industrial - WA_Existing_Process_Natural Gas_Process Boiler - Maintenance_A_Achievable Economic UCT Potential | F13 | Industrial | Industrial - WA | Existing | Process | Natural Gas | Process Boiler - Maintenance | A | Purchases (Incremental) | Achievable Economic UCT Potential | 0 | 0 | 81.0847 | 55.854 | 37.9993 | 0 | 0 | 0 | 0 | 0 | 0 | 0 | 0 | 0 | 0 | 0 | 0 | 0 | 0 | 0 | 0 | 0 | 0 | 0 | 0 | 0 | 0
F14_Industrial_Industrial - WA_Existing_Process_Natural Gas_Process Boiler - Maintenance_A_Achievable Economic UCT Potential | F14 | Industrial | Industrial - WA | Existing | Process | Natural Gas | Process Boiler - Maintenance | A | Purchases (Cumulative) | Achievable Economic UCT Potential | 0 | 0 | 81.0847 | 136.9387 | 174.938 | 174.938 | 174.938 | 174.938 | 174.938 | 174.938 | 174.938 | 174.938 | 174.938 | 174.938 | 174.938 | 174.938 | 174.938 | 174.938 | 174.938 | 174.938 | 174.938 | 174.938 | 174.938 | 174.938 | 174.938 | 174.938 | 174.938
F1_Industrial_Industrial - WA_Existing_Process_Natural Gas_Process - Heat Recovery_A_Achievable Economic UCT Potential | F1 | Industrial | Industrial - WA | Existing | Process | Natural Gas | Process - Heat Recovery | A | Original Unit Energy Savings (kWh or therms) | Achievable Economic UCT Potential | 0 | 0 | 0.7095 | 0.7095 | 0.7095 | 0.7095 | 0.7095 | 0.7095 | 0.7095 | 0.7095 | 0.7095 | 0.7095 | 0.7095 | 0.7095 | 0.7095 | 0.7095 | 0.7095 | 0.7095 | 0.7095 | 0.7095 | 0.7095 | 0.7095 | 0.7095 | 0.7095 | 0.7095 | 0.7095 | 0.7095
F2_Industrial_Industrial - WA_Existing_Process_Natural Gas_Process - Heat Recovery_A_Achievable Economic UCT Potential | F2 | Industrial | Industrial - WA | Existing | Process | Natural Gas | Process - Heat Recovery | A | Original Unit Summer Peak Savings (kW) | Achievable Economic UCT Potential | 0 | 0 | 0 | 0 | 0 | 0 | 0 | 0 | 0 | 0 | 0 | 0 | 0 | 0 | 0 | 0 | 0 | 0 | 0 | 0 | 0 | 0 | 0 | 0 | 0 | 0 | 0
F3_Industrial_Industrial - WA_Existing_Process_Natural Gas_Process - Heat Recovery_A_Achievable Economic UCT Potential | F3 | Industrial | Industrial - WA | Existing | Process | Natural Gas | Process - Heat Recovery | A | Original Unit Winter Peak Savings (kW) | Achievable Economic UCT Potential | 0 | 0 | 0 | 0 | 0 | 0 | 0 | 0 | 0 | 0 | 0 | 0 | 0 | 0 | 0 | 0 | 0 | 0 | 0 | 0 | 0 | 0 | 0 | 0 | 0 | 0 | 0
F4_Industrial_Industrial - WA_Existing_Process_Natural Gas_Process - Heat Recovery_A_Achievable Economic UCT Potential | F4 | Industrial | Industrial - WA | Existing | Process | Natural Gas | Process - Heat Recovery | A | Standalone Impact on Baseline Energy (%) | Achievable Economic UCT Potential | 0 | 0 | 0.0057375 | 0.011576 | 0.017516 | 0.023561 | 0.029712 | 0.035971 | 0.042339 | 0.04882 | 0.055413 | 0.062123 | 0.068951 | 0.075898 | 0.082967 | 0.09016 | 0.097479 | 0.10493 | 0.11251 | 0.12022 | 0.12806 | 0.13605 | 0.13843 | 0.14086 | 0.14333 | 0.14585 | 0.14841
F5_Industrial_Industrial - WA_Existing_Process_Natural Gas_Process - Heat Recovery_A_Achievable Economic UCT Potential | F5 | Industrial | Industrial - WA | Existing | Process | Natural Gas | Process - Heat Recovery | A | Standalone Impact on Baseline Summer Peak (%) | Achievable Economic UCT Potential | 0 | 0 | 0 | 0 | 0 | 0 | 0 | 0 | 0 | 0 | 0 | 0 | 0 | 0 | 0 | 0 | 0 | 0 | 0 | 0 | 0 | 0 | 0 | 0 | 0 | 0 | 0
F6_Industrial_Industrial - WA_Existing_Process_Natural Gas_Process - Heat Recovery_A_Achievable Economic UCT Potential | F6 | Industrial | Industrial - WA | Existing | Process | Natural Gas | Process - Heat Recovery | A | Standalone Impact on Baseline Winter Peak (%) | Achievable Economic UCT Potential | 0 | 0 | 0 | 0 | 0 | 0 | 0 | 0 | 0 | 0 | 0 | 0 | 0 | 0 | 0 | 0 | 0 | 0 | 0 | 0 | 0 | 0 | 0 | 0 | 0 | 0 | 0
F7_Industrial_Industrial - WA_Existing_Process_Natural Gas_Process - Heat Recovery_A_Achievable Economic UCT Potential | F7 | Industrial | Industrial - WA | Existing | Process | Natural Gas | Process - Heat Recovery | A | Incremental Energy Savings (MWh or mTherms) | Achievable Economic UCT Potential | 0 | 0 | 13.1665 | 12.9395 | 12.7164 | 12.4971 | 12.2817 | 12.0699 | 11.8618 | 11.6573 | 11.4563 | 11.2588 | 11.0647 | 10.8739 | 10.6864 | 10.5022 | 10.3211 | 10.1432 | 9.9683 | 9.7964 | 9.6275 | 9.4615 | 0 | 0 | 0 | 0 | 0
F8_Industrial_Industrial - WA_Existing_Process_Natural Gas_Process - Heat Recovery_A_Achievable Economic UCT Potential | F8 | Industrial | Industrial - WA | Existing | Process | Natural Gas | Process - Heat Recovery | A | Incremental Summer Peak Savings (MW) | Achievable Economic UCT Potential | 0 | 0 | 0 | 0 | 0 | 0 | 0 | 0 | 0 | 0 | 0 | 0 | 0 | 0 | 0 | 0 | 0 | 0 | 0 | 0 | 0 | 0 | 0 | 0 | 0 | 0 | 0
F9_Industrial_Industrial - WA_Existing_Process_Natural Gas_Process - Heat Recovery_A_Achievable Economic UCT Potential | F9 | Industrial | Industrial - WA | Existing | Process | Natural Gas | Process - Heat Recovery | A | Incremental Winter Peak Savings (MW) | Achievable Economic UCT Potential | 0 | 0 | 0 | 0 | 0 | 0 | 0 | 0 | 0 | 0 | 0 | 0 | 0 | 0 | 0 | 0 | 0 | 0 | 0 | 0 | 0 | 0 | 0 | 0 | 0 | 0 | 0
F10_Industrial_Industrial - WA_Existing_Process_Natural Gas_Process - Heat Recovery_A_Achievable Economic UCT Potential | F10 | Industrial | Industrial - WA | Existing | Process | Natural Gas | Process - Heat Recovery | A | Cumulative Energy Savings (MWh or mTherms) | Achievable Economic UCT Potential | 0 | 0 | 13.1665 | 26.106 | 38.8224 | 51.3195 | 63.6012 | 75.6711 | 87.5329 | 99.1902 | 110.6465 | 121.9053 | 132.97 | 143.8439 | 154.5303 | 165.0325 | 175.3536 | 185.4968 | 195.465 | 205.2614 | 214.8889 | 224.3505 | 224.3505 | 224.3505 | 224.3505 | 224.3505 | 224.3505
F11_Industrial_Industrial - WA_Existing_Process_Natural Gas_Process - Heat Recovery_A_Achievable Economic UCT Potential | F11 | Industrial | Industrial - WA | Existing | Process | Natural Gas | Process - Heat Recovery | A | Cumulative Summer Peak Savings (MW) | Achievable Economic UCT Potential | 0 | 0 | 0 | 0 | 0 | 0 | 0 | 0 | 0 | 0 | 0 | 0 | 0 | 0 | 0 | 0 | 0 | 0 | 0 | 0 | 0 | 0 | 0 | 0 | 0 | 0 | 0
F12_Industrial_Industrial - WA_Existing_Process_Natural Gas_Process - Heat Recovery_A_Achievable Economic UCT Potential | F12 | Industrial | Industrial - WA | Existing | Process | Natural Gas | Process - Heat Recovery | A | Cumulative Winter Peak Savings (MW) | Achievable Economic UCT Potential | 0 | 0 | 0 | 0 | 0 | 0 | 0 | 0 | 0 | 0 | 0 | 0 | 0 | 0 | 0 | 0 | 0 | 0 | 0 | 0 | 0 | 0 | 0 | 0 | 0 | 0 | 0
F13_Industrial_Industrial - WA_Existing_Process_Natural Gas_Process - Heat Recovery_A_Achievable Economic UCT Potential | F13 | Industrial | Industrial - WA | Existing | Process | Natural Gas | Process - Heat Recovery | A | Purchases (Incremental) | Achievable Economic UCT Potential | 0 | 0 | 18557.5369 | 18237.5794 | 17923.1383 | 17614.1187 | 17310.427 | 17011.9714 | 16718.6615 | 16430.4087 | 16147.1258 | 15868.7271 | 15595.1284 | 15326.2468 | 15062.0012 | 14802.3115 | 14547.0993 | 14296.2872 | 14049.7995 | 13807.5616 | 13569.5002 | 13335.5433 | 0 | 0 | 0 | 0 | 0
F14_Industrial_Industrial - WA_Existing_Process_Natural Gas_Process - Heat Recovery_A_Achievable Economic UCT Potential | F14 | Industrial | Industrial - WA | Existing | Process | Natural Gas | Process - Heat Recovery | A | Purchases (Cumulative) | Achievable Economic UCT Potential | 0 | 0 | 18557.5369 | 36795.1162 | 54718.2546 | 72332.3733 | 89642.8003 | 106654.7717 | 123373.4332 | 139803.8419 | 155950.9677 | 171819.6948 | 187414.8232 | 202741.07 | 217803.0712 | 232605.3827 | 247152.482 | 261448.7692 | 275498.5687 | 289306.1303 | 302875.6304 | 316211.1737 | 316211.1737 | 316211.1737 | 316211.1737 | 316211.1737 | 316211.1737
F1_Industrial_Industrial - WA_Existing_Space Heating_Natural Gas_Strategic Energy Management_A_Achievable Economic UCT Potential | F1 | Industrial | Industrial - WA | Existing | Space Heating | Natural Gas | Strategic Energy Management | A | Original Unit Energy Savings (kWh or therms) | Achievable Economic UCT Potential | 0 | 0 | 0.033661 | 0.033598 | 0.03353 | 0.033458 | 0.033383 | 0.033305 | 0.033225 | 0.033143 | 0.03306 | 0.032975 | 0.032891 | 0.032806 | 0.032721 | 0.032637 | 0.032553 | 0.03247 | 0.032388 | 0.032312 | 0.032242 | 0.032177 | 0.032117 | 0.032062 | 0.032012 | 0.031965 | 0.031922
F2_Industrial_Industrial - WA_Existing_Space Heating_Natural Gas_Strategic Energy Management_A_Achievable Economic UCT Potential | F2 | Industrial | Industrial - WA | Existing | Space Heating | Natural Gas | Strategic Energy Management | A | Original Unit Summer Peak Savings (kW) | Achievable Economic UCT Potential | 0 | 0 | 0 | 0 | 0 | 0 | 0 | 0 | 0 | 0 | 0 | 0 | 0 | 0 | 0 | 0 | 0 | 0 | 0 | 0 | 0 | 0 | 0 | 0 | 0 | 0 | 0
F3_Industrial_Industrial - WA_Existing_Space Heating_Natural Gas_Strategic Energy Management_A_Achievable Economic UCT Potential | F3 | Industrial | Industrial - WA | Existing | Space Heating | Natural Gas | Strategic Energy Management | A | Original Unit Winter Peak Savings (kW) | Achievable Economic UCT Potential | 0 | 0 | 0 | 0 | 0 | 0 | 0 | 0 | 0 | 0 | 0 | 0 | 0 | 0 | 0 | 0 | 0 | 0 | 0 | 0 | 0 | 0 | 0 | 0 | 0 | 0 | 0
F4_Industrial_Industrial - WA_Existing_Space Heating_Natural Gas_Strategic Energy Management_A_Achievable Economic UCT Potential | F4 | Industrial | Industrial - WA | Existing | Space Heating | Natural Gas | Strategic Energy Management | A | Standalone Impact on Baseline Energy (%) | Achievable Economic UCT Potential | 0 | 0 | 0 | 0 | 0 | 0 | 0 | 0 | 0 | 0 | 0 | 0 | 0 | 0 | 0 | 0 | 0 | 0 | 0 | 0 | 0 | 0 | 0 | 0 | 0 | 0 | 0
F5_Industrial_Industrial - WA_Existing_Space Heating_Natural Gas_Strategic Energy Management_A_Achievable Economic UCT Potential | F5 | Industrial | Industrial - WA | Existing | Space Heating | Natural Gas | Strategic Energy Management | A | Standalone Impact on Baseline Summer Peak (%) | Achievable Economic UCT Potential | 0 | 0 | 0 | 0 | 0 | 0 | 0 | 0 | 0 | 0 | 0 | 0 | 0 | 0 | 0 | 0 | 0 | 0 | 0 | 0 | 0 | 0 | 0 | 0 | 0 | 0 | 0
F6_Industrial_Industrial - WA_Existing_Space Heating_Natural Gas_Strategic Energy Management_A_Achievable Economic UCT Potential | F6 | Industrial | Industrial - WA | Existing | Space Heating | Natural Gas | Strategic Energy Management | A | Standalone Impact on Baseline Winter Peak (%) | Achievable Economic UCT Potential | 0 | 0 | 0 | 0 | 0 | 0 | 0 | 0 | 0 | 0 | 0 | 0 | 0 | 0 | 0 | 0 | 0 | 0 | 0 | 0 | 0 | 0 | 0 | 0 | 0 | 0 | 0
F7_Industrial_Industrial - WA_Existing_Space Heating_Natural Gas_Strategic Energy Management_A_Achievable Economic UCT Potential | F7 | Industrial | Industrial - WA | Existing | Space Heating | Natural Gas | Strategic Energy Management | A | Incremental Energy Savings (MWh or mTherms) | Achievable Economic UCT Potential | 0 | 0 | 0 | 0 | 0 | 0 | 0 | 0 | 0 | 0 | 0 | 0 | 0 | 0 | 0 | 0 | 0 | 0 | 0 | 0 | 0 | 0 | 0 | 0 | 0 | 0 | 0
F8_Industrial_Industrial - WA_Existing_Space Heating_Natural Gas_Strategic Energy Management_A_Achievable Economic UCT Potential | F8 | Industrial | Industrial - WA | Existing | Space Heating | Natural Gas | Strategic Energy Management | A | Incremental Summer Peak Savings (MW) | Achievable Economic UCT Potential | 0 | 0 | 0 | 0 | 0 | 0 | 0 | 0 | 0 | 0 | 0 | 0 | 0 | 0 | 0 | 0 | 0 | 0 | 0 | 0 | 0 | 0 | 0 | 0 | 0 | 0 | 0
F9_Industrial_Industrial - WA_Existing_Space Heating_Natural Gas_Strategic Energy Management_A_Achievable Economic UCT Potential | F9 | Industrial | Industrial - WA | Existing | Space Heating | Natural Gas | Strategic Energy Management | A | Incremental Winter Peak Savings (MW) | Achievable Economic UCT Potential | 0 | 0 | 0 | 0 | 0 | 0 | 0 | 0 | 0 | 0 | 0 | 0 | 0 | 0 | 0 | 0 | 0 | 0 | 0 | 0 | 0 | 0 | 0 | 0 | 0 | 0 | 0
F10_Industrial_Industrial - WA_Existing_Space Heating_Natural Gas_Strategic Energy Management_A_Achievable Economic UCT Potential | F10 | Industrial | Industrial - WA | Existing | Space Heating | Natural Gas | Strategic Energy Management | A | Cumulative Energy Savings (MWh or mTherms) | Achievable Economic UCT Potential | 0 | 0 | 0 | 0 | 0 | 0 | 0 | 0 | 0 | 0 | 0 | 0 | 0 | 0 | 0 | 0 | 0 | 0 | 0 | 0 | 0 | 0 | 0 | 0 | 0 | 0 | 0
F11_Industrial_Industrial - WA_Existing_Space Heating_Natural Gas_Strategic Energy Management_A_Achievable Economic UCT Potential | F11 | Industrial | Industrial - WA | Existing | Space Heating | Natural Gas | Strategic Energy Management | A | Cumulative Summer Peak Savings (MW) | Achievable Economic UCT Potential | 0 | 0 | 0 | 0 | 0 | 0 | 0 | 0 | 0 | 0 | 0 | 0 | 0 | 0 | 0 | 0 | 0 | 0 | 0 | 0 | 0 | 0 | 0 | 0 | 0 | 0 | 0
F12_Industrial_Industrial - WA_Existing_Space Heating_Natural Gas_Strategic Energy Management_A_Achievable Economic UCT Potential | F12 | Industrial | Industrial - WA | Existing | Space Heating | Natural Gas | Strategic Energy Management | A | Cumulative Winter Peak Savings (MW) | Achievable Economic UCT Potential | 0 | 0 | 0 | 0 | 0 | 0 | 0 | 0 | 0 | 0 | 0 | 0 | 0 | 0 | 0 | 0 | 0 | 0 | 0 | 0 | 0 | 0 | 0 | 0 | 0 | 0 | 0
F13_Industrial_Industrial - WA_Existing_Space Heating_Natural Gas_Strategic Energy Management_A_Achievable Economic UCT Potential | F13 | Industrial | Industrial - WA | Existing | Space Heating | Natural Gas | Strategic Energy Management | A | Purchases (Incremental) | Achievable Economic UCT Potential | 0 | 0 | 0 | 0 | 0 | 0 | 0 | 0 | 0 | 0 | 0 | 0 | 0 | 0 | 0 | 0 | 0 | 0 | 0 | 0 | 0 | 0 | 0 | 0 | 0 | 0 | 0
F14_Industrial_Industrial - WA_Existing_Space Heating_Natural Gas_Strategic Energy Management_A_Achievable Economic UCT Potential | F14 | Industrial | Industrial - WA | Existing | Space Heating | Natural Gas | Strategic Energy Management | A | Purchases (Cumulative) | Achievable Economic UCT Potential | 0 | 0 | 0 | 0 | 0 | 0 | 0 | 0 | 0 | 0 | 0 | 0 | 0 | 0 | 0 | 0 | 0 | 0 | 0 | 0 | 0 | 0 | 0 | 0 | 0 | 0 | 0
F1_Industrial_Industrial - WA_Existing_Process_Natural Gas_Strategic Energy Management_A_Achievable Economic UCT Potential | F1 | Industrial | Industrial - WA | Existing | Process | Natural Gas | Strategic Energy Management | A | Original Unit Energy Savings (kWh or therms) | Achievable Economic UCT Potential | 0 | 0 | 0.11556 | 0.11556 | 0.11556 | 0.11556 | 0.11556 | 0.11556 | 0.11556 | 0.11556 | 0.11556 | 0.11556 | 0.11556 | 0.11556 | 0.11556 | 0.11556 | 0.11556 | 0.11556 | 0.11556 | 0.11556 | 0.11556 | 0.11556 | 0.11556 | 0.11556 | 0.11556 | 0.11556 | 0.11556
F2_Industrial_Industrial - WA_Existing_Process_Natural Gas_Strategic Energy Management_A_Achievable Economic UCT Potential | F2 | Industrial | Industrial - WA | Existing | Process | Natural Gas | Strategic Energy Management | A | Original Unit Summer Peak Savings (kW) | Achievable Economic UCT Potential | 0 | 0 | 0 | 0 | 0 | 0 | 0 | 0 | 0 | 0 | 0 | 0 | 0 | 0 | 0 | 0 | 0 | 0 | 0 | 0 | 0 | 0 | 0 | 0 | 0 | 0 | 0
F3_Industrial_Industrial - WA_Existing_Process_Natural Gas_Strategic Energy Management_A_Achievable Economic UCT Potential | F3 | Industrial | Industrial - WA | Existing | Process | Natural Gas | Strategic Energy Management | A | Original Unit Winter Peak Savings (kW) | Achievable Economic UCT Potential | 0 | 0 | 0 | 0 | 0 | 0 | 0 | 0 | 0 | 0 | 0 | 0 | 0 | 0 | 0 | 0 | 0 | 0 | 0 | 0 | 0 | 0 | 0 | 0 | 0 | 0 | 0
F4_Industrial_Industrial - WA_Existing_Process_Natural Gas_Strategic Energy Management_A_Achievable Economic UCT Potential | F4 | Industrial | Industrial - WA | Existing | Process | Natural Gas | Strategic Energy Management | A | Standalone Impact on Baseline Energy (%) | Achievable Economic UCT Potential | 0 | 0 | 0 | 0 | 0 | 0 | 0 | 0 | 0 | 0 | 0 | 0 | 0 | 0 | 0 | 0 | 0 | 0 | 0 | 0 | 0 | 0 | 0 | 0 | 0 | 0 | 0
F5_Industrial_Industrial - WA_Existing_Process_Natural Gas_Strategic Energy Management_A_Achievable Economic UCT Potential | F5 | Industrial | Industrial - WA | Existing | Process | Natural Gas | Strategic Energy Management | A | Standalone Impact on Baseline Summer Peak (%) | Achievable Economic UCT Potential | 0 | 0 | 0 | 0 | 0 | 0 | 0 | 0 | 0 | 0 | 0 | 0 | 0 | 0 | 0 | 0 | 0 | 0 | 0 | 0 | 0 | 0 | 0 | 0 | 0 | 0 | 0
F6_Industrial_Industrial - WA_Existing_Process_Natural Gas_Strategic Energy Management_A_Achievable Economic UCT Potential | F6 | Industrial | Industrial - WA | Existing | Process | Natural Gas | Strategic Energy Management | A | Standalone Impact on Baseline Winter Peak (%) | Achievable Economic UCT Potential | 0 | 0 | 0 | 0 | 0 | 0 | 0 | 0 | 0 | 0 | 0 | 0 | 0 | 0 | 0 | 0 | 0 | 0 | 0 | 0 | 0 | 0 | 0 | 0 | 0 | 0 | 0
F7_Industrial_Industrial - WA_Existing_Process_Natural Gas_Strategic Energy Management_A_Achievable Economic UCT Potential | F7 | Industrial | Industrial - WA | Existing | Process | Natural Gas | Strategic Energy Management | A | Incremental Energy Savings (MWh or mTherms) | Achievable Economic UCT Potential | 0 | 0 | 0 | 0 | 0 | 0 | 0 | 0 | 0 | 0 | 0 | 0 | 0 | 0 | 0 | 0 | 0 | 0 | 0 | 0 | 0 | 0 | 0 | 0 | 0 | 0 | 0
F8_Industrial_Industrial - WA_Existing_Process_Natural Gas_Strategic Energy Management_A_Achievable Economic UCT Potential | F8 | Industrial | Industrial - WA | Existing | Process | Natural Gas | Strategic Energy Management | A | Incremental Summer Peak Savings (MW) | Achievable Economic UCT Potential | 0 | 0 | 0 | 0 | 0 | 0 | 0 | 0 | 0 | 0 | 0 | 0 | 0 | 0 | 0 | 0 | 0 | 0 | 0 | 0 | 0 | 0 | 0 | 0 | 0 | 0 | 0
F9_Industrial_Industrial - WA_Existing_Process_Natural Gas_Strategic Energy Management_A_Achievable Economic UCT Potential | F9 | Industrial | Industrial - WA | Existing | Process | Natural Gas | Strategic Energy Management | A | Incremental Winter Peak Savings (MW) | Achievable Economic UCT Potential | 0 | 0 | 0 | 0 | 0 | 0 | 0 | 0 | 0 | 0 | 0 | 0 | 0 | 0 | 0 | 0 | 0 | 0 | 0 | 0 | 0 | 0 | 0 | 0 | 0 | 0 | 0
F10_Industrial_Industrial - WA_Existing_Process_Natural Gas_Strategic Energy Management_A_Achievable Economic UCT Potential | F10 | Industrial | Industrial - WA | Existing | Process | Natural Gas | Strategic Energy Management | A | Cumulative Energy Savings (MWh or mTherms) | Achievable Economic UCT Potential | 0 | 0 | 0 | 0 | 0 | 0 | 0 | 0 | 0 | 0 | 0 | 0 | 0 | 0 | 0 | 0 | 0 | 0 | 0 | 0 | 0 | 0 | 0 | 0 | 0 | 0 | 0
F11_Industrial_Industrial - WA_Existing_Process_Natural Gas_Strategic Energy Management_A_Achievable Economic UCT Potential | F11 | Industrial | Industrial - WA | Existing | Process | Natural Gas | Strategic Energy Management | A | Cumulative Summer Peak Savings (MW) | Achievable Economic UCT Potential | 0 | 0 | 0 | 0 | 0 | 0 | 0 | 0 | 0 | 0 | 0 | 0 | 0 | 0 | 0 | 0 | 0 | 0 | 0 | 0 | 0 | 0 | 0 | 0 | 0 | 0 | 0
F12_Industrial_Industrial - WA_Existing_Process_Natural Gas_Strategic Energy Management_A_Achievable Economic UCT Potential | F12 | Industrial | Industrial - WA | Existing | Process | Natural Gas | Strategic Energy Management | A | Cumulative Winter Peak Savings (MW) | Achievable Economic UCT Potential | 0 | 0 | 0 | 0 | 0 | 0 | 0 | 0 | 0 | 0 | 0 | 0 | 0 | 0 | 0 | 0 | 0 | 0 | 0 | 0 | 0 | 0 | 0 | 0 | 0 | 0 | 0
F13_Industrial_Industrial - WA_Existing_Process_Natural Gas_Strategic Energy Management_A_Achievable Economic UCT Potential | F13 | Industrial | Industrial - WA | Existing | Process | Natural Gas | Strategic Energy Management | A | Purchases (Incremental) | Achievable Economic UCT Potential | 0 | 0 | 0 | 0 | 0 | 0 | 0 | 0 | 0 | 0 | 0 | 0 | 0 | 0 | 0 | 0 | 0 | 0 | 0 | 0 | 0 | 0 | 0 | 0 | 0 | 0 | 0
F14_Industrial_Industrial - WA_Existing_Process_Natural Gas_Strategic Energy Management_A_Achievable Economic UCT Potential | F14 | Industrial | Industrial - WA | Existing | Process | Natural Gas | Strategic Energy Management | A | Purchases (Cumulative) | Achievable Economic UCT Potential | 0 | 0 | 0 | 0 | 0 | 0 | 0 | 0 | 0 | 0 | 0 | 0 | 0 | 0 | 0 | 0 | 0 | 0 | 0 | 0 | 0 | 0 | 0 | 0 | 0 | 0 | 0
F1_Industrial_Industrial - WA_Existing_Miscellaneous_Natural Gas_Strategic Energy Management_A_Achievable Economic UCT Potential | F1 | Industrial | Industrial - WA | Existing | Miscellaneous | Natural Gas | Strategic Energy Management | A | Original Unit Energy Savings (kWh or therms) | Achievable Economic UCT Potential | 0 | 0 | 0.025233 | 0.025233 | 0.025233 | 0.025233 | 0.025233 | 0.025233 | 0.025233 | 0.025233 | 0.025233 | 0.025233 | 0.025233 | 0.025233 | 0.025233 | 0.025233 | 0.025233 | 0.025233 | 0.025233 | 0.025233 | 0.025233 | 0.025233 | 0.025233 | 0.025233 | 0.025233 | 0.025233 | 0.025233
F2_Industrial_Industrial - WA_Existing_Miscellaneous_Natural Gas_Strategic Energy Management_A_Achievable Economic UCT Potential | F2 | Industrial | Industrial - WA | Existing | Miscellaneous | Natural Gas | Strategic Energy Management | A | Original Unit Summer Peak Savings (kW) | Achievable Economic UCT Potential | 0 | 0 | 0 | 0 | 0 | 0 | 0 | 0 | 0 | 0 | 0 | 0 | 0 | 0 | 0 | 0 | 0 | 0 | 0 | 0 | 0 | 0 | 0 | 0 | 0 | 0 | 0
F3_Industrial_Industrial - WA_Existing_Miscellaneous_Natural Gas_Strategic Energy Management_A_Achievable Economic UCT Potential | F3 | Industrial | Industrial - WA | Existing | Miscellaneous | Natural Gas | Strategic Energy Management | A | Original Unit Winter Peak Savings (kW) | Achievable Economic UCT Potential | 0 | 0 | 0 | 0 | 0 | 0 | 0 | 0 | 0 | 0 | 0 | 0 | 0 | 0 | 0 | 0 | 0 | 0 | 0 | 0 | 0 | 0 | 0 | 0 | 0 | 0 | 0
F4_Industrial_Industrial - WA_Existing_Miscellaneous_Natural Gas_Strategic Energy Management_A_Achievable Economic UCT Potential | F4 | Industrial | Industrial - WA | Existing | Miscellaneous | Natural Gas | Strategic Energy Management | A | Standalone Impact on Baseline Energy (%) | Achievable Economic UCT Potential | 0 | 0 | 0 | 0 | 0 | 0 | 0 | 0 | 0 | 0 | 0 | 0 | 0 | 0 | 0 | 0 | 0 | 0 | 0 | 0 | 0 | 0 | 0 | 0 | 0 | 0 | 0
F5_Industrial_Industrial - WA_Existing_Miscellaneous_Natural Gas_Strategic Energy Management_A_Achievable Economic UCT Potential | F5 | Industrial | Industrial - WA | Existing | Miscellaneous | Natural Gas | Strategic Energy Management | A | Standalone Impact on Baseline Summer Peak (%) | Achievable Economic UCT Potential | 0 | 0 | 0 | 0 | 0 | 0 | 0 | 0 | 0 | 0 | 0 | 0 | 0 | 0 | 0 | 0 | 0 | 0 | 0 | 0 | 0 | 0 | 0 | 0 | 0 | 0 | 0
F6_Industrial_Industrial - WA_Existing_Miscellaneous_Natural Gas_Strategic Energy Management_A_Achievable Economic UCT Potential | F6 | Industrial | Industrial - WA | Existing | Miscellaneous | Natural Gas | Strategic Energy Management | A | Standalone Impact on Baseline Winter Peak (%) | Achievable Economic UCT Potential | 0 | 0 | 0 | 0 | 0 | 0 | 0 | 0 | 0 | 0 | 0 | 0 | 0 | 0 | 0 | 0 | 0 | 0 | 0 | 0 | 0 | 0 | 0 | 0 | 0 | 0 | 0
F7_Industrial_Industrial - WA_Existing_Miscellaneous_Natural Gas_Strategic Energy Management_A_Achievable Economic UCT Potential | F7 | Industrial | Industrial - WA | Existing | Miscellaneous | Natural Gas | Strategic Energy Management | A | Incremental Energy Savings (MWh or mTherms) | Achievable Economic UCT Potential | 0 | 0 | 0 | 0 | 0 | 0 | 0 | 0 | 0 | 0 | 0 | 0 | 0 | 0 | 0 | 0 | 0 | 0 | 0 | 0 | 0 | 0 | 0 | 0 | 0 | 0 | 0
F8_Industrial_Industrial - WA_Existing_Miscellaneous_Natural Gas_Strategic Energy Management_A_Achievable Economic UCT Potential | F8 | Industrial | Industrial - WA | Existing | Miscellaneous | Natural Gas | Strategic Energy Management | A | Incremental Summer Peak Savings (MW) | Achievable Economic UCT Potential | 0 | 0 | 0 | 0 | 0 | 0 | 0 | 0 | 0 | 0 | 0 | 0 | 0 | 0 | 0 | 0 | 0 | 0 | 0 | 0 | 0 | 0 | 0 | 0 | 0 | 0 | 0
F9_Industrial_Industrial - WA_Existing_Miscellaneous_Natural Gas_Strategic Energy Management_A_Achievable Economic UCT Potential | F9 | Industrial | Industrial - WA | Existing | Miscellaneous | Natural Gas | Strategic Energy Management | A | Incremental Winter Peak Savings (MW) | Achievable Economic UCT Potential | 0 | 0 | 0 | 0 | 0 | 0 | 0 | 0 | 0 | 0 | 0 | 0 | 0 | 0 | 0 | 0 | 0 | 0 | 0 | 0 | 0 | 0 | 0 | 0 | 0 | 0 | 0
F10_Industrial_Industrial - WA_Existing_Miscellaneous_Natural Gas_Strategic Energy Management_A_Achievable Economic UCT Potential | F10 | Industrial | Industrial - WA | Existing | Miscellaneous | Natural Gas | Strategic Energy Management | A | Cumulative Energy Savings (MWh or mTherms) | Achievable Economic UCT Potential | 0 | 0 | 0 | 0 | 0 | 0 | 0 | 0 | 0 | 0 | 0 | 0 | 0 | 0 | 0 | 0 | 0 | 0 | 0 | 0 | 0 | 0 | 0 | 0 | 0 | 0 | 0
F11_Industrial_Industrial - WA_Existing_Miscellaneous_Natural Gas_Strategic Energy Management_A_Achievable Economic UCT Potential | F11 | Industrial | Industrial - WA | Existing | Miscellaneous | Natural Gas | Strategic Energy Management | A | Cumulative Summer Peak Savings (MW) | Achievable Economic UCT Potential | 0 | 0 | 0 | 0 | 0 | 0 | 0 | 0 | 0 | 0 | 0 | 0 | 0 | 0 | 0 | 0 | 0 | 0 | 0 | 0 | 0 | 0 | 0 | 0 | 0 | 0 | 0
F12_Industrial_Industrial - WA_Existing_Miscellaneous_Natural Gas_Strategic Energy Management_A_Achievable Economic UCT Potential | F12 | Industrial | Industrial - WA | Existing | Miscellaneous | Natural Gas | Strategic Energy Management | A | Cumulative Winter Peak Savings (MW) | Achievable Economic UCT Potential | 0 | 0 | 0 | 0 | 0 | 0 | 0 | 0 | 0 | 0 | 0 | 0 | 0 | 0 | 0 | 0 | 0 | 0 | 0 | 0 | 0 | 0 | 0 | 0 | 0 | 0 | 0
F13_Industrial_Industrial - WA_Existing_Miscellaneous_Natural Gas_Strategic Energy Management_A_Achievable Economic UCT Potential | F13 | Industrial | Industrial - WA | Existing | Miscellaneous | Natural Gas | Strategic Energy Management | A | Purchases (Incremental) | Achievable Economic UCT Potential | 0 | 0 | 0 | 0 | 0 | 0 | 0 | 0 | 0 | 0 | 0 | 0 | 0 | 0 | 0 | 0 | 0 | 0 | 0 | 0 | 0 | 0 | 0 | 0 | 0 | 0 | 0
F14_Industrial_Industrial - WA_Existing_Miscellaneous_Natural Gas_Strategic Energy Management_A_Achievable Economic UCT Potential | F14 | Industrial | Industrial - WA | Existing | Miscellaneous | Natural Gas | Strategic Energy Management | A | Purchases (Cumulative) | Achievable Economic UCT Potential | 0 | 0 | 0 | 0 | 0 | 0 | 0 | 0 | 0 | 0 | 0 | 0 | 0 | 0 | 0 | 0 | 0 | 0 | 0 | 0 | 0 | 0 | 0 | 0 | 0 | 0 | 0
F1_Industrial_Industrial - WA_Existing_Space Heating_Natural Gas_Retrocommissioning_A_Achievable Economic UCT Potential | F1 | Industrial | Industrial - WA | Existing | Space Heating | Natural Gas | Retrocommissioning | A | Original Unit Energy Savings (kWh or therms) | Achievable Economic UCT Potential | 0 | 0 | 0.041332 | 0.041255 | 0.041171 | 0.041083 | 0.040991 | 0.040895 | 0.040797 | 0.040696 | 0.040594 | 0.040491 | 0.040387 | 0.040283 | 0.040178 | 0.040075 | 0.039972 | 0.03987 | 0.03977 | 0.039677 | 0.03959 | 0.03951 | 0.039437 | 0.039369 | 0.039307 | 0.03925 | 0.039198
F2_Industrial_Industrial - WA_Existing_Space Heating_Natural Gas_Retrocommissioning_A_Achievable Economic UCT Potential | F2 | Industrial | Industrial - WA | Existing | Space Heating | Natural Gas | Retrocommissioning | A | Original Unit Summer Peak Savings (kW) | Achievable Economic UCT Potential | 0 | 0 | 0 | 0 | 0 | 0 | 0 | 0 | 0 | 0 | 0 | 0 | 0 | 0 | 0 | 0 | 0 | 0 | 0 | 0 | 0 | 0 | 0 | 0 | 0 | 0 | 0
F3_Industrial_Industrial - WA_Existing_Space Heating_Natural Gas_Retrocommissioning_A_Achievable Economic UCT Potential | F3 | Industrial | Industrial - WA | Existing | Space Heating | Natural Gas | Retrocommissioning | A | Original Unit Winter Peak Savings (kW) | Achievable Economic UCT Potential | 0 | 0 | 0 | 0 | 0 | 0 | 0 | 0 | 0 | 0 | 0 | 0 | 0 | 0 | 0 | 0 | 0 | 0 | 0 | 0 | 0 | 0 | 0 | 0 | 0 | 0 | 0
F4_Industrial_Industrial - WA_Existing_Space Heating_Natural Gas_Retrocommissioning_A_Achievable Economic UCT Potential | F4 | Industrial | Industrial - WA | Existing | Space Heating | Natural Gas | Retrocommissioning | A | Standalone Impact on Baseline Energy (%) | Achievable Economic UCT Potential | 0 | 0 | 0.0004386 | 0.00098483 | 0.0016611 | 0.0019932 | 0.0023333 | 0.0027001 | 0.0030606 | 0.0033383 | 0.0033994 | 0.0034591 | 0.0035198 | 0.0035815 | 0.0036443 | 0.0037083 | 0.0037733 | 0.0038395 | 0.0039069 | 0.0039754 | 0.0040452 | 0.0041162 | 0.0041884 | 0.0042618 | 0.0043366 | 0.0044127 | 0.0044901
F5_Industrial_Industrial - WA_Existing_Space Heating_Natural Gas_Retrocommissioning_A_Achievable Economic UCT Potential | F5 | Industrial | Industrial - WA | Existing | Space Heating | Natural Gas | Retrocommissioning | A | Standalone Impact on Baseline Summer Peak (%) | Achievable Economic UCT Potential | 0 | 0 | 0 | 0 | 0 | 0 | 0 | 0 | 0 | 0 | 0 | 0 | 0 | 0 | 0 | 0 | 0 | 0 | 0 | 0 | 0 | 0 | 0 | 0 | 0 | 0 | 0
F6_Industrial_Industrial - WA_Existing_Space Heating_Natural Gas_Retrocommissioning_A_Achievable Economic UCT Potential | F6 | Industrial | Industrial - WA | Existing | Space Heating | Natural Gas | Retrocommissioning | A | Standalone Impact on Baseline Winter Peak (%) | Achievable Economic UCT Potential | 0 | 0 | 0 | 0 | 0 | 0 | 0 | 0 | 0 | 0 | 0 | 0 | 0 | 0 | 0 | 0 | 0 | 0 | 0 | 0 | 0 | 0 | 0 | 0 | 0 | 0 | 0
F7_Industrial_Industrial - WA_Existing_Space Heating_Natural Gas_Retrocommissioning_A_Achievable Economic UCT Potential | F7 | Industrial | Industrial - WA | Existing | Space Heating | Natural Gas | Retrocommissioning | A | Incremental Energy Savings (MWh or mTherms) | Achievable Economic UCT Potential | 0 | 0 | 0.073294 | 0.088275 | 0.10595 | 0.047755 | 0.047182 | 0.049389 | 0.046533 | 0.032624 | 0.00037076 | 0 | 0 | 0 | 0 | 0 | 0 | 0 | 0 | 0 | 0 | 0 | 0 | 0 | 0 | 0 | 0
F8_Industrial_Industrial - WA_Existing_Space Heating_Natural Gas_Retrocommissioning_A_Achievable Economic UCT Potential | F8 | Industrial | Industrial - WA | Existing | Space Heating | Natural Gas | Retrocommissioning | A | Incremental Summer Peak Savings (MW) | Achievable Economic UCT Potential | 0 | 0 | 0 | 0 | 0 | 0 | 0 | 0 | 0 | 0 | 0 | 0 | 0 | 0 | 0 | 0 | 0 | 0 | 0 | 0 | 0 | 0 | 0 | 0 | 0 | 0 | 0
F9_Industrial_Industrial - WA_Existing_Space Heating_Natural Gas_Retrocommissioning_A_Achievable Economic UCT Potential | F9 | Industrial | Industrial - WA | Existing | Space Heating | Natural Gas | Retrocommissioning | A | Incremental Winter Peak Savings (MW) | Achievable Economic UCT Potential | 0 | 0 | 0 | 0 | 0 | 0 | 0 | 0 | 0 | 0 | 0 | 0 | 0 | 0 | 0 | 0 | 0 | 0 | 0 | 0 | 0 | 0 | 0 | 0 | 0 | 0 | 0
F10_Industrial_Industrial - WA_Existing_Space Heating_Natural Gas_Retrocommissioning_A_Achievable Economic UCT Potential | F10 | Industrial | Industrial - WA | Existing | Space Heating | Natural Gas | Retrocommissioning | A | Cumulative Energy Savings (MWh or mTherms) | Achievable Economic UCT Potential | 0 | 0 | 0.073294 | 0.16143 | 0.26705 | 0.31423 | 0.36071 | 0.40926 | 0.45481 | 0.48631 | 0.48546 | 0.48422 | 0.48298 | 0.48173 | 0.48049 | 0.47925 | 0.47802 | 0.4768 | 0.4756 | 0.47449 | 0.47345 | 0.47249 | 0.47162 | 0.47081 | 0.47007 | 0.46939 | 0.46876
F11_Industrial_Industrial - WA_Existing_Space Heating_Natural Gas_Retrocommissioning_A_Achievable Economic UCT Potential | F11 | Industrial | Industrial - WA | Existing | Space Heating | Natural Gas | Retrocommissioning | A | Cumulative Summer Peak Savings (MW) | Achievable Economic UCT Potential | 0 | 0 | 0 | 0 | 0 | 0 | 0 | 0 | 0 | 0 | 0 | 0 | 0 | 0 | 0 | 0 | 0 | 0 | 0 | 0 | 0 | 0 | 0 | 0 | 0 | 0 | 0
F12_Industrial_Industrial - WA_Existing_Space Heating_Natural Gas_Retrocommissioning_A_Achievable Economic UCT Potential | F12 | Industrial | Industrial - WA | Existing | Space Heating | Natural Gas | Retrocommissioning | A | Cumulative Winter Peak Savings (MW) | Achievable Economic UCT Potential | 0 | 0 | 0 | 0 | 0 | 0 | 0 | 0 | 0 | 0 | 0 | 0 | 0 | 0 | 0 | 0 | 0 | 0 | 0 | 0 | 0 | 0 | 0 | 0 | 0 | 0 | 0
F13_Industrial_Industrial - WA_Existing_Space Heating_Natural Gas_Retrocommissioning_A_Achievable Economic UCT Potential | F13 | Industrial | Industrial - WA | Existing | Space Heating | Natural Gas | Retrocommissioning | A | Purchases (Incremental) | Achievable Economic UCT Potential | 0 | 0 | 1773.2757 | 2139.7602 | 2573.2947 | 1162.4107 | 1151.0289 | 1207.6999 | 1140.6095 | 801.6382 | 9.1334 | 0 | 0 | 0 | 0 | 0 | 0 | 0 | 0 | 0 | 0 | 0 | 0 | 0 | 0 | 0 | 0
F14_Industrial_Industrial - WA_Existing_Space Heating_Natural Gas_Retrocommissioning_A_Achievable Economic UCT Potential | F14 | Industrial | Industrial - WA | Existing | Space Heating | Natural Gas | Retrocommissioning | A | Purchases (Cumulative) | Achievable Economic UCT Potential | 0 | 0 | 1773.2757 | 3913.0359 | 6486.3306 | 7648.7413 | 8799.7702 | 10007.4701 | 11148.0796 | 11949.7178 | 11958.8512 | 11958.8512 | 11958.8512 | 11958.8512 | 11958.8512 | 11958.8512 | 11958.8512 | 11958.8512 | 11958.8512 | 11958.8512 | 11958.8512 | 11958.8512 | 11958.8512 | 11958.8512 | 11958.8512 | 11958.8512 | 11958.8512
F1_Industrial_Industrial - WA_Existing_Process_Natural Gas_Retrocommissioning_A_Achievable Economic UCT Potential | F1 | Industrial | Industrial - WA | Existing | Process | Natural Gas | Retrocommissioning | A | Original Unit Energy Savings (kWh or therms) | Achievable Economic UCT Potential | 0 | 0 | 0 | 0 | 0 | 0 | 0 | 0 | 0 | 0 | 0 | 0 | 0 | 0 | 0 | 0 | 0 | 0 | 0 | 0 | 0 | 0 | 0 | 0 | 0 | 0 | 0
F2_Industrial_Industrial - WA_Existing_Process_Natural Gas_Retrocommissioning_A_Achievable Economic UCT Potential | F2 | Industrial | Industrial - WA | Existing | Process | Natural Gas | Retrocommissioning | A | Original Unit Summer Peak Savings (kW) | Achievable Economic UCT Potential | 0 | 0 | 0 | 0 | 0 | 0 | 0 | 0 | 0 | 0 | 0 | 0 | 0 | 0 | 0 | 0 | 0 | 0 | 0 | 0 | 0 | 0 | 0 | 0 | 0 | 0 | 0
F3_Industrial_Industrial - WA_Existing_Process_Natural Gas_Retrocommissioning_A_Achievable Economic UCT Potential | F3 | Industrial | Industrial - WA | Existing | Process | Natural Gas | Retrocommissioning | A | Original Unit Winter Peak Savings (kW) | Achievable Economic UCT Potential | 0 | 0 | 0 | 0 | 0 | 0 | 0 | 0 | 0 | 0 | 0 | 0 | 0 | 0 | 0 | 0 | 0 | 0 | 0 | 0 | 0 | 0 | 0 | 0 | 0 | 0 | 0
F4_Industrial_Industrial - WA_Existing_Process_Natural Gas_Retrocommissioning_A_Achievable Economic UCT Potential | F4 | Industrial | Industrial - WA | Existing | Process | Natural Gas | Retrocommissioning | A | Standalone Impact on Baseline Energy (%) | Achievable Economic UCT Potential | 0 | 0 | 0 | 0 | 0 | 0 | 0 | 0 | 0 | 0 | 0 | 0 | 0 | 0 | 0 | 0 | 0 | 0 | 0 | 0 | 0 | 0 | 0 | 0 | 0 | 0 | 0
F5_Industrial_Industrial - WA_Existing_Process_Natural Gas_Retrocommissioning_A_Achievable Economic UCT Potential | F5 | Industrial | Industrial - WA | Existing | Process | Natural Gas | Retrocommissioning | A | Standalone Impact on Baseline Summer Peak (%) | Achievable Economic UCT Potential | 0 | 0 | 0 | 0 | 0 | 0 | 0 | 0 | 0 | 0 | 0 | 0 | 0 | 0 | 0 | 0 | 0 | 0 | 0 | 0 | 0 | 0 | 0 | 0 | 0 | 0 | 0
F6_Industrial_Industrial - WA_Existing_Process_Natural Gas_Retrocommissioning_A_Achievable Economic UCT Potential | F6 | Industrial | Industrial - WA | Existing | Process | Natural Gas | Retrocommissioning | A | Standalone Impact on Baseline Winter Peak (%) | Achievable Economic UCT Potential | 0 | 0 | 0 | 0 | 0 | 0 | 0 | 0 | 0 | 0 | 0 | 0 | 0 | 0 | 0 | 0 | 0 | 0 | 0 | 0 | 0 | 0 | 0 | 0 | 0 | 0 | 0
F7_Industrial_Industrial - WA_Existing_Process_Natural Gas_Retrocommissioning_A_Achievable Economic UCT Potential | F7 | Industrial | Industrial - WA | Existing | Process | Natural Gas | Retrocommissioning | A | Incremental Energy Savings (MWh or mTherms) | Achievable Economic UCT Potential | 0 | 0 | 0 | 0 | 0 | 0 | 0 | 0 | 0 | 0 | 0 | 0 | 0 | 0 | 0 | 0 | 0 | 0 | 0 | 0 | 0 | 0 | 0 | 0 | 0 | 0 | 0
F8_Industrial_Industrial - WA_Existing_Process_Natural Gas_Retrocommissioning_A_Achievable Economic UCT Potential | F8 | Industrial | Industrial - WA | Existing | Process | Natural Gas | Retrocommissioning | A | Incremental Summer Peak Savings (MW) | Achievable Economic UCT Potential | 0 | 0 | 0 | 0 | 0 | 0 | 0 | 0 | 0 | 0 | 0 | 0 | 0 | 0 | 0 | 0 | 0 | 0 | 0 | 0 | 0 | 0 | 0 | 0 | 0 | 0 | 0
F9_Industrial_Industrial - WA_Existing_Process_Natural Gas_Retrocommissioning_A_Achievable Economic UCT Potential | F9 | Industrial | Industrial - WA | Existing | Process | Natural Gas | Retrocommissioning | A | Incremental Winter Peak Savings (MW) | Achievable Economic UCT Potential | 0 | 0 | 0 | 0 | 0 | 0 | 0 | 0 | 0 | 0 | 0 | 0 | 0 | 0 | 0 | 0 | 0 | 0 | 0 | 0 | 0 | 0 | 0 | 0 | 0 | 0 | 0
F10_Industrial_Industrial - WA_Existing_Process_Natural Gas_Retrocommissioning_A_Achievable Economic UCT Potential | F10 | Industrial | Industrial - WA | Existing | Process | Natural Gas | Retrocommissioning | A | Cumulative Energy Savings (MWh or mTherms) | Achievable Economic UCT Potential | 0 | 0 | 0 | 0 | 0 | 0 | 0 | 0 | 0 | 0 | 0 | 0 | 0 | 0 | 0 | 0 | 0 | 0 | 0 | 0 | 0 | 0 | 0 | 0 | 0 | 0 | 0
F11_Industrial_Industrial - WA_Existing_Process_Natural Gas_Retrocommissioning_A_Achievable Economic UCT Potential | F11 | Industrial | Industrial - WA | Existing | Process | Natural Gas | Retrocommissioning | A | Cumulative Summer Peak Savings (MW) | Achievable Economic UCT Potential | 0 | 0 | 0 | 0 | 0 | 0 | 0 | 0 | 0 | 0 | 0 | 0 | 0 | 0 | 0 | 0 | 0 | 0 | 0 | 0 | 0 | 0 | 0 | 0 | 0 | 0 | 0
F12_Industrial_Industrial - WA_Existing_Process_Natural Gas_Retrocommissioning_A_Achievable Economic UCT Potential | F12 | Industrial | Industrial - WA | Existing | Process | Natural Gas | Retrocommissioning | A | Cumulative Winter Peak Savings (MW) | Achievable Economic UCT Potential | 0 | 0 | 0 | 0 | 0 | 0 | 0 | 0 | 0 | 0 | 0 | 0 | 0 | 0 | 0 | 0 | 0 | 0 | 0 | 0 | 0 | 0 | 0 | 0 | 0 | 0 | 0
F13_Industrial_Industrial - WA_Existing_Process_Natural Gas_Retrocommissioning_A_Achievable Economic UCT Potential | F13 | Industrial | Industrial - WA | Existing | Process | Natural Gas | Retrocommissioning | A | Purchases (Incremental) | Achievable Economic UCT Potential | 0 | 0 | 7093.103 | 8559.0406 | 10293.1789 | 4649.6428 | 4604.1154 | 4830.7998 | 4562.4379 | 3206.5529 | 36.5336 | 0 | 0 | 0 | 0 | 0 | 0 | 0 | 0 | 0 | 0 | 0 | 0 | 0 | 0 | 0 | 0
F14_Industrial_Industrial - WA_Existing_Process_Natural Gas_Retrocommissioning_A_Achievable Economic UCT Potential | F14 | Industrial | Industrial - WA | Existing | Process | Natural Gas | Retrocommissioning | A | Purchases (Cumulative) | Achievable Economic UCT Potential | 0 | 0 | 7093.103 | 15652.1436 | 25945.3225 | 30594.9654 | 35199.0808 | 40029.8806 | 44592.3184 | 47798.8713 | 47835.4049 | 47835.4049 | 47835.4049 | 47835.4049 | 47835.4049 | 47835.4049 | 47835.4049 | 47835.4049 | 47835.4049 | 47835.4049 | 47835.4049 | 47835.4049 | 47835.4049 | 47835.4049 | 47835.4049 | 47835.4049 | 47835.4049
F1_Industrial_Industrial - WA_New_Space Heating_Natural Gas_Insulation - Ceiling_A_Achievable Economic UCT Potential | F1 | Industrial | Industrial - WA | New | Space Heating | Natural Gas | Insulation - Ceiling | A | Original Unit Energy Savings (kWh or therms) | Achievable Economic UCT Potential | 0 | 0 | 0.074993 | 0.074397 | 0.074103 | 0.073927 | 0.073828 | 0.073744 | 0.073672 | 0.073609 | 0.073555 | 0.073506 | 0.073464 | 0.073425 | 0.073391 | 0.073359 | 0.073331 | 0.073305 | 0.073281 | 0.073232 | 0.073166 | 0.073107 | 0.073055 | 0.073009 | 0.072968 | 0.072932 | 0.072899
F2_Industrial_Industrial - WA_New_Space Heating_Natural Gas_Insulation - Ceiling_A_Achievable Economic UCT Potential | F2 | Industrial | Industrial - WA | New | Space Heating | Natural Gas | Insulation - Ceiling | A | Original Unit Summer Peak Savings (kW) | Achievable Economic UCT Potential | 0 | 0 | 0 | 0 | 0 | 0 | 0 | 0 | 0 | 0 | 0 | 0 | 0 | 0 | 0 | 0 | 0 | 0 | 0 | 0 | 0 | 0 | 0 | 0 | 0 | 0 | 0
F3_Industrial_Industrial - WA_New_Space Heating_Natural Gas_Insulation - Ceiling_A_Achievable Economic UCT Potential | F3 | Industrial | Industrial - WA | New | Space Heating | Natural Gas | Insulation - Ceiling | A | Original Unit Winter Peak Savings (kW) | Achievable Economic UCT Potential | 0 | 0 | 0 | 0 | 0 | 0 | 0 | 0 | 0 | 0 | 0 | 0 | 0 | 0 | 0 | 0 | 0 | 0 | 0 | 0 | 0 | 0 | 0 | 0 | 0 | 0 | 0
F4_Industrial_Industrial - WA_New_Space Heating_Natural Gas_Insulation - Ceiling_A_Achievable Economic UCT Potential | F4 | Industrial | Industrial - WA | New | Space Heating | Natural Gas | Insulation - Ceiling | A | Standalone Impact on Baseline Energy (%) | Achievable Economic UCT Potential | 0 | 0 | 0 | 0 | 0 | 0 | 0 | 0 | 0 | 0 | 0 | 0 | 0 | 0 | 0 | 0 | 0 | 0 | 0 | 0 | 0 | 0 | 0 | 0 | 0 | 0 | 0
F5_Industrial_Industrial - WA_New_Space Heating_Natural Gas_Insulation - Ceiling_A_Achievable Economic UCT Potential | F5 | Industrial | Industrial - WA | New | Space Heating | Natural Gas | Insulation - Ceiling | A | Standalone Impact on Baseline Summer Peak (%) | Achievable Economic UCT Potential | 0 | 0 | 0 | 0 | 0 | 0 | 0 | 0 | 0 | 0 | 0 | 0 | 0 | 0 | 0 | 0 | 0 | 0 | 0 | 0 | 0 | 0 | 0 | 0 | 0 | 0 | 0
F6_Industrial_Industrial - WA_New_Space Heating_Natural Gas_Insulation - Ceiling_A_Achievable Economic UCT Potential | F6 | Industrial | Industrial - WA | New | Space Heating | Natural Gas | Insulation - Ceiling | A | Standalone Impact on Baseline Winter Peak (%) | Achievable Economic UCT Potential | 0 | 0 | 0 | 0 | 0 | 0 | 0 | 0 | 0 | 0 | 0 | 0 | 0 | 0 | 0 | 0 | 0 | 0 | 0 | 0 | 0 | 0 | 0 | 0 | 0 | 0 | 0
F7_Industrial_Industrial - WA_New_Space Heating_Natural Gas_Insulation - Ceiling_A_Achievable Economic UCT Potential | F7 | Industrial | Industrial - WA | New | Space Heating | Natural Gas | Insulation - Ceiling | A | Incremental Energy Savings (MWh or mTherms) | Achievable Economic UCT Potential | 0 | 0 | 0 | 0 | 0 | 0 | 0 | 0 | 0 | 0 | 0 | 0 | 0 | 0 | 0 | 0 | 0 | 0 | 0 | 0 | 0 | 0 | 0 | 0 | 0 | 0 | 0
F8_Industrial_Industrial - WA_New_Space Heating_Natural Gas_Insulation - Ceiling_A_Achievable Economic UCT Potential | F8 | Industrial | Industrial - WA | New | Space Heating | Natural Gas | Insulation - Ceiling | A | Incremental Summer Peak Savings (MW) | Achievable Economic UCT Potential | 0 | 0 | 0 | 0 | 0 | 0 | 0 | 0 | 0 | 0 | 0 | 0 | 0 | 0 | 0 | 0 | 0 | 0 | 0 | 0 | 0 | 0 | 0 | 0 | 0 | 0 | 0
F9_Industrial_Industrial - WA_New_Space Heating_Natural Gas_Insulation - Ceiling_A_Achievable Economic UCT Potential | F9 | Industrial | Industrial - WA | New | Space Heating | Natural Gas | Insulation - Ceiling | A | Incremental Winter Peak Savings (MW) | Achievable Economic UCT Potential | 0 | 0 | 0 | 0 | 0 | 0 | 0 | 0 | 0 | 0 | 0 | 0 | 0 | 0 | 0 | 0 | 0 | 0 | 0 | 0 | 0 | 0 | 0 | 0 | 0 | 0 | 0
F10_Industrial_Industrial - WA_New_Space Heating_Natural Gas_Insulation - Ceiling_A_Achievable Economic UCT Potential | F10 | Industrial | Industrial - WA | New | Space Heating | Natural Gas | Insulation - Ceiling | A | Cumulative Energy Savings (MWh or mTherms) | Achievable Economic UCT Potential | 0 | 0 | 0 | 0 | 0 | 0 | 0 | 0 | 0 | 0 | 0 | 0 | 0 | 0 | 0 | 0 | 0 | 0 | 0 | 0 | 0 | 0 | 0 | 0 | 0 | 0 | 0
F11_Industrial_Industrial - WA_New_Space Heating_Natural Gas_Insulation - Ceiling_A_Achievable Economic UCT Potential | F11 | Industrial | Industrial - WA | New | Space Heating | Natural Gas | Insulation - Ceiling | A | Cumulative Summer Peak Savings (MW) | Achievable Economic UCT Potential | 0 | 0 | 0 | 0 | 0 | 0 | 0 | 0 | 0 | 0 | 0 | 0 | 0 | 0 | 0 | 0 | 0 | 0 | 0 | 0 | 0 | 0 | 0 | 0 | 0 | 0 | 0
F12_Industrial_Industrial - WA_New_Space Heating_Natural Gas_Insulation - Ceiling_A_Achievable Economic UCT Potential | F12 | Industrial | Industrial - WA | New | Space Heating | Natural Gas | Insulation - Ceiling | A | Cumulative Winter Peak Savings (MW) | Achievable Economic UCT Potential | 0 | 0 | 0 | 0 | 0 | 0 | 0 | 0 | 0 | 0 | 0 | 0 | 0 | 0 | 0 | 0 | 0 | 0 | 0 | 0 | 0 | 0 | 0 | 0 | 0 | 0 | 0
F13_Industrial_Industrial - WA_New_Space Heating_Natural Gas_Insulation - Ceiling_A_Achievable Economic UCT Potential | F13 | Industrial | Industrial - WA | New | Space Heating | Natural Gas | Insulation - Ceiling | A | Purchases (Incremental) | Achievable Economic UCT Potential | 0 | 0 | 0 | 0 | 0 | 0 | 0 | 0 | 0 | 0 | 0 | 0 | 0 | 0 | 0 | 0 | 0 | 0 | 0 | 0 | 0 | 0 | 0 | 0 | 0 | 0 | 0
F14_Industrial_Industrial - WA_New_Space Heating_Natural Gas_Insulation - Ceiling_A_Achievable Economic UCT Potential | F14 | Industrial | Industrial - WA | New | Space Heating | Natural Gas | Insulation - Ceiling | A | Purchases (Cumulative) | Achievable Economic UCT Potential | 0 | 0 | 0 | 0 | 0 | 0 | 0 | 0 | 0 | 0 | 0 | 0 | 0 | 0 | 0 | 0 | 0 | 0 | 0 | 0 | 0 | 0 | 0 | 0 | 0 | 0 | 0
F1_Industrial_Industrial - WA_New_Space Heating_Natural Gas_Insulation - Wall Cavity_A_Achievable Economic UCT Potential | F1 | Industrial | Industrial - WA | New | Space Heating | Natural Gas | Insulation - Wall Cavity | A | Original Unit Energy Savings (kWh or therms) | Achievable Economic UCT Potential | 0 | 0 | 0.10856 | 0.1077 | 0.10727 | 0.10702 | 0.10688 | 0.10675 | 0.10665 | 0.10656 | 0.10648 | 0.10641 | 0.10635 | 0.10629 | 0.10624 | 0.1062 | 0.10616 | 0.10612 | 0.10608 | 0.10601 | 0.10592 | 0.10583 | 0.10576 | 0.10569 | 0.10563 | 0.10558 | 0.10553
F2_Industrial_Industrial - WA_New_Space Heating_Natural Gas_Insulation - Wall Cavity_A_Achievable Economic UCT Potential | F2 | Industrial | Industrial - WA | New | Space Heating | Natural Gas | Insulation - Wall Cavity | A | Original Unit Summer Peak Savings (kW) | Achievable Economic UCT Potential | 0 | 0 | 0 | 0 | 0 | 0 | 0 | 0 | 0 | 0 | 0 | 0 | 0 | 0 | 0 | 0 | 0 | 0 | 0 | 0 | 0 | 0 | 0 | 0 | 0 | 0 | 0
F3_Industrial_Industrial - WA_New_Space Heating_Natural Gas_Insulation - Wall Cavity_A_Achievable Economic UCT Potential | F3 | Industrial | Industrial - WA | New | Space Heating | Natural Gas | Insulation - Wall Cavity | A | Original Unit Winter Peak Savings (kW) | Achievable Economic UCT Potential | 0 | 0 | 0 | 0 | 0 | 0 | 0 | 0 | 0 | 0 | 0 | 0 | 0 | 0 | 0 | 0 | 0 | 0 | 0 | 0 | 0 | 0 | 0 | 0 | 0 | 0 | 0
F4_Industrial_Industrial - WA_New_Space Heating_Natural Gas_Insulation - Wall Cavity_A_Achievable Economic UCT Potential | F4 | Industrial | Industrial - WA | New | Space Heating | Natural Gas | Insulation - Wall Cavity | A | Standalone Impact on Baseline Energy (%) | Achievable Economic UCT Potential | 0 | 0 | 0 | 0 | 0 | 0 | 0 | 0 | 0 | 0 | 0 | 0 | 0 | 0 | 0 | 0 | 0 | 0 | 0 | 0 | 0 | 0 | 0 | 0 | 0 | 0 | 0
F5_Industrial_Industrial - WA_New_Space Heating_Natural Gas_Insulation - Wall Cavity_A_Achievable Economic UCT Potential | F5 | Industrial | Industrial - WA | New | Space Heating | Natural Gas | Insulation - Wall Cavity | A | Standalone Impact on Baseline Summer Peak (%) | Achievable Economic UCT Potential | 0 | 0 | 0 | 0 | 0 | 0 | 0 | 0 | 0 | 0 | 0 | 0 | 0 | 0 | 0 | 0 | 0 | 0 | 0 | 0 | 0 | 0 | 0 | 0 | 0 | 0 | 0
F6_Industrial_Industrial - WA_New_Space Heating_Natural Gas_Insulation - Wall Cavity_A_Achievable Economic UCT Potential | F6 | Industrial | Industrial - WA | New | Space Heating | Natural Gas | Insulation - Wall Cavity | A | Standalone Impact on Baseline Winter Peak (%) | Achievable Economic UCT Potential | 0 | 0 | 0 | 0 | 0 | 0 | 0 | 0 | 0 | 0 | 0 | 0 | 0 | 0 | 0 | 0 | 0 | 0 | 0 | 0 | 0 | 0 | 0 | 0 | 0 | 0 | 0
F7_Industrial_Industrial - WA_New_Space Heating_Natural Gas_Insulation - Wall Cavity_A_Achievable Economic UCT Potential | F7 | Industrial | Industrial - WA | New | Space Heating | Natural Gas | Insulation - Wall Cavity | A | Incremental Energy Savings (MWh or mTherms) | Achievable Economic UCT Potential | 0 | 0 | 0 | 0 | 0 | 0 | 0 | 0 | 0 | 0 | 0 | 0 | 0 | 0 | 0 | 0 | 0 | 0 | 0 | 0 | 0 | 0 | 0 | 0 | 0 | 0 | 0
F8_Industrial_Industrial - WA_New_Space Heating_Natural Gas_Insulation - Wall Cavity_A_Achievable Economic UCT Potential | F8 | Industrial | Industrial - WA | New | Space Heating | Natural Gas | Insulation - Wall Cavity | A | Incremental Summer Peak Savings (MW) | Achievable Economic UCT Potential | 0 | 0 | 0 | 0 | 0 | 0 | 0 | 0 | 0 | 0 | 0 | 0 | 0 | 0 | 0 | 0 | 0 | 0 | 0 | 0 | 0 | 0 | 0 | 0 | 0 | 0 | 0
F9_Industrial_Industrial - WA_New_Space Heating_Natural Gas_Insulation - Wall Cavity_A_Achievable Economic UCT Potential | F9 | Industrial | Industrial - WA | New | Space Heating | Natural Gas | Insulation - Wall Cavity | A | Incremental Winter Peak Savings (MW) | Achievable Economic UCT Potential | 0 | 0 | 0 | 0 | 0 | 0 | 0 | 0 | 0 | 0 | 0 | 0 | 0 | 0 | 0 | 0 | 0 | 0 | 0 | 0 | 0 | 0 | 0 | 0 | 0 | 0 | 0
F10_Industrial_Industrial - WA_New_Space Heating_Natural Gas_Insulation - Wall Cavity_A_Achievable Economic UCT Potential | F10 | Industrial | Industrial - WA | New | Space Heating | Natural Gas | Insulation - Wall Cavity | A | Cumulative Energy Savings (MWh or mTherms) | Achievable Economic UCT Potential | 0 | 0 | 0 | 0 | 0 | 0 | 0 | 0 | 0 | 0 | 0 | 0 | 0 | 0 | 0 | 0 | 0 | 0 | 0 | 0 | 0 | 0 | 0 | 0 | 0 | 0 | 0
F11_Industrial_Industrial - WA_New_Space Heating_Natural Gas_Insulation - Wall Cavity_A_Achievable Economic UCT Potential | F11 | Industrial | Industrial - WA | New | Space Heating | Natural Gas | Insulation - Wall Cavity | A | Cumulative Summer Peak Savings (MW) | Achievable Economic UCT Potential | 0 | 0 | 0 | 0 | 0 | 0 | 0 | 0 | 0 | 0 | 0 | 0 | 0 | 0 | 0 | 0 | 0 | 0 | 0 | 0 | 0 | 0 | 0 | 0 | 0 | 0 | 0
F12_Industrial_Industrial - WA_New_Space Heating_Natural Gas_Insulation - Wall Cavity_A_Achievable Economic UCT Potential | F12 | Industrial | Industrial - WA | New | Space Heating | Natural Gas | Insulation - Wall Cavity | A | Cumulative Winter Peak Savings (MW) | Achievable Economic UCT Potential | 0 | 0 | 0 | 0 | 0 | 0 | 0 | 0 | 0 | 0 | 0 | 0 | 0 | 0 | 0 | 0 | 0 | 0 | 0 | 0 | 0 | 0 | 0 | 0 | 0 | 0 | 0
F13_Industrial_Industrial - WA_New_Space Heating_Natural Gas_Insulation - Wall Cavity_A_Achievable Economic UCT Potential | F13 | Industrial | Industrial - WA | New | Space Heating | Natural Gas | Insulation - Wall Cavity | A | Purchases (Incremental) | Achievable Economic UCT Potential | 0 | 0 | 0 | 0 | 0 | 0 | 0 | 0 | 0 | 0 | 0 | 0 | 0 | 0 | 0 | 0 | 0 | 0 | 0 | 0 | 0 | 0 | 0 | 0 | 0 | 0 | 0
F14_Industrial_Industrial - WA_New_Space Heating_Natural Gas_Insulation - Wall Cavity_A_Achievable Economic UCT Potential | F14 | Industrial | Industrial - WA | New | Space Heating | Natural Gas | Insulation - Wall Cavity | A | Purchases (Cumulative) | Achievable Economic UCT Potential | 0 | 0 | 0 | 0 | 0 | 0 | 0 | 0 | 0 | 0 | 0 | 0 | 0 | 0 | 0 | 0 | 0 | 0 | 0 | 0 | 0 | 0 | 0 | 0 | 0 | 0 | 0
F1_Industrial_Industrial - WA_New_Space Heating_Natural Gas_Insulation - Ducting_A_Achievable Economic UCT Potential | F1 | Industrial | Industrial - WA | New | Space Heating | Natural Gas | Insulation - Ducting | A | Original Unit Energy Savings (kWh or therms) | Achievable Economic UCT Potential | 0 | 0 | 0.048351 | 0.047012 | 0.046351 | 0.045955 | 0.045733 | 0.045544 | 0.045382 | 0.045241 | 0.045118 | 0.04501 | 0.044913 | 0.044827 | 0.044749 | 0.044679 | 0.044615 | 0.044557 | 0.044504 | 0.044393 | 0.044244 | 0.044112 | 0.043996 | 0.043892 | 0.0438 | 0.043718 | 0.043645
F2_Industrial_Industrial - WA_New_Space Heating_Natural Gas_Insulation - Ducting_A_Achievable Economic UCT Potential | F2 | Industrial | Industrial - WA | New | Space Heating | Natural Gas | Insulation - Ducting | A | Original Unit Summer Peak Savings (kW) | Achievable Economic UCT Potential | 0 | 0 | 0 | 0 | 0 | 0 | 0 | 0 | 0 | 0 | 0 | 0 | 0 | 0 | 0 | 0 | 0 | 0 | 0 | 0 | 0 | 0 | 0 | 0 | 0 | 0 | 0
F3_Industrial_Industrial - WA_New_Space Heating_Natural Gas_Insulation - Ducting_A_Achievable Economic UCT Potential | F3 | Industrial | Industrial - WA | New | Space Heating | Natural Gas | Insulation - Ducting | A | Original Unit Winter Peak Savings (kW) | Achievable Economic UCT Potential | 0 | 0 | 0 | 0 | 0 | 0 | 0 | 0 | 0 | 0 | 0 | 0 | 0 | 0 | 0 | 0 | 0 | 0 | 0 | 0 | 0 | 0 | 0 | 0 | 0 | 0 | 0
F4_Industrial_Industrial - WA_New_Space Heating_Natural Gas_Insulation - Ducting_A_Achievable Economic UCT Potential | F4 | Industrial | Industrial - WA | New | Space Heating | Natural Gas | Insulation - Ducting | A | Standalone Impact on Baseline Energy (%) | Achievable Economic UCT Potential | 0 | 0 | 0 | 0 | 0 | 0 | 0 | 0 | 0 | 0 | 0 | 0 | 0 | 0 | 0 | 0 | 0 | 0 | 0 | 0 | 0 | 0 | 0 | 0 | 0 | 0 | 0
F5_Industrial_Industrial - WA_New_Space Heating_Natural Gas_Insulation - Ducting_A_Achievable Economic UCT Potential | F5 | Industrial | Industrial - WA | New | Space Heating | Natural Gas | Insulation - Ducting | A | Standalone Impact on Baseline Summer Peak (%) | Achievable Economic UCT Potential | 0 | 0 | 0 | 0 | 0 | 0 | 0 | 0 | 0 | 0 | 0 | 0 | 0 | 0 | 0 | 0 | 0 | 0 | 0 | 0 | 0 | 0 | 0 | 0 | 0 | 0 | 0
F6_Industrial_Industrial - WA_New_Space Heating_Natural Gas_Insulation - Ducting_A_Achievable Economic UCT Potential | F6 | Industrial | Industrial - WA | New | Space Heating | Natural Gas | Insulation - Ducting | A | Standalone Impact on Baseline Winter Peak (%) | Achievable Economic UCT Potential | 0 | 0 | 0 | 0 | 0 | 0 | 0 | 0 | 0 | 0 | 0 | 0 | 0 | 0 | 0 | 0 | 0 | 0 | 0 | 0 | 0 | 0 | 0 | 0 | 0 | 0 | 0
F7_Industrial_Industrial - WA_New_Space Heating_Natural Gas_Insulation - Ducting_A_Achievable Economic UCT Potential | F7 | Industrial | Industrial - WA | New | Space Heating | Natural Gas | Insulation - Ducting | A | Incremental Energy Savings (MWh or mTherms) | Achievable Economic UCT Potential | 0 | 0 | 0 | 0 | 0 | 0 | 0 | 0 | 0 | 0 | 0 | 0 | 0 | 0 | 0 | 0 | 0 | 0 | 0 | 0 | 0 | 0 | 0 | 0 | 0 | 0 | 0
F8_Industrial_Industrial - WA_New_Space Heating_Natural Gas_Insulation - Ducting_A_Achievable Economic UCT Potential | F8 | Industrial | Industrial - WA | New | Space Heating | Natural Gas | Insulation - Ducting | A | Incremental Summer Peak Savings (MW) | Achievable Economic UCT Potential | 0 | 0 | 0 | 0 | 0 | 0 | 0 | 0 | 0 | 0 | 0 | 0 | 0 | 0 | 0 | 0 | 0 | 0 | 0 | 0 | 0 | 0 | 0 | 0 | 0 | 0 | 0
F9_Industrial_Industrial - WA_New_Space Heating_Natural Gas_Insulation - Ducting_A_Achievable Economic UCT Potential | F9 | Industrial | Industrial - WA | New | Space Heating | Natural Gas | Insulation - Ducting | A | Incremental Winter Peak Savings (MW) | Achievable Economic UCT Potential | 0 | 0 | 0 | 0 | 0 | 0 | 0 | 0 | 0 | 0 | 0 | 0 | 0 | 0 | 0 | 0 | 0 | 0 | 0 | 0 | 0 | 0 | 0 | 0 | 0 | 0 | 0
F10_Industrial_Industrial - WA_New_Space Heating_Natural Gas_Insulation - Ducting_A_Achievable Economic UCT Potential | F10 | Industrial | Industrial - WA | New | Space Heating | Natural Gas | Insulation - Ducting | A | Cumulative Energy Savings (MWh or mTherms) | Achievable Economic UCT Potential | 0 | 0 | 0 | 0 | 0 | 0 | 0 | 0 | 0 | 0 | 0 | 0 | 0 | 0 | 0 | 0 | 0 | 0 | 0 | 0 | 0 | 0 | 0 | 0 | 0 | 0 | 0
F11_Industrial_Industrial - WA_New_Space Heating_Natural Gas_Insulation - Ducting_A_Achievable Economic UCT Potential | F11 | Industrial | Industrial - WA | New | Space Heating | Natural Gas | Insulation - Ducting | A | Cumulative Summer Peak Savings (MW) | Achievable Economic UCT Potential | 0 | 0 | 0 | 0 | 0 | 0 | 0 | 0 | 0 | 0 | 0 | 0 | 0 | 0 | 0 | 0 | 0 | 0 | 0 | 0 | 0 | 0 | 0 | 0 | 0 | 0 | 0
F12_Industrial_Industrial - WA_New_Space Heating_Natural Gas_Insulation - Ducting_A_Achievable Economic UCT Potential | F12 | Industrial | Industrial - WA | New | Space Heating | Natural Gas | Insulation - Ducting | A | Cumulative Winter Peak Savings (MW) | Achievable Economic UCT Potential | 0 | 0 | 0 | 0 | 0 | 0 | 0 | 0 | 0 | 0 | 0 | 0 | 0 | 0 | 0 | 0 | 0 | 0 | 0 | 0 | 0 | 0 | 0 | 0 | 0 | 0 | 0
F13_Industrial_Industrial - WA_New_Space Heating_Natural Gas_Insulation - Ducting_A_Achievable Economic UCT Potential | F13 | Industrial | Industrial - WA | New | Space Heating | Natural Gas | Insulation - Ducting | A | Purchases (Incremental) | Achievable Economic UCT Potential | 0 | 0 | 0 | 0 | 0 | 0 | 0 | 0 | 0 | 0 | 0 | 0 | 0 | 0 | 0 | 0 | 0 | 0 | 0 | 0 | 0 | 0 | 0 | 0 | 0 | 0 | 0
F14_Industrial_Industrial - WA_New_Space Heating_Natural Gas_Insulation - Ducting_A_Achievable Economic UCT Potential | F14 | Industrial | Industrial - WA | New | Space Heating | Natural Gas | Insulation - Ducting | A | Purchases (Cumulative) | Achievable Economic UCT Potential | 0 | 0 | 0 | 0 | 0 | 0 | 0 | 0 | 0 | 0 | 0 | 0 | 0 | 0 | 0 | 0 | 0 | 0 | 0 | 0 | 0 | 0 | 0 | 0 | 0 | 0 | 0
F1_Industrial_Industrial - WA_New_Space Heating_Natural Gas_Ducting - Repair and Sealing_A_Achievable Economic UCT Potential | F1 | Industrial | Industrial - WA | New | Space Heating | Natural Gas | Ducting - Repair and Sealing | A | Original Unit Energy Savings (kWh or therms) | Achievable Economic UCT Potential | 0 | 0 | 0.19201 | 0.18669 | 0.18407 | 0.1825 | 0.18161 | 0.18086 | 0.18022 | 0.17966 | 0.17917 | 0.17874 | 0.17836 | 0.17802 | 0.17771 | 0.17743 | 0.17718 | 0.17694 | 0.17673 | 0.17629 | 0.1757 | 0.17518 | 0.17471 | 0.1743 | 0.17394 | 0.17361 | 0.17332
F2_Industrial_Industrial - WA_New_Space Heating_Natural Gas_Ducting - Repair and Sealing_A_Achievable Economic UCT Potential | F2 | Industrial | Industrial - WA | New | Space Heating | Natural Gas | Ducting - Repair and Sealing | A | Original Unit Summer Peak Savings (kW) | Achievable Economic UCT Potential | 0 | 0 | 0 | 0 | 0 | 0 | 0 | 0 | 0 | 0 | 0 | 0 | 0 | 0 | 0 | 0 | 0 | 0 | 0 | 0 | 0 | 0 | 0 | 0 | 0 | 0 | 0
F3_Industrial_Industrial - WA_New_Space Heating_Natural Gas_Ducting - Repair and Sealing_A_Achievable Economic UCT Potential | F3 | Industrial | Industrial - WA | New | Space Heating | Natural Gas | Ducting - Repair and Sealing | A | Original Unit Winter Peak Savings (kW) | Achievable Economic UCT Potential | 0 | 0 | 0 | 0 | 0 | 0 | 0 | 0 | 0 | 0 | 0 | 0 | 0 | 0 | 0 | 0 | 0 | 0 | 0 | 0 | 0 | 0 | 0 | 0 | 0 | 0 | 0
F4_Industrial_Industrial - WA_New_Space Heating_Natural Gas_Ducting - Repair and Sealing_A_Achievable Economic UCT Potential | F4 | Industrial | Industrial - WA | New | Space Heating | Natural Gas | Ducting - Repair and Sealing | A | Standalone Impact on Baseline Energy (%) | Achievable Economic UCT Potential | 0 | 0 | 0 | 0 | 0 | 0 | 0 | 0 | 0 | 0 | 0 | 0 | 0 | 0 | 0 | 0 | 0 | 0 | 0 | 0 | 0 | 0 | 0 | 0 | 0 | 0 | 0
F5_Industrial_Industrial - WA_New_Space Heating_Natural Gas_Ducting - Repair and Sealing_A_Achievable Economic UCT Potential | F5 | Industrial | Industrial - WA | New | Space Heating | Natural Gas | Ducting - Repair and Sealing | A | Standalone Impact on Baseline Summer Peak (%) | Achievable Economic UCT Potential | 0 | 0 | 0 | 0 | 0 | 0 | 0 | 0 | 0 | 0 | 0 | 0 | 0 | 0 | 0 | 0 | 0 | 0 | 0 | 0 | 0 | 0 | 0 | 0 | 0 | 0 | 0
F6_Industrial_Industrial - WA_New_Space Heating_Natural Gas_Ducting - Repair and Sealing_A_Achievable Economic UCT Potential | F6 | Industrial | Industrial - WA | New | Space Heating | Natural Gas | Ducting - Repair and Sealing | A | Standalone Impact on Baseline Winter Peak (%) | Achievable Economic UCT Potential | 0 | 0 | 0 | 0 | 0 | 0 | 0 | 0 | 0 | 0 | 0 | 0 | 0 | 0 | 0 | 0 | 0 | 0 | 0 | 0 | 0 | 0 | 0 | 0 | 0 | 0 | 0
F7_Industrial_Industrial - WA_New_Space Heating_Natural Gas_Ducting - Repair and Sealing_A_Achievable Economic UCT Potential | F7 | Industrial | Industrial - WA | New | Space Heating | Natural Gas | Ducting - Repair and Sealing | A | Incremental Energy Savings (MWh or mTherms) | Achievable Economic UCT Potential | 0 | 0 | 0 | 0 | 0 | 0 | 0 | 0 | 0 | 0 | 0 | 0 | 0 | 0 | 0 | 0 | 0 | 0 | 0 | 0 | 0 | 0 | 0 | 0 | 0 | 0 | 0
F8_Industrial_Industrial - WA_New_Space Heating_Natural Gas_Ducting - Repair and Sealing_A_Achievable Economic UCT Potential | F8 | Industrial | Industrial - WA | New | Space Heating | Natural Gas | Ducting - Repair and Sealing | A | Incremental Summer Peak Savings (MW) | Achievable Economic UCT Potential | 0 | 0 | 0 | 0 | 0 | 0 | 0 | 0 | 0 | 0 | 0 | 0 | 0 | 0 | 0 | 0 | 0 | 0 | 0 | 0 | 0 | 0 | 0 | 0 | 0 | 0 | 0
F9_Industrial_Industrial - WA_New_Space Heating_Natural Gas_Ducting - Repair and Sealing_A_Achievable Economic UCT Potential | F9 | Industrial | Industrial - WA | New | Space Heating | Natural Gas | Ducting - Repair and Sealing | A | Incremental Winter Peak Savings (MW) | Achievable Economic UCT Potential | 0 | 0 | 0 | 0 | 0 | 0 | 0 | 0 | 0 | 0 | 0 | 0 | 0 | 0 | 0 | 0 | 0 | 0 | 0 | 0 | 0 | 0 | 0 | 0 | 0 | 0 | 0
F10_Industrial_Industrial - WA_New_Space Heating_Natural Gas_Ducting - Repair and Sealing_A_Achievable Economic UCT Potential | F10 | Industrial | Industrial - WA | New | Space Heating | Natural Gas | Ducting - Repair and Sealing | A | Cumulative Energy Savings (MWh or mTherms) | Achievable Economic UCT Potential | 0 | 0 | 0 | 0 | 0 | 0 | 0 | 0 | 0 | 0 | 0 | 0 | 0 | 0 | 0 | 0 | 0 | 0 | 0 | 0 | 0 | 0 | 0 | 0 | 0 | 0 | 0
F11_Industrial_Industrial - WA_New_Space Heating_Natural Gas_Ducting - Repair and Sealing_A_Achievable Economic UCT Potential | F11 | Industrial | Industrial - WA | New | Space Heating | Natural Gas | Ducting - Repair and Sealing | A | Cumulative Summer Peak Savings (MW) | Achievable Economic UCT Potential | 0 | 0 | 0 | 0 | 0 | 0 | 0 | 0 | 0 | 0 | 0 | 0 | 0 | 0 | 0 | 0 | 0 | 0 | 0 | 0 | 0 | 0 | 0 | 0 | 0 | 0 | 0
F12_Industrial_Industrial - WA_New_Space Heating_Natural Gas_Ducting - Repair and Sealing_A_Achievable Economic UCT Potential | F12 | Industrial | Industrial - WA | New | Space Heating | Natural Gas | Ducting - Repair and Sealing | A | Cumulative Winter Peak Savings (MW) | Achievable Economic UCT Potential | 0 | 0 | 0 | 0 | 0 | 0 | 0 | 0 | 0 | 0 | 0 | 0 | 0 | 0 | 0 | 0 | 0 | 0 | 0 | 0 | 0 | 0 | 0 | 0 | 0 | 0 | 0
F13_Industrial_Industrial - WA_New_Space Heating_Natural Gas_Ducting - Repair and Sealing_A_Achievable Economic UCT Potential | F13 | Industrial | Industrial - WA | New | Space Heating | Natural Gas | Ducting - Repair and Sealing | A | Purchases (Incremental) | Achievable Economic UCT Potential | 0 | 0 | 0 | 0 | 0 | 0 | 0 | 0 | 0 | 0 | 0 | 0 | 0 | 0 | 0 | 0 | 0 | 0 | 0 | 0 | 0 | 0 | 0 | 0 | 0 | 0 | 0
F14_Industrial_Industrial - WA_New_Space Heating_Natural Gas_Ducting - Repair and Sealing_A_Achievable Economic UCT Potential | F14 | Industrial | Industrial - WA | New | Space Heating | Natural Gas | Ducting - Repair and Sealing | A | Purchases (Cumulative) | Achievable Economic UCT Potential | 0 | 0 | 0 | 0 | 0 | 0 | 0 | 0 | 0 | 0 | 0 | 0 | 0 | 0 | 0 | 0 | 0 | 0 | 0 | 0 | 0 | 0 | 0 | 0 | 0 | 0 | 0
F1_Industrial_Industrial - WA_New_Space Heating_Natural Gas_Building Shell - Air Sealing (Infiltration Control)_A_Achievable Economic UCT Potential | F1 | Industrial | Industrial - WA | New | Space Heating | Natural Gas | Building Shell - Air Sealing (Infiltration Control) | A | Original Unit Energy Savings (kWh or therms) | Achievable Economic UCT Potential | 0 | 0 | 53.6918 | 53.2653 | 53.0549 | 52.9288 | 52.8578 | 52.7977 | 52.7461 | 52.7013 | 52.6622 | 52.6276 | 52.5968 | 52.5693 | 52.5446 | 52.5222 | 52.5019 | 52.4833 | 52.4663 | 52.4311 | 52.3836 | 52.3416 | 52.3045 | 52.2715 | 52.2421 | 52.216 | 52.1927
F2_Industrial_Industrial - WA_New_Space Heating_Natural Gas_Building Shell - Air Sealing (Infiltration Control)_A_Achievable Economic UCT Potential | F2 | Industrial | Industrial - WA | New | Space Heating | Natural Gas | Building Shell - Air Sealing (Infiltration Control) | A | Original Unit Summer Peak Savings (kW) | Achievable Economic UCT Potential | 0 | 0 | 0 | 0 | 0 | 0 | 0 | 0 | 0 | 0 | 0 | 0 | 0 | 0 | 0 | 0 | 0 | 0 | 0 | 0 | 0 | 0 | 0 | 0 | 0 | 0 | 0
F3_Industrial_Industrial - WA_New_Space Heating_Natural Gas_Building Shell - Air Sealing (Infiltration Control)_A_Achievable Economic UCT Potential | F3 | Industrial | Industrial - WA | New | Space Heating | Natural Gas | Building Shell - Air Sealing (Infiltration Control) | A | Original Unit Winter Peak Savings (kW) | Achievable Economic UCT Potential | 0 | 0 | 0 | 0 | 0 | 0 | 0 | 0 | 0 | 0 | 0 | 0 | 0 | 0 | 0 | 0 | 0 | 0 | 0 | 0 | 0 | 0 | 0 | 0 | 0 | 0 | 0
F4_Industrial_Industrial - WA_New_Space Heating_Natural Gas_Building Shell - Air Sealing (Infiltration Control)_A_Achievable Economic UCT Potential | F4 | Industrial | Industrial - WA | New | Space Heating | Natural Gas | Building Shell - Air Sealing (Infiltration Control) | A | Standalone Impact on Baseline Energy (%) | Achievable Economic UCT Potential | 0 | 0 | 4.2266e-06 | 1.1622e-05 | 2.4721e-05 | 4.6223e-05 | 7.9803e-05 | 0.00012738 | 0.0001915 | 0.00027386 | 0.00037469 | 0.00049214 | 0.00062033 | 0.00075165 | 0.00087573 | 0.00098122 | 0.0010579 | 0.0010997 | 0.0011025 | 0.0010671 | 0.0010344 | 0.0010041 | 0.00097609 | 0.00095 | 0.00092567 | 0.00090294 | 0.00088165
F5_Industrial_Industrial - WA_New_Space Heating_Natural Gas_Building Shell - Air Sealing (Infiltration Control)_A_Achievable Economic UCT Potential | F5 | Industrial | Industrial - WA | New | Space Heating | Natural Gas | Building Shell - Air Sealing (Infiltration Control) | A | Standalone Impact on Baseline Summer Peak (%) | Achievable Economic UCT Potential | 0 | 0 | 0 | 0 | 0 | 0 | 0 | 0 | 0 | 0 | 0 | 0 | 0 | 0 | 0 | 0 | 0 | 0 | 0 | 0 | 0 | 0 | 0 | 0 | 0 | 0 | 0
F6_Industrial_Industrial - WA_New_Space Heating_Natural Gas_Building Shell - Air Sealing (Infiltration Control)_A_Achievable Economic UCT Potential | F6 | Industrial | Industrial - WA | New | Space Heating | Natural Gas | Building Shell - Air Sealing (Infiltration Control) | A | Standalone Impact on Baseline Winter Peak (%) | Achievable Economic UCT Potential | 0 | 0 | 0 | 0 | 0 | 0 | 0 | 0 | 0 | 0 | 0 | 0 | 0 | 0 | 0 | 0 | 0 | 0 | 0 | 0 | 0 | 0 | 0 | 0 | 0 | 0 | 0
F7_Industrial_Industrial - WA_New_Space Heating_Natural Gas_Building Shell - Air Sealing (Infiltration Control)_A_Achievable Economic UCT Potential | F7 | Industrial | Industrial - WA | New | Space Heating | Natural Gas | Building Shell - Air Sealing (Infiltration Control) | A | Incremental Energy Savings (MWh or mTherms) | Achievable Economic UCT Potential | 0 | 0 | 6.8065e-05 | 0.00017976 | 0.00038014 | 0.00069883 | 0.0011449 | 0.0017584 | 0.0025504 | 0.0035083 | 0.0045849 | 0.0056915 | 0.0066329 | 0.0072782 | 0.0074346 | 0.0069704 | 0.0058608 | 0.0042506 | 0.002209 | 0 | 0 | 0 | 0 | 0 | 0 | 0 | 0
F8_Industrial_Industrial - WA_New_Space Heating_Natural Gas_Building Shell - Air Sealing (Infiltration Control)_A_Achievable Economic UCT Potential | F8 | Industrial | Industrial - WA | New | Space Heating | Natural Gas | Building Shell - Air Sealing (Infiltration Control) | A | Incremental Summer Peak Savings (MW) | Achievable Economic UCT Potential | 0 | 0 | 0 | 0 | 0 | 0 | 0 | 0 | 0 | 0 | 0 | 0 | 0 | 0 | 0 | 0 | 0 | 0 | 0 | 0 | 0 | 0 | 0 | 0 | 0 | 0 | 0
F9_Industrial_Industrial - WA_New_Space Heating_Natural Gas_Building Shell - Air Sealing (Infiltration Control)_A_Achievable Economic UCT Potential | F9 | Industrial | Industrial - WA | New | Space Heating | Natural Gas | Building Shell - Air Sealing (Infiltration Control) | A | Incremental Winter Peak Savings (MW) | Achievable Economic UCT Potential | 0 | 0 | 0 | 0 | 0 | 0 | 0 | 0 | 0 | 0 | 0 | 0 | 0 | 0 | 0 | 0 | 0 | 0 | 0 | 0 | 0 | 0 | 0 | 0 | 0 | 0 | 0
F10_Industrial_Industrial - WA_New_Space Heating_Natural Gas_Building Shell - Air Sealing (Infiltration Control)_A_Achievable Economic UCT Potential | F10 | Industrial | Industrial - WA | New | Space Heating | Natural Gas | Building Shell - Air Sealing (Infiltration Control) | A | Cumulative Energy Savings (MWh or mTherms) | Achievable Economic UCT Potential | 0 | 0 | 6.8065e-05 | 0.00024728 | 0.00062645 | 0.0013238 | 0.002467 | 0.0042225 | 0.0067688 | 0.010271 | 0.014849 | 0.02053 | 0.027151 | 0.034415 | 0.041834 | 0.048786 | 0.054628 | 0.058859 | 0.061049 | 0.061008 | 0.060953 | 0.060904 | 0.060861 | 0.060823 | 0.060789 | 0.060758 | 0.060731
F11_Industrial_Industrial - WA_New_Space Heating_Natural Gas_Building Shell - Air Sealing (Infiltration Control)_A_Achievable Economic UCT Potential | F11 | Industrial | Industrial - WA | New | Space Heating | Natural Gas | Building Shell - Air Sealing (Infiltration Control) | A | Cumulative Summer Peak Savings (MW) | Achievable Economic UCT Potential | 0 | 0 | 0 | 0 | 0 | 0 | 0 | 0 | 0 | 0 | 0 | 0 | 0 | 0 | 0 | 0 | 0 | 0 | 0 | 0 | 0 | 0 | 0 | 0 | 0 | 0 | 0
F12_Industrial_Industrial - WA_New_Space Heating_Natural Gas_Building Shell - Air Sealing (Infiltration Control)_A_Achievable Economic UCT Potential | F12 | Industrial | Industrial - WA | New | Space Heating | Natural Gas | Building Shell - Air Sealing (Infiltration Control) | A | Cumulative Winter Peak Savings (MW) | Achievable Economic UCT Potential | 0 | 0 | 0 | 0 | 0 | 0 | 0 | 0 | 0 | 0 | 0 | 0 | 0 | 0 | 0 | 0 | 0 | 0 | 0 | 0 | 0 | 0 | 0 | 0 | 0 | 0 | 0
F13_Industrial_Industrial - WA_New_Space Heating_Natural Gas_Building Shell - Air Sealing (Infiltration Control)_A_Achievable Economic UCT Potential | F13 | Industrial | Industrial - WA | New | Space Heating | Natural Gas | Building Shell - Air Sealing (Infiltration Control) | A | Purchases (Incremental) | Achievable Economic UCT Potential | 0 | 0 | 0.0012677 | 0.0033747 | 0.0071651 | 0.013203 | 0.021661 | 0.033304 | 0.048353 | 0.06657 | 0.087062 | 0.10815 | 0.12611 | 0.13845 | 0.14149 | 0.13271 | 0.11163 | 0.08099 | 0.042103 | 0 | 0 | 0 | 0 | 0 | 0 | 0 | 0
F14_Industrial_Industrial - WA_New_Space Heating_Natural Gas_Building Shell - Air Sealing (Infiltration Control)_A_Achievable Economic UCT Potential | F14 | Industrial | Industrial - WA | New | Space Heating | Natural Gas | Building Shell - Air Sealing (Infiltration Control) | A | Purchases (Cumulative) | Achievable Economic UCT Potential | 0 | 0 | 0.0012677 | 0.0046424 | 0.011808 | 0.025011 | 0.046672 | 0.079976 | 0.12833 | 0.1949 | 0.28196 | 0.39011 | 0.51621 | 0.65466 | 0.79616 | 0.92887 | 1.0405 | 1.1215 | 1.1636 | 1.1636 | 1.1636 | 1.1636 | 1.1636 | 1.1636 | 1.1636 | 1.1636 | 1.1636
F1_Industrial_Industrial - WA_New_Space Heating_Natural Gas_Ventilation - Demand Controlled_A_Achievable Economic UCT Potential | F1 | Industrial | Industrial - WA | New | Space Heating | Natural Gas | Ventilation - Demand Controlled | A | Original Unit Energy Savings (kWh or therms) | Achievable Economic UCT Potential | 0 | 0 | 0.035427 | 0.034446 | 0.033962 | 0.033672 | 0.033508 | 0.03337 | 0.033251 | 0.033148 | 0.033058 | 0.032979 | 0.032908 | 0.032845 | 0.032788 | 0.032737 | 0.03269 | 0.032647 | 0.032608 | 0.032527 | 0.032418 | 0.032321 | 0.032236 | 0.03216 | 0.032092 | 0.032032 | 0.031979
F2_Industrial_Industrial - WA_New_Space Heating_Natural Gas_Ventilation - Demand Controlled_A_Achievable Economic UCT Potential | F2 | Industrial | Industrial - WA | New | Space Heating | Natural Gas | Ventilation - Demand Controlled | A | Original Unit Summer Peak Savings (kW) | Achievable Economic UCT Potential | 0 | 0 | 0 | 0 | 0 | 0 | 0 | 0 | 0 | 0 | 0 | 0 | 0 | 0 | 0 | 0 | 0 | 0 | 0 | 0 | 0 | 0 | 0 | 0 | 0 | 0 | 0
F3_Industrial_Industrial - WA_New_Space Heating_Natural Gas_Ventilation - Demand Controlled_A_Achievable Economic UCT Potential | F3 | Industrial | Industrial - WA | New | Space Heating | Natural Gas | Ventilation - Demand Controlled | A | Original Unit Winter Peak Savings (kW) | Achievable Economic UCT Potential | 0 | 0 | 0 | 0 | 0 | 0 | 0 | 0 | 0 | 0 | 0 | 0 | 0 | 0 | 0 | 0 | 0 | 0 | 0 | 0 | 0 | 0 | 0 | 0 | 0 | 0 | 0
F4_Industrial_Industrial - WA_New_Space Heating_Natural Gas_Ventilation - Demand Controlled_A_Achievable Economic UCT Potential | F4 | Industrial | Industrial - WA | New | Space Heating | Natural Gas | Ventilation - Demand Controlled | A | Standalone Impact on Baseline Energy (%) | Achievable Economic UCT Potential | 0 | 0 | 0 | 0 | 0 | 0 | 0 | 0 | 0 | 0 | 0 | 0 | 0 | 0 | 0 | 0 | 0 | 0 | 0 | 0 | 0 | 0 | 0 | 0 | 0 | 0 | 0
F5_Industrial_Industrial - WA_New_Space Heating_Natural Gas_Ventilation - Demand Controlled_A_Achievable Economic UCT Potential | F5 | Industrial | Industrial - WA | New | Space Heating | Natural Gas | Ventilation - Demand Controlled | A | Standalone Impact on Baseline Summer Peak (%) | Achievable Economic UCT Potential | 0 | 0 | 0 | 0 | 0 | 0 | 0 | 0 | 0 | 0 | 0 | 0 | 0 | 0 | 0 | 0 | 0 | 0 | 0 | 0 | 0 | 0 | 0 | 0 | 0 | 0 | 0
F6_Industrial_Industrial - WA_New_Space Heating_Natural Gas_Ventilation - Demand Controlled_A_Achievable Economic UCT Potential | F6 | Industrial | Industrial - WA | New | Space Heating | Natural Gas | Ventilation - Demand Controlled | A | Standalone Impact on Baseline Winter Peak (%) | Achievable Economic UCT Potential | 0 | 0 | 0 | 0 | 0 | 0 | 0 | 0 | 0 | 0 | 0 | 0 | 0 | 0 | 0 | 0 | 0 | 0 | 0 | 0 | 0 | 0 | 0 | 0 | 0 | 0 | 0
F7_Industrial_Industrial - WA_New_Space Heating_Natural Gas_Ventilation - Demand Controlled_A_Achievable Economic UCT Potential | F7 | Industrial | Industrial - WA | New | Space Heating | Natural Gas | Ventilation - Demand Controlled | A | Incremental Energy Savings (MWh or mTherms) | Achievable Economic UCT Potential | 0 | 0 | 0 | 0 | 0 | 0 | 0 | 0 | 0 | 0 | 0 | 0 | 0 | 0 | 0 | 0 | 0 | 0 | 0 | 0 | 0 | 0 | 0 | 0 | 0 | 0 | 0
F8_Industrial_Industrial - WA_New_Space Heating_Natural Gas_Ventilation - Demand Controlled_A_Achievable Economic UCT Potential | F8 | Industrial | Industrial - WA | New | Space Heating | Natural Gas | Ventilation - Demand Controlled | A | Incremental Summer Peak Savings (MW) | Achievable Economic UCT Potential | 0 | 0 | 0 | 0 | 0 | 0 | 0 | 0 | 0 | 0 | 0 | 0 | 0 | 0 | 0 | 0 | 0 | 0 | 0 | 0 | 0 | 0 | 0 | 0 | 0 | 0 | 0
F9_Industrial_Industrial - WA_New_Space Heating_Natural Gas_Ventilation - Demand Controlled_A_Achievable Economic UCT Potential | F9 | Industrial | Industrial - WA | New | Space Heating | Natural Gas | Ventilation - Demand Controlled | A | Incremental Winter Peak Savings (MW) | Achievable Economic UCT Potential | 0 | 0 | 0 | 0 | 0 | 0 | 0 | 0 | 0 | 0 | 0 | 0 | 0 | 0 | 0 | 0 | 0 | 0 | 0 | 0 | 0 | 0 | 0 | 0 | 0 | 0 | 0
F10_Industrial_Industrial - WA_New_Space Heating_Natural Gas_Ventilation - Demand Controlled_A_Achievable Economic UCT Potential | F10 | Industrial | Industrial - WA | New | Space Heating | Natural Gas | Ventilation - Demand Controlled | A | Cumulative Energy Savings (MWh or mTherms) | Achievable Economic UCT Potential | 0 | 0 | 0 | 0 | 0 | 0 | 0 | 0 | 0 | 0 | 0 | 0 | 0 | 0 | 0 | 0 | 0 | 0 | 0 | 0 | 0 | 0 | 0 | 0 | 0 | 0 | 0
F11_Industrial_Industrial - WA_New_Space Heating_Natural Gas_Ventilation - Demand Controlled_A_Achievable Economic UCT Potential | F11 | Industrial | Industrial - WA | New | Space Heating | Natural Gas | Ventilation - Demand Controlled | A | Cumulative Summer Peak Savings (MW) | Achievable Economic UCT Potential | 0 | 0 | 0 | 0 | 0 | 0 | 0 | 0 | 0 | 0 | 0 | 0 | 0 | 0 | 0 | 0 | 0 | 0 | 0 | 0 | 0 | 0 | 0 | 0 | 0 | 0 | 0
F12_Industrial_Industrial - WA_New_Space Heating_Natural Gas_Ventilation - Demand Controlled_A_Achievable Economic UCT Potential | F12 | Industrial | Industrial - WA | New | Space Heating | Natural Gas | Ventilation - Demand Controlled | A | Cumulative Winter Peak Savings (MW) | Achievable Economic UCT Potential | 0 | 0 | 0 | 0 | 0 | 0 | 0 | 0 | 0 | 0 | 0 | 0 | 0 | 0 | 0 | 0 | 0 | 0 | 0 | 0 | 0 | 0 | 0 | 0 | 0 | 0 | 0
F13_Industrial_Industrial - WA_New_Space Heating_Natural Gas_Ventilation - Demand Controlled_A_Achievable Economic UCT Potential | F13 | Industrial | Industrial - WA | New | Space Heating | Natural Gas | Ventilation - Demand Controlled | A | Purchases (Incremental) | Achievable Economic UCT Potential | 0 | 0 | 0 | 0 | 0 | 0 | 0 | 0 | 0 | 0 | 0 | 0 | 0 | 0 | 0 | 0 | 0 | 0 | 0 | 0 | 0 | 0 | 0 | 0 | 0 | 0 | 0